## Sheet1
System full path | Quantity | Criticality description | Condition | Revised Life | Revised Exp Year | Condition Score | Criticality Description Score | Combined Score (Equal) | Replacement Rank | Exp Year Ranking
Communication and Control ¦ Emergency Communication Systems ¦ Pull Cord/Alarm Switch | 1 | Urgent | B | 3 | 2027 | 5 | 1 | 2.2 | 1373 | 13268
Security ¦ Security Systems ¦ Personal Protection ¦ Personal Attack Alarm System | 2 | Urgent | B | 8 | 2032 | 5 | 1 | 2.2 | 1374 | 20254
Fire ¦ Fire Detection ¦ Fire Call Point / Break Glass BGU | 2 | Urgent | B | 8 | 2032 | 5 | 1 | 2.2 | 1375 | 20255
Sanitary ¦ Cleaners Sinks ¦ Vitreous china/fireclay/uPVC | 1 | Low | B | 13 | 2037 | 5 | 4 | 3.7 | 32634 | 27310
Sanitary ¦ WC Toilet Standard / All Types ¦ Vitreous china/fireclay/uPVC | 2 | Medium | B | 6 | 2030 | 5 | 3 | 3.2 | 19658 | 18377
Sanitary ¦ WC Toilet Disabled / All Types ¦ Vitreous china/fireclay/uPVC | 1 | Medium | B | 6 | 2030 | 5 | 3 | 3.2 | 19659 | 18378
Fire ¦ Fire Detection ¦ Fire Heat Detector | 11 | Urgent | B | 1 | 2025 | 5 | 1 | 2.2 | 1376 | 920
Transport ¦ Lifts ¦ Scissor Lift | 1 | Medium | B | 2 | 2026 | 5 | 3 | 3.2 | 19660 | 12990
Electrical ¦ Specialist Lighting ¦ Internal ¦ Illuminated Fire Exit Signage | 3 | Urgent | B | 14 | 2038 | 5 | 1 | 2.2 | 1377 | 27328
Fire ¦ Fire Fighting ¦ Fire Extinguishers ¦ CO2 | 2 | Urgent | B | 6 | 2030 | 5 | 1 | 2.2 | 1378 | 15739
Electrical ¦ LV Distribution ¦ Distribution Board ¦ Main | 1 | High | B | 13 | 2037 | 5 | 2 | 2.7 | 11282 | 26934
HVAC ¦ Ductwork ¦ Ductwork, Fittings and Ancillaries ¦ Central Ventilation Systems ¦ Fire Dampers ¦ Fusible Link | 1 | Urgent | B | 8 | 2032 | 5 | 1 | 2.2 | 1379 | 20256
HVAC ¦ Heat Emitters - Local ¦ Electric Heaters | 2 | Medium | B | 4 | 2028 | 5 | 3 | 3.2 | 19661 | 14021
Fire ¦ Fire Fighting ¦ Fire Extinguishers ¦ Foam | 2 | Urgent | B | 6 | 2030 | 5 | 1 | 2.2 | 1380 | 15740
Water ¦ Local Hot Water ¦ Package Electric Water Heaters - Non-Drinking Water | 1 | Medium | B | 8 | 2032 | 5 | 3 | 3.2 | 19662 | 20795
Lightning Protection ¦ System | 1 | High | B | 23 | 2047 | 5 | 2 | 2.7 | 11283 | 33185
Transport ¦ Lifts ¦ Scissor Lift | 1 | Medium | B | 2 | 2026 | 5 | 3 | 3.2 | 19663 | 12991
HVAC ¦ Fan ¦ Local and Special Ventilation ¦ Axial | 1 | Medium | B | 8 | 2032 | 5 | 3 | 3.2 | 19664 | 20796
Electrical ¦ Lighting ¦ Internal ¦ General | 19 | Medium | B | 6 | 2030 | 5 | 3 | 3.2 | 19665 | 18379
Electrical ¦ Lighting ¦ Internal ¦ Emergency ¦ Self Contained ¦ Non LED | 1 | Urgent | B | 1 | 2025 | 5 | 1 | 2.2 | 1381 | 921
Electrical ¦ Specialist Lighting ¦ Internal ¦ Illuminated Fire Exit Signage | 2 | Urgent | B | 16 | 2040 | 5 | 1 | 2.2 | 1382 | 28603
Fabric ¦ Superstructure ¦ Windows and External Doors ¦ External Windows ¦ Roller Shutters ¦ External Window Shutters ¦ Electric | 1 | Medium | B | 15 | 2039 | 5 | 3 | 3.2 | 19666 | 28341
Electrical ¦ Lighting ¦ Internal ¦ Emergency ¦ Self Contained ¦ LED | 3 | Urgent | B | 24 | 2048 | 5 | 1 | 2.2 | 1383 | 33232
HVAC ¦ Fan ¦ Local and Special Ventilation ¦ Centrifugal | 1 | Medium | B | 1 | 2025 | 5 | 3 | 3.2 | 19667 | 5878
Electrical ¦ LV Distribution ¦ Distribution Board ¦ Sub | 1 | High | B | 19 | 2043 | 5 | 2 | 2.7 | 11284 | 31134
Electrical ¦ LV Distribution ¦ Distribution Board ¦ Sub | 1 | High | B | 19 | 2043 | 5 | 2 | 2.7 | 11285 | 31135
Fabric ¦ Barriers and Guardrails ¦ Vehicle Crash Protection Barrier | 1 | V Low | B | 1 | 2025 | 5 | 4 | 3.7 | 32635 | 11707
Fabric ¦ Barriers and Guardrails ¦ Vehicle Crash Protection Barrier | 1 | V Low | B | 1 | 2025 | 5 | 4 | 3.7 | 32636 | 11708
FFE ¦ Equipment ¦ Domestic Kitchen ¦ Sinks - Domestic Kitchen Stainless Steel | 1 | Medium | B | 36 | 2060 | 5 | 3 | 3.2 | 19668 | 33885
Fabric ¦ Superstructure ¦ Internal Doors ¦ Fire Doors ¦ Single | 1 | Urgent | B | 21 | 2045 | 5 | 1 | 2.2 | 1384 | 31716
Electrical ¦ LV Distribution ¦ Electricity Meters | 1 | Medium | B | 13 | 2037 | 5 | 3 | 3.2 | 19669 | 27055
FFE ¦ Equipment ¦ Domestic Kitchen ¦ Fridge | 1 | Medium | B | 1 | 2025 | 5 | 3 | 3.2 | 19670 | 5879
Fabric ¦ Superstructure ¦ Internal Doors ¦ Fire Doors ¦ Single | 1 | Urgent | B | 21 | 2045 | 5 | 1 | 2.2 | 1385 | 31717
Fabric ¦ Superstructure ¦ Internal Doors ¦ Fire Doors ¦ Single | 1 | Urgent | B | 21 | 2045 | 5 | 1 | 2.2 | 1386 | 31718
Sanitary ¦ Hand Dryers ¦ Standard | 1 | Medium | B | 1 | 2025 | 5 | 3 | 3.2 | 19671 | 5880
Electrical ¦ LV Distribution ¦ Distribution Board ¦ Main | 1 | High | D | 6 | 2030 | 3 | 2 | 2.1 | 1016 | 15717
HVAC ¦ Fan ¦ Local and Special Ventilation ¦ Mixed Flow | 1 | Medium | B | 8 | 2032 | 5 | 3 | 3.2 | 19672 | 20797
Transport ¦ Lifts ¦ Scissor Lift | 1 | Medium | B | 23 | 2047 | 5 | 3 | 3.2 | 19673 | 33231
HVAC ¦ Fan ¦ Local and Special Ventilation ¦ Fans Window or Wall Mounted | 1 | Medium | CX | 1 | 2025 | 2 | 3 | 2.3 | 10031 | 2002
Electrical ¦ Lighting ¦ Internal ¦ Emergency ¦ Self Contained ¦ LED | 15 | Urgent | B | 22 | 2046 | 5 | 1 | 2.2 | 1387 | 32816
Electrical ¦ Specialist Lighting ¦ Internal ¦ Illuminated Fire Exit Signage | 4 | Urgent | B | 6 | 2030 | 5 | 1 | 2.2 | 1388 | 15741
HVAC ¦ Central Air Conditioning ¦ Air Conditioning ¦ Multi-Split Evaporator - Split Systems/Heat Pumps - Air-cooled with Direct Expansion Evaporator (DX) | 1 | Medium | B | 8 | 2032 | 5 | 3 | 3.2 | 19674 | 20798
HVAC ¦ Fan ¦ Local and Special Ventilation ¦ Axial | 1 | Medium | B | 8 | 2032 | 5 | 3 | 3.2 | 19675 | 20799
Transport ¦ Lifts ¦ Scissor Lift | 1 | Medium | B | 2 | 2026 | 5 | 3 | 3.2 | 19676 | 12992
HVAC ¦ Fan ¦ Local and Special Ventilation ¦ Axial | 1 | Medium | B | 8 | 2032 | 5 | 3 | 3.2 | 19677 | 20800
Electrical ¦ Lighting ¦ Internal ¦ General ¦ LED Fittings & Luminaires | 53 | Medium | B | 14 | 2038 | 5 | 3 | 3.2 | 19678 | 27516
HVAC ¦ Fan ¦ Local and Special Ventilation ¦ Fans Window or Wall Mounted | 4 | Medium | B | 1 | 2025 | 5 | 3 | 3.2 | 19679 | 5881
HVAC ¦ Fan ¦ Local and Special Ventilation ¦ Fans Window or Wall Mounted | 4 | Medium | B | 1 | 2025 | 5 | 3 | 3.2 | 19680 | 5882
HVAC ¦ Heat Emitters - Local ¦ Electric Heaters | 2 | Medium | B | 1 | 2025 | 5 | 3 | 3.2 | 19681 | 5883
Fire ¦ Fire Fighting ¦ Fire Extinguishers ¦ Foam | 8 | Urgent | B | 6 | 2030 | 5 | 1 | 2.2 | 1389 | 15742
Electrical ¦ Lighting ¦ Internal ¦ General ¦ LED Fittings & Luminaires | 9 | Medium | B | 16 | 2040 | 5 | 3 | 3.2 | 19682 | 29297
Fabric ¦ Superstructure ¦ Windows and External Doors ¦ External Windows ¦ Roller Shutters ¦ External Window Shutters ¦ Manual | 1 | Medium | B | 15 | 2039 | 5 | 3 | 3.2 | 19683 | 28342
Fabric ¦ Superstructure ¦ Windows and External Doors ¦ External Windows ¦ Roller Shutters ¦ External Window Shutters ¦ Manual | 1 | Medium | B | 15 | 2039 | 5 | 3 | 3.2 | 19684 | 28343
Fabric ¦ Superstructure ¦ Windows and External Doors ¦ External Windows ¦ Roller Shutters ¦ External Window Shutters ¦ Manual | 1 | Medium | B | 1 | 2025 | 5 | 3 | 3.2 | 19685 | 5884
Electrical ¦ Lighting ¦ Internal ¦ General | 4 | Medium | CX | 1 | 2025 | 2 | 3 | 2.3 | 10032 | 2003
HVAC ¦ Fan ¦ Local and Special Ventilation ¦ Centrifugal | 1 | Medium | B | 1 | 2025 | 5 | 3 | 3.2 | 19686 | 5885
HVAC ¦ Central Heating (Internally Sourced) ¦ Boiler ¦ Atmospheric Gas Burner/Condensing Combination Boiler (domestic type) | 1 | High | B | 1 | 2025 | 5 | 2 | 2.7 | 11286 | 2741
Electrical ¦ Lighting ¦ Internal ¦ General ¦ LED Fittings & Luminaires | 17 | Medium | B | 7 | 2031 | 5 | 3 | 3.2 | 19687 | 19732
Electrical ¦ LV Distribution ¦ Distribution Board ¦ Sub | 1 | High | B | 12 | 2036 | 5 | 2 | 2.7 | 11287 | 26130
Fabric ¦ Superstructure ¦ Internal Doors ¦ Roller Shutters ¦ Electric Roller Shutter | 1 | Medium | B | 16 | 2040 | 5 | 3 | 3.2 | 19688 | 29298
Fire ¦ Fire Fighting ¦ Fire Extinguishers ¦ Foam | 2 | Urgent | B | 9 | 2033 | 5 | 1 | 2.2 | 1390 | 21208
Electrical ¦ LV Distribution ¦ Distribution Board ¦ Sub | 1 | High | B | 1 | 2025 | 5 | 2 | 2.7 | 11288 | 2742
Electrical ¦ LV Distribution ¦ Distribution Board ¦ Sub | 1 | High | B | 1 | 2025 | 5 | 2 | 2.7 | 11289 | 2743
Fabric ¦ Barriers and Guardrails ¦ Vehicle Crash Protection Barrier | 1 | V Low | B | 1 | 2025 | 5 | 4 | 3.7 | 32637 | 11709
Fabric ¦ Superstructure ¦ Windows and External Doors ¦ External Doors ¦ Manual and Automatic Doors ¦ Auto / Powered Sliding Doors | 1 | High | B | 26 | 2050 | 5 | 2 | 2.7 | 11290 | 33475
HVAC ¦ Heat Emitters - Local ¦ Electric Heaters | 2 | Medium | B | 1 | 2025 | 5 | 3 | 3.2 | 19689 | 5886
Fabric ¦ Superstructure ¦ Internal Doors ¦ Roller Shutters ¦ Electric Roller Shutter | 1 | Medium | B | 12 | 2036 | 5 | 3 | 3.2 | 19690 | 26301
HVAC ¦ Heat Emitters - Local ¦ Gas Fired Unit Heaters | 1 | Medium | C | 7 | 2031 | 4 | 3 | 2.9 | 18358 | 19716
HVAC ¦ Fan ¦ Local and Special Ventilation ¦ Extract | 1 | Medium | B | 8 | 2032 | 5 | 3 | 3.2 | 19691 | 20801
Fabric ¦ Superstructure ¦ Internal Doors ¦ Roller Shutters ¦ Electric Roller Shutter | 1 | Medium | B | 20 | 2044 | 5 | 3 | 3.2 | 19692 | 31667
HVAC ¦ Heat Emitters - Local ¦ Electric Overdoor Air Curtain/Heater | 1 | Medium | B | 4 | 2028 | 5 | 3 | 3.2 | 19693 | 14022
Fabric ¦ Superstructure ¦ Internal Doors ¦ Roller Shutters ¦ Electric Roller Shutter | 1 | Medium | B | 15 | 2039 | 5 | 3 | 3.2 | 19694 | 28344
Electrical ¦ Lighting ¦ External ¦ General - LED | 2 | Medium | B | 14 | 2038 | 5 | 3 | 3.2 | 19695 | 27517
Electrical ¦ Lighting ¦ Internal ¦ General | 3 | Medium | B | 1 | 2025 | 5 | 3 | 3.2 | 19696 | 5887
HVAC ¦ Heat Emitters - Local ¦ Electric Overdoor Air Curtain/Heater | 1 | Medium | DX | 4 | 2028 | 1 | 3 | 2 | 760 | 13748
Water ¦ Local Hot Water ¦ Instantaneous Electric Water Heater - Non-Drinking Water | 1 | Medium | B | 5 | 2029 | 5 | 3 | 3.2 | 19697 | 14789
Electrical ¦ Lighting ¦ Internal ¦ Emergency ¦ Self Contained ¦ LED | 20 | Urgent | B | 16 | 2040 | 5 | 1 | 2.2 | 1391 | 28604
Fabric ¦ Superstructure ¦ Internal Doors ¦ Roller Shutters ¦ Electric Roller Shutter | 1 | Medium | B | 12 | 2036 | 5 | 3 | 3.2 | 19698 | 26302
Fabric ¦ Superstructure ¦ Windows and External Doors ¦ Roller Shutters ¦ Manual Roller Shutter | 1 | High | C | 1 | 2025 | 4 | 2 | 2.4 | 10399 | 2302
Electrical ¦ LV Distribution ¦ Distribution Board ¦ Main | 1 | High | B | 10 | 2034 | 5 | 2 | 2.7 | 11291 | 22248
Electrical ¦ LV Distribution ¦ Distribution Board ¦ Sub | 1 | High | B | 1 | 2025 | 5 | 2 | 2.7 | 11292 | 2744
Electrical ¦ LV Distribution ¦ Distribution Board ¦ Sub | 1 | High | B | 4 | 2028 | 5 | 2 | 2.7 | 11293 | 13893
HVAC ¦ Local Air Conditioning ¦ Single-Split Condenser - Split Systems/Heat Pumps - Air-cooled with Direct Expansion Evaporator (DX) | 1 | Medium | DX | 1 | 2025 | 1 | 3 | 2 | 761 | 488
Fabric ¦ Barriers and Guardrails ¦ Vehicle Crash Protection Barrier | 1 | V Low | B | 1 | 2025 | 5 | 4 | 3.7 | 32638 | 11710
Fabric ¦ Superstructure ¦ Internal Doors ¦ Roller Shutters ¦ Electric Roller Shutter | 1 | Medium | B | 10 | 2034 | 5 | 3 | 3.2 | 19699 | 22545
Fire ¦ Fire Detection ¦ Fire Alarm Panel / Repeater (Vesda) | 1 | Urgent | B | 2 | 2026 | 5 | 1 | 2.2 | 1392 | 12440
Electrical ¦ Lighting ¦ External ¦ General - LED | 2 | Medium | B | 3 | 2027 | 5 | 3 | 3.2 | 19700 | 13419
HVAC ¦ Heat Emitters - Local ¦ Electric Overdoor Air Curtain/Heater | 1 | Medium | D | 5 | 2029 | 3 | 3 | 2.6 | 11028 | 14543
Fire ¦ Fire Detection ¦ Fire Alarm Panel / Repeater (Vesda) | 1 | Urgent | CX | 1 | 2025 | 2 | 1 | 1.3 | 322 | 309
HVAC ¦ Fan ¦ Local and Special Ventilation ¦ Extract | 1 | Medium | B | 8 | 2032 | 5 | 3 | 3.2 | 19701 | 20802
HVAC ¦ Local Air Conditioning ¦ Single-Split Evaporator - Split Systems/Heat Pumps - Air-cooled with Direct Expansion Evaporator (DX) | 1 | Medium | B | 4 | 2028 | 5 | 3 | 3.2 | 19702 | 14023
Electrical ¦ LV Distribution ¦ Distribution Board ¦ Sub | 1 | High | B | 1 | 2025 | 5 | 2 | 2.7 | 11294 | 2745
Controls ¦ Multi-System Controls ¦ Instrument Control Panel | 1 | Medium | C | 1 | 2025 | 4 | 3 | 2.9 | 18359 | 5341
Fabric ¦ Superstructure ¦ Windows and External Doors ¦ Roller Shutters ¦ Manual Roller Shutter | 1 | High | C | 1 | 2025 | 4 | 2 | 2.4 | 10400 | 2303
Communication and Control ¦ Communication Systems ¦ Public Address (PA) System | 1 | Medium | B | 8 | 2032 | 5 | 3 | 3.2 | 19703 | 20803
Security ¦ Access ¦ Access Control ¦ Door ¦ Local Lock / Keypad / Manual | 1 | Medium | B | 1 | 2025 | 5 | 3 | 3.2 | 19704 | 5888
Electrical ¦ Lighting ¦ Internal ¦ General | 1 | Medium | B | 7 | 2031 | 5 | 3 | 3.2 | 19705 | 19733
Fire ¦ Fire Fighting ¦ Fire Extinguishers ¦ CO2 | 5 | Urgent | B | 9 | 2033 | 5 | 1 | 2.2 | 1393 | 21209
Fabric ¦ Barriers and Guardrails ¦ Vehicle Crash Protection Barrier | 1 | V Low | B | 1 | 2025 | 5 | 4 | 3.7 | 32639 | 11711
Electrical ¦ LV Distribution ¦ Distribution Board ¦ Main | 1 | High | C | 1 | 2025 | 4 | 2 | 2.4 | 10401 | 2304
Fabric ¦ Superstructure ¦ Windows and External Doors ¦ External Doors ¦ Manual and Automatic Doors ¦ Emergency and Panic Escape Doors | 1 | Urgent | D | 8 | 2032 | 3 | 1 | 1.6 | 420 | 20228
Fire ¦ Fire Detection ¦ Fire Alarm System | 1 | Urgent | B | 6 | 2030 | 5 | 1 | 2.2 | 1394 | 15743
Fabric ¦ Superstructure ¦ Windows and External Doors ¦ External Doors ¦ Manual and Automatic Doors ¦ Emergency and Panic Escape Doors | 1 | Urgent | B | 22 | 2046 | 5 | 1 | 2.2 | 1395 | 32817
Fabric ¦ Superstructure ¦ Windows and External Doors ¦ External Doors ¦ Manual and Automatic Doors ¦ Emergency and Panic Escape Doors | 1 | Urgent | B | 11 | 2035 | 5 | 1 | 2.2 | 1396 | 23314
Electrical ¦ Specialist Lighting ¦ Internal ¦ Illuminated Fire Exit Signage | 2 | Urgent | B | 10 | 2034 | 5 | 1 | 2.2 | 1397 | 21970
HVAC ¦ Local Air Conditioning ¦ Single-Split Evaporator - Split Systems/Heat Pumps - Air-cooled with Direct Expansion Evaporator (DX) | 1 | Medium | B | 8 | 2032 | 5 | 3 | 3.2 | 19706 | 20804
HVAC ¦ Fan ¦ Local and Special Ventilation ¦ Extract | 1 | Medium | B | 8 | 2032 | 5 | 3 | 3.2 | 19707 | 20805
Electrical ¦ Lighting ¦ External ¦ General - LED | 1 | Medium | B | 5 | 2029 | 5 | 3 | 3.2 | 19708 | 14790
HVAC ¦ Local Air Conditioning ¦ Single-Split Evaporator - Split Systems/Heat Pumps - Air-cooled with Direct Expansion Evaporator (DX) | 1 | Medium | B | 8 | 2032 | 5 | 3 | 3.2 | 19709 | 20806
Fabric ¦ Superstructure ¦ Windows and External Doors ¦ External Windows ¦ Roller Shutters ¦ External Window Shutters ¦ Manual | 1 | Medium | B | 1 | 2025 | 5 | 3 | 3.2 | 19710 | 5889
Security ¦ Access ¦ Access Control ¦ Gate Access - Local Lock / Keypad / Manual (External) | 4 | Medium | B | 1 | 2025 | 5 | 3 | 3.2 | 19711 | 5890
Fire ¦ Fire Fighting ¦ Fire Extinguishers ¦ CO2 | 2 | Urgent | B | 8 | 2032 | 5 | 1 | 2.2 | 1398 | 20257
Electrical ¦ LV Distribution ¦ Distribution Board ¦ Main | 1 | High | B | 15 | 2039 | 5 | 2 | 2.7 | 11295 | 28064
Fire ¦ Fire Fighting ¦ Fire Extinguishers ¦ Foam | 2 | Urgent | B | 8 | 2032 | 5 | 1 | 2.2 | 1399 | 20258
HVAC ¦ Central Air Conditioning ¦ Air Conditioning ¦ Multi-Split Evaporator - Split Systems/Heat Pumps - Air-cooled with Direct Expansion Evaporator (DX) | 1 | Medium | D | 5 | 2029 | 3 | 3 | 2.6 | 11029 | 14544
HVAC ¦ Local Air Conditioning ¦ Single-Split Evaporator - Split Systems/Heat Pumps - Air-cooled with Direct Expansion Evaporator (DX) | 1 | Medium | B | 11 | 2035 | 5 | 3 | 3.2 | 19712 | 24883
Fabric ¦ Superstructure ¦ Internal Doors ¦ Roller Shutters ¦ Electric Roller Shutter | 1 | Medium | B | 16 | 2040 | 5 | 3 | 3.2 | 19713 | 29299
Fabric ¦ Superstructure ¦ Windows and External Doors ¦ External Doors ¦ Entrance Doors | 1 | High | B | 8 | 2032 | 5 | 2 | 2.7 | 11296 | 20670
HVAC ¦ Local Air Conditioning ¦ Single-Split Condenser - Split Systems/Heat Pumps - Air-cooled with Direct Expansion Evaporator (DX) | 1 | Medium | B | 12 | 2036 | 5 | 3 | 3.2 | 19714 | 26303
HVAC ¦ Heat Emitters - Local ¦ Gas Fired Unit Heaters | 1 | Medium | B | 1 | 2025 | 5 | 3 | 3.2 | 19715 | 5891
HVAC ¦ Fan ¦ Local and Special Ventilation ¦ Fans Window or Wall Mounted | 1 | Medium | B | 1 | 2025 | 5 | 3 | 3.2 | 19716 | 5892
Electrical ¦ LV Distribution ¦ Distribution Board ¦ Sub | 1 | High | B | 6 | 2030 | 5 | 2 | 2.7 | 11297 | 17350
HVAC ¦ Fan ¦ Local and Special Ventilation ¦ Fans Window or Wall Mounted | 1 | Medium | B | 6 | 2030 | 5 | 3 | 3.2 | 19717 | 18380
HVAC ¦ Fan ¦ Local and Special Ventilation ¦ Extract | 1 | Medium | B | 1 | 2025 | 5 | 3 | 3.2 | 19718 | 5893
Electrical ¦ Lighting ¦ Internal ¦ General | 54 | Medium | B | 1 | 2025 | 5 | 3 | 3.2 | 19719 | 5894
Electrical ¦ LV Distribution ¦ Distribution Board ¦ Sub | 1 | High | B | 1 | 2025 | 5 | 2 | 2.7 | 11298 | 2746
Water ¦ Local Hot Water ¦ Package Electric Water Heaters - Non-Drinking Water | 1 | Medium | C | 1 | 2025 | 4 | 3 | 2.9 | 18360 | 5342
Communication and Control ¦ Communication Systems ¦ Public Address (PA) System | 1 | Medium | B | 10 | 2034 | 5 | 3 | 3.2 | 19720 | 22546
Fabric ¦ Superstructure ¦ Internal Doors ¦ Roller Shutters ¦ Electric Roller Shutter | 1 | Medium | B | 16 | 2040 | 5 | 3 | 3.2 | 19721 | 29300
Electrical ¦ Lighting ¦ Internal ¦ General ¦ LED Fittings & Luminaires | 49 | Medium | B | 10 | 2034 | 5 | 3 | 3.2 | 19722 | 22547
HVAC ¦ Central Air Conditioning ¦ Air Conditioning ¦ Multi-Split Condenser - Split Systems/Heat Pumps - Air-cooled with Direct Expansion Evaporator (DX) | 1 | Medium | B | 5 | 2029 | 5 | 3 | 3.2 | 19723 | 14791
Electrical ¦ Specialist Lighting ¦ External ¦ Illuminated External Signs | 1 | Medium | DX | 6 | 2030 | 1 | 3 | 2 | 762 | 15714
Fire ¦ Fire Fighting ¦ Fire Extinguishers ¦ Foam | 1 | Urgent | A | 8 | 2032 | 6 | 1 | 2.5 | 10808 | 20649
Electrical ¦ Lighting ¦ External ¦ General - Non-LED | 4 | Medium | D | 1 | 2025 | 3 | 3 | 2.6 | 11030 | 2566
Fire ¦ Fire Fighting ¦ Fire Extinguishers ¦ CO2 | 4 | Urgent | B | 6 | 2030 | 5 | 1 | 2.2 | 1400 | 15744
Water ¦ Local Hot Water ¦ Package Electric Water Heaters - Non-Drinking Water | 1 | Medium | B | 8 | 2032 | 5 | 3 | 3.2 | 19724 | 20807
HVAC ¦ Fan ¦ Local and Special Ventilation ¦ Extract | 1 | Medium | B | 8 | 2032 | 5 | 3 | 3.2 | 19725 | 20808
Electrical ¦ Lighting ¦ Internal ¦ Emergency ¦ Self Contained ¦ Non LED | 29 | Urgent | B | 15 | 2039 | 5 | 1 | 2.2 | 1401 | 27727
Fabric ¦ Superstructure ¦ Windows and External Doors ¦ External Doors ¦ Manual and Automatic Doors ¦ Emergency and Panic Escape Doors | 1 | Urgent | B | 11 | 2035 | 5 | 1 | 2.2 | 1402 | 23315
HVAC ¦ Local Air Conditioning ¦ Single-Split Evaporator - Split Systems/Heat Pumps - Air-cooled with Direct Expansion Evaporator (DX) | 1 | Medium | DX | 1 | 2025 | 1 | 3 | 2 | 763 | 489
Water ¦ Local Hot Water ¦ Package Electric Water Heaters - Non-Drinking Water | 1 | Medium | C | 1 | 2025 | 4 | 3 | 2.9 | 18361 | 5343
Fabric ¦ Superstructure ¦ Windows and External Doors ¦ Roller Shutters ¦ Manual Roller Shutter | 1 | High | B | 1 | 2025 | 5 | 2 | 2.7 | 11299 | 2747
Electrical ¦ LV Distribution ¦ Distribution Board ¦ Sub | 1 | High | C | 1 | 2025 | 4 | 2 | 2.4 | 10402 | 2305
Fabric ¦ Superstructure ¦ Windows and External Doors ¦ External Doors ¦ Manual and Automatic Doors ¦ Emergency and Panic Escape Doors | 1 | Urgent | B | 6 | 2030 | 5 | 1 | 2.2 | 1403 | 15745
HVAC ¦ Local Air Conditioning ¦ Single-Split Evaporator - Split Systems/Heat Pumps - Air-cooled with Direct Expansion Evaporator (DX) | 1 | Medium | DX | 1 | 2025 | 1 | 3 | 2 | 764 | 490
HVAC ¦ Heat Emitters - Local ¦ Electric Overdoor Air Curtain/Heater | 1 | Medium | D | 5 | 2029 | 3 | 3 | 2.6 | 11031 | 14545
Fabric ¦ Superstructure ¦ Windows and External Doors ¦ External Doors ¦ Entrance Doors | 1 | High | B | 34 | 2058 | 5 | 2 | 2.7 | 11300 | 33868
Electrical ¦ LV Distribution ¦ Distribution Board ¦ Main | 1 | High | B | 19 | 2043 | 5 | 2 | 2.7 | 11301 | 31136
Fabric ¦ Superstructure ¦ Windows and External Doors ¦ Roller Shutters ¦ Manual Roller Shutter | 1 | High | B | 1 | 2025 | 5 | 2 | 2.7 | 11302 | 2748
HVAC ¦ Heat Emitters - Central ¦ Radiators ¦ Steel | 4 | Medium | B | 7 | 2031 | 5 | 3 | 3.2 | 19726 | 19734
Electrical ¦ Lighting ¦ Internal ¦ Emergency ¦ Self Contained ¦ Non LED | 6 | Urgent | B | 15 | 2039 | 5 | 1 | 2.2 | 1404 | 27728
Electrical ¦ Lighting ¦ External ¦ General - Non-LED | 1 | Medium | CX | 1 | 2025 | 2 | 3 | 2.3 | 10033 | 2004
HVAC ¦ Heat Emitters - Local ¦ Electric Heaters | 2 | Medium | B | 1 | 2025 | 5 | 3 | 3.2 | 19727 | 5895
Electrical ¦ LV Distribution ¦ Distribution Board ¦ Main | 1 | High | B | 1 | 2025 | 5 | 2 | 2.7 | 11303 | 2749
HVAC ¦ Local Air Conditioning ¦ Single-Split Evaporator - Split Systems/Heat Pumps - Air-cooled with Direct Expansion Evaporator (DX) | 1 | Medium | B | 11 | 2035 | 5 | 3 | 3.2 | 19728 | 24884
HVAC ¦ Local and Special Ventilation ¦ Unit extract fans. | 1 | Medium | C | 5 | 2029 | 4 | 3 | 2.9 | 18362 | 14776
Security ¦ Barriers and Guardrails ¦ Security Controlled Barrier | 1 | High | B | 1 | 2025 | 5 | 2 | 2.7 | 11304 | 2750
Electrical ¦ Lighting ¦ External ¦ General - LED | 3 | Medium | B | 5 | 2029 | 5 | 3 | 3.2 | 19729 | 14792
Fabric ¦ Barriers and Guardrails ¦ Vehicle Crash Protection Barrier | 1 | V Low | B | 1 | 2025 | 5 | 4 | 3.7 | 32640 | 11712
Electrical ¦ LV Distribution ¦ Distribution Board ¦ Sub | 1 | High | D | 5 | 2029 | 3 | 2 | 2.1 | 1017 | 14287
Electrical ¦ LV Distribution ¦ Distribution Board ¦ Sub | 1 | High | B | 1 | 2025 | 5 | 2 | 2.7 | 11305 | 2751
Electrical ¦ LV Distribution ¦ Distribution Board ¦ Sub | 1 | High | B | 1 | 2025 | 5 | 2 | 2.7 | 11306 | 2752
Security ¦ Barriers and Guardrails ¦ Manual Vehicle Barrier | 1 | Medium | B | 1 | 2025 | 5 | 3 | 3.2 | 19730 | 5896
Fabric ¦ Superstructure ¦ Internal Doors ¦ Roller Shutters ¦ Internal Manual Roller Shutter ¦ 24 High x 25 Wide | 1 | Medium | B | 1 | 2025 | 5 | 3 | 3.2 | 19731 | 5897
Electrical ¦ LV Distribution ¦ Distribution Board ¦ Main | 1 | High | B | 7 | 2031 | 5 | 2 | 2.7 | 11307 | 19556
Electrical ¦ Lighting ¦ Internal ¦ General ¦ LED Fittings & Luminaires | 80 | Medium | B | 19 | 2043 | 5 | 3 | 3.2 | 19732 | 31343
HVAC ¦ Fan ¦ Local and Special Ventilation ¦ Extract | 1 | Medium | B | 1 | 2025 | 5 | 3 | 3.2 | 19733 | 5898
Electrical ¦ Lighting ¦ External ¦ General - LED | 2 | Medium | B | 11 | 2035 | 5 | 3 | 3.2 | 19734 | 24885
Electrical ¦ Specialist Lighting ¦ Internal ¦ Illuminated Fire Exit Signage | 3 | Urgent | B | 16 | 2040 | 5 | 1 | 2.2 | 1405 | 28605
Electrical ¦ Lighting ¦ Internal ¦ Emergency ¦ Self Contained ¦ LED | 15 | Urgent | B | 21 | 2045 | 5 | 1 | 2.2 | 1406 | 31719
HVAC ¦ Heat Emitters - Central ¦ Unit Heaters | 1 | Medium | B | 1 | 2025 | 5 | 3 | 3.2 | 19735 | 5899
Fabric ¦ Superstructure ¦ Windows and External Doors ¦ External Doors ¦ Manual and Automatic Doors ¦ High Security Door | 1 | High | B | 26 | 2050 | 5 | 2 | 2.7 | 11308 | 33476
Electrical ¦ LV Distribution ¦ Distribution Board ¦ Sub | 1 | High | B | 1 | 2025 | 5 | 2 | 2.7 | 11309 | 2753
HVAC ¦ Fan ¦ Local and Special Ventilation ¦ Extract | 1 | Medium | B | 1 | 2025 | 5 | 3 | 3.2 | 19736 | 5900
HVAC ¦ Fan ¦ Local and Special Ventilation ¦ Extract | 1 | Medium | B | 1 | 2025 | 5 | 3 | 3.2 | 19737 | 5901
Electrical ¦ Specialist Lighting ¦ Internal ¦ Illuminated Fire Exit Signage | 1 | Urgent | B | 7 | 2031 | 5 | 1 | 2.2 | 1407 | 19144
Electrical ¦ Lighting ¦ Internal ¦ General | 32 | Medium | B | 5 | 2029 | 5 | 3 | 3.2 | 19738 | 14793
Fire ¦ Fire Fighting ¦ Fire Extinguishers ¦ Foam | 4 | Urgent | B | 6 | 2030 | 5 | 1 | 2.2 | 1408 | 15746
Security ¦ Access ¦ Access Control ¦ Door ¦ Local Lock / Keypad / Manual | 1 | Medium | B | 9 | 2033 | 5 | 3 | 3.2 | 19739 | 21676
HVAC ¦ Fan ¦ Local and Special Ventilation ¦ Bifurcated | 1 | Medium | B | 1 | 2025 | 5 | 3 | 3.2 | 19740 | 5902
Fabric ¦ Superstructure ¦ Windows and External Doors ¦ External Doors ¦ Manual and Automatic Doors ¦ Emergency and Panic Escape Doors | 1 | Urgent | B | 15 | 2039 | 5 | 1 | 2.2 | 1409 | 27729
Electrical ¦ LV Distribution ¦ Distribution Board ¦ Main | 1 | High | B | 1 | 2025 | 5 | 2 | 2.7 | 11310 | 2754
HVAC ¦ Heat Emitters - Local ¦ Electric Overdoor Air Curtain/Heater | 1 | Medium | CX | 1 | 2025 | 2 | 3 | 2.3 | 10034 | 2005
Electrical ¦ Lighting ¦ External ¦ General - Non-LED | 1 | Medium | B | 1 | 2025 | 5 | 3 | 3.2 | 19741 | 5903
Electrical ¦ Lighting ¦ Internal ¦ Emergency ¦ Self Contained ¦ LED | 5 | Urgent | B | 21 | 2045 | 5 | 1 | 2.2 | 1410 | 31720
Electrical ¦ Lighting ¦ Internal ¦ General ¦ LED Fittings & Luminaires | 23 | Medium | B | 16 | 2040 | 5 | 3 | 3.2 | 19742 | 29301
Fire ¦ Fire Fighting ¦ Fire Extinguishers ¦ CO2 | 5 | Urgent | B | 6 | 2030 | 5 | 1 | 2.2 | 1411 | 15747
Fire ¦ Fire Fighting ¦ Fire Extinguishers ¦ Powder | 4 | Urgent | B | 6 | 2030 | 5 | 1 | 2.2 | 1412 | 15748
HVAC ¦ Fan ¦ Local and Special Ventilation ¦ Kitchen Vent ¦ Extract | 1 | Low | CX | 5 | 2029 | 2 | 4 | 2.8 | 18344 | 14767
Electrical ¦ Lighting ¦ Internal ¦ General | 31 | Medium | B | 16 | 2040 | 5 | 3 | 3.2 | 19743 | 29302
Electrical ¦ Lighting ¦ External ¦ General - LED | 3 | Medium | B | 11 | 2035 | 5 | 3 | 3.2 | 19744 | 24886
Electrical ¦ LV Distribution ¦ Distribution Board ¦ Main | 1 | High | B | 4 | 2028 | 5 | 2 | 2.7 | 11311 | 13894
HVAC ¦ Heat Emitters - Local ¦ Gas Fired Radiant Heaters | 1 | Medium | C | 1 | 2025 | 4 | 3 | 2.9 | 18363 | 5344
HVAC ¦ Fan ¦ Local and Special Ventilation ¦ Centrifugal | 1 | Medium | B | 1 | 2025 | 5 | 3 | 3.2 | 19745 | 5904
HVAC ¦ Fan ¦ Local and Special Ventilation ¦ Centrifugal | 1 | Medium | B | 1 | 2025 | 5 | 3 | 3.2 | 19746 | 5905
HVAC ¦ Fan ¦ Local and Special Ventilation ¦ Centrifugal | 1 | Medium | B | 1 | 2025 | 5 | 3 | 3.2 | 19747 | 5906
Fabric ¦ Barriers and Guardrails ¦ Vehicle Crash Protection Barrier | 1 | V Low | B | 1 | 2025 | 5 | 4 | 3.7 | 32641 | 11713
HVAC ¦ Local Air Conditioning ¦ Single-Split Condenser - Split Systems/Heat Pumps - Air-cooled with Direct Expansion Evaporator (DX) | 1 | Medium | B | 1 | 2025 | 5 | 3 | 3.2 | 19748 | 5907
Fabric ¦ Superstructure ¦ Windows and External Doors ¦ External Doors ¦ Manual and Automatic Doors ¦ Emergency and Panic Escape Doors | 1 | Urgent | B | 11 | 2035 | 5 | 1 | 2.2 | 1413 | 23316
Fabric ¦ Superstructure ¦ Windows and External Doors ¦ External Doors ¦ Manual and Automatic Doors ¦ Emergency and Panic Escape Doors | 1 | Urgent | B | 11 | 2035 | 5 | 1 | 2.2 | 1414 | 23317
Fabric ¦ Barriers and Guardrails ¦ Vehicle Crash Protection Barrier | 1 | V Low | B | 1 | 2025 | 5 | 4 | 3.7 | 32642 | 11714
Fabric ¦ Barriers and Guardrails ¦ Vehicle Crash Protection Barrier | 1 | V Low | B | 1 | 2025 | 5 | 4 | 3.7 | 32643 | 11715
Electrical ¦ LV Distribution ¦ Distribution Board ¦ Sub | 1 | High | B | 19 | 2043 | 5 | 2 | 2.7 | 11312 | 31137
Electrical ¦ Lighting ¦ Internal ¦ General ¦ LED Fittings & Luminaires | 30 | Medium | B | 16 | 2040 | 5 | 3 | 3.2 | 19749 | 29303
Electrical ¦ Lighting ¦ Internal ¦ General ¦ LED Fittings & Luminaires | 103 | Medium | B | 16 | 2040 | 5 | 3 | 3.2 | 19750 | 29304
Electrical ¦ Lighting ¦ Internal ¦ Emergency ¦ Self Contained ¦ LED | 9 | Urgent | B | 21 | 2045 | 5 | 1 | 2.2 | 1415 | 31721
Electrical ¦ Specialist Lighting ¦ Internal ¦ Illuminated Fire Exit Signage | 4 | Urgent | B | 15 | 2039 | 5 | 1 | 2.2 | 1416 | 27730
HVAC ¦ Fan ¦ Central Cooling ¦ Axial | 1 | Medium | B | 9 | 2033 | 5 | 3 | 3.2 | 19751 | 21677
Fabric ¦ Superstructure ¦ Windows and External Doors ¦ External Doors ¦ Manual and Automatic Doors ¦ Emergency and Panic Escape Doors | 1 | Urgent | B | 17 | 2041 | 5 | 1 | 2.2 | 1417 | 29983
Electrical ¦ Lighting ¦ Internal ¦ Emergency ¦ Self Contained ¦ LED | 14 | Urgent | B | 21 | 2045 | 5 | 1 | 2.2 | 1418 | 31722
Electrical ¦ Lighting ¦ Internal ¦ Emergency ¦ Self Contained ¦ LED | 11 | Urgent | B | 21 | 2045 | 5 | 1 | 2.2 | 1419 | 31723
Fire ¦ Fire Fighting ¦ Fire Extinguishers ¦ CO2 | 3 | Urgent | B | 7 | 2031 | 5 | 1 | 2.2 | 1420 | 19145
Fabric ¦ Superstructure ¦ Windows and External Doors ¦ External Doors ¦ Manual and Automatic Doors ¦ Emergency and Panic Escape Doors | 1 | Urgent | B | 16 | 2040 | 5 | 1 | 2.2 | 1421 | 28606
HVAC ¦ Fan ¦ Local and Special Ventilation ¦ Centrifugal | 1 | Medium | B | 1 | 2025 | 5 | 3 | 3.2 | 19752 | 5908
Electrical ¦ Lighting ¦ Internal ¦ General | 71 | Medium | B | 15 | 2039 | 5 | 3 | 3.2 | 19753 | 28345
HVAC ¦ Heat Emitters - Local ¦ Electric Heaters | 1 | Medium | A | 7 | 2031 | 6 | 3 | 3.5 | 32431 | 20208
Electrical ¦ Lighting ¦ Internal ¦ General | 76 | Medium | C | 1 | 2025 | 4 | 3 | 2.9 | 18364 | 5345
Electrical ¦ Lighting ¦ Internal ¦ General ¦ LED Fittings & Luminaires | 1 | Medium | B | 12 | 2036 | 5 | 3 | 3.2 | 19754 | 26304
Fire ¦ Fire Fighting ¦ Fire Extinguishers ¦ CO2 | 4 | Urgent | B | 6 | 2030 | 5 | 1 | 2.2 | 1422 | 15749
Fire ¦ Fire Fighting ¦ Fire Extinguishers ¦ CO2 | 1 | Urgent | B | 6 | 2030 | 5 | 1 | 2.2 | 1423 | 15750
Fire ¦ Fire Fighting ¦ Fire Extinguishers ¦ CO2 | 2 | Urgent | B | 7 | 2031 | 5 | 1 | 2.2 | 1424 | 19146
Fabric ¦ Superstructure ¦ Windows and External Doors ¦ Roller Shutters ¦ Manual Roller Shutter | 1 | High | B | 1 | 2025 | 5 | 2 | 2.7 | 11313 | 2755
HVAC ¦ Heat Emitters - Central ¦ Radiators ¦ Steel | 3 | Medium | B | 10 | 2034 | 5 | 3 | 3.2 | 19755 | 22548
Fire ¦ Fire Fighting ¦ Fire Extinguishers ¦ CO2 | 1 | Urgent | B | 1 | 2025 | 5 | 1 | 2.2 | 1425 | 922
HVAC ¦ Fan ¦ Local and Special Ventilation ¦ Fans Window or Wall Mounted | 1 | Medium | B | 8 | 2032 | 5 | 3 | 3.2 | 19756 | 20809
Electrical ¦ Lighting ¦ Internal ¦ Emergency ¦ Self Contained ¦ LED | 1 | Urgent | B | 21 | 2045 | 5 | 1 | 2.2 | 1426 | 31724
Communication and Control ¦ Communication Systems ¦ Public Address (PA) System | 1 | Medium | B | 12 | 2036 | 5 | 3 | 3.2 | 19757 | 26305
HVAC ¦ Central Heating (Internally Sourced) ¦ Burner ¦ Forced draft gas burner | 1 | Medium | B | 1 | 2025 | 5 | 3 | 3.2 | 19758 | 5909
Fire ¦ Fire Detection ¦ Fire Alarm Panel / Repeater | 1 | Urgent | B | 11 | 2035 | 5 | 1 | 2.2 | 1427 | 23318
Fire ¦ Fire Detection ¦ Fire Alarm Panel / Repeater | 1 | Urgent | B | 1 | 2025 | 5 | 1 | 2.2 | 1428 | 923
Fabric ¦ Superstructure ¦ Windows and External Doors ¦ External Doors ¦ Entrance Doors | 1 | High | B | 11 | 2035 | 5 | 2 | 2.7 | 11314 | 24072
Fabric ¦ Superstructure ¦ Windows and External Doors ¦ External Doors ¦ Entrance Doors | 1 | High | B | 31 | 2055 | 5 | 2 | 2.7 | 11315 | 33779
Electrical ¦ LV Distribution ¦ Distribution Board ¦ Main | 1 | High | B | 16 | 2040 | 5 | 2 | 2.7 | 11316 | 29079
HVAC ¦ Central Heating (Internally Sourced) ¦ Boiler ¦ Atmospheric Gas Burner/Condensing Combination Boiler (domestic type) | 1 | High | B | 6 | 2030 | 5 | 2 | 2.7 | 11317 | 17351
Fabric ¦ Superstructure ¦ Windows and External Doors ¦ Roller Shutters ¦ Manual Roller Shutter | 1 | High | B | 21 | 2045 | 5 | 2 | 2.7 | 11318 | 32522
Controls ¦ Building Management System (BMS) ¦ BMS Control Panel | 1 | High | B | 6 | 2030 | 5 | 2 | 2.7 | 11319 | 17352
Electrical ¦ LV Distribution ¦ Distribution Board ¦ Sub | 1 | High | B | 11 | 2035 | 5 | 2 | 2.7 | 11320 | 24073
Fabric ¦ Superstructure ¦ Windows and External Doors ¦ External Doors ¦ Manual and Automatic Doors ¦ Emergency and Panic Escape Doors | 1 | Urgent | B | 19 | 2043 | 5 | 1 | 2.2 | 1429 | 31037
Electrical ¦ LV Distribution ¦ LV Switch Panel | 1 | High | C | 12 | 2036 | 4 | 2 | 2.4 | 10403 | 26128
Electrical ¦ LV Distribution ¦ Distribution Board ¦ Sub | 1 | High | B | 1 | 2025 | 5 | 2 | 2.7 | 11321 | 2756
Transport ¦ Lifts ¦ Disabled Lift ¦ Electric | 1 | High | D | 1 | 2025 | 3 | 2 | 2.1 | 1018 | 709
HVAC ¦ Central Heating (Internally Sourced) ¦ Boiler ¦ Blown Gas Burner Condensing Boiler | 1 | Low | B | 12 | 2036 | 5 | 4 | 3.7 | 32644 | 26789
Fire ¦ Fire Fighting ¦ Fire Extinguishers ¦ CO2 | 1 | Urgent | B | 6 | 2030 | 5 | 1 | 2.2 | 1430 | 15751
HVAC ¦ Fan ¦ Local and Special Ventilation ¦ Fans Window or Wall Mounted | 1 | Medium | B | 11 | 2035 | 5 | 3 | 3.2 | 19759 | 24887
Electrical ¦ Specialist Lighting ¦ Internal ¦ Illuminated Fire Exit Signage | 1 | Urgent | B | 6 | 2030 | 5 | 1 | 2.2 | 1431 | 15752
Electrical ¦ Lighting ¦ Internal ¦ General ¦ LED Fittings & Luminaires | 22 | Medium | B | 6 | 2030 | 5 | 3 | 3.2 | 19760 | 18381
HVAC ¦ Local Air Conditioning ¦ Single-Split Condenser - Split Systems/Heat Pumps - Air-cooled with Direct Expansion Evaporator (DX) | 1 | Medium | B | 7 | 2031 | 5 | 3 | 3.2 | 19761 | 19735
Fabric ¦ Superstructure ¦ Internal Doors ¦ Roller Shutters ¦ Electric Roller Shutter | 1 | Medium | B | 15 | 2039 | 5 | 3 | 3.2 | 19762 | 28346
HVAC ¦ Local and Special Ventilation ¦ Unit extract fans. | 1 | Medium | B | 1 | 2025 | 5 | 3 | 3.2 | 19763 | 5910
HVAC ¦ Heat Emitters - Local ¦ Electric Heaters | 4 | Medium | B | 1 | 2025 | 5 | 3 | 3.2 | 19764 | 5911
Water ¦ Local Hot Water ¦ Instantaneous Electric Water Heater - Non-Drinking Water | 1 | Medium | B | 1 | 2025 | 5 | 3 | 3.2 | 19765 | 5912
Water ¦ Local Hot Water ¦ Package Electric Water Heaters - Non-Drinking Water | 1 | Medium | B | 11 | 2035 | 5 | 3 | 3.2 | 19766 | 24888
Fabric ¦ Superstructure ¦ Windows and External Doors ¦ External Doors ¦ Manual and Automatic Doors ¦ Emergency and Panic Escape Doors | 1 | Urgent | B | 21 | 2045 | 5 | 1 | 2.2 | 1432 | 31725
Electrical ¦ Lighting ¦ Internal ¦ General | 131 | Medium | B | 10 | 2034 | 5 | 3 | 3.2 | 19767 | 22549
Fire ¦ Fire Fighting ¦ Fire Extinguishers ¦ CO2 | 1 | Urgent | B | 8 | 2032 | 5 | 1 | 2.2 | 1433 | 20259
Electrical ¦ LV Distribution ¦ Distribution Board ¦ Main | 1 | High | B | 1 | 2025 | 5 | 2 | 2.7 | 11322 | 2757
Electrical ¦ Lighting ¦ External ¦ General - Non-LED | 2 | Medium | B | 5 | 2029 | 5 | 3 | 3.2 | 19768 | 14794
Security ¦ Access ¦ Access Control ¦ Door ¦ Local Lock / Keypad / Manual | 1 | Medium | A | 15 | 2039 | 6 | 3 | 3.5 | 32432 | 28553
HVAC ¦ Central Air Conditioning ¦ Air Conditioning ¦ Multi-Split Condenser - Split Systems/Heat Pumps - Air-cooled with Direct Expansion Evaporator (DX) | 1 | Medium | B | 9 | 2033 | 5 | 3 | 3.2 | 19769 | 21678
Electrical ¦ LV Distribution ¦ Distribution Board ¦ Main | 1 | High | B | 18 | 2042 | 5 | 2 | 2.7 | 11323 | 30754
Electrical ¦ LV Distribution ¦ Distribution Board ¦ Sub | 1 | High | B | 6 | 2030 | 5 | 2 | 2.7 | 11324 | 17353
Fire ¦ Fire Detection ¦ Fire Alarm Panel / Repeater | 1 | Urgent | B | 12 | 2036 | 5 | 1 | 2.2 | 1434 | 25934
HVAC ¦ Heat Emitters - Local ¦ Gas Fired Unit Heaters | 1 | Medium | B | 1 | 2025 | 5 | 3 | 3.2 | 19770 | 5913
Fabric ¦ Superstructure ¦ Windows and External Doors ¦ Roller Shutters ¦ Manual Roller Shutter | 1 | High | B | 21 | 2045 | 5 | 2 | 2.7 | 11325 | 32523
Fabric ¦ Superstructure ¦ Windows and External Doors ¦ External Doors ¦ Entrance Doors | 1 | High | B | 1 | 2025 | 5 | 2 | 2.7 | 11326 | 2758
Transport ¦ Lifts ¦ Passenger Lift electric ¦ Electric | 1 | Medium | B | 6 | 2030 | 5 | 3 | 3.2 | 19771 | 18382
Electrical ¦ LV Distribution ¦ Distribution Board ¦ Main | 1 | High | B | 16 | 2040 | 5 | 2 | 2.7 | 11327 | 29080
Electrical ¦ LV Distribution ¦ Distribution Board ¦ Sub | 1 | High | A | 18 | 2042 | 6 | 2 | 3 | 19506 | 30895
Fire ¦ Fire Detection ¦ Fire Alarm System | 1 | Urgent | B | 5 | 2029 | 5 | 1 | 2.2 | 1435 | 14299
HVAC ¦ Central Air Conditioning ¦ Air Conditioning ¦ Multi-Split Condenser - Split Systems/Heat Pumps - Air-cooled with Direct Expansion Evaporator (DX) | 1 | Medium | B | 1 | 2025 | 5 | 3 | 3.2 | 19772 | 5914
HVAC ¦ Fan ¦ Local and Special Ventilation ¦ Fans Window or Wall Mounted | 1 | Medium | B | 11 | 2035 | 5 | 3 | 3.2 | 19773 | 24889
Water ¦ Local Hot Water ¦ Instantaneous Electric Water Heater - Non-Drinking Water | 1 | Medium | B | 1 | 2025 | 5 | 3 | 3.2 | 19774 | 5915
HVAC ¦ Local Air Conditioning ¦ Single-Split Evaporator - Split Systems/Heat Pumps - Air-cooled with Direct Expansion Evaporator (DX) | 1 | Medium | B | 11 | 2035 | 5 | 3 | 3.2 | 19775 | 24890
HVAC ¦ Local Air Conditioning ¦ Single-Split Evaporator - Split Systems/Heat Pumps - Air-cooled with Direct Expansion Evaporator (DX) | 1 | Medium | B | 7 | 2031 | 5 | 3 | 3.2 | 19776 | 19736
Water ¦ Local Hot Water ¦ Instantaneous Electric Water Heater - Non-Drinking Water | 1 | Medium | B | 3 | 2027 | 5 | 3 | 3.2 | 19777 | 13420
HVAC ¦ Central Heating (Internally Sourced) ¦ Boiler ¦ Atmospheric Gas Burner - Free Standing Boiler | 1 | Medium | CX | 1 | 2025 | 2 | 3 | 2.3 | 10035 | 2006
Fabric ¦ Superstructure ¦ Windows and External Doors ¦ Roller Shutters ¦ Manual Roller Shutter | 1 | High | B | 1 | 2025 | 5 | 2 | 2.7 | 11328 | 2759
Fire ¦ Fire Detection ¦ Fire Alarm Panel / Repeater | 1 | Urgent | B | 9 | 2033 | 5 | 1 | 2.2 | 1436 | 21210
Electrical ¦ LV Distribution ¦ Distribution Board ¦ Sub | 1 | High | C | 5 | 2029 | 4 | 2 | 2.4 | 10404 | 14537
Electrical ¦ LV Distribution ¦ Distribution Board ¦ Sub | 1 | High | B | 18 | 2042 | 5 | 2 | 2.7 | 11329 | 30755
HVAC ¦ Fan ¦ Local and Special Ventilation ¦ Fans Window or Wall Mounted | 1 | Medium | B | 11 | 2035 | 5 | 3 | 3.2 | 19778 | 24891
HVAC ¦ Fan ¦ Local and Special Ventilation ¦ Extract | 1 | Medium | B | 1 | 2025 | 5 | 3 | 3.2 | 19779 | 5916
Electrical ¦ Specialist Lighting ¦ Internal ¦ Illuminated Fire Exit Signage | 3 | Urgent | B | 2 | 2026 | 5 | 1 | 2.2 | 1437 | 12441
Electrical ¦ LV Distribution ¦ Distribution Board ¦ Sub | 1 | High | B | 17 | 2041 | 5 | 2 | 2.7 | 11330 | 30272
Electrical ¦ LV Distribution ¦ Distribution Board ¦ Sub | 1 | High | B | 18 | 2042 | 5 | 2 | 2.7 | 11331 | 30756
Electrical ¦ Lighting ¦ Internal ¦ Emergency ¦ Self Contained ¦ LED | 11 | Urgent | B | 21 | 2045 | 5 | 1 | 2.2 | 1438 | 31726
HVAC ¦ Central Air Conditioning ¦ Air Conditioning ¦ Multi-Split Condenser - Split Systems/Heat Pumps - Air-cooled with Direct Expansion Evaporator (DX) | 1 | Medium | B | 1 | 2025 | 5 | 3 | 3.2 | 19780 | 5917
Electrical ¦ LV Distribution ¦ Distribution Board ¦ Sub | 1 | High | B | 1 | 2025 | 5 | 2 | 2.7 | 11332 | 2760
HVAC ¦ Fan ¦ Local and Special Ventilation ¦ Extract | 1 | Medium | B | 1 | 2025 | 5 | 3 | 3.2 | 19781 | 5918
HVAC ¦ Fan ¦ Central Ventilation Systems ¦ Ventilating - General | 1 | Low | B | 1 | 2025 | 5 | 4 | 3.7 | 32645 | 11716
HVAC ¦ Fan ¦ Local and Special Ventilation ¦ Axial | 1 | Medium | B | 1 | 2025 | 5 | 3 | 3.2 | 19782 | 5919
HVAC ¦ Fan ¦ Local and Special Ventilation ¦ Extract | 1 | Medium | B | 8 | 2032 | 5 | 3 | 3.2 | 19783 | 20810
Fabric ¦ Superstructure ¦ Windows and External Doors ¦ External Windows ¦ Roller Shutters ¦ External Window Shutters ¦ Electric | 1 | Medium | B | 16 | 2040 | 5 | 3 | 3.2 | 19784 | 29305
Fabric ¦ Superstructure ¦ Windows and External Doors ¦ External Doors ¦ Entrance Doors | 1 | High | B | 25 | 2049 | 5 | 2 | 2.7 | 11333 | 33365
Fire ¦ Fire Fighting ¦ Fire Extinguishers ¦ CO2 | 6 | Urgent | B | 7 | 2031 | 5 | 1 | 2.2 | 1439 | 19147
HVAC ¦ Ventilation ¦ Air Handling Unit (AHU) ¦ Internal ¦ Central Heating & Cooling ¦ Electric & DX | 1 | Medium | B | 10 | 2034 | 5 | 3 | 3.2 | 19785 | 22550
HVAC ¦ Local and Special Ventilation ¦ Unit extract fans. | 1 | Medium | B | 1 | 2025 | 5 | 3 | 3.2 | 19786 | 5920
HVAC ¦ Heat Emitters - Local ¦ Gas Fired Natural and Fan Assisted Heaters | 1 | Medium | B | 1 | 2025 | 5 | 3 | 3.2 | 19787 | 5921
Electrical ¦ LV Distribution ¦ Distribution Board ¦ Sub | 1 | High | B | 2 | 2026 | 5 | 2 | 2.7 | 11334 | 12857
Electrical ¦ Specialist Lighting ¦ Internal ¦ Illuminated Fire Exit Signage | 1 | Urgent | B | 1 | 2025 | 5 | 1 | 2.2 | 1440 | 924
Fire ¦ Fire Fighting ¦ Fire Extinguishers ¦ CO2 | 2 | Urgent | B | 7 | 2031 | 5 | 1 | 2.2 | 1441 | 19148
Water ¦ Central Hot Water Distribution ¦ Hot water cylinders | 1 | High | B | 9 | 2033 | 5 | 2 | 2.7 | 11335 | 21553
HVAC ¦ Fan ¦ Local and Special Ventilation ¦ Kitchen Vent ¦ Extract | 1 | Low | B | 5 | 2029 | 5 | 4 | 3.7 | 32646 | 15584
Electrical ¦ Lighting ¦ Internal ¦ General | 2 | Medium | B | 1 | 2025 | 5 | 3 | 3.2 | 19788 | 5922
HVAC ¦ Heat Emitters - Local ¦ Electric Heaters | 6 | Medium | B | 1 | 2025 | 5 | 3 | 3.2 | 19789 | 5923
Electrical ¦ Lighting ¦ Internal ¦ Emergency ¦ Self Contained ¦ LED | 1 | Urgent | B | 21 | 2045 | 5 | 1 | 2.2 | 1442 | 31727
Fire ¦ Fire Fighting ¦ Fire Extinguishers ¦ CO2 | 2 | Urgent | B | 6 | 2030 | 5 | 1 | 2.2 | 1443 | 15753
HVAC ¦ Local Air Conditioning ¦ Single-Split Condenser - Split Systems/Heat Pumps - Air-cooled with Direct Expansion Evaporator (DX) | 1 | Medium | B | 11 | 2035 | 5 | 3 | 3.2 | 19790 | 24892
Water ¦ Local Hot Water ¦ Package Electric Water Heaters - Non-Drinking Water | 1 | Medium | B | 6 | 2030 | 5 | 3 | 3.2 | 19791 | 18383
Electrical ¦ Lighting ¦ Internal ¦ Emergency ¦ Self Contained ¦ LED | 9 | Urgent | B | 21 | 2045 | 5 | 1 | 2.2 | 1444 | 31728
Electrical ¦ Lighting ¦ Internal ¦ Emergency ¦ Self Contained ¦ Non LED | 6 | Urgent | B | 6 | 2030 | 5 | 1 | 2.2 | 1445 | 15754
Electrical ¦ Lighting ¦ Internal ¦ Emergency ¦ Self Contained ¦ LED | 1 | Urgent | B | 21 | 2045 | 5 | 1 | 2.2 | 1446 | 31729
Fabric ¦ Superstructure ¦ Windows and External Doors ¦ Roller Shutters ¦ Manual Roller Shutter | 1 | High | B | 1 | 2025 | 5 | 2 | 2.7 | 11336 | 2761
HVAC ¦ Heat Emitters - Local ¦ Electric Heaters | 1 | Medium | B | 1 | 2025 | 5 | 3 | 3.2 | 19792 | 5924
Electrical ¦ Lighting ¦ Internal ¦ Emergency ¦ Self Contained ¦ LED | 11 | Urgent | B | 22 | 2046 | 5 | 1 | 2.2 | 1447 | 32818
Fire ¦ Fire Fighting ¦ Fire Extinguishers ¦ Foam | 2 | Urgent | B | 6 | 2030 | 5 | 1 | 2.2 | 1448 | 15755
Electrical ¦ LV Distribution ¦ Distribution Board ¦ Sub | 1 | High | B | 1 | 2025 | 5 | 2 | 2.7 | 11337 | 2762
Water ¦ Local Hot Water ¦ Package Electric Water Heaters - Non-Drinking Water | 1 | Medium | B | 9 | 2033 | 5 | 3 | 3.2 | 19793 | 21679
HVAC ¦ Heat Emitters - Local ¦ Electric Heaters | 3 | Medium | B | 1 | 2025 | 5 | 3 | 3.2 | 19794 | 5925
HVAC ¦ Heat Emitters - Local ¦ Gas Fired Unit Heaters | 1 | Medium | B | 1 | 2025 | 5 | 3 | 3.2 | 19795 | 5926
Water ¦ Local Hot Water ¦ Package Electric Water Heaters - Non-Drinking Water | 1 | Medium | B | 6 | 2030 | 5 | 3 | 3.2 | 19796 | 18384
Water ¦ Local Hot Water ¦ Instantaneous Electric Water Heater - Non-Drinking Water | 1 | Medium | C | 11 | 2035 | 4 | 3 | 2.9 | 18365 | 24864
Electrical ¦ LV Distribution ¦ Distribution Board ¦ Sub | 1 | High | A | 18 | 2042 | 6 | 2 | 3 | 19507 | 30896
Communication and Control ¦ Communication Systems ¦ Public Address (PA) System | 1 | Medium | DX | 2 | 2026 | 1 | 3 | 2 | 765 | 12434
Transport ¦ Lifts ¦ Disabled Lift ¦ Electric | 1 | High | B | 9 | 2033 | 5 | 2 | 2.7 | 11338 | 21554
Fire ¦ Fire Detection ¦ Fire Alarm Panel / Repeater | 1 | Urgent | B | 11 | 2035 | 5 | 1 | 2.2 | 1449 | 23319
Fabric ¦ Superstructure ¦ Windows and External Doors ¦ Roller Shutters ¦ Manual Roller Shutter | 1 | High | B | 1 | 2025 | 5 | 2 | 2.7 | 11339 | 2763
Fabric ¦ Barriers and Guardrails ¦ Vehicle Crash Protection Barrier | 9 | V Low | B | 1 | 2025 | 5 | 4 | 3.7 | 32647 | 11717
Fabric ¦ Superstructure ¦ Internal Doors ¦ Roller Shutters ¦ Electric Roller Shutter | 1 | Medium | B | 11 | 2035 | 5 | 3 | 3.2 | 19797 | 24893
Fabric ¦ Superstructure ¦ Windows and External Doors ¦ Roller Shutters ¦ Electric Roller Shutter | 1 | High | B | 11 | 2035 | 5 | 2 | 2.7 | 11340 | 24074
Electrical ¦ Lighting ¦ Internal ¦ General | 4 | Medium | B | 1 | 2025 | 5 | 3 | 3.2 | 19798 | 5927
Fire ¦ Fire Detection ¦ Fire Alarm Panel / Repeater | 1 | Urgent | B | 9 | 2033 | 5 | 1 | 2.2 | 1450 | 21211
Fabric ¦ Superstructure ¦ Windows and External Doors ¦ Roller Shutters ¦ Manual Roller Shutter | 1 | High | B | 1 | 2025 | 5 | 2 | 2.7 | 11341 | 2764
HVAC ¦ Heat Emitters - Central ¦ Radiators ¦ Steel | 4 | Medium | B | 4 | 2028 | 5 | 3 | 3.2 | 19799 | 14024
Fire ¦ Fire Fighting ¦ Fire Extinguishers ¦ Foam | 3 | Urgent | B | 6 | 2030 | 5 | 1 | 2.2 | 1451 | 15756
Fabric ¦ Superstructure ¦ Windows and External Doors ¦ External Doors ¦ Manual and Automatic Doors ¦ Emergency and Panic Escape Doors | 1 | Urgent | B | 11 | 2035 | 5 | 1 | 2.2 | 1452 | 23320
Electrical ¦ Lighting ¦ Internal ¦ General | 5 | Medium | B | 1 | 2025 | 5 | 3 | 3.2 | 19800 | 5928
HVAC ¦ Local Air Conditioning ¦ Single-Split Condenser - Split Systems/Heat Pumps - Air-cooled with Direct Expansion Evaporator (DX) | 1 | Medium | B | 7 | 2031 | 5 | 3 | 3.2 | 19801 | 19737
Electrical ¦ LV Distribution ¦ Distribution Board ¦ Sub | 1 | High | B | 16 | 2040 | 5 | 2 | 2.7 | 11342 | 29081
Fabric ¦ Superstructure ¦ Internal Doors ¦ Roller Shutters ¦ Electric Roller Shutter | 1 | Medium | B | 15 | 2039 | 5 | 3 | 3.2 | 19802 | 28347
Electrical ¦ Lighting ¦ Internal ¦ General | 18 | Medium | B | 1 | 2025 | 5 | 3 | 3.2 | 19803 | 5929
Electrical ¦ LV Distribution ¦ Distribution Board ¦ Sub | 1 | High | C | 1 | 2025 | 4 | 2 | 2.4 | 10405 | 2306
Water ¦ Local Hot Water ¦ Package Electric Water Heaters - Non-Drinking Water | 1 | Medium | B | 2 | 2026 | 5 | 3 | 3.2 | 19804 | 12993
Fire ¦ Fire Fighting ¦ Fire Extinguishers ¦ Foam | 4 | Urgent | B | 6 | 2030 | 5 | 1 | 2.2 | 1453 | 15757
HVAC ¦ Fan ¦ Central Ventilation Systems ¦ Ventilating - General | 1 | Low | B | 1 | 2025 | 5 | 4 | 3.7 | 32648 | 11718
Fabric ¦ Superstructure ¦ Windows and External Doors ¦ Roller Shutters ¦ Manual Roller Shutter | 1 | High | B | 21 | 2045 | 5 | 2 | 2.7 | 11343 | 32524
Water ¦ Local Hot Water ¦ Package Electric Water Heaters - Non-Drinking Water | 1 | Medium | B | 5 | 2029 | 5 | 3 | 3.2 | 19805 | 14795
Electrical ¦ Specialist Lighting ¦ Internal ¦ Illuminated Fire Exit Signage | 3 | Urgent | B | 14 | 2038 | 5 | 1 | 2.2 | 1454 | 27329
HVAC ¦ Heat Emitters - Central ¦ Radiators ¦ Aluminium | 2 | Medium | B | 1 | 2025 | 5 | 3 | 3.2 | 19806 | 5930
Electrical ¦ Lighting ¦ External ¦ General - LED | 5 | Medium | B | 13 | 2037 | 5 | 3 | 3.2 | 19807 | 27056
HVAC ¦ Fan ¦ Central Ventilation Systems ¦ Ventilating - General | 1 | Low | B | 1 | 2025 | 5 | 4 | 3.7 | 32649 | 11719
HVAC ¦ Heat Emitters - Local ¦ Electric Overdoor Air Curtain/Heater | 1 | Medium | A | 15 | 2039 | 6 | 3 | 3.5 | 32433 | 28554
Fabric ¦ Superstructure ¦ Windows and External Doors ¦ Roller Shutters ¦ Manual Roller Shutter | 1 | High | B | 21 | 2045 | 5 | 2 | 2.7 | 11344 | 32525
Fabric ¦ Superstructure ¦ Windows and External Doors ¦ External Doors ¦ Entrance Doors | 1 | High | B | 12 | 2036 | 5 | 2 | 2.7 | 11345 | 26131
Electrical ¦ Lighting ¦ Internal ¦ General ¦ LED Fittings & Luminaires | 2 | Medium | B | 6 | 2030 | 5 | 3 | 3.2 | 19808 | 18385
HVAC ¦ Central Heating (Internally Sourced) ¦ Boiler ¦ Atmospheric Gas Burner/Condensing Combination Boiler (domestic type) | 1 | High | B | 6 | 2030 | 5 | 2 | 2.7 | 11346 | 17354
Electrical ¦ Lighting ¦ Internal ¦ General ¦ LED Fittings & Luminaires | 23 | Medium | B | 10 | 2034 | 5 | 3 | 3.2 | 19809 | 22551
HVAC ¦ Central Air Conditioning ¦ Air Conditioning ¦ Multi-Split Condenser - Split Systems/Heat Pumps - Air-cooled with Direct Expansion Evaporator (DX) | 1 | Medium | B | 1 | 2025 | 5 | 3 | 3.2 | 19810 | 5931
HVAC ¦ Central Air Conditioning ¦ Air Conditioning ¦ Multi-Split Condenser - DX Split Systems (With Gas, Electric or Hot Water Heaters) | 1 | Medium | B | 1 | 2025 | 5 | 3 | 3.2 | 19811 | 5932
HVAC ¦ Fan ¦ Local and Special Ventilation ¦ Axial | 1 | Medium | B | 9 | 2033 | 5 | 3 | 3.2 | 19812 | 21680
Electrical ¦ LV Distribution ¦ Distribution Board ¦ Sub | 1 | High | DX | 1 | 2025 | 1 | 2 | 1.5 | 363 | 326
Fabric ¦ Superstructure ¦ Windows and External Doors ¦ Roller Shutters ¦ Manual Roller Shutter | 1 | High | B | 1 | 2025 | 5 | 2 | 2.7 | 11347 | 2765
Fabric ¦ Superstructure ¦ Windows and External Doors ¦ Roller Shutters ¦ Manual Roller Shutter | 1 | High | B | 13 | 2037 | 5 | 2 | 2.7 | 11348 | 26935
Electrical ¦ Lighting ¦ Internal ¦ Emergency ¦ Self Contained ¦ LED | 10 | Urgent | B | 21 | 2045 | 5 | 1 | 2.2 | 1455 | 31730
Electrical ¦ Specialist Lighting ¦ Internal ¦ Illuminated Fire Exit Signage | 1 | Urgent | B | 12 | 2036 | 5 | 1 | 2.2 | 1456 | 25935
Electrical ¦ LV Distribution ¦ Distribution Board ¦ Sub | 1 | High | B | 1 | 2025 | 5 | 2 | 2.7 | 11349 | 2766
Fabric ¦ Superstructure ¦ Windows and External Doors ¦ Roller Shutters ¦ Manual Roller Shutter | 1 | High | B | 1 | 2025 | 5 | 2 | 2.7 | 11350 | 2767
Electrical ¦ LV Distribution ¦ Distribution Board ¦ Main | 1 | High | B | 1 | 2025 | 5 | 2 | 2.7 | 11351 | 2768
HVAC ¦ Fan ¦ Local and Special Ventilation ¦ Fans Window or Wall Mounted | 1 | Medium | B | 11 | 2035 | 5 | 3 | 3.2 | 19813 | 24894
Controls ¦ Building Management System (BMS) ¦ BMS Control Panel | 1 | High | B | 6 | 2030 | 5 | 2 | 2.7 | 11352 | 17355
HVAC ¦ Heat Emitters - Local ¦ Electric Heaters | 1 | Medium | B | 1 | 2025 | 5 | 3 | 3.2 | 19814 | 5933
HVAC ¦ Fan ¦ Central Ventilation Systems ¦ Ventilating - General | 1 | Low | B | 1 | 2025 | 5 | 4 | 3.7 | 32650 | 11720
Fabric ¦ Superstructure ¦ Windows and External Doors ¦ Roller Shutters ¦ Manual Roller Shutter | 1 | High | B | 9 | 2033 | 5 | 2 | 2.7 | 11353 | 21555
Controls ¦ Building Management System (BMS) ¦ BMS Control Panel | 1 | High | B | 6 | 2030 | 5 | 2 | 2.7 | 11354 | 17356
Fire ¦ Fire Fighting ¦ Fire Extinguishers ¦ Powder | 1 | Urgent | B | 6 | 2030 | 5 | 1 | 2.2 | 1457 | 15758
HVAC ¦ Fan ¦ Central Ventilation Systems ¦ Ventilating - General | 1 | Low | B | 1 | 2025 | 5 | 4 | 3.7 | 32651 | 11721
HVAC ¦ Fan ¦ Central Cooling ¦ Axial | 1 | Medium | B | 1 | 2025 | 5 | 3 | 3.2 | 19815 | 5934
HVAC ¦ Heat Emitters - Local ¦ Electric Heaters | 4 | Medium | B | 1 | 2025 | 5 | 3 | 3.2 | 19816 | 5935
HVAC ¦ Heat Emitters - Local ¦ Electric Heaters | 1 | Medium | DX | 1 | 2025 | 1 | 3 | 2 | 766 | 491
Fire ¦ Fire Fighting ¦ Fire Extinguishers ¦ Foam | 1 | Urgent | B | 8 | 2032 | 5 | 1 | 2.2 | 1458 | 20260
Electrical ¦ LV Distribution ¦ Distribution Board ¦ Main | 1 | High | C | 1 | 2025 | 4 | 2 | 2.4 | 10406 | 2307
HVAC ¦ Fan ¦ Central Ventilation Systems ¦ Ventilating - General | 1 | Low | B | 5 | 2029 | 5 | 4 | 3.7 | 32652 | 15585
HVAC ¦ Fan ¦ Local and Special Ventilation ¦ Centrifugal | 1 | Medium | B | 1 | 2025 | 5 | 3 | 3.2 | 19817 | 5936
Electrical ¦ Lighting ¦ Internal ¦ Emergency ¦ Self Contained ¦ LED | 10 | Urgent | B | 18 | 2042 | 5 | 1 | 2.2 | 1459 | 30607
Fire ¦ Fire Fighting ¦ Fire Extinguishers ¦ CO2 | 2 | Urgent | B | 6 | 2030 | 5 | 1 | 2.2 | 1460 | 15759
Electrical ¦ Lighting ¦ External ¦ General - LED | 5 | Medium | B | 11 | 2035 | 5 | 3 | 3.2 | 19818 | 24895
HVAC ¦ Fan ¦ Central Ventilation Systems ¦ Ventilating - General | 1 | Low | B | 1 | 2025 | 5 | 4 | 3.7 | 32653 | 11722
HVAC ¦ Fan ¦ Local and Special Ventilation ¦ Axial | 1 | Medium | B | 1 | 2025 | 5 | 3 | 3.2 | 19819 | 5937
Electrical ¦ Lighting ¦ Internal ¦ Emergency ¦ Self Contained ¦ LED | 18 | Urgent | B | 21 | 2045 | 5 | 1 | 2.2 | 1461 | 31731
Electrical ¦ Lighting ¦ Internal ¦ General ¦ LED Fittings & Luminaires | 4 | Medium | B | 6 | 2030 | 5 | 3 | 3.2 | 19820 | 18386
Fabric ¦ Superstructure ¦ Internal Doors ¦ Roller Shutters ¦ Electric Roller Shutter | 1 | Medium | B | 2 | 2026 | 5 | 3 | 3.2 | 19821 | 12994
Electrical ¦ LV Distribution ¦ Distribution Board ¦ Sub | 1 | High | B | 13 | 2037 | 5 | 2 | 2.7 | 11355 | 26936
Water ¦ Local Hot Water ¦ Package Electric Water Heaters - Non-Drinking Water | 1 | Medium | B | 8 | 2032 | 5 | 3 | 3.2 | 19822 | 20811
Electrical ¦ Specialist Lighting ¦ Internal ¦ Illuminated Fire Exit Signage | 1 | Urgent | B | 16 | 2040 | 5 | 1 | 2.2 | 1462 | 28607
Fire ¦ Fire Detection ¦ Fire Alarm System | 1 | Urgent | A | 13 | 2037 | 6 | 1 | 2.5 | 10809 | 26912
Electrical ¦ Specialist Lighting ¦ Internal ¦ Illuminated Fire Exit Signage | 6 | Urgent | B | 16 | 2040 | 5 | 1 | 2.2 | 1463 | 28608
Fire ¦ Fire Fighting ¦ Fire Extinguishers ¦ Foam | 5 | Urgent | B | 8 | 2032 | 5 | 1 | 2.2 | 1464 | 20261
Fabric ¦ Superstructure ¦ Windows and External Doors ¦ External Doors ¦ Manual and Automatic Doors ¦ Emergency and Panic Escape Doors | 1 | Urgent | B | 11 | 2035 | 5 | 1 | 2.2 | 1465 | 23321
HVAC ¦ Fan ¦ Central Ventilation Systems ¦ Ventilating - General | 1 | Low | B | 5 | 2029 | 5 | 4 | 3.7 | 32654 | 15586
Fabric ¦ Superstructure ¦ Windows and External Doors ¦ External Doors ¦ Entrance Doors | 1 | High | B | 16 | 2040 | 5 | 2 | 2.7 | 11356 | 29082
Fabric ¦ Superstructure ¦ Windows and External Doors ¦ Roller Shutters ¦ Manual Roller Shutter | 1 | High | B | 13 | 2037 | 5 | 2 | 2.7 | 11357 | 26937
HVAC ¦ Fan ¦ Local and Special Ventilation ¦ Extract | 1 | Medium | C | 11 | 2035 | 4 | 3 | 2.9 | 18366 | 24865
Electrical ¦ Lighting ¦ Internal ¦ Emergency ¦ Self Contained ¦ LED | 2 | Urgent | B | 11 | 2035 | 5 | 1 | 2.2 | 1466 | 23322
Electrical ¦ LV Distribution ¦ Distribution Board ¦ Sub | 1 | High | A | 19 | 2043 | 6 | 2 | 3 | 19508 | 31279
Electrical ¦ Lighting ¦ Internal ¦ Emergency ¦ Self Contained ¦ LED | 10 | Urgent | B | 21 | 2045 | 5 | 1 | 2.2 | 1467 | 31732
Electrical ¦ Lighting ¦ External ¦ General - LED | 3 | Medium | B | 7 | 2031 | 5 | 3 | 3.2 | 19823 | 19738
Electrical ¦ LV Distribution ¦ Distribution Board ¦ Sub | 1 | High | B | 1 | 2025 | 5 | 2 | 2.7 | 11358 | 2769
Electrical ¦ Specialist Lighting ¦ Internal ¦ Illuminated Fire Exit Signage | 4 | Urgent | B | 16 | 2040 | 5 | 1 | 2.2 | 1468 | 28609
Fire ¦ Fire Fighting ¦ Fire Extinguishers ¦ CO2 | 1 | Urgent | B | 6 | 2030 | 5 | 1 | 2.2 | 1469 | 15760
Electrical ¦ LV Distribution ¦ Distribution Board ¦ Sub | 1 | High | A | 19 | 2043 | 6 | 2 | 3 | 19509 | 31280
Electrical ¦ Lighting ¦ Internal ¦ Emergency ¦ Self Contained ¦ LED | 12 | Urgent | B | 22 | 2046 | 5 | 1 | 2.2 | 1470 | 32819
HVAC ¦ Fan ¦ Local and Special Ventilation ¦ Kitchen Vent ¦ Extract | 1 | Low | B | 5 | 2029 | 5 | 4 | 3.7 | 32655 | 15587
Fabric ¦ Superstructure ¦ Windows and External Doors ¦ Roller Shutters ¦ Manual Roller Shutter | 1 | High | B | 1 | 2025 | 5 | 2 | 2.7 | 11359 | 2770
Electrical ¦ Lighting ¦ Internal ¦ Emergency ¦ Self Contained ¦ LED | 4 | Urgent | B | 15 | 2039 | 5 | 1 | 2.2 | 1471 | 27731
Fabric ¦ Superstructure ¦ Windows and External Doors ¦ External Doors ¦ Entrance Doors | 1 | High | B | 11 | 2035 | 5 | 2 | 2.7 | 11360 | 24075
Electrical ¦ Lighting ¦ Internal ¦ General ¦ LED Fittings & Luminaires | 41 | Medium | B | 14 | 2038 | 5 | 3 | 3.2 | 19824 | 27518
Fabric ¦ Superstructure ¦ Windows and External Doors ¦ External Doors ¦ Manual and Automatic Doors ¦ Emergency and Panic Escape Doors | 1 | Urgent | B | 15 | 2039 | 5 | 1 | 2.2 | 1472 | 27732
Fire ¦ Fire Detection ¦ Fire Alarm System | 1 | Urgent | B | 11 | 2035 | 5 | 1 | 2.2 | 1473 | 23323
Fabric ¦ Superstructure ¦ Windows and External Doors ¦ External Doors ¦ Manual and Automatic Doors ¦ Emergency and Panic Escape Doors | 1 | Urgent | B | 11 | 2035 | 5 | 1 | 2.2 | 1474 | 23324
Fabric ¦ Superstructure ¦ Windows and External Doors ¦ Roller Shutters ¦ Manual Roller Shutter | 1 | High | B | 1 | 2025 | 5 | 2 | 2.7 | 11361 | 2771
Fabric ¦ Superstructure ¦ Windows and External Doors ¦ Roller Shutters ¦ Manual Roller Shutter | 1 | High | B | 1 | 2025 | 5 | 2 | 2.7 | 11362 | 2772
Electrical ¦ Specialist Lighting ¦ Internal ¦ Illuminated Fire Exit Signage | 3 | Urgent | B | 6 | 2030 | 5 | 1 | 2.2 | 1475 | 15761
HVAC ¦ Fan ¦ Local and Special Ventilation ¦ Extract | 1 | Medium | B | 1 | 2025 | 5 | 3 | 3.2 | 19825 | 5938
Controls ¦ Multi-System Controls ¦ Control Panel - Electrical Services (excluding Electrical Controllers and Pneumatic Relays) | 1 | Medium | B | 1 | 2025 | 5 | 3 | 3.2 | 19826 | 5939
Fabric ¦ Superstructure ¦ Windows and External Doors ¦ External Doors ¦ Manual and Automatic Doors ¦ Auto / Powered Sliding Doors | 1 | High | B | 17 | 2041 | 5 | 2 | 2.7 | 11363 | 30273
Fire ¦ Fire Detection ¦ Fire Alarm Panel / Repeater | 1 | Urgent | B | 7 | 2031 | 5 | 1 | 2.2 | 1476 | 19149
Fire ¦ Fire Detection ¦ Fire Alarm System | 1 | Urgent | B | 7 | 2031 | 5 | 1 | 2.2 | 1477 | 19150
HVAC ¦ Local Air Conditioning ¦ Single-Split Condenser - Split Systems/Heat Pumps - Air-cooled with Direct Expansion Evaporator (DX) | 1 | Medium | B | 1 | 2025 | 5 | 3 | 3.2 | 19827 | 5940
Fire ¦ Fire Detection ¦ Fire Alarm Panel / Repeater | 1 | Urgent | B | 7 | 2031 | 5 | 1 | 2.2 | 1478 | 19151
Fabric ¦ Superstructure ¦ Windows and External Doors ¦ Roller Shutters ¦ Electric Roller Shutter | 1 | High | B | 11 | 2035 | 5 | 2 | 2.7 | 11364 | 24076
HVAC ¦ Local Air Conditioning ¦ Single-Split Condenser - Split Systems/Heat Pumps - Air-cooled with Direct Expansion Evaporator (DX) | 1 | Medium | B | 1 | 2025 | 5 | 3 | 3.2 | 19828 | 5941
Electrical ¦ LV Distribution ¦ Distribution Board ¦ Main | 1 | High | B | 1 | 2025 | 5 | 2 | 2.7 | 11365 | 2773
HVAC ¦ Heat Emitters - Local ¦ Gas Fired Natural and Fan Assisted Heaters | 1 | Medium | B | 1 | 2025 | 5 | 3 | 3.2 | 19829 | 5942
Fabric ¦ Barriers and Guardrails ¦ Vehicle Crash Protection Barrier | 1 | V Low | B | 1 | 2025 | 5 | 4 | 3.7 | 32656 | 11723
HVAC ¦ Fan ¦ Smoke Extract | 1 | Urgent | B | 1 | 2025 | 5 | 1 | 2.2 | 1479 | 925
HVAC ¦ Fan ¦ Local and Special Ventilation ¦ Fans Window or Wall Mounted | 1 | Medium | B | 8 | 2032 | 5 | 3 | 3.2 | 19830 | 20812
Fabric ¦ Superstructure ¦ Windows and External Doors ¦ Roller Shutters ¦ Manual Roller Shutter | 1 | High | B | 1 | 2025 | 5 | 2 | 2.7 | 11366 | 2774
Fabric ¦ Superstructure ¦ Internal Doors ¦ Roller Shutters ¦ Electric Roller Shutter | 1 | Medium | B | 11 | 2035 | 5 | 3 | 3.2 | 19831 | 24896
Fabric ¦ Superstructure ¦ Windows and External Doors ¦ Roller Shutters ¦ Electric Roller Shutter | 1 | High | B | 11 | 2035 | 5 | 2 | 2.7 | 11367 | 24077
HVAC ¦ Fan ¦ Local and Special Ventilation ¦ Extract | 1 | Medium | B | 12 | 2036 | 5 | 3 | 3.2 | 19832 | 26306
HVAC ¦ Local Air Conditioning ¦ Single-Split Evaporator - Split Systems/Heat Pumps - Air-cooled with Direct Expansion Evaporator (DX) | 1 | Medium | B | 1 | 2025 | 5 | 3 | 3.2 | 19833 | 5943
Water ¦ Central Hot Water Distribution ¦ Hot water cylinders | 1 | High | B | 7 | 2031 | 5 | 2 | 2.7 | 11368 | 19557
HVAC ¦ Fan ¦ Local and Special Ventilation ¦ Axial | 1 | Medium | B | 1 | 2025 | 5 | 3 | 3.2 | 19834 | 5944
Fabric ¦ Superstructure ¦ Windows and External Doors ¦ External Doors ¦ Manual and Automatic Doors ¦ Emergency and Panic Escape Doors | 1 | Urgent | B | 11 | 2035 | 5 | 1 | 2.2 | 1480 | 23325
Electrical ¦ Lighting ¦ Internal ¦ Emergency ¦ Self Contained ¦ Non LED | 1 | Urgent | B | 1 | 2025 | 5 | 1 | 2.2 | 1481 | 926
Fabric ¦ Barriers and Guardrails ¦ Vehicle Crash Protection Barrier | 1 | V Low | B | 1 | 2025 | 5 | 4 | 3.7 | 32657 | 11724
Fire ¦ Fire Detection ¦ Fire Alarm System | 1 | Urgent | B | 1 | 2025 | 5 | 1 | 2.2 | 1482 | 927
Electrical ¦ Lighting ¦ Internal ¦ General ¦ LED Fittings & Luminaires | 33 | Medium | B | 11 | 2035 | 5 | 3 | 3.2 | 19835 | 24897
HVAC ¦ Heat Emitters - Central ¦ Radiators ¦ Steel | 3 | Medium | B | 10 | 2034 | 5 | 3 | 3.2 | 19836 | 22552
HVAC ¦ Central Air Conditioning ¦ Air Conditioning ¦ Multi-Split Evaporator - Split Systems/Heat Pumps - Air-cooled with Direct Expansion Evaporator (DX) | 1 | Medium | B | 11 | 2035 | 5 | 3 | 3.2 | 19837 | 24898
Electrical ¦ LV Distribution ¦ Distribution Board ¦ Sub | 1 | High | B | 15 | 2039 | 5 | 2 | 2.7 | 11369 | 28065
Fire ¦ Fire Detection ¦ Fire Alarm System | 1 | Urgent | B | 1 | 2025 | 5 | 1 | 2.2 | 1483 | 928
Electrical ¦ Lighting ¦ Internal ¦ General | 25 | Medium | DX | 1 | 2025 | 1 | 3 | 2 | 767 | 492
Fire ¦ Fire Fighting ¦ Fire Extinguishers ¦ CO2 | 4 | Urgent | B | 6 | 2030 | 5 | 1 | 2.2 | 1484 | 15762
Fire ¦ Fire Fighting ¦ Fire Extinguishers ¦ CO2 | 1 | Urgent | B | 2 | 2026 | 5 | 1 | 2.2 | 1485 | 12442
HVAC ¦ Heat Emitters - Local ¦ Gas Fired Natural and Fan Assisted Heaters | 1 | Medium | B | 1 | 2025 | 5 | 3 | 3.2 | 19838 | 5945
Fire ¦ Fire Fighting ¦ Fire Extinguishers ¦ Powder - P50 | 1 | Urgent | B | 1 | 2025 | 5 | 1 | 2.2 | 1486 | 929
Electrical ¦ LV Distribution ¦ Distribution Board ¦ Sub | 1 | High | B | 1 | 2025 | 5 | 2 | 2.7 | 11370 | 2775
HVAC ¦ Fan ¦ Local and Special Ventilation ¦ Fans Window or Wall Mounted | 1 | Medium | B | 1 | 2025 | 5 | 3 | 3.2 | 19839 | 5946
Electrical ¦ LV Distribution ¦ Distribution Board ¦ Main | 1 | High | B | 2 | 2026 | 5 | 2 | 2.7 | 11371 | 12858
Fabric ¦ Superstructure ¦ Windows and External Doors ¦ External Doors ¦ Manual and Automatic Doors ¦ Emergency and Panic Escape Doors | 1 | Urgent | B | 11 | 2035 | 5 | 1 | 2.2 | 1487 | 23326
Fabric ¦ Superstructure ¦ Windows and External Doors ¦ External Doors ¦ Manual and Automatic Doors ¦ High Security Door | 1 | High | B | 11 | 2035 | 5 | 2 | 2.7 | 11372 | 24078
HVAC ¦ Heat Emitters - Central ¦ Radiators ¦ Steel | 4 | Medium | B | 10 | 2034 | 5 | 3 | 3.2 | 19840 | 22553
Electrical ¦ LV Distribution ¦ Distribution Board ¦ Main | 1 | High | B | 1 | 2025 | 5 | 2 | 2.7 | 11373 | 2776
Communication and Control ¦ Communication Systems ¦ Public Address (PA) System | 1 | Medium | B | 2 | 2026 | 5 | 3 | 3.2 | 19841 | 12995
HVAC ¦ Fan ¦ Local and Special Ventilation ¦ Extract | 1 | Medium | B | 1 | 2025 | 5 | 3 | 3.2 | 19842 | 5947
Fabric ¦ Superstructure ¦ Windows and External Doors ¦ External Doors ¦ Entrance Doors | 1 | High | B | 5 | 2029 | 5 | 2 | 2.7 | 11374 | 14570
Electrical ¦ Lighting ¦ Internal ¦ General | 7 | Medium | C | 1 | 2025 | 4 | 3 | 2.9 | 18367 | 5346
Electrical ¦ Lighting ¦ Internal ¦ Emergency ¦ Self Contained ¦ Non LED | 4 | Urgent | B | 1 | 2025 | 5 | 1 | 2.2 | 1488 | 930
Electrical ¦ Lighting ¦ Internal ¦ Emergency ¦ Self Contained ¦ LED | 3 | Urgent | B | 11 | 2035 | 5 | 1 | 2.2 | 1489 | 23327
Fire ¦ Fire Fighting ¦ Fire Extinguishers ¦ Foam | 2 | Urgent | B | 6 | 2030 | 5 | 1 | 2.2 | 1490 | 15763
HVAC ¦ Heat Emitters - Central ¦ Radiators ¦ Steel | 1 | Medium | B | 1 | 2025 | 5 | 3 | 3.2 | 19843 | 5948
Electrical ¦ LV Distribution ¦ Distribution Board ¦ Main | 1 | High | B | 1 | 2025 | 5 | 2 | 2.7 | 11375 | 2777
Water ¦ Local Hot Water ¦ Instantaneous Electric Water Heater - Non-Drinking Water | 1 | Medium | B | 1 | 2025 | 5 | 3 | 3.2 | 19844 | 5949
Electrical ¦ Lighting ¦ Internal ¦ Emergency ¦ Self Contained ¦ LED | 12 | Urgent | B | 21 | 2045 | 5 | 1 | 2.2 | 1491 | 31733
Electrical ¦ Lighting ¦ Internal ¦ General ¦ LED Fittings & Luminaires | 101 | Medium | B | 17 | 2041 | 5 | 3 | 3.2 | 19845 | 30389
Electrical ¦ Lighting ¦ Internal ¦ General ¦ LED Fittings & Luminaires | 2 | Medium | B | 12 | 2036 | 5 | 3 | 3.2 | 19846 | 26307
HVAC ¦ Heat Emitters - Central ¦ Radiators ¦ Steel | 1 | Medium | B | 1 | 2025 | 5 | 3 | 3.2 | 19847 | 5950
Fabric ¦ Superstructure ¦ Windows and External Doors ¦ Roller Shutters ¦ Electric Roller Shutter | 1 | High | B | 9 | 2033 | 5 | 2 | 2.7 | 11376 | 21556
Electrical ¦ Lighting ¦ Internal ¦ General ¦ LED Fittings & Luminaires | 14 | Medium | B | 11 | 2035 | 5 | 3 | 3.2 | 19848 | 24899
HVAC ¦ Local Air Conditioning ¦ Single-Split Evaporator - Split Systems/Heat Pumps - Air-cooled with Direct Expansion Evaporator (DX) | 1 | Medium | B | 1 | 2025 | 5 | 3 | 3.2 | 19849 | 5951
Fabric ¦ Superstructure ¦ Windows and External Doors ¦ Roller Shutters ¦ Electric Roller Shutter | 1 | High | B | 10 | 2034 | 5 | 2 | 2.7 | 11377 | 22249
HVAC ¦ Fan ¦ Local and Special Ventilation ¦ Centrifugal | 1 | Medium | B | 12 | 2036 | 5 | 3 | 3.2 | 19850 | 26308
Fire ¦ Fire Fighting ¦ Fire Extinguishers ¦ Powder | 1 | Urgent | B | 6 | 2030 | 5 | 1 | 2.2 | 1492 | 15764
HVAC ¦ Fan ¦ Local and Special Ventilation ¦ Axial | 1 | Medium | B | 1 | 2025 | 5 | 3 | 3.2 | 19851 | 5952
Fire ¦ Fire Fighting ¦ Fire Extinguishers ¦ CO2 | 2 | Urgent | B | 6 | 2030 | 5 | 1 | 2.2 | 1493 | 15765
Electrical ¦ Lighting ¦ Internal ¦ Emergency ¦ Self Contained ¦ LED | 4 | Urgent | B | 20 | 2044 | 5 | 1 | 2.2 | 1494 | 31396
Fire ¦ Fire Fighting ¦ Fire Extinguishers ¦ Powder | 1 | Urgent | B | 6 | 2030 | 5 | 1 | 2.2 | 1495 | 15766
Electrical ¦ Lighting ¦ Internal ¦ Emergency ¦ Externally Powered ¦ LED | 1 | Urgent | B | 18 | 2042 | 5 | 1 | 2.2 | 1496 | 30608
HVAC ¦ Fan ¦ Local and Special Ventilation ¦ Fans Window or Wall Mounted | 1 | Medium | B | 1 | 2025 | 5 | 3 | 3.2 | 19852 | 5953
Electrical ¦ Specialist Lighting ¦ External ¦ Illuminated External Signs | 2 | Medium | C | 1 | 2025 | 4 | 3 | 2.9 | 18368 | 5347
Electrical ¦ Lighting ¦ Internal ¦ Emergency ¦ Self Contained ¦ Non LED | 1 | Urgent | B | 1 | 2025 | 5 | 1 | 2.2 | 1497 | 931
Fire ¦ Fire Fighting ¦ Fire Extinguishers ¦ Foam | 2 | Urgent | B | 1 | 2025 | 5 | 1 | 2.2 | 1498 | 932
HVAC ¦ Fan ¦ Central Ventilation Systems ¦ Ventilating - General | 1 | Low | B | 1 | 2025 | 5 | 4 | 3.7 | 32658 | 11725
Electrical ¦ Specialist Lighting ¦ Internal ¦ Illuminated Fire Exit Signage | 4 | Urgent | B | 11 | 2035 | 5 | 1 | 2.2 | 1499 | 23328
Electrical ¦ Lighting ¦ Internal ¦ General ¦ LED Fittings & Luminaires | 3 | Medium | B | 13 | 2037 | 5 | 3 | 3.2 | 19853 | 27057
Electrical ¦ Lighting ¦ Internal ¦ Emergency ¦ Self Contained ¦ LED | 1 | Urgent | B | 18 | 2042 | 5 | 1 | 2.2 | 1500 | 30609
Water ¦ Local Hot Water ¦ Instantaneous Electric Water Heater - Non-Drinking Water | 1 | Medium | B | 11 | 2035 | 5 | 3 | 3.2 | 19854 | 24900
Electrical ¦ LV Distribution ¦ Distribution Board ¦ Main | 1 | High | B | 1 | 2025 | 5 | 2 | 2.7 | 11378 | 2778
Fabric ¦ Superstructure ¦ Internal Doors ¦ Roller Shutters ¦ Internal Manual Roller Shutter | 1 | Medium | B | 10 | 2034 | 5 | 3 | 3.2 | 19855 | 22554
Controls ¦ Multi-System Controls ¦ Instrument Control Panel | 1 | Medium | B | 16 | 2040 | 5 | 3 | 3.2 | 19856 | 29306
Electrical ¦ LV Distribution ¦ Distribution Board ¦ Sub | 1 | High | B | 6 | 2030 | 5 | 2 | 2.7 | 11379 | 17357
Electrical ¦ Lighting ¦ Internal ¦ Emergency ¦ Self Contained ¦ LED | 4 | Urgent | B | 20 | 2044 | 5 | 1 | 2.2 | 1501 | 31397
Fabric ¦ Superstructure ¦ Windows and External Doors ¦ External Doors ¦ Manual and Automatic Doors ¦ Auto / Powered Sliding Doors | 1 | High | B | 11 | 2035 | 5 | 2 | 2.7 | 11380 | 24079
HVAC ¦ Fan ¦ Local and Special Ventilation ¦ Fans Window or Wall Mounted | 1 | Medium | B | 1 | 2025 | 5 | 3 | 3.2 | 19857 | 5954
HVAC ¦ Central Heating (Internally Sourced) ¦ Boiler ¦ Atmospheric Gas Burner Boiler - Small and/or Wall Hung for Light Commercial Installation | 1 | Medium | B | 7 | 2031 | 5 | 3 | 3.2 | 19858 | 19739
Water ¦ Local Hot Water ¦ Instantaneous Electric Water Heater - Non-Drinking Water | 1 | Medium | B | 11 | 2035 | 5 | 3 | 3.2 | 19859 | 24901
Fabric ¦ Superstructure ¦ Windows and External Doors ¦ External Doors ¦ Manual and Automatic Doors ¦ High Security Door | 1 | High | B | 11 | 2035 | 5 | 2 | 2.7 | 11381 | 24080
Fire ¦ Fire Detection ¦ Fire Alarm System | 1 | Urgent | B | 13 | 2037 | 5 | 1 | 2.2 | 1502 | 26817
Electrical ¦ LV Distribution ¦ Distribution Board ¦ Main | 1 | High | B | 1 | 2025 | 5 | 2 | 2.7 | 11382 | 2779
Fabric ¦ Superstructure ¦ Windows and External Doors ¦ External Doors ¦ Manual and Automatic Doors ¦ Auto / Powered Sliding Doors | 1 | High | B | 21 | 2045 | 5 | 2 | 2.7 | 11383 | 32526
Electrical ¦ Lighting ¦ Internal ¦ General | 24 | Medium | C | 1 | 2025 | 4 | 3 | 2.9 | 18369 | 5348
HVAC ¦ Fan ¦ Local and Special Ventilation ¦ Kitchen Vent ¦ Extract | 1 | Low | B | 5 | 2029 | 5 | 4 | 3.7 | 32659 | 15588
HVAC ¦ Fan ¦ Local and Special Ventilation ¦ Extract | 1 | Medium | B | 1 | 2025 | 5 | 3 | 3.2 | 19860 | 5955
Electrical ¦ LV Distribution ¦ Distribution Board ¦ Main | 1 | High | B | 1 | 2025 | 5 | 2 | 2.7 | 11384 | 2780
HVAC ¦ Fan ¦ Central Cooling ¦ Axial | 1 | Medium | B | 1 | 2025 | 5 | 3 | 3.2 | 19861 | 5956
Electrical ¦ Lighting ¦ Internal ¦ General | 2 | Medium | B | 1 | 2025 | 5 | 3 | 3.2 | 19862 | 5957
Fire ¦ Fire Fighting ¦ Fire Extinguishers ¦ CO2 | 2 | Urgent | B | 6 | 2030 | 5 | 1 | 2.2 | 1503 | 15767
HVAC ¦ Heat Emitters - Local ¦ Gas Fired Natural and Fan Assisted Heaters | 1 | Medium | B | 1 | 2025 | 5 | 3 | 3.2 | 19863 | 5958
Fire ¦ Fire Fighting ¦ Fire Extinguishers ¦ Powder | 2 | Urgent | B | 6 | 2030 | 5 | 1 | 2.2 | 1504 | 15768
Fire ¦ Fire Fighting ¦ Fire Extinguishers ¦ Foam | 3 | Urgent | B | 6 | 2030 | 5 | 1 | 2.2 | 1505 | 15769
Fabric ¦ Superstructure ¦ Windows and External Doors ¦ External Doors ¦ Entrance Doors | 1 | High | B | 21 | 2045 | 5 | 2 | 2.7 | 11385 | 32527
Security ¦ Access ¦ Access Control ¦ Gate Access - Local Lock / Keypad / Manual (External) | 2 | Medium | B | 1 | 2025 | 5 | 3 | 3.2 | 19864 | 5959
Electrical ¦ LV Distribution ¦ Distribution Board ¦ Sub | 1 | High | B | 19 | 2043 | 5 | 2 | 2.7 | 11386 | 31138
HVAC ¦ Fan ¦ Local and Special Ventilation ¦ Axial | 1 | Medium | B | 1 | 2025 | 5 | 3 | 3.2 | 19865 | 5960
HVAC ¦ Fan ¦ Local and Special Ventilation ¦ Fans Window or Wall Mounted | 1 | Medium | B | 1 | 2025 | 5 | 3 | 3.2 | 19866 | 5961
Electrical ¦ Lighting ¦ Internal ¦ Emergency ¦ Self Contained ¦ Non LED | 3 | Urgent | B | 1 | 2025 | 5 | 1 | 2.2 | 1506 | 933
Electrical ¦ Lighting ¦ Internal ¦ General | 3 | Medium | B | 10 | 2034 | 5 | 3 | 3.2 | 19867 | 22555
Electrical ¦ Lighting ¦ Internal ¦ Emergency ¦ Self Contained ¦ LED | 4 | Urgent | B | 11 | 2035 | 5 | 1 | 2.2 | 1507 | 23329
Fire ¦ Fire Fighting ¦ Fire Extinguishers ¦ Foam | 4 | Urgent | B | 6 | 2030 | 5 | 1 | 2.2 | 1508 | 15770
Fabric ¦ Superstructure ¦ Windows and External Doors ¦ External Doors ¦ Entrance Doors | 1 | High | B | 18 | 2042 | 5 | 2 | 2.7 | 11387 | 30757
Fabric ¦ Barriers and Guardrails ¦ Vehicle Crash Protection Barrier | 1 | V Low | B | 1 | 2025 | 5 | 4 | 3.7 | 32660 | 11726
Fabric ¦ Superstructure ¦ Internal Doors ¦ Roller Shutters ¦ Electric Roller Shutter | 1 | Medium | B | 1 | 2025 | 5 | 3 | 3.2 | 19868 | 5962
Electrical ¦ Lighting ¦ Internal ¦ Emergency ¦ Self Contained ¦ LED | 4 | Urgent | B | 21 | 2045 | 5 | 1 | 2.2 | 1509 | 31734
Electrical ¦ Lighting ¦ External ¦ General - LED | 1 | Medium | B | 10 | 2034 | 5 | 3 | 3.2 | 19869 | 22556
HVAC ¦ Fan ¦ Local and Special Ventilation ¦ Axial | 1 | Medium | B | 1 | 2025 | 5 | 3 | 3.2 | 19870 | 5963
Electrical ¦ Lighting ¦ Internal ¦ Emergency ¦ Self Contained ¦ LED | 16 | Urgent | B | 21 | 2045 | 5 | 1 | 2.2 | 1510 | 31735
Electrical ¦ Lighting ¦ Internal ¦ Emergency ¦ Self Contained ¦ LED | 8 | Urgent | B | 22 | 2046 | 5 | 1 | 2.2 | 1511 | 32820
HVAC ¦ Central Air Conditioning ¦ Air Conditioning ¦ Multi-Split Evaporator - Split Systems/Heat Pumps - Air-cooled with Direct Expansion Evaporator (DX) | 1 | Medium | B | 12 | 2036 | 5 | 3 | 3.2 | 19871 | 26309
HVAC ¦ Heat Emitters - Local ¦ Gas Fired Unit Heaters | 1 | Medium | B | 3 | 2027 | 5 | 3 | 3.2 | 19872 | 13421
Electrical ¦ LV Distribution ¦ Distribution Board ¦ Main | 1 | High | B | 1 | 2025 | 5 | 2 | 2.7 | 11388 | 2781
Communication and Control ¦ Communication Systems ¦ Public Address (PA) System | 1 | Medium | B | 2 | 2026 | 5 | 3 | 3.2 | 19873 | 12996
Electrical ¦ Lighting ¦ Internal ¦ Emergency ¦ Self Contained ¦ LED | 3 | Urgent | B | 21 | 2045 | 5 | 1 | 2.2 | 1512 | 31736
Fire ¦ Fire Fighting ¦ Fire Extinguishers ¦ CO2 | 2 | Urgent | B | 6 | 2030 | 5 | 1 | 2.2 | 1513 | 15771
Electrical ¦ LV Distribution ¦ Distribution Board ¦ Main | 1 | High | B | 1 | 2025 | 5 | 2 | 2.7 | 11389 | 2782
Water ¦ Local Hot Water ¦ Package Electric Water Heaters - Non-Drinking Water | 1 | Medium | B | 4 | 2028 | 5 | 3 | 3.2 | 19874 | 14025
HVAC ¦ Heat Emitters - Local ¦ Electric Heaters | 3 | Medium | B | 1 | 2025 | 5 | 3 | 3.2 | 19875 | 5964
HVAC ¦ Heat Emitters - Central ¦ Radiators ¦ Steel | 1 | Medium | B | 1 | 2025 | 5 | 3 | 3.2 | 19876 | 5965
Electrical ¦ LV Distribution ¦ Distribution Board ¦ Sub | 1 | High | B | 12 | 2036 | 5 | 2 | 2.7 | 11390 | 26132
Electrical ¦ Lighting ¦ Internal ¦ General | 3 | Medium | B | 1 | 2025 | 5 | 3 | 3.2 | 19877 | 5966
Fire ¦ Fire Fighting ¦ Fire Extinguishers ¦ Foam | 6 | Urgent | B | 6 | 2030 | 5 | 1 | 2.2 | 1514 | 15772
Fabric ¦ Barriers and Guardrails ¦ Vehicle Crash Protection Barrier | 1 | V Low | B | 1 | 2025 | 5 | 4 | 3.7 | 32661 | 11727
Fire ¦ Fire Detection ¦ Fire Alarm Panel / Repeater | 1 | Urgent | B | 1 | 2025 | 5 | 1 | 2.2 | 1515 | 934
Electrical ¦ Lighting ¦ Internal ¦ General ¦ LED Fittings & Luminaires | 5 | Medium | B | 6 | 2030 | 5 | 3 | 3.2 | 19878 | 18387
Fire ¦ Fire Fighting ¦ Fire Extinguishers ¦ CO2 | 3 | Urgent | B | 6 | 2030 | 5 | 1 | 2.2 | 1516 | 15773
Fabric ¦ Superstructure ¦ Internal Doors ¦ Roller Shutters ¦ Electric Roller Shutter | 1 | Medium | B | 15 | 2039 | 5 | 3 | 3.2 | 19879 | 28348
Electrical ¦ Lighting ¦ Internal ¦ Emergency ¦ Self Contained ¦ Non LED | 2 | Urgent | B | 1 | 2025 | 5 | 1 | 2.2 | 1517 | 935
HVAC ¦ Fan ¦ Local and Special Ventilation ¦ Axial | 1 | Medium | B | 1 | 2025 | 5 | 3 | 3.2 | 19880 | 5967
HVAC ¦ Heat Emitters - Local ¦ Gas Fired Natural and Fan Assisted Heaters | 1 | Medium | B | 11 | 2035 | 5 | 3 | 3.2 | 19881 | 24902
Fabric ¦ Superstructure ¦ Windows and External Doors ¦ Roller Shutters ¦ Electric Roller Shutter | 1 | High | B | 1 | 2025 | 5 | 2 | 2.7 | 11391 | 2783
Electrical ¦ LV Distribution ¦ Distribution Board ¦ Main | 1 | High | B | 16 | 2040 | 5 | 2 | 2.7 | 11392 | 29083
Fabric ¦ Superstructure ¦ Windows and External Doors ¦ Roller Shutters ¦ Electric Roller Shutter | 1 | High | B | 8 | 2032 | 5 | 2 | 2.7 | 11393 | 20671
Fabric ¦ Superstructure ¦ Windows and External Doors ¦ External Doors ¦ Manual and Automatic Doors ¦ Emergency and Panic Escape Doors | 1 | Urgent | B | 20 | 2044 | 5 | 1 | 2.2 | 1518 | 31398
Fabric ¦ Superstructure ¦ Windows and External Doors ¦ External Doors ¦ Manual and Automatic Doors ¦ High Security Door | 1 | High | B | 11 | 2035 | 5 | 2 | 2.7 | 11394 | 24081
Electrical ¦ Lighting ¦ Internal ¦ Emergency ¦ Self Contained ¦ LED | 2 | Urgent | B | 20 | 2044 | 5 | 1 | 2.2 | 1519 | 31399
Water ¦ Local Hot Water ¦ Package Electric Water Heaters - Non-Drinking Water | 1 | Medium | B | 8 | 2032 | 5 | 3 | 3.2 | 19882 | 20813
Fabric ¦ Barriers and Guardrails ¦ Vehicle Crash Protection Barrier | 1 | V Low | B | 1 | 2025 | 5 | 4 | 3.7 | 32662 | 11728
Fabric ¦ Superstructure ¦ Windows and External Doors ¦ External Doors ¦ Manual and Automatic Doors ¦ Emergency and Panic Escape Doors | 1 | Urgent | B | 11 | 2035 | 5 | 1 | 2.2 | 1520 | 23330
Electrical ¦ Lighting ¦ Internal ¦ General | 5 | Medium | C | 1 | 2025 | 4 | 3 | 2.9 | 18370 | 5349
Electrical ¦ LV Distribution ¦ Distribution Board ¦ Sub | 1 | High | C | 1 | 2025 | 4 | 2 | 2.4 | 10407 | 2308
Fire ¦ Fire Fighting ¦ Fire Extinguishers ¦ CO2 | 4 | Urgent | B | 7 | 2031 | 5 | 1 | 2.2 | 1521 | 19152
Fabric ¦ Superstructure ¦ Windows and External Doors ¦ External Doors ¦ Manual and Automatic Doors ¦ Emergency and Panic Escape Doors | 1 | Urgent | B | 11 | 2035 | 5 | 1 | 2.2 | 1522 | 23331
Fabric ¦ Superstructure ¦ Windows and External Doors ¦ Roller Shutters ¦ Electric Roller Shutter | 1 | High | B | 1 | 2025 | 5 | 2 | 2.7 | 11395 | 2784
Electrical ¦ Lighting ¦ Internal ¦ General | 40 | Medium | B | 1 | 2025 | 5 | 3 | 3.2 | 19883 | 5968
Electrical ¦ LV Distribution ¦ Distribution Board ¦ Main | 1 | High | B | 1 | 2025 | 5 | 2 | 2.7 | 11396 | 2785
Fabric ¦ Barriers and Guardrails ¦ Vehicle Crash Protection Barrier | 1 | V Low | B | 1 | 2025 | 5 | 4 | 3.7 | 32663 | 11729
Electrical ¦ Lighting ¦ Internal ¦ General ¦ LED Fittings & Luminaires | 14 | Medium | B | 11 | 2035 | 5 | 3 | 3.2 | 19884 | 24903
Electrical ¦ Lighting ¦ Internal ¦ General | 11 | Medium | B | 1 | 2025 | 5 | 3 | 3.2 | 19885 | 5969
Fire ¦ Fire Fighting ¦ Fire Blanket | 1 | Urgent | B | 4 | 2028 | 5 | 1 | 2.2 | 1523 | 13763
Electrical ¦ LV Distribution ¦ Distribution Board ¦ Main | 1 | High | B | 1 | 2025 | 5 | 2 | 2.7 | 11397 | 2786
Fabric ¦ Superstructure ¦ Windows and External Doors ¦ Roller Shutters ¦ Manual Roller Shutter | 1 | High | C | 1 | 2025 | 4 | 2 | 2.4 | 10408 | 2309
Fabric ¦ Superstructure ¦ Windows and External Doors ¦ Roller Shutters ¦ Manual Roller Shutter | 1 | High | B | 1 | 2025 | 5 | 2 | 2.7 | 11398 | 2787
HVAC ¦ Fan ¦ Local and Special Ventilation ¦ Extract | 1 | Medium | C | 1 | 2025 | 4 | 3 | 2.9 | 18371 | 5350
Electrical ¦ Specialist Lighting ¦ Internal ¦ Illuminated Fire Exit Signage | 2 | Urgent | B | 12 | 2036 | 5 | 1 | 2.2 | 1524 | 25936
Fabric ¦ Barriers and Guardrails ¦ Vehicle Crash Protection Barrier | 1 | V Low | B | 1 | 2025 | 5 | 4 | 3.7 | 32664 | 11730
Fabric ¦ Superstructure ¦ Internal Doors ¦ Roller Shutters ¦ Electric Roller Shutter | 1 | Medium | B | 7 | 2031 | 5 | 3 | 3.2 | 19886 | 19740
HVAC ¦ Fan ¦ Local and Special Ventilation ¦ Centrifugal | 1 | Medium | B | 1 | 2025 | 5 | 3 | 3.2 | 19887 | 5970
Electrical ¦ Lighting ¦ Internal ¦ General ¦ LED Fittings & Luminaires | 16 | Medium | B | 6 | 2030 | 5 | 3 | 3.2 | 19888 | 18388
Electrical ¦ Lighting ¦ Internal ¦ Emergency ¦ Self Contained ¦ LED | 9 | Urgent | B | 22 | 2046 | 5 | 1 | 2.2 | 1525 | 32821
HVAC ¦ Fan ¦ Local and Special Ventilation ¦ Fans Window or Wall Mounted | 1 | Medium | B | 1 | 2025 | 5 | 3 | 3.2 | 19889 | 5971
Fabric ¦ Superstructure ¦ Windows and External Doors ¦ External Doors ¦ Manual and Automatic Doors ¦ Emergency and Panic Escape Doors | 1 | Urgent | B | 20 | 2044 | 5 | 1 | 2.2 | 1526 | 31400
Electrical ¦ Lighting ¦ Internal ¦ Emergency ¦ Self Contained ¦ LED | 1 | Urgent | C | 11 | 2035 | 4 | 1 | 1.9 | 569 | 23249
Security ¦ Access ¦ Access Control ¦ Gate Access - Local Lock / Keypad / Manual (External) | 1 | Medium | B | 12 | 2036 | 5 | 3 | 3.2 | 19890 | 26310
Fabric ¦ Superstructure ¦ Internal Doors ¦ Roller Shutters ¦ Electric Roller Shutter | 1 | Medium | B | 1 | 2025 | 5 | 3 | 3.2 | 19891 | 5972
HVAC ¦ Fan ¦ Central Cooling ¦ Axial | 1 | Medium | B | 1 | 2025 | 5 | 3 | 3.2 | 19892 | 5973
HVAC ¦ Heat Emitters - Local ¦ Electric Heaters | 3 | Medium | C | 1 | 2025 | 4 | 3 | 2.9 | 18372 | 5351
Fire ¦ Fire Fighting ¦ Fire Extinguishers ¦ CO2 | 5 | Urgent | B | 6 | 2030 | 5 | 1 | 2.2 | 1527 | 15774
Water ¦ Local Hot Water ¦ Package Electric Water Heaters - Non-Drinking Water | 1 | Medium | B | 1 | 2025 | 5 | 3 | 3.2 | 19893 | 5974
Electrical ¦ LV Distribution ¦ Distribution Board ¦ Main | 1 | High | C | 1 | 2025 | 4 | 2 | 2.4 | 10409 | 2310
Electrical ¦ LV Distribution ¦ Main Switch Panel at Supply Intake | 1 | Medium | B | 1 | 2025 | 5 | 3 | 3.2 | 19894 | 5975
Fabric ¦ Superstructure ¦ Windows and External Doors ¦ Roller Shutters ¦ Manual Roller Shutter | 1 | High | B | 1 | 2025 | 5 | 2 | 2.7 | 11399 | 2788
HVAC ¦ Fan ¦ Local and Special Ventilation ¦ Extract | 1 | Medium | CX | 1 | 2025 | 2 | 3 | 2.3 | 10036 | 2007
HVAC ¦ Heat Emitters - Central ¦ Radiators ¦ Steel | 3 | Medium | B | 1 | 2025 | 5 | 3 | 3.2 | 19895 | 5976
Electrical ¦ Specialist Lighting ¦ Internal ¦ Illuminated Fire Exit Signage | 2 | Urgent | B | 17 | 2041 | 5 | 1 | 2.2 | 1528 | 29984
Electrical ¦ Specialist Lighting ¦ Internal ¦ Illuminated Fire Exit Signage | 2 | Urgent | B | 12 | 2036 | 5 | 1 | 2.2 | 1529 | 25937
Fabric ¦ Superstructure ¦ Windows and External Doors ¦ External Doors ¦ Manual and Automatic Doors ¦ High Security Door | 1 | High | B | 11 | 2035 | 5 | 2 | 2.7 | 11400 | 24082
Electrical ¦ LV Distribution ¦ Distribution Board ¦ Main | 1 | High | B | 1 | 2025 | 5 | 2 | 2.7 | 11401 | 2789
Fabric ¦ Superstructure ¦ Windows and External Doors ¦ Roller Shutters ¦ Manual Roller Shutter | 1 | High | C | 1 | 2025 | 4 | 2 | 2.4 | 10410 | 2311
HVAC ¦ Fan ¦ Local and Special Ventilation ¦ Extract | 1 | Medium | B | 1 | 2025 | 5 | 3 | 3.2 | 19896 | 5977
Security ¦ Access ¦ Access Control ¦ Gate Access - Local Lock / Keypad / Manual (External) | 1 | Medium | B | 1 | 2025 | 5 | 3 | 3.2 | 19897 | 5978
Electrical ¦ Lighting ¦ Internal ¦ Emergency ¦ Self Contained ¦ LED | 2 | Urgent | B | 20 | 2044 | 5 | 1 | 2.2 | 1530 | 31401
Water ¦ Local Hot Water ¦ Instantaneous Electric Water Heater - Non-Drinking Water | 1 | Medium | B | 1 | 2025 | 5 | 3 | 3.2 | 19898 | 5979
Fabric ¦ Superstructure ¦ Internal Doors ¦ Roller Shutters ¦ Electric Roller Shutter | 1 | Medium | B | 21 | 2045 | 5 | 3 | 3.2 | 19899 | 32780
HVAC ¦ Heat Emitters - Local ¦ Electric Heaters | 4 | Medium | B | 1 | 2025 | 5 | 3 | 3.2 | 19900 | 5980
HVAC ¦ Fan ¦ Central Cooling ¦ Axial | 1 | Medium | C | 1 | 2025 | 4 | 3 | 2.9 | 18373 | 5352
HVAC ¦ Fan ¦ Central Cooling ¦ Axial | 1 | Medium | C | 1 | 2025 | 4 | 3 | 2.9 | 18374 | 5353
HVAC ¦ Fan ¦ Central Cooling ¦ Axial | 1 | Medium | B | 1 | 2025 | 5 | 3 | 3.2 | 19901 | 5981
Electrical ¦ Lighting ¦ External ¦ General - LED | 1 | Medium | B | 14 | 2038 | 5 | 3 | 3.2 | 19902 | 27519
Fabric ¦ Superstructure ¦ Internal Doors ¦ Roller Shutters ¦ Automatic Roller Shutter | 1 | High | B | 7 | 2031 | 5 | 2 | 2.7 | 11402 | 19558
Fabric ¦ Superstructure ¦ Windows and External Doors ¦ Roller Shutters ¦ Manual Roller Shutter | 1 | High | B | 1 | 2025 | 5 | 2 | 2.7 | 11403 | 2790
Water ¦ Local Hot Water ¦ Instantaneous Electric Water Heater - Non-Drinking Water | 1 | Medium | C | 1 | 2025 | 4 | 3 | 2.9 | 18375 | 5354
HVAC ¦ Fan ¦ Local and Special Ventilation ¦ Extract | 1 | Medium | CX | 1 | 2025 | 2 | 3 | 2.3 | 10037 | 2008
Water ¦ Local Hot Water ¦ Instantaneous Electric Water Heater - Non-Drinking Water | 1 | Medium | C | 1 | 2025 | 4 | 3 | 2.9 | 18376 | 5355
Fabric ¦ Superstructure ¦ Windows and External Doors ¦ Roller Shutters ¦ Manual Roller Shutter | 1 | High | B | 1 | 2025 | 5 | 2 | 2.7 | 11404 | 2791
Fabric ¦ Superstructure ¦ Windows and External Doors ¦ Roller Shutters ¦ Manual Roller Shutter | 1 | High | B | 24 | 2048 | 5 | 2 | 2.7 | 11405 | 33258
Electrical ¦ Lighting ¦ Internal ¦ General ¦ LED Fittings & Luminaires | 13 | Medium | B | 16 | 2040 | 5 | 3 | 3.2 | 19903 | 29307
Fire ¦ Fire Fighting ¦ Fire Extinguishers ¦ Powder | 5 | Urgent | B | 5 | 2029 | 5 | 1 | 2.2 | 1531 | 14300
Fabric ¦ Superstructure ¦ Windows and External Doors ¦ Roller Shutters ¦ Electric Roller Shutter | 1 | High | B | 15 | 2039 | 5 | 2 | 2.7 | 11406 | 28066
HVAC ¦ Central Air Conditioning ¦ Air Conditioning ¦ Multi-Split Evaporator - Split Systems/Heat Pumps - Air-cooled with Direct Expansion Evaporator (DX) | 1 | Medium | B | 10 | 2034 | 5 | 3 | 3.2 | 19904 | 22557
Electrical ¦ LV Distribution ¦ Distribution Board ¦ Sub | 1 | High | B | 6 | 2030 | 5 | 2 | 2.7 | 11407 | 17358
Fabric ¦ Superstructure ¦ Windows and External Doors ¦ Roller Shutters ¦ Manual Roller Shutter | 1 | High | B | 1 | 2025 | 5 | 2 | 2.7 | 11408 | 2792
Fabric ¦ Superstructure ¦ Windows and External Doors ¦ Roller Shutters ¦ Manual Roller Shutter | 1 | High | B | 1 | 2025 | 5 | 2 | 2.7 | 11409 | 2793
Electrical ¦ Lighting ¦ Internal ¦ General | 49 | Medium | B | 6 | 2030 | 5 | 3 | 3.2 | 19905 | 18389
HVAC ¦ Heat Emitters - Local ¦ Electric Heaters | 5 | Medium | B | 4 | 2028 | 5 | 3 | 3.2 | 19906 | 14026
Fabric ¦ Superstructure ¦ Windows and External Doors ¦ External Doors ¦ Manual and Automatic Doors ¦ Emergency and Panic Escape Doors | 1 | Urgent | B | 31 | 2055 | 5 | 1 | 2.2 | 1532 | 33732
Electrical ¦ Lighting ¦ Internal ¦ General ¦ LED Fittings & Luminaires | 41 | Medium | B | 16 | 2040 | 5 | 3 | 3.2 | 19907 | 29308
Electrical ¦ Specialist Lighting ¦ Internal ¦ Illuminated Fire Exit Signage | 1 | Urgent | B | 16 | 2040 | 5 | 1 | 2.2 | 1533 | 28610
HVAC ¦ Fan ¦ Local and Special Ventilation ¦ Centrifugal | 1 | Medium | CX | 1 | 2025 | 2 | 3 | 2.3 | 10038 | 2009
Transport ¦ Lifts ¦ Disabled Lift ¦ Electric | 1 | High | B | 1 | 2025 | 5 | 2 | 2.7 | 11410 | 2794
Electrical ¦ LV Distribution ¦ Distribution Board ¦ Main | 1 | High | B | 1 | 2025 | 5 | 2 | 2.7 | 11411 | 2795
HVAC ¦ Fan ¦ Local and Special Ventilation ¦ Extract | 1 | Medium | CX | 1 | 2025 | 2 | 3 | 2.3 | 10039 | 2010
HVAC ¦ Heat Emitters - Central ¦ Radiators ¦ Steel | 4 | Medium | B | 1 | 2025 | 5 | 3 | 3.2 | 19908 | 5982
Security ¦ Access ¦ Access Control ¦ Gate Access - Local Lock / Keypad / Manual (External) | 1 | Medium | B | 1 | 2025 | 5 | 3 | 3.2 | 19909 | 5983
Electrical ¦ Lighting ¦ Internal ¦ General | 10 | Medium | B | 1 | 2025 | 5 | 3 | 3.2 | 19910 | 5984
Fabric ¦ Superstructure ¦ Windows and External Doors ¦ Roller Shutters ¦ Manual Roller Shutter | 1 | High | B | 5 | 2029 | 5 | 2 | 2.7 | 11412 | 14571
HVAC ¦ Fan ¦ Central Ventilation Systems ¦ Ventilating - General | 1 | Low | B | 1 | 2025 | 5 | 4 | 3.7 | 32665 | 11731
HVAC ¦ Fan ¦ Central Ventilation Systems ¦ Ventilating - General | 1 | Low | B | 1 | 2025 | 5 | 4 | 3.7 | 32666 | 11732
HVAC ¦ Fan ¦ Central Ventilation Systems ¦ Ventilating - General | 1 | Low | B | 1 | 2025 | 5 | 4 | 3.7 | 32667 | 11733
Fabric ¦ Superstructure ¦ Windows and External Doors ¦ Roller Shutters ¦ Electric Roller Shutter | 1 | High | B | 15 | 2039 | 5 | 2 | 2.7 | 11413 | 28067
Electrical ¦ LV Distribution ¦ Distribution Board ¦ Sub | 1 | High | B | 1 | 2025 | 5 | 2 | 2.7 | 11414 | 2796
Electrical ¦ LV Distribution ¦ Distribution Board ¦ Sub | 1 | High | B | 1 | 2025 | 5 | 2 | 2.7 | 11415 | 2797
Electrical ¦ LV Distribution ¦ Distribution Board ¦ Sub | 1 | High | B | 1 | 2025 | 5 | 2 | 2.7 | 11416 | 2798
Fabric ¦ Superstructure ¦ Windows and External Doors ¦ External Doors ¦ Manual and Automatic Doors ¦ High Security Door | 1 | High | B | 20 | 2044 | 5 | 2 | 2.7 | 11417 | 31589
Electrical ¦ LV Distribution ¦ Distribution Board ¦ Sub | 1 | High | C | 1 | 2025 | 4 | 2 | 2.4 | 10411 | 2312
Electrical ¦ LV Distribution ¦ Distribution Board ¦ Sub | 1 | High | B | 1 | 2025 | 5 | 2 | 2.7 | 11418 | 2799
Fabric ¦ Superstructure ¦ Windows and External Doors ¦ External Doors ¦ Manual and Automatic Doors ¦ High Security Door | 1 | High | B | 11 | 2035 | 5 | 2 | 2.7 | 11419 | 24083
Electrical ¦ LV Distribution ¦ Distribution Board ¦ Sub | 1 | High | B | 6 | 2030 | 5 | 2 | 2.7 | 11420 | 17359
HVAC ¦ Heat Emitters - Local ¦ Electric Heaters | 1 | Medium | B | 1 | 2025 | 5 | 3 | 3.2 | 19911 | 5985
Electrical ¦ Lighting ¦ Internal ¦ Emergency ¦ Self Contained ¦ LED | 4 | Urgent | B | 11 | 2035 | 5 | 1 | 2.2 | 1534 | 23332
Electrical ¦ Specialist Lighting ¦ Internal ¦ Illuminated Fire Exit Signage | 9 | Urgent | B | 12 | 2036 | 5 | 1 | 2.2 | 1535 | 25938
Electrical ¦ Lighting ¦ Internal ¦ Emergency ¦ Self Contained ¦ Non LED | 3 | Urgent | B | 1 | 2025 | 5 | 1 | 2.2 | 1536 | 936
Fire ¦ Fire Fighting ¦ Fire Extinguishers ¦ Foam | 2 | Urgent | B | 1 | 2025 | 5 | 1 | 2.2 | 1537 | 937
Fire ¦ Fire Fighting ¦ Fire Extinguishers ¦ CO2 | 1 | Urgent | B | 2 | 2026 | 5 | 1 | 2.2 | 1538 | 12443
HVAC ¦ Heat Emitters - Central ¦ Unit Heaters | 1 | Medium | B | 1 | 2025 | 5 | 3 | 3.2 | 19912 | 5986
HVAC ¦ Heat Emitters - Central ¦ Unit Heaters | 1 | Medium | B | 1 | 2025 | 5 | 3 | 3.2 | 19913 | 5987
Electrical ¦ Lighting ¦ Internal ¦ Emergency ¦ Self Contained ¦ LED | 10 | Urgent | B | 11 | 2035 | 5 | 1 | 2.2 | 1539 | 23333
Electrical ¦ Lighting ¦ Internal ¦ General ¦ LED Fittings & Luminaires | 20 | Medium | B | 12 | 2036 | 5 | 3 | 3.2 | 19914 | 26311
Fire ¦ Fire Fighting ¦ Fire Extinguishers ¦ Foam | 2 | Urgent | B | 1 | 2025 | 5 | 1 | 2.2 | 1540 | 938
Electrical ¦ Lighting ¦ Internal ¦ General ¦ LED Fittings & Luminaires | 6 | Medium | B | 12 | 2036 | 5 | 3 | 3.2 | 19915 | 26312
Fabric ¦ Superstructure ¦ Windows and External Doors ¦ Roller Shutters ¦ Manual Roller Shutter | 1 | High | B | 11 | 2035 | 5 | 2 | 2.7 | 11421 | 24084
HVAC ¦ Heat Emitters - Local ¦ Electric Heaters | 1 | Medium | B | 1 | 2025 | 5 | 3 | 3.2 | 19916 | 5988
Electrical ¦ Lighting ¦ Internal ¦ Emergency ¦ Self Contained ¦ LED | 3 | Urgent | B | 11 | 2035 | 5 | 1 | 2.2 | 1541 | 23334
HVAC ¦ Central Air Conditioning ¦ Air Conditioning ¦ Multi-Split Condenser - Split Systems/Heat Pumps - Air-cooled with Direct Expansion Evaporator (DX) | 1 | Medium | B | 7 | 2031 | 5 | 3 | 3.2 | 19917 | 19741
Electrical ¦ Specialist Lighting ¦ Internal ¦ Illuminated Fire Exit Signage | 5 | Urgent | B | 16 | 2040 | 5 | 1 | 2.2 | 1542 | 28611
Electrical ¦ Lighting ¦ Internal ¦ General ¦ LED Fittings & Luminaires | 28 | Medium | B | 16 | 2040 | 5 | 3 | 3.2 | 19918 | 29309
Electrical ¦ Lighting ¦ Internal ¦ Emergency ¦ Self Contained ¦ LED | 6 | Urgent | B | 21 | 2045 | 5 | 1 | 2.2 | 1543 | 31737
Fire ¦ Fire Fighting ¦ Fire Extinguishers ¦ Foam | 3 | Urgent | B | 6 | 2030 | 5 | 1 | 2.2 | 1544 | 15775
HVAC ¦ Fan ¦ Central Heating & Cooling ¦ Mixed Flow | 1 | Medium | B | 1 | 2025 | 5 | 3 | 3.2 | 19919 | 5989
Fabric ¦ Superstructure ¦ Windows and External Doors ¦ External Doors ¦ Manual and Automatic Doors ¦ Emergency and Panic Escape Doors | 1 | Urgent | B | 8 | 2032 | 5 | 1 | 2.2 | 1545 | 20262
Fabric ¦ Superstructure ¦ Windows and External Doors ¦ Roller Shutters ¦ Electric Roller Shutter | 1 | High | B | 5 | 2029 | 5 | 2 | 2.7 | 11422 | 14572
HVAC ¦ Fan ¦ Central Heating & Cooling ¦ Mixed Flow | 1 | Medium | B | 1 | 2025 | 5 | 3 | 3.2 | 19920 | 5990
HVAC ¦ Fan ¦ Central Heating & Cooling ¦ Mixed Flow | 1 | Medium | B | 1 | 2025 | 5 | 3 | 3.2 | 19921 | 5991
Fire ¦ Fire Fighting ¦ Fire Extinguishers ¦ Foam | 5 | Urgent | B | 6 | 2030 | 5 | 1 | 2.2 | 1546 | 15776
HVAC ¦ Heat Emitters - Central ¦ Radiators ¦ Steel | 1 | Medium | B | 1 | 2025 | 5 | 3 | 3.2 | 19922 | 5992
Security ¦ Access ¦ Access Control ¦ Door ¦ Local Lock / Keypad / Manual | 1 | Medium | B | 8 | 2032 | 5 | 3 | 3.2 | 19923 | 20814
Electrical ¦ Lighting ¦ Internal ¦ Emergency ¦ Self Contained ¦ Non LED | 3 | Urgent | B | 1 | 2025 | 5 | 1 | 2.2 | 1547 | 939
Electrical ¦ LV Distribution ¦ Distribution Board ¦ Sub | 1 | High | B | 16 | 2040 | 5 | 2 | 2.7 | 11423 | 29084
Electrical ¦ Lighting ¦ Internal ¦ General | 19 | Medium | B | 1 | 2025 | 5 | 3 | 3.2 | 19924 | 5993
Fabric ¦ Superstructure ¦ Windows and External Doors ¦ Roller Shutters ¦ Electric Roller Shutter | 1 | High | C | 1 | 2025 | 4 | 2 | 2.4 | 10412 | 2313
Electrical ¦ LV Distribution ¦ Distribution Board ¦ Sub | 1 | High | B | 1 | 2025 | 5 | 2 | 2.7 | 11424 | 2800
HVAC ¦ Fan ¦ Central Heating & Cooling ¦ Mixed Flow | 1 | Medium | B | 1 | 2025 | 5 | 3 | 3.2 | 19925 | 5994
Electrical ¦ Lighting ¦ Internal ¦ General | 1 | Medium | B | 1 | 2025 | 5 | 3 | 3.2 | 19926 | 5995
Water ¦ Local Hot Water ¦ Instantaneous Electric Water Heater - Non-Drinking Water | 1 | Medium | B | 7 | 2031 | 5 | 3 | 3.2 | 19927 | 19742
Electrical ¦ Specialist Lighting ¦ Internal ¦ Illuminated Fire Exit Signage | 3 | Urgent | B | 6 | 2030 | 5 | 1 | 2.2 | 1548 | 15777
Electrical ¦ LV Distribution ¦ Distribution Board ¦ Sub | 1 | High | C | 1 | 2025 | 4 | 2 | 2.4 | 10413 | 2314
Controls ¦ Multi-System Controls ¦ Control Panel - Electrical Services (excluding Electrical Controllers and Pneumatic Relays) | 1 | Medium | B | 1 | 2025 | 5 | 3 | 3.2 | 19928 | 5996
HVAC ¦ Fan ¦ Central Cooling ¦ Axial | 1 | Medium | B | 1 | 2025 | 5 | 3 | 3.2 | 19929 | 5997
HVAC ¦ Fan ¦ Central Cooling ¦ Axial | 1 | Medium | B | 1 | 2025 | 5 | 3 | 3.2 | 19930 | 5998
Electrical ¦ LV Distribution ¦ Distribution Board ¦ Sub | 1 | High | D | 1 | 2025 | 3 | 2 | 2.1 | 1019 | 710
Electrical ¦ LV Distribution ¦ Distribution Board ¦ Sub | 1 | High | DX | 1 | 2025 | 1 | 2 | 1.5 | 364 | 327
Electrical ¦ LV Distribution ¦ Distribution Board ¦ Sub | 1 | High | B | 1 | 2025 | 5 | 2 | 2.7 | 11425 | 2801
Electrical ¦ Lighting ¦ External ¦ General - LED | 1 | Medium | B | 7 | 2031 | 5 | 3 | 3.2 | 19931 | 19743
Fabric ¦ Superstructure ¦ Windows and External Doors ¦ External Doors ¦ Entrance Doors | 1 | High | B | 6 | 2030 | 5 | 2 | 2.7 | 11426 | 17360
Communication and Control ¦ Communication Systems ¦ Public Address (PA) System | 1 | Medium | B | 1 | 2025 | 5 | 3 | 3.2 | 19932 | 5999
Fire ¦ Fire Fighting ¦ Fire Blanket | 1 | Urgent | B | 4 | 2028 | 5 | 1 | 2.2 | 1549 | 13764
Water ¦ Local Hot Water ¦ Package Electric Water Heaters - Non-Drinking Water | 1 | Medium | B | 6 | 2030 | 5 | 3 | 3.2 | 19933 | 18390
Electrical ¦ Lighting ¦ External ¦ General - LED | 4 | Medium | B | 12 | 2036 | 5 | 3 | 3.2 | 19934 | 26313
Fabric ¦ Superstructure ¦ Windows and External Doors ¦ External Doors ¦ Manual and Automatic Doors ¦ Emergency and Panic Escape Doors | 1 | Urgent | B | 6 | 2030 | 5 | 1 | 2.2 | 1550 | 15778
Fire ¦ Fire Detection ¦ Fire Alarm System | 1 | Urgent | B | 11 | 2035 | 5 | 1 | 2.2 | 1551 | 23335
Electrical ¦ LV Distribution ¦ Distribution Board ¦ Sub | 1 | High | C | 1 | 2025 | 4 | 2 | 2.4 | 10414 | 2315
Electrical ¦ Lighting ¦ Internal ¦ Emergency ¦ Self Contained ¦ LED | 1 | Urgent | B | 21 | 2045 | 5 | 1 | 2.2 | 1552 | 31738
Electrical ¦ LV Distribution ¦ Distribution Board ¦ Sub | 1 | High | C | 1 | 2025 | 4 | 2 | 2.4 | 10415 | 2316
Electrical ¦ LV Distribution ¦ Distribution Board ¦ Sub | 1 | High | D | 1 | 2025 | 3 | 2 | 2.1 | 1020 | 711
Fabric ¦ Superstructure ¦ Windows and External Doors ¦ External Doors ¦ Manual and Automatic Doors ¦ Emergency and Panic Escape Doors | 1 | Urgent | C | 16 | 2040 | 4 | 1 | 1.9 | 570 | 28597
HVAC ¦ Fan ¦ Local and Special Ventilation ¦ Kitchen Vent ¦ Extract | 1 | Low | C | 1 | 2025 | 4 | 4 | 3.4 | 32401 | 11688
HVAC ¦ Fan ¦ Local and Special Ventilation ¦ Extract | 1 | Medium | B | 1 | 2025 | 5 | 3 | 3.2 | 19935 | 6000
Electrical ¦ Lighting ¦ Internal ¦ General | 10 | Medium | C | 1 | 2025 | 4 | 3 | 2.9 | 18377 | 5356
Electrical ¦ LV Distribution ¦ Distribution Board ¦ Main | 1 | High | B | 13 | 2037 | 5 | 2 | 2.7 | 11427 | 26938
HVAC ¦ Fan ¦ Local and Special Ventilation ¦ Extract | 1 | Medium | B | 1 | 2025 | 5 | 3 | 3.2 | 19936 | 6001
Security ¦ Access ¦ Access Control ¦ Gate Access - Local Lock / Keypad / Manual (External) | 1 | Medium | B | 1 | 2025 | 5 | 3 | 3.2 | 19937 | 6002
Transport ¦ Lifts ¦ Passenger Lift electric ¦ Electric | 1 | Medium | B | 1 | 2025 | 5 | 3 | 3.2 | 19938 | 6003
Electrical ¦ Specialist Lighting ¦ Internal ¦ Illuminated Fire Exit Signage | 1 | Urgent | B | 16 | 2040 | 5 | 1 | 2.2 | 1553 | 28612
Electrical ¦ Lighting ¦ Internal ¦ Emergency ¦ Self Contained ¦ Non LED | 2 | Urgent | B | 5 | 2029 | 5 | 1 | 2.2 | 1554 | 14301
Electrical ¦ Lighting ¦ Internal ¦ Emergency ¦ Self Contained ¦ LED | 2 | Urgent | B | 21 | 2045 | 5 | 1 | 2.2 | 1555 | 31739
Fabric ¦ Superstructure ¦ Windows and External Doors ¦ External Doors ¦ Manual and Automatic Doors ¦ Emergency and Panic Escape Doors | 1 | Urgent | B | 20 | 2044 | 5 | 1 | 2.2 | 1556 | 31402
Fabric ¦ Superstructure ¦ Windows and External Doors ¦ Roller Shutters ¦ Manual Roller Shutter | 1 | High | B | 1 | 2025 | 5 | 2 | 2.7 | 11428 | 2802
Water ¦ Local Hot Water ¦ Package Electric Water Heaters - Non-Drinking Water | 1 | Medium | B | 2 | 2026 | 5 | 3 | 3.2 | 19939 | 12997
HVAC ¦ Local Air Conditioning ¦ Single-Split Evaporator - Split Systems/Heat Pumps - Air-cooled with Direct Expansion Evaporator (DX) | 1 | Medium | B | 1 | 2025 | 5 | 3 | 3.2 | 19940 | 6004
Fabric ¦ Superstructure ¦ Windows and External Doors ¦ Roller Shutters ¦ Manual Roller Shutter | 1 | High | B | 1 | 2025 | 5 | 2 | 2.7 | 11429 | 2803
Electrical ¦ Lighting ¦ Internal ¦ Emergency ¦ Self Contained ¦ LED | 81 | Urgent | B | 23 | 2047 | 5 | 1 | 2.2 | 1557 | 33062
Security ¦ Access ¦ Access Control ¦ Gate Access - Local Lock / Keypad / Manual (External) | 1 | Medium | B | 1 | 2025 | 5 | 3 | 3.2 | 19941 | 6005
Electrical ¦ Lighting ¦ External ¦ General - LED | 1 | Medium | B | 11 | 2035 | 5 | 3 | 3.2 | 19942 | 24904
HVAC ¦ Fan ¦ Local and Special Ventilation ¦ Ventilating - General | 1 | Medium | B | 12 | 2036 | 5 | 3 | 3.2 | 19943 | 26314
HVAC ¦ Heat Emitters - Local ¦ Electric Heaters | 1 | Medium | B | 6 | 2030 | 5 | 3 | 3.2 | 19944 | 18391
HVAC ¦ Heat Emitters - Local ¦ Gas Fired Natural and Fan Assisted Heaters | 1 | Medium | D | 1 | 2025 | 3 | 3 | 2.6 | 11032 | 2567
HVAC ¦ Heat Emitters - Local ¦ Gas Fired Natural and Fan Assisted Heaters | 1 | Medium | B | 1 | 2025 | 5 | 3 | 3.2 | 19945 | 6006
HVAC ¦ Fan ¦ Local and Special Ventilation ¦ Fans Window or Wall Mounted | 1 | Medium | DX | 1 | 2025 | 1 | 3 | 2 | 768 | 493
Fabric ¦ Superstructure ¦ Windows and External Doors ¦ External Doors ¦ Manual and Automatic Doors ¦ Auto / Powered Sliding Doors | 1 | High | B | 21 | 2045 | 5 | 2 | 2.7 | 11430 | 32528
Electrical ¦ Lighting ¦ Internal ¦ Emergency ¦ Self Contained ¦ LED | 9 | Urgent | B | 17 | 2041 | 5 | 1 | 2.2 | 1558 | 29985
Fabric ¦ Superstructure ¦ Windows and External Doors ¦ External Windows ¦ Roller Shutters ¦ External Window Shutters ¦ Electric | 1 | Medium | B | 1 | 2025 | 5 | 3 | 3.2 | 19946 | 6007
Controls ¦ Building Management System (BMS) ¦ BMS Control Panel | 1 | High | B | 7 | 2031 | 5 | 2 | 2.7 | 11431 | 19559
Fire ¦ Fire Detection ¦ Fire Alarm System | 1 | Urgent | B | 11 | 2035 | 5 | 1 | 2.2 | 1559 | 23336
HVAC ¦ Local Air Conditioning ¦ Single-Split Condenser - Split Systems/Heat Pumps - Air-cooled with Direct Expansion Evaporator (DX) | 1 | Medium | B | 1 | 2025 | 5 | 3 | 3.2 | 19947 | 6008
Electrical ¦ Specialist Lighting ¦ Internal ¦ Illuminated Fire Exit Signage | 4 | Urgent | B | 16 | 2040 | 5 | 1 | 2.2 | 1560 | 28613
Electrical ¦ Lighting ¦ External ¦ General - LED | 3 | Medium | B | 11 | 2035 | 5 | 3 | 3.2 | 19948 | 24905
Electrical ¦ Lighting ¦ Internal ¦ General | 10 | Medium | B | 6 | 2030 | 5 | 3 | 3.2 | 19949 | 18392
Electrical ¦ LV Distribution ¦ Distribution Board ¦ Main | 1 | High | B | 6 | 2030 | 5 | 2 | 2.7 | 11432 | 17361
Electrical ¦ Lighting ¦ Internal ¦ General | 15 | Medium | B | 6 | 2030 | 5 | 3 | 3.2 | 19950 | 18393
Fabric ¦ Superstructure ¦ Windows and External Doors ¦ External Doors ¦ Entrance Doors | 1 | High | B | 32 | 2056 | 5 | 2 | 2.7 | 11433 | 33823
Fabric ¦ Superstructure ¦ Windows and External Doors ¦ Roller Shutters ¦ Manual Roller Shutter | 1 | High | C | 1 | 2025 | 4 | 2 | 2.4 | 10416 | 2317
Electrical ¦ Lighting ¦ Internal ¦ General ¦ LED Fittings & Luminaires | 4 | Medium | B | 16 | 2040 | 5 | 3 | 3.2 | 19951 | 29310
Water ¦ Hot Water Distribution ¦ Tank ¦ Break Tank and Pump (Fluid Category 5 Backflow Protection) | 1 | Urgent | D | 1 | 2025 | 3 | 1 | 1.6 | 421 | 374
Fabric ¦ Superstructure ¦ Windows and External Doors ¦ Roller Shutters ¦ Electric Roller Shutter | 1 | High | B | 15 | 2039 | 5 | 2 | 2.7 | 11434 | 28068
HVAC ¦ Fan ¦ Central Cooling ¦ Axial | 1 | Medium | B | 1 | 2025 | 5 | 3 | 3.2 | 19952 | 6009
Fabric ¦ Superstructure ¦ Windows and External Doors ¦ External Doors ¦ Entrance Doors | 1 | High | B | 9 | 2033 | 5 | 2 | 2.7 | 11435 | 21557
Electrical ¦ Lighting ¦ External ¦ General - LED | 1 | Medium | B | 12 | 2036 | 5 | 3 | 3.2 | 19953 | 26315
Fabric ¦ Superstructure ¦ Windows and External Doors ¦ Roller Shutters ¦ Manual Roller Shutter | 1 | High | B | 7 | 2031 | 5 | 2 | 2.7 | 11436 | 19560
HVAC ¦ Fan ¦ Central Cooling ¦ Axial | 1 | Medium | B | 1 | 2025 | 5 | 3 | 3.2 | 19954 | 6010
Fire ¦ Fire Detection ¦ Fire Alarm Panel / Repeater | 1 | Urgent | B | 7 | 2031 | 5 | 1 | 2.2 | 1561 | 19153
Fabric ¦ Superstructure ¦ Internal Doors ¦ Roller Shutters ¦ Automatic Roller Shutter | 1 | High | B | 5 | 2029 | 5 | 2 | 2.7 | 11437 | 14573
Fabric ¦ Superstructure ¦ Windows and External Doors ¦ Roller Shutters ¦ Manual Roller Shutter | 1 | High | B | 15 | 2039 | 5 | 2 | 2.7 | 11438 | 28069
Electrical ¦ LV Distribution ¦ Distribution Board ¦ Main | 1 | High | B | 11 | 2035 | 5 | 2 | 2.7 | 11439 | 24085
Fabric ¦ Superstructure ¦ Windows and External Doors ¦ Roller Shutters ¦ Manual Roller Shutter | 1 | High | B | 7 | 2031 | 5 | 2 | 2.7 | 11440 | 19561
Electrical ¦ LV Distribution ¦ Distribution Board ¦ Main | 1 | High | B | 11 | 2035 | 5 | 2 | 2.7 | 11441 | 24086
HVAC ¦ Local and Special Ventilation ¦ Unit extract fans. | 1 | Medium | C | 1 | 2025 | 4 | 3 | 2.9 | 18378 | 5357
Electrical ¦ Lighting ¦ Internal ¦ Emergency ¦ Self Contained ¦ LED | 6 | Urgent | B | 21 | 2045 | 5 | 1 | 2.2 | 1562 | 31740
Fire ¦ Fire Fighting ¦ Fire Extinguishers ¦ Foam | 3 | Urgent | B | 6 | 2030 | 5 | 1 | 2.2 | 1563 | 15779
Electrical ¦ Lighting ¦ Internal ¦ General | 2 | Medium | B | 11 | 2035 | 5 | 3 | 3.2 | 19955 | 24906
Fire ¦ Fire Fighting ¦ Fire Extinguishers ¦ Foam | 5 | Urgent | B | 6 | 2030 | 5 | 1 | 2.2 | 1564 | 15780
Controls ¦ Building Management System (BMS) ¦ BMS Control Panel | 1 | High | B | 1 | 2025 | 5 | 2 | 2.7 | 11442 | 2804
HVAC ¦ Local Air Conditioning ¦ Single-Split Condenser - Split Systems/Heat Pumps - Air-cooled with Direct Expansion Evaporator (DX) | 1 | Medium | B | 13 | 2037 | 5 | 3 | 3.2 | 19956 | 27058
Fabric ¦ Superstructure ¦ Windows and External Doors ¦ Roller Shutters ¦ Manual Roller Shutter | 1 | High | B | 1 | 2025 | 5 | 2 | 2.7 | 11443 | 2805
Electrical ¦ LV Distribution ¦ Distribution Board ¦ Sub | 1 | High | B | 1 | 2025 | 5 | 2 | 2.7 | 11444 | 2806
HVAC ¦ Heat Emitters - Central ¦ Unit Heaters | 1 | Medium | B | 1 | 2025 | 5 | 3 | 3.2 | 19957 | 6011
HVAC ¦ Fan ¦ Local and Special Ventilation ¦ Fans Window or Wall Mounted | 1 | Medium | B | 1 | 2025 | 5 | 3 | 3.2 | 19958 | 6012
Fire ¦ Fire Detection ¦ Fire Alarm System | 1 | Urgent | A | 13 | 2037 | 6 | 1 | 2.5 | 10810 | 26913
Electrical ¦ Lighting ¦ Internal ¦ Emergency ¦ Self Contained ¦ LED | 4 | Urgent | B | 11 | 2035 | 5 | 1 | 2.2 | 1565 | 23337
Fabric ¦ Superstructure ¦ Windows and External Doors ¦ External Doors ¦ Manual and Automatic Doors ¦ Emergency and Panic Escape Doors | 1 | Urgent | B | 20 | 2044 | 5 | 1 | 2.2 | 1566 | 31403
Water ¦ Local Hot Water ¦ Package Electric Water Heaters - Non-Drinking Water | 1 | Medium | B | 7 | 2031 | 5 | 3 | 3.2 | 19959 | 19744
Fire ¦ Fire Fighting ¦ Fire Extinguishers ¦ Foam | 2 | Urgent | A | 10 | 2034 | 6 | 1 | 2.5 | 10811 | 22200
Electrical ¦ Lighting ¦ Internal ¦ Emergency ¦ Self Contained ¦ LED | 3 | Urgent | B | 11 | 2035 | 5 | 1 | 2.2 | 1567 | 23338
Fabric ¦ Superstructure ¦ Windows and External Doors ¦ Roller Shutters ¦ Electric Roller Shutter | 1 | High | B | 17 | 2041 | 5 | 2 | 2.7 | 11445 | 30274
Fabric ¦ Superstructure ¦ Windows and External Doors ¦ Roller Shutters ¦ Electric Roller Shutter | 1 | High | B | 17 | 2041 | 5 | 2 | 2.7 | 11446 | 30275
Electrical ¦ LV Distribution ¦ Distribution Board ¦ Sub | 1 | High | B | 1 | 2025 | 5 | 2 | 2.7 | 11447 | 2807
Electrical ¦ Lighting ¦ Internal ¦ Emergency ¦ Self Contained ¦ LED | 5 | Urgent | B | 21 | 2045 | 5 | 1 | 2.2 | 1568 | 31741
Fire ¦ Fire Fighting ¦ Fire Extinguishers ¦ CO2 | 2 | Urgent | B | 7 | 2031 | 5 | 1 | 2.2 | 1569 | 19154
Fabric ¦ Superstructure ¦ Windows and External Doors ¦ Roller Shutters ¦ Manual Roller Shutter | 1 | High | C | 1 | 2025 | 4 | 2 | 2.4 | 10417 | 2318
Fabric ¦ Superstructure ¦ Windows and External Doors ¦ Roller Shutters ¦ Manual Roller Shutter | 1 | High | C | 1 | 2025 | 4 | 2 | 2.4 | 10418 | 2319
Electrical ¦ LV Distribution ¦ Distribution Board ¦ Sub | 1 | High | A | 19 | 2043 | 6 | 2 | 3 | 19510 | 31281
HVAC ¦ Central Air Conditioning ¦ Air Conditioning ¦ Multi-Split Evaporator - Split Systems/Heat Pumps - Air-cooled with Direct Expansion Evaporator (DX) | 1 | Medium | B | 1 | 2025 | 5 | 3 | 3.2 | 19960 | 6013
Electrical ¦ Lighting ¦ External ¦ General - Non-LED | 5 | Medium | B | 1 | 2025 | 5 | 3 | 3.2 | 19961 | 6014
Electrical ¦ Lighting ¦ External ¦ General - LED | 2 | Medium | B | 11 | 2035 | 5 | 3 | 3.2 | 19962 | 24907
Fabric ¦ Superstructure ¦ Internal Doors ¦ Roller Shutters ¦ Electric Roller Shutter | 1 | Medium | B | 19 | 2043 | 5 | 3 | 3.2 | 19963 | 31344
Fire ¦ Fire Detection ¦ Fire Alarm Panel / Repeater | 1 | Urgent | B | 9 | 2033 | 5 | 1 | 2.2 | 1570 | 21212
Fabric ¦ Superstructure ¦ Internal Doors ¦ Roller Shutters ¦ Electric Roller Shutter | 1 | Medium | B | 10 | 2034 | 5 | 3 | 3.2 | 19964 | 22558
HVAC ¦ Fan ¦ Local and Special Ventilation ¦ Fans Window or Wall Mounted | 1 | Medium | D | 9 | 2033 | 3 | 3 | 2.6 | 11033 | 21551
Water ¦ Local Hot Water ¦ Package Electric Water Heaters - Non-Drinking Water | 1 | Medium | B | 6 | 2030 | 5 | 3 | 3.2 | 19965 | 18394
Electrical ¦ Lighting ¦ Internal ¦ Emergency ¦ Self Contained ¦ LED | 9 | Urgent | B | 19 | 2043 | 5 | 1 | 2.2 | 1571 | 31038
Electrical ¦ Specialist Lighting ¦ Internal ¦ Illuminated Fire Exit Signage | 3 | Urgent | B | 14 | 2038 | 5 | 1 | 2.2 | 1572 | 27330
Fire ¦ Fire Fighting ¦ Fire Extinguishers ¦ Foam | 4 | Urgent | B | 8 | 2032 | 5 | 1 | 2.2 | 1573 | 20263
HVAC ¦ Fan ¦ Local and Special Ventilation ¦ Axial | 1 | Medium | B | 9 | 2033 | 5 | 3 | 3.2 | 19966 | 21681
Electrical ¦ Specialist Lighting ¦ Internal ¦ Illuminated Fire Exit Signage | 4 | Urgent | B | 17 | 2041 | 5 | 1 | 2.2 | 1574 | 29986
Fire ¦ Fire Fighting ¦ Fire Extinguishers ¦ Foam | 1 | Urgent | B | 6 | 2030 | 5 | 1 | 2.2 | 1575 | 15781
Electrical ¦ Lighting ¦ Internal ¦ Emergency ¦ Self Contained ¦ LED | 6 | Urgent | B | 22 | 2046 | 5 | 1 | 2.2 | 1576 | 32822
Controls ¦ Multi-System Controls ¦ Control Panel - Electrical Services (excluding Electrical Controllers and Pneumatic Relays) | 1 | Medium | B | 1 | 2025 | 5 | 3 | 3.2 | 19967 | 6015
HVAC ¦ Heat Emitters - Local ¦ Electric Heaters | 3 | Medium | A | 8 | 2032 | 6 | 3 | 3.5 | 32434 | 21168
Electrical ¦ LV Distribution ¦ Distribution Board ¦ Sub | 1 | High | C | 1 | 2025 | 4 | 2 | 2.4 | 10419 | 2320
Fabric ¦ Superstructure ¦ Internal Doors ¦ Roller Shutters ¦ Automatic Roller Shutter | 1 | High | B | 5 | 2029 | 5 | 2 | 2.7 | 11448 | 14574
HVAC ¦ Fan ¦ Central Air Conditioning ¦ Ventilating - General | 1 | Medium | B | 1 | 2025 | 5 | 3 | 3.2 | 19968 | 6016
Electrical ¦ LV Distribution ¦ Distribution Board ¦ Sub | 1 | High | B | 1 | 2025 | 5 | 2 | 2.7 | 11449 | 2808
HVAC ¦ Central Heating (Internally Sourced) ¦ Burner ¦ Forced draft gas burner | 1 | Medium | B | 1 | 2025 | 5 | 3 | 3.2 | 19969 | 6017
Controls ¦ Multi-System Controls ¦ Control Panel - Electrical Services (excluding Electrical Controllers and Pneumatic Relays) | 1 | Medium | B | 1 | 2025 | 5 | 3 | 3.2 | 19970 | 6018
Fabric ¦ Superstructure ¦ Windows and External Doors ¦ External Doors ¦ Manual and Automatic Doors ¦ High Security Door | 1 | High | B | 11 | 2035 | 5 | 2 | 2.7 | 11450 | 24087
Fire ¦ Fire Detection ¦ Fire Alarm System | 1 | Urgent | B | 1 | 2025 | 5 | 1 | 2.2 | 1577 | 940
Security ¦ Access ¦ Access Control ¦ Door ¦ Local Lock / Keypad / Manual | 2 | Medium | B | 1 | 2025 | 5 | 3 | 3.2 | 19971 | 6019
HVAC ¦ Central Heating (Internally Sourced) ¦ Boiler ¦ Combination Atmospheric Burner Gas Boiler | 1 | High | B | 12 | 2036 | 5 | 2 | 2.7 | 11451 | 26133
Transport ¦ Lifts ¦ Passenger Lift electric ¦ Electric | 1 | Medium | B | 1 | 2025 | 5 | 3 | 3.2 | 19972 | 6020
HVAC ¦ Heat Emitters - Central ¦ Radiators ¦ Steel | 1 | Medium | B | 1 | 2025 | 5 | 3 | 3.2 | 19973 | 6021
Fire ¦ Fire Fighting ¦ Fire Extinguishers ¦ Water | 4 | Urgent | B | 1 | 2025 | 5 | 1 | 2.2 | 1578 | 941
HVAC ¦ Local and Special Ventilation ¦ Unit extract fans. | 1 | Medium | B | 1 | 2025 | 5 | 3 | 3.2 | 19974 | 6022
Water ¦ Local Hot Water ¦ Instantaneous Electric Water Heater - Non-Drinking Water | 1 | Medium | B | 1 | 2025 | 5 | 3 | 3.2 | 19975 | 6023
Controls ¦ Multi-System Controls ¦ Instrument Control Panel | 1 | Medium | B | 1 | 2025 | 5 | 3 | 3.2 | 19976 | 6024
Electrical ¦ Lighting ¦ Internal ¦ General ¦ LED Fittings & Luminaires | 10 | Medium | B | 16 | 2040 | 5 | 3 | 3.2 | 19977 | 29311
HVAC ¦ Local and Special Ventilation ¦ Unit extract fans. | 1 | Medium | B | 1 | 2025 | 5 | 3 | 3.2 | 19978 | 6025
HVAC ¦ Heat Emitters - Central ¦ Radiators ¦ Steel | 1 | Medium | B | 6 | 2030 | 5 | 3 | 3.2 | 19979 | 18395
HVAC ¦ Heat Emitters - Local ¦ Electric Overdoor Air Curtain/Heater | 1 | Medium | B | 7 | 2031 | 5 | 3 | 3.2 | 19980 | 19745
Fire ¦ Fire Fighting ¦ Fire Extinguishers ¦ CO2 | 3 | Urgent | B | 2 | 2026 | 5 | 1 | 2.2 | 1579 | 12444
Fire ¦ Fire Fighting ¦ Fire Extinguishers ¦ CO2 | 3 | Urgent | B | 2 | 2026 | 5 | 1 | 2.2 | 1580 | 12445
HVAC ¦ Heat Emitters - Local ¦ Electric Heaters | 1 | Medium | B | 1 | 2025 | 5 | 3 | 3.2 | 19981 | 6026
Electrical ¦ Lighting ¦ Internal ¦ General ¦ LED Fittings & Luminaires | 35 | Medium | B | 17 | 2041 | 5 | 3 | 3.2 | 19982 | 30390
Fabric ¦ Superstructure ¦ Windows and External Doors ¦ External Doors ¦ Entrance Doors | 1 | High | B | 1 | 2025 | 5 | 2 | 2.7 | 11452 | 2809
Fabric ¦ Superstructure ¦ Windows and External Doors ¦ External Doors ¦ Manual and Automatic Doors ¦ Emergency and Panic Escape Doors | 1 | Urgent | B | 6 | 2030 | 5 | 1 | 2.2 | 1581 | 15782
Fabric ¦ Barriers and Guardrails ¦ Vehicle Crash Protection Barrier | 1 | V Low | B | 7 | 2031 | 5 | 4 | 3.7 | 32668 | 20215
Fabric ¦ Superstructure ¦ Windows and External Doors ¦ External Doors ¦ Entrance Doors | 1 | High | B | 1 | 2025 | 5 | 2 | 2.7 | 11453 | 2810
Electrical ¦ Lighting ¦ Internal ¦ Emergency ¦ Self Contained ¦ LED | 1 | Urgent | C | 17 | 2041 | 4 | 1 | 1.9 | 571 | 29962
HVAC ¦ Local Air Conditioning ¦ Single-Split Condenser - Split Systems/Heat Pumps - Air-cooled with Direct Expansion Evaporator (DX) | 1 | Medium | C | 1 | 2025 | 4 | 3 | 2.9 | 18379 | 5358
HVAC ¦ Local Air Conditioning ¦ Single-Split Condenser - Split Systems/Heat Pumps - Air-cooled with Direct Expansion Evaporator (DX) | 1 | Medium | C | 1 | 2025 | 4 | 3 | 2.9 | 18380 | 5359
Fabric ¦ Superstructure ¦ Windows and External Doors ¦ External Doors ¦ Entrance Doors | 1 | High | B | 11 | 2035 | 5 | 2 | 2.7 | 11454 | 24088
Fire ¦ Fire Fighting ¦ Fire Extinguishers ¦ CO2 | 4 | Urgent | B | 7 | 2031 | 5 | 1 | 2.2 | 1582 | 19155
Electrical ¦ Lighting ¦ Internal ¦ Emergency ¦ Self Contained ¦ LED | 12 | Urgent | B | 21 | 2045 | 5 | 1 | 2.2 | 1583 | 31742
HVAC ¦ Fan ¦ Local and Special Ventilation ¦ Fans Window or Wall Mounted | 1 | Medium | C | 7 | 2031 | 4 | 3 | 2.9 | 18381 | 19717
Fabric ¦ Superstructure ¦ Internal Doors ¦ Roller Shutters ¦ Electric Roller Shutter | 1 | Medium | B | 17 | 2041 | 5 | 3 | 3.2 | 19983 | 30391
HVAC ¦ Heat Emitters - Local ¦ Electric Heaters | 2 | Medium | B | 1 | 2025 | 5 | 3 | 3.2 | 19984 | 6027
Fabric ¦ Superstructure ¦ Windows and External Doors ¦ External Doors ¦ Manual and Automatic Doors ¦ Emergency and Panic Escape Doors | 1 | Urgent | B | 20 | 2044 | 5 | 1 | 2.2 | 1584 | 31404
Electrical ¦ Lighting ¦ Internal ¦ Emergency ¦ Self Contained ¦ LED | 7 | Urgent | B | 17 | 2041 | 5 | 1 | 2.2 | 1585 | 29987
Fire ¦ Fire Fighting ¦ Fire Extinguishers ¦ Foam | 2 | Urgent | B | 1 | 2025 | 5 | 1 | 2.2 | 1586 | 942
Security ¦ Access ¦ Access Control ¦ Door ¦ Local Lock / Keypad / Manual | 1 | Medium | B | 11 | 2035 | 5 | 3 | 3.2 | 19985 | 24908
Electrical ¦ Lighting ¦ Internal ¦ Emergency ¦ Self Contained ¦ LED | 16 | Urgent | B | 17 | 2041 | 5 | 1 | 2.2 | 1587 | 29988
HVAC ¦ Heat Emitters - Local ¦ Gas Fired Natural and Fan Assisted Heaters | 1 | Medium | B | 7 | 2031 | 5 | 3 | 3.2 | 19986 | 19746
Fabric ¦ Superstructure ¦ Windows and External Doors ¦ External Doors ¦ Entrance Doors | 1 | High | B | 11 | 2035 | 5 | 2 | 2.7 | 11455 | 24089
Fabric ¦ Superstructure ¦ Windows and External Doors ¦ External Doors ¦ Manual and Automatic Doors ¦ High Security Door | 1 | High | B | 11 | 2035 | 5 | 2 | 2.7 | 11456 | 24090
Electrical ¦ Specialist Lighting ¦ Internal ¦ Illuminated Fire Exit Signage | 2 | Urgent | B | 16 | 2040 | 5 | 1 | 2.2 | 1588 | 28614
Electrical ¦ Lighting ¦ Internal ¦ Emergency ¦ Self Contained ¦ Non LED | 2 | Urgent | B | 1 | 2025 | 5 | 1 | 2.2 | 1589 | 943
HVAC ¦ Fan ¦ Central Ventilation Systems ¦ Ventilating - General | 1 | Low | B | 1 | 2025 | 5 | 4 | 3.7 | 32669 | 11734
Electrical ¦ LV Distribution ¦ Distribution Board ¦ Sub | 1 | High | B | 11 | 2035 | 5 | 2 | 2.7 | 11457 | 24091
Electrical ¦ LV Distribution ¦ Distribution Board ¦ Main | 1 | High | B | 19 | 2043 | 5 | 2 | 2.7 | 11458 | 31139
Water ¦ Local Hot Water ¦ Instantaneous Electric Water Heater - Non-Drinking Water | 1 | Medium | B | 1 | 2025 | 5 | 3 | 3.2 | 19987 | 6028
Fabric ¦ Superstructure ¦ Windows and External Doors ¦ External Doors ¦ Manual and Automatic Doors ¦ Emergency and Panic Escape Doors | 1 | Urgent | B | 11 | 2035 | 5 | 1 | 2.2 | 1590 | 23339
HVAC ¦ Pump ¦ Central Heating (Internally Sourced) ¦ Condensate Pumps | 1 | Medium | B | 11 | 2035 | 5 | 3 | 3.2 | 19988 | 24909
Water ¦ Local Hot Water ¦ Instantaneous Electric Water Heater - Non-Drinking Water | 1 | Medium | C | 1 | 2025 | 4 | 3 | 2.9 | 18382 | 5360
HVAC ¦ Fan ¦ Local and Special Ventilation ¦ Axial | 1 | Medium | B | 1 | 2025 | 5 | 3 | 3.2 | 19989 | 6029
Fabric ¦ Superstructure ¦ Windows and External Doors ¦ External Doors ¦ Manual and Automatic Doors ¦ High Security Door | 1 | High | B | 11 | 2035 | 5 | 2 | 2.7 | 11459 | 24092
Electrical ¦ Lighting ¦ Internal ¦ General ¦ LED Fittings & Luminaires | 156 | Medium | B | 16 | 2040 | 5 | 3 | 3.2 | 19990 | 29312
Fabric ¦ Superstructure ¦ Windows and External Doors ¦ External Doors ¦ Entrance Doors | 1 | High | B | 11 | 2035 | 5 | 2 | 2.7 | 11460 | 24093
Electrical ¦ Lighting ¦ Internal ¦ Emergency ¦ Self Contained ¦ LED | 2 | Urgent | C | 23 | 2047 | 4 | 1 | 1.9 | 572 | 33059
Fire ¦ Fire Fighting ¦ Fire Extinguishers ¦ Foam | 6 | Urgent | B | 6 | 2030 | 5 | 1 | 2.2 | 1591 | 15783
Electrical ¦ Lighting ¦ Internal ¦ Emergency ¦ Self Contained ¦ LED | 2 | Urgent | B | 17 | 2041 | 5 | 1 | 2.2 | 1592 | 29989
Controls ¦ Multi-System Controls ¦ Instrument Control Panel | 1 | Medium | B | 16 | 2040 | 5 | 3 | 3.2 | 19991 | 29313
Fire ¦ Fire Fighting ¦ Fire Extinguishers ¦ CO2 | 1 | Urgent | B | 6 | 2030 | 5 | 1 | 2.2 | 1593 | 15784
Electrical ¦ Lighting ¦ External ¦ General - LED | 2 | Medium | B | 1 | 2025 | 5 | 3 | 3.2 | 19992 | 6030
Electrical ¦ LV Distribution ¦ Distribution Board ¦ Sub | 1 | High | B | 1 | 2025 | 5 | 2 | 2.7 | 11461 | 2811
Electrical ¦ Lighting ¦ Internal ¦ Emergency ¦ Self Contained ¦ LED | 27 | Urgent | B | 15 | 2039 | 5 | 1 | 2.2 | 1594 | 27733
HVAC ¦ Heat Emitters - Local ¦ Electric Heaters | 1 | Medium | B | 1 | 2025 | 5 | 3 | 3.2 | 19993 | 6031
HVAC ¦ Heat Emitters - Central ¦ Radiators ¦ Steel | 4 | Medium | B | 6 | 2030 | 5 | 3 | 3.2 | 19994 | 18396
Controls ¦ Multi-System Controls ¦ Instrument Control Panel | 1 | Medium | B | 1 | 2025 | 5 | 3 | 3.2 | 19995 | 6032
Fabric ¦ Barriers and Guardrails ¦ Vehicle Crash Protection Barrier | 1 | V Low | B | 1 | 2025 | 5 | 4 | 3.7 | 32670 | 11735
Fabric ¦ Barriers and Guardrails ¦ Vehicle Crash Protection Barrier | 1 | V Low | B | 1 | 2025 | 5 | 4 | 3.7 | 32671 | 11736
Fabric ¦ Superstructure ¦ Windows and External Doors ¦ External Doors ¦ Manual and Automatic Doors ¦ Emergency and Panic Escape Doors | 1 | Urgent | B | 11 | 2035 | 5 | 1 | 2.2 | 1595 | 23340
HVAC ¦ Fan ¦ Local and Special Ventilation ¦ Axial | 1 | Medium | B | 1 | 2025 | 5 | 3 | 3.2 | 19996 | 6033
Fabric ¦ Superstructure ¦ Windows and External Doors ¦ Roller Shutters ¦ Manual Roller Shutter | 1 | High | B | 1 | 2025 | 5 | 2 | 2.7 | 11462 | 2812
Electrical ¦ Lighting ¦ Internal ¦ General ¦ LED Fittings & Luminaires | 2 | Medium | B | 1 | 2025 | 5 | 3 | 3.2 | 19997 | 6034
Fire ¦ Fire Fighting ¦ Fire Extinguishers ¦ CO2 | 1 | Urgent | B | 8 | 2032 | 5 | 1 | 2.2 | 1596 | 20264
HVAC ¦ Central Heating (Internally Sourced) ¦ Boiler ¦ Atmospheric Gas Burner Boiler - Small and/or Wall Hung for Domestic Installation | 1 | Medium | B | 3 | 2027 | 5 | 3 | 3.2 | 19998 | 13422
Fabric ¦ Barriers and Guardrails ¦ Vehicle Crash Protection Barrier | 1 | V Low | B | 1 | 2025 | 5 | 4 | 3.7 | 32672 | 11737
HVAC ¦ Fan ¦ Local and Special Ventilation ¦ Axial | 1 | Medium | B | 1 | 2025 | 5 | 3 | 3.2 | 19999 | 6035
Electrical ¦ Lighting ¦ Internal ¦ Emergency ¦ Self Contained ¦ Non LED | 1 | Urgent | C | 4 | 2028 | 4 | 1 | 1.9 | 573 | 13744
Fire ¦ Fire Fighting ¦ Fire Extinguishers ¦ Foam | 6 | Urgent | B | 6 | 2030 | 5 | 1 | 2.2 | 1597 | 15785
HVAC ¦ Heat Emitters - Local ¦ Gas Fired Unit Heaters | 1 | Medium | C | 1 | 2025 | 4 | 3 | 2.9 | 18383 | 5361
HVAC ¦ Local Air Conditioning ¦ Single-Split Condenser - Split Systems/Heat Pumps - Air-cooled with Direct Expansion Evaporator (DX) | 1 | Medium | B | 9 | 2033 | 5 | 3 | 3.2 | 20000 | 21682
Fabric ¦ Barriers and Guardrails ¦ Vehicle Crash Protection Barrier | 1 | V Low | B | 1 | 2025 | 5 | 4 | 3.7 | 32673 | 11738
Fire ¦ Fire Fighting ¦ Fire Extinguishers ¦ CO2 | 2 | Urgent | B | 2 | 2026 | 5 | 1 | 2.2 | 1598 | 12446
Fire ¦ Fire Fighting ¦ Fire Extinguishers ¦ Powder | 3 | Urgent | B | 6 | 2030 | 5 | 1 | 2.2 | 1599 | 15786
Electrical ¦ LV Distribution ¦ Distribution Board ¦ Main | 1 | High | B | 1 | 2025 | 5 | 2 | 2.7 | 11463 | 2813
Communication and Control ¦ Communication Systems ¦ Public Address (PA) System | 1 | Medium | B | 6 | 2030 | 5 | 3 | 3.2 | 20001 | 18397
Electrical ¦ Specialist Lighting ¦ Internal ¦ Illuminated Fire Exit Signage | 2 | Urgent | B | 12 | 2036 | 5 | 1 | 2.2 | 1600 | 25939
Electrical ¦ Lighting ¦ External ¦ General - LED | 3 | Medium | B | 4 | 2028 | 5 | 3 | 3.2 | 20002 | 14027
Fabric ¦ Superstructure ¦ Windows and External Doors ¦ External Doors ¦ Entrance Doors | 1 | High | B | 11 | 2035 | 5 | 2 | 2.7 | 11464 | 24094
HVAC ¦ Central Heating (Internally Sourced) ¦ Boiler ¦ Electric Boilers | 1 | Medium | B | 6 | 2030 | 5 | 3 | 3.2 | 20003 | 18398
Fire ¦ Fire Fighting ¦ Fire Extinguishers ¦ CO2 | 1 | Urgent | B | 9 | 2033 | 5 | 1 | 2.2 | 1601 | 21213
Electrical ¦ Lighting ¦ Internal ¦ Emergency ¦ Self Contained ¦ LED | 4 | Urgent | B | 11 | 2035 | 5 | 1 | 2.2 | 1602 | 23341
Electrical ¦ LV Distribution ¦ Distribution Board ¦ Sub | 1 | High | B | 1 | 2025 | 5 | 2 | 2.7 | 11465 | 2814
Electrical ¦ LV Distribution ¦ Distribution Board ¦ Sub | 1 | High | B | 6 | 2030 | 5 | 2 | 2.7 | 11466 | 17362
Electrical ¦ Lighting ¦ Internal ¦ Emergency ¦ Self Contained ¦ Non LED | 4 | Urgent | B | 11 | 2035 | 5 | 1 | 2.2 | 1603 | 23342
Fire ¦ Fire Fighting ¦ Fire Extinguishers ¦ Foam | 7 | Urgent | B | 5 | 2029 | 5 | 1 | 2.2 | 1604 | 14302
Electrical ¦ Lighting ¦ Internal ¦ Emergency ¦ Self Contained ¦ LED | 2 | Urgent | B | 20 | 2044 | 5 | 1 | 2.2 | 1605 | 31405
HVAC ¦ Heat Emitters - Local ¦ Gas Fired Natural and Fan Assisted Heaters | 1 | Medium | B | 7 | 2031 | 5 | 3 | 3.2 | 20004 | 19747
Controls ¦ Building Management System (BMS) ¦ Central Operating Station | 1 | High | B | 6 | 2030 | 5 | 2 | 2.7 | 11467 | 17363
Fabric ¦ Superstructure ¦ Windows and External Doors ¦ Roller Shutters ¦ Manual Roller Shutter | 1 | High | B | 1 | 2025 | 5 | 2 | 2.7 | 11468 | 2815
Electrical ¦ Lighting ¦ Internal ¦ Emergency ¦ Self Contained ¦ LED | 10 | Urgent | B | 23 | 2047 | 5 | 1 | 2.2 | 1606 | 33063
HVAC ¦ Ventilation ¦ Air Handling Unit (AHU) ¦ Internal ¦ Central Heating (Internally Sourced) ¦ Gas Fired | 1 | Medium | B | 1 | 2025 | 5 | 3 | 3.2 | 20005 | 6036
HVAC ¦ Heat Emitters - Local ¦ Gas Fired Natural and Fan Assisted Heaters | 1 | Medium | B | 3 | 2027 | 5 | 3 | 3.2 | 20006 | 13423
Fabric ¦ Superstructure ¦ Windows and External Doors ¦ Roller Shutters ¦ Manual Roller Shutter | 1 | High | B | 1 | 2025 | 5 | 2 | 2.7 | 11469 | 2816
Electrical ¦ Lighting ¦ Internal ¦ Emergency ¦ Self Contained ¦ LED | 5 | Urgent | B | 20 | 2044 | 5 | 1 | 2.2 | 1607 | 31406
Electrical ¦ LV Distribution ¦ Distribution Board ¦ Sub | 1 | High | D | 1 | 2025 | 3 | 2 | 2.1 | 1021 | 712
HVAC ¦ Fan ¦ Local and Special Ventilation ¦ Fans Window or Wall Mounted | 1 | Medium | B | 1 | 2025 | 5 | 3 | 3.2 | 20007 | 6037
Controls ¦ Building Management System (BMS) ¦ Central Operating Station | 1 | High | B | 6 | 2030 | 5 | 2 | 2.7 | 11470 | 17364
Fire ¦ Fire Detection ¦ Fire Alarm System | 1 | Urgent | B | 1 | 2025 | 5 | 1 | 2.2 | 1608 | 944
HVAC ¦ Local Air Conditioning ¦ Single-Split Condenser - Split Systems/Heat Pumps - Air-cooled with Direct Expansion Evaporator (DX) | 1 | Medium | B | 1 | 2025 | 5 | 3 | 3.2 | 20008 | 6038
HVAC ¦ Heat Emitters - Local ¦ Gas Fired Unit Heaters | 1 | Medium | B | 9 | 2033 | 5 | 3 | 3.2 | 20009 | 21683
HVAC ¦ Fan ¦ Local and Special Ventilation ¦ Axial | 1 | Medium | B | 1 | 2025 | 5 | 3 | 3.2 | 20010 | 6039
Fabric ¦ Superstructure ¦ Windows and External Doors ¦ External Doors ¦ Manual and Automatic Doors ¦ High Security Door | 1 | High | B | 11 | 2035 | 5 | 2 | 2.7 | 11471 | 24095
Fire ¦ Fire Fighting ¦ Fire Blanket | 1 | Urgent | B | 4 | 2028 | 5 | 1 | 2.2 | 1609 | 13765
Electrical ¦ LV Distribution ¦ Distribution Board ¦ Main | 1 | High | B | 1 | 2025 | 5 | 2 | 2.7 | 11472 | 2817
HVAC ¦ Central Heating (Internally Sourced) ¦ Boiler ¦ Electric Boilers | 1 | Medium | B | 6 | 2030 | 5 | 3 | 3.2 | 20011 | 18399
HVAC ¦ Fan ¦ Local and Special Ventilation ¦ Fans Window or Wall Mounted | 1 | Medium | B | 1 | 2025 | 5 | 3 | 3.2 | 20012 | 6040
Fabric ¦ Superstructure ¦ Windows and External Doors ¦ Roller Shutters ¦ Manual Roller Shutter | 1 | High | B | 1 | 2025 | 5 | 2 | 2.7 | 11473 | 2818
HVAC ¦ Fan ¦ Local and Special Ventilation ¦ Extract | 1 | Medium | D | 1 | 2025 | 3 | 3 | 2.6 | 11034 | 2568
Electrical ¦ Lighting ¦ Internal ¦ General ¦ LED Fittings & Luminaires | 30 | Medium | B | 16 | 2040 | 5 | 3 | 3.2 | 20013 | 29314
Electrical ¦ LV Distribution ¦ Distribution Board ¦ Sub | 1 | High | C | 1 | 2025 | 4 | 2 | 2.4 | 10420 | 2321
HVAC ¦ Fan ¦ Local and Special Ventilation ¦ Extract | 1 | Medium | B | 1 | 2025 | 5 | 3 | 3.2 | 20014 | 6041
Fabric ¦ Superstructure ¦ Windows and External Doors ¦ External Doors ¦ Manual and Automatic Doors ¦ Emergency and Panic Escape Doors | 1 | Urgent | B | 1 | 2025 | 5 | 1 | 2.2 | 1610 | 945
Electrical ¦ Lighting ¦ Internal ¦ Emergency ¦ Self Contained ¦ LED | 6 | Urgent | B | 21 | 2045 | 5 | 1 | 2.2 | 1611 | 31743
Fire ¦ Fire Fighting ¦ Fire Extinguishers ¦ Foam | 1 | Urgent | B | 1 | 2025 | 5 | 1 | 2.2 | 1612 | 946
Electrical ¦ LV Distribution ¦ Distribution Board ¦ Sub | 1 | High | B | 11 | 2035 | 5 | 2 | 2.7 | 11474 | 24096
Electrical ¦ LV Distribution ¦ Distribution Board ¦ Sub | 1 | High | B | 6 | 2030 | 5 | 2 | 2.7 | 11475 | 17365
HVAC ¦ Fan ¦ Local and Special Ventilation ¦ Axial | 1 | Medium | B | 1 | 2025 | 5 | 3 | 3.2 | 20015 | 6042
Fabric ¦ Superstructure ¦ Windows and External Doors ¦ Roller Shutters ¦ Electric Roller Shutter | 1 | High | B | 1 | 2025 | 5 | 2 | 2.7 | 11476 | 2819
Fire ¦ Fire Detection ¦ Fire Alarm System | 1 | Urgent | B | 1 | 2025 | 5 | 1 | 2.2 | 1613 | 947
Fabric ¦ Superstructure ¦ Windows and External Doors ¦ External Doors ¦ Entrance Doors | 1 | High | B | 11 | 2035 | 5 | 2 | 2.7 | 11477 | 24097
Electrical ¦ Specialist Lighting ¦ Internal ¦ Illuminated Fire Exit Signage | 4 | Urgent | B | 16 | 2040 | 5 | 1 | 2.2 | 1614 | 28615
Fabric ¦ Barriers and Guardrails ¦ Vehicle Crash Protection Barrier | 1 | V Low | B | 1 | 2025 | 5 | 4 | 3.7 | 32674 | 11739
Electrical ¦ Lighting ¦ Internal ¦ Emergency ¦ Self Contained ¦ LED | 3 | Urgent | B | 21 | 2045 | 5 | 1 | 2.2 | 1615 | 31744
Electrical ¦ Lighting ¦ Internal ¦ General ¦ LED Fittings & Luminaires | 5 | Medium | B | 6 | 2030 | 5 | 3 | 3.2 | 20016 | 18400
HVAC ¦ Heat Emitters - Local ¦ Electric Overdoor Air Curtain/Heater | 1 | Medium | C | 1 | 2025 | 4 | 3 | 2.9 | 18384 | 5362
Fabric ¦ Superstructure ¦ Windows and External Doors ¦ External Doors ¦ Manual and Automatic Doors ¦ Auto / Powered Sliding Doors | 1 | High | B | 21 | 2045 | 5 | 2 | 2.7 | 11478 | 32529
Electrical ¦ Lighting ¦ Internal ¦ General ¦ LED Fittings & Luminaires | 63 | Medium | B | 12 | 2036 | 5 | 3 | 3.2 | 20017 | 26316
HVAC ¦ Local Air Conditioning ¦ Single-Split Evaporator - Split Systems/Heat Pumps - Air-cooled with Direct Expansion Evaporator (DX) | 1 | Medium | B | 1 | 2025 | 5 | 3 | 3.2 | 20018 | 6043
Fabric ¦ Barriers and Guardrails ¦ Vehicle Crash Protection Barrier | 1 | V Low | B | 1 | 2025 | 5 | 4 | 3.7 | 32675 | 11740
Security ¦ Access ¦ Access Control ¦ Gate Access - Local Lock / Keypad / Manual (External) | 2 | Medium | B | 7 | 2031 | 5 | 3 | 3.2 | 20019 | 19748
HVAC ¦ Local Air Conditioning ¦ Single-Split Condenser - Split Systems/Heat Pumps - Air-cooled with Direct Expansion Evaporator (DX) | 1 | Medium | C | 1 | 2025 | 4 | 3 | 2.9 | 18385 | 5363
Fabric ¦ Superstructure ¦ Windows and External Doors ¦ External Doors ¦ Manual and Automatic Doors ¦ Emergency and Panic Escape Doors | 1 | Urgent | B | 24 | 2048 | 5 | 1 | 2.2 | 1616 | 33233
Water ¦ Local Hot Water ¦ Instantaneous Electric Water Heater - Non-Drinking Water | 1 | Medium | B | 1 | 2025 | 5 | 3 | 3.2 | 20020 | 6044
Security ¦ Access ¦ Access Control ¦ Gate Access - Local Lock / Keypad / Manual (External) | 1 | Medium | B | 1 | 2025 | 5 | 3 | 3.2 | 20021 | 6045
Electrical ¦ Lighting ¦ Internal ¦ General ¦ LED Fittings & Luminaires | 3 | Medium | B | 12 | 2036 | 5 | 3 | 3.2 | 20022 | 26317
Fire ¦ Fire Fighting ¦ Fire Extinguishers ¦ CO2 | 1 | Urgent | B | 2 | 2026 | 5 | 1 | 2.2 | 1617 | 12447
HVAC ¦ Heat Emitters - Local ¦ Gas Fired Radiant Heaters | 1 | Medium | B | 1 | 2025 | 5 | 3 | 3.2 | 20023 | 6046
Fabric ¦ Superstructure ¦ Windows and External Doors ¦ Roller Shutters ¦ Electric Roller Shutter | 1 | High | B | 1 | 2025 | 5 | 2 | 2.7 | 11479 | 2820
HVAC ¦ Fan ¦ Local and Special Ventilation ¦ Axial | 1 | Medium | B | 1 | 2025 | 5 | 3 | 3.2 | 20024 | 6047
Electrical ¦ Lighting ¦ Internal ¦ Emergency ¦ Self Contained ¦ LED | 2 | Urgent | B | 17 | 2041 | 5 | 1 | 2.2 | 1618 | 29990
Fabric ¦ Superstructure ¦ Windows and External Doors ¦ Roller Shutters ¦ Manual Roller Shutter | 1 | High | B | 1 | 2025 | 5 | 2 | 2.7 | 11480 | 2821
Fabric ¦ Barriers and Guardrails ¦ Vehicle Crash Protection Barrier | 1 | V Low | B | 7 | 2031 | 5 | 4 | 3.7 | 32676 | 20216
Fabric ¦ Barriers and Guardrails ¦ Vehicle Crash Protection Barrier | 1 | V Low | B | 1 | 2025 | 5 | 4 | 3.7 | 32677 | 11741
HVAC ¦ Fan ¦ Local and Special Ventilation ¦ Centrifugal | 1 | Medium | B | 7 | 2031 | 5 | 3 | 3.2 | 20025 | 19749
Electrical ¦ Specialist Lighting ¦ External ¦ Illuminated External Signs | 1 | Medium | B | 1 | 2025 | 5 | 3 | 3.2 | 20026 | 6048
HVAC ¦ Pump ¦ Central Heating (Internally Sourced) ¦ Condensate Pumps | 1 | Medium | B | 16 | 2040 | 5 | 3 | 3.2 | 20027 | 29315
Fabric ¦ Superstructure ¦ Windows and External Doors ¦ Roller Shutters ¦ Electric Roller Shutter | 1 | High | B | 9 | 2033 | 5 | 2 | 2.7 | 11481 | 21558
HVAC ¦ Fan ¦ Local and Special Ventilation ¦ Extract | 1 | Medium | B | 1 | 2025 | 5 | 3 | 3.2 | 20028 | 6049
Electrical ¦ Lighting ¦ Internal ¦ Emergency ¦ Self Contained ¦ LED | 1 | Urgent | B | 17 | 2041 | 5 | 1 | 2.2 | 1619 | 29991
Electrical ¦ Lighting ¦ Internal ¦ Emergency ¦ Self Contained ¦ LED | 1 | Urgent | B | 17 | 2041 | 5 | 1 | 2.2 | 1620 | 29992
Electrical ¦ Lighting ¦ Internal ¦ Emergency ¦ Self Contained ¦ LED | 3 | Urgent | B | 21 | 2045 | 5 | 1 | 2.2 | 1621 | 31745
Fabric ¦ Superstructure ¦ Windows and External Doors ¦ External Doors ¦ Entrance Doors | 1 | High | B | 11 | 2035 | 5 | 2 | 2.7 | 11482 | 24098
Electrical ¦ Lighting ¦ Internal ¦ Emergency ¦ Self Contained ¦ LED | 5 | Urgent | B | 17 | 2041 | 5 | 1 | 2.2 | 1622 | 29993
Fire ¦ Fire Fighting ¦ Fire Extinguishers ¦ CO2 | 4 | Urgent | B | 8 | 2032 | 5 | 1 | 2.2 | 1623 | 20265
HVAC ¦ Heat Emitters - Local ¦ Gas Fired Unit Heaters | 1 | Medium | B | 11 | 2035 | 5 | 3 | 3.2 | 20029 | 24910
Electrical ¦ Lighting ¦ External ¦ General - LED | 4 | Medium | B | 11 | 2035 | 5 | 3 | 3.2 | 20030 | 24911
Electrical ¦ Lighting ¦ Internal ¦ General | 6 | Medium | B | 1 | 2025 | 5 | 3 | 3.2 | 20031 | 6050
Electrical ¦ LV Distribution ¦ Distribution Board ¦ Sub | 1 | High | B | 6 | 2030 | 5 | 2 | 2.7 | 11483 | 17366
Electrical ¦ LV Distribution ¦ Distribution Board ¦ Sub | 1 | High | B | 6 | 2030 | 5 | 2 | 2.7 | 11484 | 17367
HVAC ¦ Heat Emitters - Local ¦ Electric Heaters | 1 | Medium | B | 1 | 2025 | 5 | 3 | 3.2 | 20032 | 6051
HVAC ¦ Ductwork ¦ Ductwork, Fittings and Ancillaries ¦ Central Ventilation Systems ¦ Fire Dampers ¦ Automatic | 1 | Urgent | B | 1 | 2025 | 5 | 1 | 2.2 | 1624 | 948
Electrical ¦ LV Distribution ¦ Distribution Board ¦ Main | 1 | High | B | 1 | 2025 | 5 | 2 | 2.7 | 11485 | 2822
HVAC ¦ Fan ¦ Local and Special Ventilation ¦ Fans Window or Wall Mounted | 1 | Medium | B | 1 | 2025 | 5 | 3 | 3.2 | 20033 | 6052
Electrical ¦ LV Distribution ¦ Distribution Board ¦ Main | 1 | High | D | 1 | 2025 | 3 | 2 | 2.1 | 1022 | 713
Fire ¦ Fire Detection ¦ Fire Alarm Panel / Repeater | 1 | Urgent | B | 14 | 2038 | 5 | 1 | 2.2 | 1625 | 27331
Fire ¦ Fire Fighting ¦ Fire Extinguishers ¦ Foam | 1 | Urgent | B | 6 | 2030 | 5 | 1 | 2.2 | 1626 | 15787
Electrical ¦ Lighting ¦ External ¦ General - LED | 1 | Medium | B | 1 | 2025 | 5 | 3 | 3.2 | 20034 | 6053
Fabric ¦ Superstructure ¦ Internal Doors ¦ Roller Shutters ¦ Electric Roller Shutter | 1 | Medium | B | 11 | 2035 | 5 | 3 | 3.2 | 20035 | 24912
Electrical ¦ Lighting ¦ Internal ¦ Emergency ¦ Self Contained ¦ Non LED | 1 | Urgent | B | 17 | 2041 | 5 | 1 | 2.2 | 1627 | 29994
Electrical ¦ Lighting ¦ Internal ¦ General ¦ LED Fittings & Luminaires | 4 | Medium | B | 12 | 2036 | 5 | 3 | 3.2 | 20036 | 26318
HVAC ¦ Heat Emitters - Local ¦ Gas Fired Natural and Fan Assisted Heaters | 1 | Medium | B | 7 | 2031 | 5 | 3 | 3.2 | 20037 | 19750
Fabric ¦ Superstructure ¦ Windows and External Doors ¦ External Doors ¦ Manual and Automatic Doors ¦ Emergency and Panic Escape Doors | 1 | Urgent | B | 21 | 2045 | 5 | 1 | 2.2 | 1628 | 31746
Water ¦ Local Hot Water ¦ Instantaneous Electric Water Heater - Non-Drinking Water | 1 | Medium | B | 13 | 2037 | 5 | 3 | 3.2 | 20038 | 27059
Electrical ¦ Specialist Lighting ¦ Internal ¦ Illuminated Fire Exit Signage | 2 | Urgent | B | 12 | 2036 | 5 | 1 | 2.2 | 1629 | 25940
Electrical ¦ LV Distribution ¦ Distribution Board ¦ Sub | 1 | High | B | 16 | 2040 | 5 | 2 | 2.7 | 11486 | 29085
Electrical ¦ Lighting ¦ Internal ¦ General | 26 | Medium | B | 6 | 2030 | 5 | 3 | 3.2 | 20039 | 18401
Electrical ¦ Lighting ¦ Internal ¦ General | 2 | Medium | B | 1 | 2025 | 5 | 3 | 3.2 | 20040 | 6054
Electrical ¦ Lighting ¦ Internal ¦ General | 16 | Medium | B | 1 | 2025 | 5 | 3 | 3.2 | 20041 | 6055
Electrical ¦ LV Distribution ¦ Distribution Board ¦ Sub | 1 | High | B | 18 | 2042 | 5 | 2 | 2.7 | 11487 | 30758
Fabric ¦ Barriers and Guardrails ¦ Vehicle Crash Protection Barrier | 1 | V Low | B | 1 | 2025 | 5 | 4 | 3.7 | 32678 | 11742
HVAC ¦ Heat Emitters - Local ¦ Electric Heaters | 1 | Medium | B | 1 | 2025 | 5 | 3 | 3.2 | 20042 | 6056
Fire ¦ Fire Fighting ¦ Fire Extinguishers ¦ CO2 | 3 | Urgent | B | 2 | 2026 | 5 | 1 | 2.2 | 1630 | 12448
HVAC ¦ Local Air Conditioning ¦ Single-Split Evaporator - Split Systems/Heat Pumps - Air-cooled with Direct Expansion Evaporator (DX) | 1 | Medium | B | 8 | 2032 | 5 | 3 | 3.2 | 20043 | 20815
Electrical ¦ LV Distribution ¦ Distribution Board ¦ Sub | 1 | High | B | 5 | 2029 | 5 | 2 | 2.7 | 11488 | 14575
Electrical ¦ LV Distribution ¦ Distribution Board ¦ Sub | 1 | High | B | 1 | 2025 | 5 | 2 | 2.7 | 11489 | 2823
Electrical ¦ Lighting ¦ External ¦ General - LED | 3 | Medium | B | 7 | 2031 | 5 | 3 | 3.2 | 20044 | 19751
Fire ¦ Fire Fighting ¦ Fire Extinguishers ¦ Powder | 2 | Urgent | B | 2 | 2026 | 5 | 1 | 2.2 | 1631 | 12449
HVAC ¦ Local Air Conditioning ¦ Single-Split Evaporator - Split Systems/Heat Pumps - Air-cooled with Direct Expansion Evaporator (DX) | 1 | Medium | B | 1 | 2025 | 5 | 3 | 3.2 | 20045 | 6057
Fabric ¦ Barriers and Guardrails ¦ Vehicle Crash Protection Barrier | 1 | V Low | B | 1 | 2025 | 5 | 4 | 3.7 | 32679 | 11743
Electrical ¦ Lighting ¦ Internal ¦ General | 28 | Medium | B | 1 | 2025 | 5 | 3 | 3.2 | 20046 | 6058
Fabric ¦ Superstructure ¦ Windows and External Doors ¦ Roller Shutters ¦ Manual Roller Shutter | 1 | High | B | 1 | 2025 | 5 | 2 | 2.7 | 11490 | 2824
Electrical ¦ Lighting ¦ Internal ¦ General ¦ LED Fittings & Luminaires | 75 | Medium | B | 16 | 2040 | 5 | 3 | 3.2 | 20047 | 29316
Electrical ¦ Lighting ¦ Internal ¦ General ¦ LED Fittings & Luminaires | 2 | Medium | B | 12 | 2036 | 5 | 3 | 3.2 | 20048 | 26319
Fabric ¦ Superstructure ¦ Windows and External Doors ¦ External Windows ¦ Roller Shutters ¦ External Window Shutters ¦ Electric | 1 | Medium | B | 6 | 2030 | 5 | 3 | 3.2 | 20049 | 18402
Water ¦ Local Hot Water ¦ Instantaneous Electric Water Heater - Non-Drinking Water | 1 | Medium | C | 1 | 2025 | 4 | 3 | 2.9 | 18386 | 5364
HVAC ¦ Fan ¦ Local and Special Ventilation ¦ Extract | 1 | Medium | B | 1 | 2025 | 5 | 3 | 3.2 | 20050 | 6059
HVAC ¦ Heat Emitters - Local ¦ Gas Fired Unit Heaters | 1 | Medium | B | 9 | 2033 | 5 | 3 | 3.2 | 20051 | 21684
Fabric ¦ Barriers and Guardrails ¦ Vehicle Crash Protection Barrier | 1 | V Low | C | 1 | 2025 | 4 | 4 | 3.4 | 32402 | 11689
Electrical ¦ Lighting ¦ Internal ¦ Emergency ¦ Self Contained ¦ Non LED | 1 | Urgent | C | 8 | 2032 | 4 | 1 | 1.9 | 574 | 20235
Electrical ¦ Lighting ¦ Internal ¦ General ¦ LED Fittings & Luminaires | 24 | Medium | C | 16 | 2040 | 4 | 3 | 2.9 | 18387 | 29282
Electrical ¦ Specialist Lighting ¦ Internal ¦ Illuminated Fire Exit Signage | 4 | Urgent | B | 17 | 2041 | 5 | 1 | 2.2 | 1632 | 29995
Electrical ¦ LV Distribution ¦ Distribution Board ¦ Main | 1 | High | B | 1 | 2025 | 5 | 2 | 2.7 | 11491 | 2825
Electrical ¦ Lighting ¦ Internal ¦ General ¦ LED Fittings & Luminaires | 8 | Medium | B | 12 | 2036 | 5 | 3 | 3.2 | 20052 | 26320
Fabric ¦ Barriers and Guardrails ¦ Vehicle Crash Protection Barrier | 1 | V Low | B | 7 | 2031 | 5 | 4 | 3.7 | 32680 | 20217
Fabric ¦ Barriers and Guardrails ¦ Vehicle Crash Protection Barrier | 1 | V Low | B | 1 | 2025 | 5 | 4 | 3.7 | 32681 | 11744
Electrical ¦ Lighting ¦ Internal ¦ Emergency ¦ Self Contained ¦ LED | 10 | Urgent | B | 23 | 2047 | 5 | 1 | 2.2 | 1633 | 33064
Fire ¦ Fire Fighting ¦ Fire Extinguishers ¦ Foam | 6 | Urgent | B | 6 | 2030 | 5 | 1 | 2.2 | 1634 | 15788
Electrical ¦ LV Distribution ¦ Distribution Board ¦ Sub | 1 | High | C | 1 | 2025 | 4 | 2 | 2.4 | 10421 | 2322
HVAC ¦ Fan ¦ Local and Special Ventilation ¦ Extract | 1 | Medium | B | 1 | 2025 | 5 | 3 | 3.2 | 20053 | 6060
Water ¦ Local Hot Water ¦ Package Electric Water Heaters - Non-Drinking Water | 1 | Medium | DX | 1 | 2025 | 1 | 3 | 2 | 769 | 494
Security ¦ Access ¦ Access Control ¦ Door ¦ Local Lock / Keypad / Manual | 1 | Medium | B | 1 | 2025 | 5 | 3 | 3.2 | 20054 | 6061
Water ¦ Local Hot Water ¦ Instantaneous Electric Water Heater - Non-Drinking Water | 1 | Medium | B | 1 | 2025 | 5 | 3 | 3.2 | 20055 | 6062
Electrical ¦ LV Distribution ¦ Distribution Board ¦ Sub | 1 | High | B | 6 | 2030 | 5 | 2 | 2.7 | 11492 | 17368
Fabric ¦ Superstructure ¦ Windows and External Doors ¦ Roller Shutters ¦ Electric Roller Shutter | 1 | High | B | 17 | 2041 | 5 | 2 | 2.7 | 11493 | 30276
Transport ¦ Lifts ¦ Disabled Lift ¦ Electric | 1 | High | B | 1 | 2025 | 5 | 2 | 2.7 | 11494 | 2826
Fabric ¦ Superstructure ¦ Windows and External Doors ¦ Roller Shutters ¦ Manual Roller Shutter | 1 | High | C | 1 | 2025 | 4 | 2 | 2.4 | 10422 | 2323
Fabric ¦ Superstructure ¦ Windows and External Doors ¦ External Doors ¦ Entrance Doors | 1 | High | B | 1 | 2025 | 5 | 2 | 2.7 | 11495 | 2827
Fabric ¦ Superstructure ¦ Windows and External Doors ¦ External Doors ¦ Entrance Doors | 1 | High | B | 1 | 2025 | 5 | 2 | 2.7 | 11496 | 2828
Fire ¦ Fire Detection ¦ Fire Alarm System | 1 | Urgent | B | 1 | 2025 | 5 | 1 | 2.2 | 1635 | 949
Electrical ¦ Lighting ¦ Internal ¦ General ¦ LED Fittings & Luminaires | 6 | Medium | B | 12 | 2036 | 5 | 3 | 3.2 | 20056 | 26321
Electrical ¦ Lighting ¦ Internal ¦ Emergency ¦ Self Contained ¦ LED | 1 | Urgent | B | 21 | 2045 | 5 | 1 | 2.2 | 1636 | 31747
Electrical ¦ LV Distribution ¦ Distribution Board ¦ Sub | 1 | High | B | 1 | 2025 | 5 | 2 | 2.7 | 11497 | 2829
Electrical ¦ LV Distribution ¦ Distribution Board ¦ Sub | 1 | High | B | 1 | 2025 | 5 | 2 | 2.7 | 11498 | 2830
Electrical ¦ Specialist Lighting ¦ Internal ¦ Illuminated Fire Exit Signage | 3 | Urgent | B | 15 | 2039 | 5 | 1 | 2.2 | 1637 | 27734
Electrical ¦ LV Distribution ¦ Distribution Board ¦ Main | 1 | High | B | 19 | 2043 | 5 | 2 | 2.7 | 11499 | 31140
Fabric ¦ Superstructure ¦ Windows and External Doors ¦ External Doors ¦ Manual and Automatic Doors ¦ Emergency and Panic Escape Doors | 1 | Urgent | B | 11 | 2035 | 5 | 1 | 2.2 | 1638 | 23343
Fabric ¦ Superstructure ¦ Windows and External Doors ¦ Roller Shutters ¦ Electric Roller Shutter | 1 | High | B | 9 | 2033 | 5 | 2 | 2.7 | 11500 | 21559
Fabric ¦ Superstructure ¦ Internal Doors ¦ Roller Shutters ¦ Electric Roller Shutter | 1 | Medium | B | 11 | 2035 | 5 | 3 | 3.2 | 20057 | 24913
Electrical ¦ Lighting ¦ Internal ¦ Emergency ¦ Self Contained ¦ LED | 12 | Urgent | B | 19 | 2043 | 5 | 1 | 2.2 | 1639 | 31039
Fire ¦ Fire Fighting ¦ Fire Extinguishers ¦ CO2 | 6 | Urgent | B | 7 | 2031 | 5 | 1 | 2.2 | 1640 | 19156
Fabric ¦ Superstructure ¦ Windows and External Doors ¦ External Doors ¦ Manual and Automatic Doors ¦ Emergency and Panic Escape Doors | 1 | Urgent | B | 11 | 2035 | 5 | 1 | 2.2 | 1641 | 23344
Electrical ¦ LV Distribution ¦ Distribution Board ¦ Sub | 1 | High | B | 6 | 2030 | 5 | 2 | 2.7 | 11501 | 17369
HVAC ¦ Fan ¦ Local and Special Ventilation ¦ Axial | 1 | Medium | B | 1 | 2025 | 5 | 3 | 3.2 | 20058 | 6063
Fabric ¦ Superstructure ¦ Windows and External Doors ¦ External Doors ¦ Entrance Doors | 1 | High | B | 11 | 2035 | 5 | 2 | 2.7 | 11502 | 24099
Fire ¦ Fire Fighting ¦ Fire Extinguishers ¦ Foam | 3 | Urgent | B | 2 | 2026 | 5 | 1 | 2.2 | 1642 | 12450
HVAC ¦ Fan ¦ Local and Special Ventilation ¦ Extract | 1 | Medium | B | 1 | 2025 | 5 | 3 | 3.2 | 20059 | 6064
HVAC ¦ Ventilation ¦ Air Handling Unit (AHU) ¦ Internal ¦ Central Air Conditioning ¦ Gas Fired | 1 | Medium | B | 7 | 2031 | 5 | 3 | 3.2 | 20060 | 19752
Fire ¦ Fire Detection ¦ Fire Alarm System | 1 | Urgent | B | 12 | 2036 | 5 | 1 | 2.2 | 1643 | 25941
HVAC ¦ Heat Emitters - Local ¦ Electric Heaters | 3 | Medium | B | 4 | 2028 | 5 | 3 | 3.2 | 20061 | 14028
Fabric ¦ Superstructure ¦ Windows and External Doors ¦ External Doors ¦ Entrance Doors | 1 | High | B | 17 | 2041 | 5 | 2 | 2.7 | 11503 | 30277
Fabric ¦ Superstructure ¦ Windows and External Doors ¦ Roller Shutters ¦ Electric Roller Shutter | 1 | High | D | 13 | 2037 | 3 | 2 | 2.1 | 1023 | 26808
HVAC ¦ Fan ¦ Local and Special Ventilation ¦ Extract | 1 | Medium | B | 1 | 2025 | 5 | 3 | 3.2 | 20062 | 6065
Electrical ¦ LV Distribution ¦ Distribution Board ¦ Main | 1 | High | B | 6 | 2030 | 5 | 2 | 2.7 | 11504 | 17370
HVAC ¦ Fan ¦ Local and Special Ventilation ¦ Ventilating - General | 1 | Medium | B | 1 | 2025 | 5 | 3 | 3.2 | 20063 | 6066
Electrical ¦ LV Distribution ¦ Distribution Board ¦ Sub | 1 | High | B | 18 | 2042 | 5 | 2 | 2.7 | 11505 | 30759
HVAC ¦ Central Heating (Internally Sourced) ¦ Boiler ¦ Combination Atmospheric Burner Gas Boiler | 1 | High | B | 1 | 2025 | 5 | 2 | 2.7 | 11506 | 2831
HVAC ¦ Fan ¦ Local and Special Ventilation ¦ Kitchen Vent ¦ Extract | 1 | Low | B | 12 | 2036 | 5 | 4 | 3.7 | 32682 | 26790
Fire ¦ Fire Detection ¦ Fire Alarm Panel / Repeater | 1 | Urgent | B | 1 | 2025 | 5 | 1 | 2.2 | 1644 | 950
Controls ¦ Multi-System Controls ¦ Control Panel - Electrical Services (excluding Electrical Controllers and Pneumatic Relays) | 1 | Medium | B | 7 | 2031 | 5 | 3 | 3.2 | 20064 | 19753
Fire ¦ Fire Fighting ¦ Fire Extinguishers ¦ Foam | 2 | Urgent | B | 10 | 2034 | 5 | 1 | 2.2 | 1645 | 21971
Electrical ¦ LV Distribution ¦ Distribution Board ¦ Sub | 1 | High | B | 1 | 2025 | 5 | 2 | 2.7 | 11507 | 2832
Electrical ¦ LV Distribution ¦ Distribution Board ¦ Main | 1 | High | B | 11 | 2035 | 5 | 2 | 2.7 | 11508 | 24100
Fire ¦ Fire Fighting ¦ Fire Extinguishers ¦ CO2 | 4 | Urgent | B | 3 | 2027 | 5 | 1 | 2.2 | 1646 | 13269
Water ¦ Local Hot Water ¦ Instantaneous Electric Water Heater - Non-Drinking Water | 1 | Medium | B | 11 | 2035 | 5 | 3 | 3.2 | 20065 | 24914
HVAC ¦ Fan ¦ Smoke Extract | 1 | Urgent | C | 1 | 2025 | 4 | 1 | 1.9 | 575 | 457
Electrical ¦ Specialist Lighting ¦ Internal ¦ Illuminated Fire Exit Signage | 1 | Urgent | B | 16 | 2040 | 5 | 1 | 2.2 | 1647 | 28616
Electrical ¦ Specialist Lighting ¦ Internal ¦ Illuminated Fire Exit Signage | 5 | Urgent | B | 16 | 2040 | 5 | 1 | 2.2 | 1648 | 28617
Electrical ¦ Lighting ¦ External ¦ General - Non-LED | 4 | Medium | B | 2 | 2026 | 5 | 3 | 3.2 | 20066 | 12998
Fire ¦ Fire Fighting ¦ Fire Extinguishers ¦ Foam | 4 | Urgent | B | 6 | 2030 | 5 | 1 | 2.2 | 1649 | 15789
HVAC ¦ Fan ¦ Local and Special Ventilation ¦ Ventilating - General | 1 | Medium | B | 1 | 2025 | 5 | 3 | 3.2 | 20067 | 6067
Fabric ¦ Superstructure ¦ Windows and External Doors ¦ External Doors ¦ Entrance Doors | 1 | High | B | 6 | 2030 | 5 | 2 | 2.7 | 11509 | 17371
Electrical ¦ Lighting ¦ Internal ¦ Emergency ¦ Self Contained ¦ LED | 2 | Urgent | B | 21 | 2045 | 5 | 1 | 2.2 | 1650 | 31748
Fire ¦ Fire Fighting ¦ Fire Extinguishers ¦ CO2 | 1 | Urgent | B | 6 | 2030 | 5 | 1 | 2.2 | 1651 | 15790
Fire ¦ Fire Fighting ¦ Fire Extinguishers ¦ Foam | 5 | Urgent | B | 5 | 2029 | 5 | 1 | 2.2 | 1652 | 14303
Electrical ¦ Lighting ¦ Internal ¦ Emergency ¦ Self Contained ¦ LED | 4 | Urgent | B | 21 | 2045 | 5 | 1 | 2.2 | 1653 | 31749
Fire ¦ Fire Fighting ¦ Fire Extinguishers ¦ Foam | 1 | Urgent | B | 9 | 2033 | 5 | 1 | 2.2 | 1654 | 21214
Electrical ¦ LV Distribution ¦ Distribution Board ¦ Main | 1 | High | B | 1 | 2025 | 5 | 2 | 2.7 | 11510 | 2833
Electrical ¦ LV Distribution ¦ Distribution Board ¦ Sub | 1 | High | B | 16 | 2040 | 5 | 2 | 2.7 | 11511 | 29086
Fabric ¦ Superstructure ¦ Windows and External Doors ¦ Roller Shutters ¦ Electric Roller Shutter | 1 | High | B | 16 | 2040 | 5 | 2 | 2.7 | 11512 | 29087
Electrical ¦ Lighting ¦ Internal ¦ General ¦ LED Fittings & Luminaires | 31 | Medium | B | 10 | 2034 | 5 | 3 | 3.2 | 20068 | 22559
Electrical ¦ Lighting ¦ External ¦ General - LED | 3 | Medium | B | 11 | 2035 | 5 | 3 | 3.2 | 20069 | 24915
Fabric ¦ Superstructure ¦ Windows and External Doors ¦ External Doors ¦ Manual and Automatic Doors ¦ Emergency and Panic Escape Doors | 1 | Urgent | D | 33 | 2057 | 3 | 1 | 1.6 | 422 | 33837
HVAC ¦ Heat Emitters - Local ¦ Gas Fired Natural and Fan Assisted Heaters | 1 | Medium | B | 1 | 2025 | 5 | 3 | 3.2 | 20070 | 6068
HVAC ¦ Heat Emitters - Local ¦ Gas Fired Natural and Fan Assisted Heaters | 1 | Medium | B | 11 | 2035 | 5 | 3 | 3.2 | 20071 | 24916
Fire ¦ Fire Fighting ¦ Fire Extinguishers ¦ Foam | 4 | Urgent | B | 6 | 2030 | 5 | 1 | 2.2 | 1655 | 15791
Fire ¦ Fire Fighting ¦ Fire Extinguishers ¦ Foam | 4 | Urgent | B | 9 | 2033 | 5 | 1 | 2.2 | 1656 | 21215
Fire ¦ Fire Detection ¦ Fire Alarm Panel / Repeater | 1 | Urgent | B | 7 | 2031 | 5 | 1 | 2.2 | 1657 | 19157
Fabric ¦ Superstructure ¦ Windows and External Doors ¦ Roller Shutters ¦ Electric Roller Shutter | 1 | High | B | 11 | 2035 | 5 | 2 | 2.7 | 11513 | 24101
Security ¦ Access ¦ Access Control ¦ Gate Access - Local Lock / Keypad / Manual (External) | 1 | Medium | D | 11 | 2035 | 3 | 3 | 2.6 | 11035 | 24065
HVAC ¦ Heat Emitters - Local ¦ Electric Overdoor Air Curtain/Heater | 1 | Medium | B | 4 | 2028 | 5 | 3 | 3.2 | 20072 | 14029
Electrical ¦ Lighting ¦ External ¦ General - Non-LED | 4 | Medium | C | 1 | 2025 | 4 | 3 | 2.9 | 18388 | 5365
Fabric ¦ Superstructure ¦ Windows and External Doors ¦ External Doors ¦ Manual and Automatic Doors ¦ Emergency and Panic Escape Doors | 1 | Urgent | B | 21 | 2045 | 5 | 1 | 2.2 | 1658 | 31750
Fire ¦ Fire Fighting ¦ Fire Extinguishers ¦ CO2 | 1 | Urgent | B | 8 | 2032 | 5 | 1 | 2.2 | 1659 | 20266
Electrical ¦ Lighting ¦ Internal ¦ General ¦ LED Fittings & Luminaires | 17 | Medium | B | 19 | 2043 | 5 | 3 | 3.2 | 20073 | 31345
Electrical ¦ LV Distribution ¦ Distribution Board ¦ Sub | 1 | High | B | 10 | 2034 | 5 | 2 | 2.7 | 11514 | 22250
Electrical ¦ LV Distribution ¦ Distribution Board ¦ Main | 1 | High | B | 2 | 2026 | 5 | 2 | 2.7 | 11515 | 12859
Fabric ¦ Superstructure ¦ Windows and External Doors ¦ Roller Shutters ¦ Electric Roller Shutter | 1 | High | B | 11 | 2035 | 5 | 2 | 2.7 | 11516 | 24102
Electrical ¦ Lighting ¦ External ¦ General - LED | 3 | Medium | B | 11 | 2035 | 5 | 3 | 3.2 | 20074 | 24917
Electrical ¦ LV Distribution ¦ Distribution Board ¦ Main | 1 | High | B | 7 | 2031 | 5 | 2 | 2.7 | 11517 | 19562
HVAC ¦ Fan ¦ Local and Special Ventilation ¦ Centrifugal | 1 | Medium | B | 1 | 2025 | 5 | 3 | 3.2 | 20075 | 6069
Fabric ¦ Superstructure ¦ Windows and External Doors ¦ Roller Shutters ¦ Manual Roller Shutter | 1 | High | B | 11 | 2035 | 5 | 2 | 2.7 | 11518 | 24103
HVAC ¦ Heat Emitters - Local ¦ Electric Heaters | 1 | Medium | B | 1 | 2025 | 5 | 3 | 3.2 | 20076 | 6070
HVAC ¦ Heat Emitters - Local ¦ Oil Fired Unit Heaters | 1 | Medium | B | 1 | 2025 | 5 | 3 | 3.2 | 20077 | 6071
Electrical ¦ LV Distribution ¦ Distribution Board ¦ Main | 1 | High | B | 16 | 2040 | 5 | 2 | 2.7 | 11519 | 29088
Electrical ¦ LV Distribution ¦ Distribution Board ¦ Sub | 1 | High | B | 11 | 2035 | 5 | 2 | 2.7 | 11520 | 24104
Electrical ¦ Lighting ¦ Internal ¦ Emergency ¦ Self Contained ¦ LED | 1 | Urgent | B | 22 | 2046 | 5 | 1 | 2.2 | 1660 | 32823
HVAC ¦ Fan ¦ Local and Special Ventilation ¦ Fans Window or Wall Mounted | 1 | Medium | B | 1 | 2025 | 5 | 3 | 3.2 | 20078 | 6072
HVAC ¦ Fan ¦ Local and Special Ventilation ¦ Ventilating - General | 1 | Medium | B | 1 | 2025 | 5 | 3 | 3.2 | 20079 | 6073
HVAC ¦ Fan ¦ Local and Special Ventilation ¦ Axial | 1 | Medium | B | 1 | 2025 | 5 | 3 | 3.2 | 20080 | 6074
Fabric ¦ Superstructure ¦ Windows and External Doors ¦ External Windows ¦ Roller Shutters ¦ External Window Shutters ¦ Manual | 1 | Medium | B | 6 | 2030 | 5 | 3 | 3.2 | 20081 | 18403
Fabric ¦ Superstructure ¦ Internal Doors ¦ Roller Shutters ¦ Automatic Roller Shutter | 1 | High | B | 25 | 2049 | 5 | 2 | 2.7 | 11521 | 33366
HVAC ¦ Heat Emitters - Local ¦ Electric Heaters | 1 | Medium | B | 5 | 2029 | 5 | 3 | 3.2 | 20082 | 14796
Electrical ¦ LV Distribution ¦ Distribution Board ¦ Sub | 1 | High | B | 1 | 2025 | 5 | 2 | 2.7 | 11522 | 2834
Fire ¦ Fire Detection ¦ Fire Alarm System | 1 | Urgent | C | 5 | 2029 | 4 | 1 | 1.9 | 576 | 14276
HVAC ¦ Heat Emitters - Local ¦ Gas Fired Unit Heaters | 1 | Medium | B | 4 | 2028 | 5 | 3 | 3.2 | 20083 | 14030
Electrical ¦ Lighting ¦ Internal ¦ Emergency ¦ Self Contained ¦ LED | 12 | Urgent | B | 21 | 2045 | 5 | 1 | 2.2 | 1661 | 31751
Fire ¦ Fire Fighting ¦ Fire Extinguishers ¦ Foam | 3 | Urgent | B | 6 | 2030 | 5 | 1 | 2.2 | 1662 | 15792
HVAC ¦ Heat Emitters - Local ¦ Gas Fired Radiant Heaters | 1 | Medium | B | 1 | 2025 | 5 | 3 | 3.2 | 20084 | 6075
HVAC ¦ Fan ¦ Local and Special Ventilation ¦ Bifurcated | 1 | Medium | B | 2 | 2026 | 5 | 3 | 3.2 | 20085 | 12999
HVAC ¦ Fan ¦ Local and Special Ventilation ¦ Axial | 1 | Medium | C | 1 | 2025 | 4 | 3 | 2.9 | 18389 | 5366
Fabric ¦ Superstructure ¦ Windows and External Doors ¦ External Doors ¦ Entrance Doors | 1 | High | B | 11 | 2035 | 5 | 2 | 2.7 | 11523 | 24105
Electrical ¦ Lighting ¦ Internal ¦ General ¦ LED Fittings & Luminaires | 43 | Medium | B | 17 | 2041 | 5 | 3 | 3.2 | 20086 | 30392
Electrical ¦ Lighting ¦ Internal ¦ General ¦ LED Fittings & Luminaires | 76 | Medium | B | 17 | 2041 | 5 | 3 | 3.2 | 20087 | 30393
Fabric ¦ Superstructure ¦ Windows and External Doors ¦ Roller Shutters ¦ Electric Roller Shutter | 1 | High | B | 1 | 2025 | 5 | 2 | 2.7 | 11524 | 2835
Fabric ¦ Superstructure ¦ Windows and External Doors ¦ External Doors ¦ Entrance Doors | 1 | High | B | 23 | 2047 | 5 | 2 | 2.7 | 11525 | 33186
HVAC ¦ Fan ¦ Local and Special Ventilation ¦ Extract | 1 | Medium | B | 2 | 2026 | 5 | 3 | 3.2 | 20088 | 13000
Fabric ¦ Superstructure ¦ Windows and External Doors ¦ Roller Shutters ¦ Electric Roller Shutter | 1 | High | B | 11 | 2035 | 5 | 2 | 2.7 | 11526 | 24106
Electrical ¦ Lighting ¦ Internal ¦ General ¦ LED Fittings & Luminaires | 6 | Medium | B | 17 | 2041 | 5 | 3 | 3.2 | 20089 | 30394
Electrical ¦ Lighting ¦ Internal ¦ General ¦ LED Fittings & Luminaires | 8 | Medium | B | 11 | 2035 | 5 | 3 | 3.2 | 20090 | 24918
Fabric ¦ Superstructure ¦ Windows and External Doors ¦ Roller Shutters ¦ Electric Roller Shutter | 1 | High | B | 11 | 2035 | 5 | 2 | 2.7 | 11527 | 24107
Electrical ¦ Lighting ¦ Internal ¦ Emergency ¦ Self Contained ¦ Non LED | 2 | Urgent | B | 15 | 2039 | 5 | 1 | 2.2 | 1663 | 27735
Electrical ¦ Lighting ¦ Internal ¦ General | 1 | Medium | B | 6 | 2030 | 5 | 3 | 3.2 | 20091 | 18404
Fire ¦ Fire Fighting ¦ Fire Extinguishers ¦ CO2 | 5 | Urgent | B | 5 | 2029 | 5 | 1 | 2.2 | 1664 | 14304
Fire ¦ Fire Fighting ¦ Fire Extinguishers ¦ Foam | 3 | Urgent | B | 8 | 2032 | 5 | 1 | 2.2 | 1665 | 20267
Electrical ¦ LV Distribution ¦ Distribution Board ¦ Main | 1 | High | B | 7 | 2031 | 5 | 2 | 2.7 | 11528 | 19563
HVAC ¦ Central Heating (Internally Sourced) ¦ Burner ¦ Gas/Oil Burner-Dual fuel | 1 | Medium | B | 1 | 2025 | 5 | 3 | 3.2 | 20092 | 6076
Water ¦ Local Hot Water ¦ Instantaneous Electric Water Heater - Non-Drinking Water | 1 | Medium | B | 1 | 2025 | 5 | 3 | 3.2 | 20093 | 6077
Electrical ¦ Lighting ¦ Internal ¦ General | 1 | Medium | D | 2 | 2026 | 3 | 3 | 2.6 | 11036 | 12844
Electrical ¦ LV Distribution ¦ Distribution Board ¦ Sub | 1 | High | B | 1 | 2025 | 5 | 2 | 2.7 | 11529 | 2836
HVAC ¦ Fan ¦ Local and Special Ventilation ¦ Fans Window or Wall Mounted | 1 | Medium | B | 1 | 2025 | 5 | 3 | 3.2 | 20094 | 6078
Fire ¦ Fire Fighting ¦ Fire Extinguishers ¦ CO2 | 3 | Urgent | B | 1 | 2025 | 5 | 1 | 2.2 | 1666 | 951
Controls ¦ Building Management System (BMS) ¦ BMS Control Panel | 1 | High | B | 7 | 2031 | 5 | 2 | 2.7 | 11530 | 19564
HVAC ¦ Fan ¦ Local and Special Ventilation ¦ Ventilating - General | 1 | Medium | B | 1 | 2025 | 5 | 3 | 3.2 | 20095 | 6079
Fabric ¦ Superstructure ¦ Windows and External Doors ¦ Roller Shutters ¦ Electric Roller Shutter | 1 | High | B | 21 | 2045 | 5 | 2 | 2.7 | 11531 | 32530
Electrical ¦ Lighting ¦ Internal ¦ Emergency ¦ Self Contained ¦ LED | 5 | Urgent | B | 23 | 2047 | 5 | 1 | 2.2 | 1667 | 33065
HVAC ¦ Heat Emitters - Local ¦ Electric Heaters | 2 | Medium | B | 1 | 2025 | 5 | 3 | 3.2 | 20096 | 6080
Fire ¦ Fire Fighting ¦ Fire Extinguishers ¦ CO2 | 1 | Urgent | B | 8 | 2032 | 5 | 1 | 2.2 | 1668 | 20268
Electrical ¦ LV Distribution ¦ Distribution Board ¦ Sub | 1 | High | B | 1 | 2025 | 5 | 2 | 2.7 | 11532 | 2837
Fabric ¦ Superstructure ¦ Windows and External Doors ¦ External Doors ¦ Entrance Doors | 1 | High | B | 17 | 2041 | 5 | 2 | 2.7 | 11533 | 30278
HVAC ¦ Heat Emitters - Local ¦ Gas Fired Natural and Fan Assisted Heaters | 1 | Medium | B | 15 | 2039 | 5 | 3 | 3.2 | 20097 | 28349
Fabric ¦ Superstructure ¦ Windows and External Doors ¦ External Doors ¦ Entrance Doors | 1 | High | B | 15 | 2039 | 5 | 2 | 2.7 | 11534 | 28070
HVAC ¦ Fan ¦ Local and Special Ventilation ¦ Axial | 1 | Medium | B | 1 | 2025 | 5 | 3 | 3.2 | 20098 | 6081
Water ¦ Local Hot Water ¦ Instantaneous Electric Water Heater - Non-Drinking Water | 1 | Medium | B | 12 | 2036 | 5 | 3 | 3.2 | 20099 | 26322
HVAC ¦ Local Air Conditioning ¦ Single-Split Condenser - Split Systems/Heat Pumps - Air-cooled with Direct Expansion Evaporator (DX) | 1 | Medium | B | 7 | 2031 | 5 | 3 | 3.2 | 20100 | 19754
HVAC ¦ Fan ¦ Local and Special Ventilation ¦ Extract | 1 | Medium | B | 1 | 2025 | 5 | 3 | 3.2 | 20101 | 6082
Fabric ¦ Superstructure ¦ Windows and External Doors ¦ Roller Shutters ¦ Manual Roller Shutter | 1 | High | B | 1 | 2025 | 5 | 2 | 2.7 | 11535 | 2838
HVAC ¦ Fan ¦ Local and Special Ventilation ¦ Extract | 1 | Medium | B | 1 | 2025 | 5 | 3 | 3.2 | 20102 | 6083
Electrical ¦ Lighting ¦ Internal ¦ General | 43 | Medium | C | 10 | 2034 | 4 | 3 | 2.9 | 18390 | 22530
Electrical ¦ Lighting ¦ External ¦ General - LED | 4 | Medium | B | 1 | 2025 | 5 | 3 | 3.2 | 20103 | 6084
Fabric ¦ Superstructure ¦ Windows and External Doors ¦ External Doors ¦ Entrance Doors | 1 | High | B | 6 | 2030 | 5 | 2 | 2.7 | 11536 | 17372
Electrical ¦ Lighting ¦ Internal ¦ General ¦ LED Fittings & Luminaires | 16 | Medium | B | 16 | 2040 | 5 | 3 | 3.2 | 20104 | 29317
Electrical ¦ LV Distribution ¦ Distribution Board ¦ Sub | 1 | High | D | 1 | 2025 | 3 | 2 | 2.1 | 1024 | 714
HVAC ¦ Heat Emitters - Local ¦ Gas Fired Unit Heaters | 1 | Medium | B | 7 | 2031 | 5 | 3 | 3.2 | 20105 | 19755
Fabric ¦ Superstructure ¦ Windows and External Doors ¦ Roller Shutters ¦ Manual Roller Shutter | 1 | High | B | 1 | 2025 | 5 | 2 | 2.7 | 11537 | 2839
Fire ¦ Fire Fighting ¦ Fire Extinguishers ¦ Foam | 5 | Urgent | B | 9 | 2033 | 5 | 1 | 2.2 | 1669 | 21216
Fire ¦ Fire Fighting ¦ Fire Extinguishers ¦ Foam | 1 | Urgent | B | 8 | 2032 | 5 | 1 | 2.2 | 1670 | 20269
Fire ¦ Fire Fighting ¦ Fire Extinguishers ¦ Foam | 7 | Urgent | B | 1 | 2025 | 5 | 1 | 2.2 | 1671 | 952
Electrical ¦ LV Distribution ¦ Distribution Board ¦ Main | 1 | High | B | 2 | 2026 | 5 | 2 | 2.7 | 11538 | 12860
HVAC ¦ Fan ¦ Local and Special Ventilation ¦ Kitchen Vent ¦ Extract | 1 | Low | C | 5 | 2029 | 4 | 4 | 3.4 | 32403 | 15574
Electrical ¦ LV Distribution ¦ Distribution Board ¦ Sub | 1 | High | B | 12 | 2036 | 5 | 2 | 2.7 | 11539 | 26134
HVAC ¦ Heat Emitters - Local ¦ Electric Overdoor Air Curtain/Heater | 1 | Medium | B | 5 | 2029 | 5 | 3 | 3.2 | 20106 | 14797
Fire ¦ Fire Detection ¦ Fire Alarm Panel / Repeater | 1 | Urgent | B | 11 | 2035 | 5 | 1 | 2.2 | 1672 | 23345
HVAC ¦ Local Air Conditioning ¦ Single-Split Condenser - Split Systems/Heat Pumps - Air-cooled with Direct Expansion Evaporator (DX) | 1 | Medium | B | 5 | 2029 | 5 | 3 | 3.2 | 20107 | 14798
Electrical ¦ Lighting ¦ External ¦ General - LED | 3 | Medium | B | 12 | 2036 | 5 | 3 | 3.2 | 20108 | 26323
Fire ¦ Fire Fighting ¦ Fire Extinguishers ¦ CO2 | 3 | Urgent | B | 5 | 2029 | 5 | 1 | 2.2 | 1673 | 14305
Fire ¦ Fire Fighting ¦ Fire Extinguishers ¦ CO2 | 3 | Urgent | B | 7 | 2031 | 5 | 1 | 2.2 | 1674 | 19158
Electrical ¦ LV Distribution ¦ Distribution Board ¦ Main | 1 | High | B | 1 | 2025 | 5 | 2 | 2.7 | 11540 | 2840
Fabric ¦ Superstructure ¦ Windows and External Doors ¦ External Doors ¦ Manual and Automatic Doors ¦ Emergency and Panic Escape Doors | 1 | Urgent | B | 21 | 2045 | 5 | 1 | 2.2 | 1675 | 31752
Electrical ¦ Lighting ¦ Internal ¦ General | 41 | Medium | B | 1 | 2025 | 5 | 3 | 3.2 | 20109 | 6085
Fire ¦ Fire Fighting ¦ Fire Extinguishers ¦ CO2 | 3 | Urgent | B | 7 | 2031 | 5 | 1 | 2.2 | 1676 | 19159
HVAC ¦ Local and Special Ventilation ¦ Unit extract fans. | 1 | Medium | C | 1 | 2025 | 4 | 3 | 2.9 | 18391 | 5367
Fabric ¦ Superstructure ¦ Windows and External Doors ¦ External Doors ¦ Entrance Doors | 1 | High | B | 1 | 2025 | 5 | 2 | 2.7 | 11541 | 2841
Fire ¦ Fire Fighting ¦ Fire Extinguishers ¦ Foam | 1 | Urgent | B | 8 | 2032 | 5 | 1 | 2.2 | 1677 | 20270
Fire ¦ Fire Fighting ¦ Fire Extinguishers ¦ Foam - P50 | 4 | Urgent | B | 7 | 2031 | 5 | 1 | 2.2 | 1678 | 19160
Electrical ¦ LV Distribution ¦ Distribution Board ¦ Sub | 1 | High | D | 1 | 2025 | 3 | 2 | 2.1 | 1025 | 715
HVAC ¦ Fan ¦ Local and Special Ventilation ¦ Extract | 1 | Medium | B | 1 | 2025 | 5 | 3 | 3.2 | 20110 | 6086
Controls ¦ Building Management System (BMS) ¦ BMS Control Panel | 1 | High | B | 7 | 2031 | 5 | 2 | 2.7 | 11542 | 19565
Fire ¦ Fire Fighting ¦ Fire Extinguishers ¦ CO2 | 2 | Urgent | B | 6 | 2030 | 5 | 1 | 2.2 | 1679 | 15793
Fabric ¦ Superstructure ¦ Roof ¦ Roof Lights, Skylights and Openings ¦ Smoke vents ¦ Smoke Relief-Natural Ventilators | 1 | Urgent | B | 7 | 2031 | 5 | 1 | 2.2 | 1680 | 19161
HVAC ¦ Fan ¦ Local and Special Ventilation ¦ Axial | 1 | Medium | B | 1 | 2025 | 5 | 3 | 3.2 | 20111 | 6087
HVAC ¦ Heat Emitters - Local ¦ Electric Heaters | 2 | Medium | B | 1 | 2025 | 5 | 3 | 3.2 | 20112 | 6088
Electrical ¦ Lighting ¦ External ¦ General - Non-LED | 2 | Medium | B | 11 | 2035 | 5 | 3 | 3.2 | 20113 | 24919
Electrical ¦ LV Distribution ¦ Distribution Board ¦ Sub | 1 | High | B | 1 | 2025 | 5 | 2 | 2.7 | 11543 | 2842
Security ¦ Access ¦ Access Control ¦ Gate Access - Local Lock / Keypad / Manual (External) | 1 | Medium | B | 1 | 2025 | 5 | 3 | 3.2 | 20114 | 6089
Security ¦ Access ¦ Access Control ¦ Gate Access - Local Lock / Keypad / Manual (External) | 1 | Medium | B | 11 | 2035 | 5 | 3 | 3.2 | 20115 | 24920
Electrical ¦ LV Distribution ¦ Distribution Board ¦ Sub | 1 | High | B | 10 | 2034 | 5 | 2 | 2.7 | 11544 | 22251
Fabric ¦ Superstructure ¦ Windows and External Doors ¦ External Doors ¦ Manual and Automatic Doors ¦ Emergency and Panic Escape Doors | 1 | Urgent | B | 21 | 2045 | 5 | 1 | 2.2 | 1681 | 31753
HVAC ¦ Local Air Conditioning ¦ Single-Split Condenser - Split Systems/Heat Pumps - Air-cooled with Direct Expansion Evaporator (DX) | 1 | Medium | B | 7 | 2031 | 5 | 3 | 3.2 | 20116 | 19756
HVAC ¦ Central Heating (Internally Sourced) ¦ Boiler ¦ Combination Atmospheric Burner Gas Boiler | 1 | High | B | 1 | 2025 | 5 | 2 | 2.7 | 11545 | 2843
HVAC ¦ Heat Emitters - Local ¦ Electric Overdoor Air Curtain/Heater | 1 | Medium | C | 1 | 2025 | 4 | 3 | 2.9 | 18392 | 5368
Electrical ¦ LV Distribution ¦ Distribution Board ¦ Sub | 1 | High | B | 19 | 2043 | 5 | 2 | 2.7 | 11546 | 31141
Fire ¦ Fire Fighting ¦ Fire Extinguishers ¦ CO2 | 2 | Urgent | B | 10 | 2034 | 5 | 1 | 2.2 | 1682 | 21972
Electrical ¦ Lighting ¦ Internal ¦ Emergency ¦ Self Contained ¦ LED | 6 | Urgent | B | 21 | 2045 | 5 | 1 | 2.2 | 1683 | 31754
Fire ¦ Fire Fighting ¦ Fire Extinguishers ¦ Powder | 1 | Urgent | B | 6 | 2030 | 5 | 1 | 2.2 | 1684 | 15794
Fire ¦ Fire Detection ¦ Fire Alarm System | 1 | Urgent | B | 6 | 2030 | 5 | 1 | 2.2 | 1685 | 15795
HVAC ¦ Central Heating (Internally Sourced) ¦ Boiler ¦ Atmospheric Gas Burner/Condensing Combination Boiler (domestic type) | 1 | High | C | 9 | 2033 | 4 | 2 | 2.4 | 10423 | 21525
Fabric ¦ Superstructure ¦ Windows and External Doors ¦ External Doors ¦ Manual and Automatic Doors ¦ Auto / Powered Sliding Doors | 1 | High | B | 26 | 2050 | 5 | 2 | 2.7 | 11547 | 33477
Electrical ¦ Lighting ¦ Internal ¦ General ¦ LED Fittings & Luminaires | 72 | Medium | B | 16 | 2040 | 5 | 3 | 3.2 | 20117 | 29318
Fabric ¦ Superstructure ¦ Windows and External Doors ¦ External Doors ¦ Entrance Doors | 1 | High | B | 11 | 2035 | 5 | 2 | 2.7 | 11548 | 24108
HVAC ¦ Fan ¦ Local and Special Ventilation ¦ Axial | 1 | Medium | B | 2 | 2026 | 5 | 3 | 3.2 | 20118 | 13001
Fabric ¦ Superstructure ¦ Roof ¦ Roof Lights, Skylights and Openings ¦ Smoke vents ¦ Smoke Relief-Natural Ventilators | 1 | Urgent | B | 7 | 2031 | 5 | 1 | 2.2 | 1686 | 19162
Electrical ¦ Lighting ¦ Internal ¦ General | 33 | Medium | B | 10 | 2034 | 5 | 3 | 3.2 | 20119 | 22560
Electrical ¦ LV Distribution ¦ Distribution Board ¦ Sub | 1 | High | B | 12 | 2036 | 5 | 2 | 2.7 | 11549 | 26135
Electrical ¦ LV Distribution ¦ Distribution Board ¦ Main | 1 | High | B | 19 | 2043 | 5 | 2 | 2.7 | 11550 | 31142
HVAC ¦ Heat Emitters - Local ¦ Electric Overdoor Air Curtain/Heater | 1 | Medium | B | 1 | 2025 | 5 | 3 | 3.2 | 20120 | 6090
Electrical ¦ Lighting ¦ Internal ¦ General ¦ LED Fittings & Luminaires | 16 | Medium | B | 16 | 2040 | 5 | 3 | 3.2 | 20121 | 29319
Electrical ¦ Lighting ¦ External ¦ General - Non-LED | 9 | Medium | C | 1 | 2025 | 4 | 3 | 2.9 | 18393 | 5369
HVAC ¦ Fan ¦ Local and Special Ventilation ¦ Fans Window or Wall Mounted | 1 | Medium | B | 7 | 2031 | 5 | 3 | 3.2 | 20122 | 19757
Fabric ¦ Superstructure ¦ Windows and External Doors ¦ External Doors ¦ Manual and Automatic Doors ¦ Emergency and Panic Escape Doors | 1 | Urgent | B | 17 | 2041 | 5 | 1 | 2.2 | 1687 | 29996
Fabric ¦ Superstructure ¦ Windows and External Doors ¦ External Doors ¦ Manual and Automatic Doors ¦ Emergency and Panic Escape Doors | 1 | Urgent | B | 28 | 2052 | 5 | 1 | 2.2 | 1688 | 33595
HVAC ¦ Central Air Conditioning ¦ Air Conditioning ¦ Multi-Split Condenser - Split Systems/Heat Pumps - Air-cooled with Direct Expansion Evaporator (DX) | 1 | Medium | B | 10 | 2034 | 5 | 3 | 3.2 | 20123 | 22561
Water ¦ Local Hot Water ¦ Package Electric Water Heaters - Non-Drinking Water | 1 | Medium | B | 6 | 2030 | 5 | 3 | 3.2 | 20124 | 18405
Fabric ¦ Superstructure ¦ Windows and External Doors ¦ External Doors ¦ Manual and Automatic Doors ¦ Auto / Powered Bi-Fold Doors | 1 | Medium | B | 21 | 2045 | 5 | 3 | 3.2 | 20125 | 32781
Fire ¦ Fire Detection ¦ Fire Alarm System | 1 | Urgent | B | 1 | 2025 | 5 | 1 | 2.2 | 1689 | 953
Water ¦ Local Hot Water ¦ Package Electric Water Heaters - Non-Drinking Water | 1 | Medium | B | 7 | 2031 | 5 | 3 | 3.2 | 20126 | 19758
Fabric ¦ Superstructure ¦ Windows and External Doors ¦ External Doors ¦ Manual and Automatic Doors ¦ Emergency and Panic Escape Doors | 1 | Urgent | B | 1 | 2025 | 5 | 1 | 2.2 | 1690 | 954
Electrical ¦ Lighting ¦ Internal ¦ Emergency ¦ Self Contained ¦ LED | 11 | Urgent | B | 21 | 2045 | 5 | 1 | 2.2 | 1691 | 31755
Controls ¦ Multi-System Controls ¦ Control Panel - Electrical Services (excluding Electrical Controllers and Pneumatic Relays) | 1 | Medium | B | 1 | 2025 | 5 | 3 | 3.2 | 20127 | 6091
HVAC ¦ Central Heating (Internally Sourced) ¦ Burner ¦ Forced draft gas burner | 1 | Medium | B | 1 | 2025 | 5 | 3 | 3.2 | 20128 | 6092
HVAC ¦ Fan ¦ Local and Special Ventilation ¦ Fans Window or Wall Mounted | 1 | Medium | B | 12 | 2036 | 5 | 3 | 3.2 | 20129 | 26324
Electrical ¦ Lighting ¦ External ¦ General - LED | 1 | Medium | B | 11 | 2035 | 5 | 3 | 3.2 | 20130 | 24921
HVAC ¦ Fan ¦ Local and Special Ventilation ¦ Extract | 1 | Medium | B | 11 | 2035 | 5 | 3 | 3.2 | 20131 | 24922
Fabric ¦ Barriers and Guardrails ¦ Vehicle Crash Protection Barrier | 1 | V Low | B | 1 | 2025 | 5 | 4 | 3.7 | 32683 | 11745
Fabric ¦ Superstructure ¦ Internal Doors ¦ Roller Shutters ¦ Automatic Roller Shutter | 1 | High | B | 4 | 2028 | 5 | 2 | 2.7 | 11551 | 13895
HVAC ¦ Central Air Conditioning ¦ Air Conditioning ¦ Multi-Split Evaporator - DX Split Systems (With Gas, Electric or Hot Water Heaters) | 1 | High | B | 1 | 2025 | 5 | 2 | 2.7 | 11552 | 2844
HVAC ¦ Heat Emitters - Local ¦ Fan Convector - Electric | 1 | Medium | B | 1 | 2025 | 5 | 3 | 3.2 | 20132 | 6093
HVAC ¦ Fan ¦ Local and Special Ventilation ¦ Extract | 1 | Medium | B | 1 | 2025 | 5 | 3 | 3.2 | 20133 | 6094
Fabric ¦ Superstructure ¦ Windows and External Doors ¦ Roller Shutters ¦ Manual Roller Shutter | 1 | High | B | 1 | 2025 | 5 | 2 | 2.7 | 11553 | 2845
HVAC ¦ Heat Emitters - Local ¦ Electric Heaters | 2 | Medium | CX | 1 | 2025 | 2 | 3 | 2.3 | 10040 | 2011
HVAC ¦ Local Air Conditioning ¦ Single-Split Condenser - Split Systems/Heat Pumps - Air-cooled with Direct Expansion Evaporator (DX) | 1 | Medium | B | 11 | 2035 | 5 | 3 | 3.2 | 20134 | 24923
HVAC ¦ Fan ¦ Local and Special Ventilation ¦ Fans Window or Wall Mounted | 1 | Medium | B | 7 | 2031 | 5 | 3 | 3.2 | 20135 | 19759
HVAC ¦ Heat Emitters - Local ¦ Electric Overdoor Air Curtain/Heater | 1 | Medium | C | 8 | 2032 | 4 | 3 | 2.9 | 18394 | 20783
Electrical ¦ Lighting ¦ Internal ¦ General | 8 | Medium | B | 1 | 2025 | 5 | 3 | 3.2 | 20136 | 6095
Electrical ¦ Lighting ¦ Internal ¦ General | 1 | Medium | B | 10 | 2034 | 5 | 3 | 3.2 | 20137 | 22562
Fabric ¦ Superstructure ¦ Windows and External Doors ¦ External Doors ¦ Manual and Automatic Doors ¦ Powered Swing Doors (Push Pad) | 1 | High | B | 1 | 2025 | 5 | 2 | 2.7 | 11554 | 2846
HVAC ¦ Fan ¦ Local and Special Ventilation ¦ Kitchen Vent ¦ Fans Window or Wall Mounted | 1 | Medium | CX | 1 | 2025 | 2 | 3 | 2.3 | 10041 | 2012
HVAC ¦ Fan ¦ Local and Special Ventilation ¦ Fans Window or Wall Mounted | 1 | Medium | DX | 8 | 2032 | 1 | 3 | 2 | 770 | 20238
Fire ¦ Fire Detection ¦ Fire Alarm System | 1 | Urgent | B | 5 | 2029 | 5 | 1 | 2.2 | 1692 | 14306
Electrical ¦ Lighting ¦ Internal ¦ General ¦ LED Fittings & Luminaires | 2 | Medium | B | 16 | 2040 | 5 | 3 | 3.2 | 20138 | 29320
Fabric ¦ Superstructure ¦ Windows and External Doors ¦ External Doors ¦ Entrance Doors | 1 | High | B | 11 | 2035 | 5 | 2 | 2.7 | 11555 | 24109
HVAC ¦ Fan ¦ Local and Special Ventilation ¦ Extract | 1 | Medium | B | 1 | 2025 | 5 | 3 | 3.2 | 20139 | 6096
Fire ¦ Fire Fighting ¦ Fire Extinguishers ¦ CO2 | 3 | Urgent | B | 6 | 2030 | 5 | 1 | 2.2 | 1693 | 15796
Electrical ¦ Specialist Lighting ¦ Internal ¦ Illuminated Fire Exit Signage | 2 | Urgent | B | 18 | 2042 | 5 | 1 | 2.2 | 1694 | 30610
Fabric ¦ Superstructure ¦ Windows and External Doors ¦ Roller Shutters ¦ Manual Roller Shutter | 1 | High | B | 24 | 2048 | 5 | 2 | 2.7 | 11556 | 33259
Fire ¦ Fire Fighting ¦ Fire Extinguishers ¦ CO2 | 2 | Urgent | B | 1 | 2025 | 5 | 1 | 2.2 | 1695 | 955
Fabric ¦ Superstructure ¦ Internal Doors ¦ Roller Shutters ¦ Electric Roller Shutter | 1 | Medium | B | 15 | 2039 | 5 | 3 | 3.2 | 20140 | 28350
HVAC ¦ Fan ¦ Local and Special Ventilation ¦ Extract | 1 | Medium | B | 1 | 2025 | 5 | 3 | 3.2 | 20141 | 6097
Electrical ¦ Lighting ¦ Internal ¦ General | 6 | Medium | B | 1 | 2025 | 5 | 3 | 3.2 | 20142 | 6098
Electrical ¦ Specialist Lighting ¦ Internal ¦ Illuminated Fire Exit Signage | 1 | Urgent | A | 18 | 2042 | 6 | 1 | 2.5 | 10812 | 30735
Fabric ¦ Superstructure ¦ Windows and External Doors ¦ External Doors ¦ Entrance Doors | 1 | High | B | 31 | 2055 | 5 | 2 | 2.7 | 11557 | 33780
HVAC ¦ Fan ¦ Central Heating ¦ Axial | 1 | High | B | 1 | 2025 | 5 | 2 | 2.7 | 11558 | 2847
Electrical ¦ Lighting ¦ External ¦ General - Non-LED | 4 | Medium | B | 1 | 2025 | 5 | 3 | 3.2 | 20143 | 6099
Fire ¦ Fire Fighting ¦ Fire Extinguishers ¦ Foam | 4 | Urgent | B | 6 | 2030 | 5 | 1 | 2.2 | 1696 | 15797
Electrical ¦ LV Distribution ¦ Distribution Board ¦ Sub | 1 | High | B | 1 | 2025 | 5 | 2 | 2.7 | 11559 | 2848
Fabric ¦ Barriers and Guardrails ¦ Vehicle Crash Protection Barrier | 1 | V Low | B | 1 | 2025 | 5 | 4 | 3.7 | 32684 | 11746
Fire ¦ Fire Fighting ¦ Fire Extinguishers ¦ CO2 | 1 | Urgent | B | 8 | 2032 | 5 | 1 | 2.2 | 1697 | 20271
Electrical ¦ Lighting ¦ Internal ¦ General | 11 | Medium | B | 8 | 2032 | 5 | 3 | 3.2 | 20144 | 20816
Fabric ¦ Barriers and Guardrails ¦ Vehicle Crash Protection Barrier | 1 | V Low | B | 1 | 2025 | 5 | 4 | 3.7 | 32685 | 11747
HVAC ¦ Heat Emitters - Local ¦ Electric Heaters | 3 | Medium | C | 1 | 2025 | 4 | 3 | 2.9 | 18395 | 5370
Electrical ¦ Lighting ¦ Internal ¦ Emergency ¦ Self Contained ¦ Non LED | 1 | Urgent | B | 9 | 2033 | 5 | 1 | 2.2 | 1698 | 21217
Fire ¦ Fire Fighting ¦ Fire Extinguishers ¦ CO2 | 6 | Urgent | B | 6 | 2030 | 5 | 1 | 2.2 | 1699 | 15798
Electrical ¦ LV Distribution ¦ Distribution Board ¦ Main | 1 | High | C | 1 | 2025 | 4 | 2 | 2.4 | 10424 | 2324
Security ¦ Access ¦ Access Control ¦ Door ¦ Local Lock / Keypad / Manual | 1 | Medium | B | 9 | 2033 | 5 | 3 | 3.2 | 20145 | 21685
Fire ¦ Fire Fighting ¦ Fire Extinguishers ¦ CO2 | 1 | Urgent | B | 6 | 2030 | 5 | 1 | 2.2 | 1700 | 15799
Fabric ¦ Superstructure ¦ Windows and External Doors ¦ External Doors ¦ Manual and Automatic Doors ¦ High Security Door | 1 | High | B | 13 | 2037 | 5 | 2 | 2.7 | 11560 | 26939
Fabric ¦ Superstructure ¦ Windows and External Doors ¦ External Doors ¦ Manual and Automatic Doors ¦ Auto / Powered Sliding Doors | 1 | High | B | 18 | 2042 | 5 | 2 | 2.7 | 11561 | 30760
Electrical ¦ Lighting ¦ Internal ¦ Emergency ¦ Self Contained ¦ LED | 7 | Urgent | B | 21 | 2045 | 5 | 1 | 2.2 | 1701 | 31756
Electrical ¦ LV Distribution ¦ Distribution Board ¦ Sub | 1 | High | B | 11 | 2035 | 5 | 2 | 2.7 | 11562 | 24110
Fabric ¦ Superstructure ¦ Internal Doors ¦ Roller Shutters ¦ Electric Roller Shutter | 1 | Medium | B | 16 | 2040 | 5 | 3 | 3.2 | 20146 | 29321
Electrical ¦ Lighting ¦ Internal ¦ Emergency ¦ Self Contained ¦ LED | 2 | Urgent | B | 21 | 2045 | 5 | 1 | 2.2 | 1702 | 31757
Security ¦ Access ¦ Access Control ¦ Gate Access - Local Lock / Keypad / Manual (External) | 1 | Medium | B | 8 | 2032 | 5 | 3 | 3.2 | 20147 | 20817
Electrical ¦ LV Distribution ¦ Distribution Board ¦ Sub | 1 | High | B | 6 | 2030 | 5 | 2 | 2.7 | 11563 | 17373
HVAC ¦ Fan ¦ Local and Special Ventilation ¦ Extract | 1 | Medium | B | 1 | 2025 | 5 | 3 | 3.2 | 20148 | 6100
Fire ¦ Fire Fighting ¦ Fire Extinguishers ¦ Powder | 1 | Urgent | B | 5 | 2029 | 5 | 1 | 2.2 | 1703 | 14307
Water ¦ Local Hot Water ¦ Package Electric Water Heaters - Non-Drinking Water | 1 | Medium | B | 8 | 2032 | 5 | 3 | 3.2 | 20149 | 20818
Fabric ¦ Superstructure ¦ Windows and External Doors ¦ External Doors ¦ Manual and Automatic Doors ¦ Emergency and Panic Escape Doors | 1 | Urgent | B | 15 | 2039 | 5 | 1 | 2.2 | 1704 | 27736
Fabric ¦ Superstructure ¦ Internal Doors ¦ Roller Shutters ¦ Internal Manual Roller Shutter | 1 | Medium | B | 5 | 2029 | 5 | 3 | 3.2 | 20150 | 14799
HVAC ¦ Heat Emitters - Central ¦ Radiators ¦ Steel | 1 | Medium | B | 10 | 2034 | 5 | 3 | 3.2 | 20151 | 22563
Fire ¦ Fire Fighting ¦ Fire Extinguishers ¦ CO2 | 5 | Urgent | B | 6 | 2030 | 5 | 1 | 2.2 | 1705 | 15800
Fabric ¦ Superstructure ¦ Internal Doors ¦ Roller Shutters ¦ Electric Roller Shutter | 1 | Medium | B | 15 | 2039 | 5 | 3 | 3.2 | 20152 | 28351
Electrical ¦ Specialist Lighting ¦ Internal ¦ Illuminated Fire Exit Signage | 3 | Urgent | B | 4 | 2028 | 5 | 1 | 2.2 | 1706 | 13766
Electrical ¦ Lighting ¦ External ¦ General - LED | 3 | Medium | B | 11 | 2035 | 5 | 3 | 3.2 | 20153 | 24924
Fire ¦ Fire Fighting ¦ Fire Blanket | 1 | Urgent | B | 4 | 2028 | 5 | 1 | 2.2 | 1707 | 13767
Fire ¦ Fire Fighting ¦ Fire Extinguishers ¦ Foam | 3 | Urgent | B | 6 | 2030 | 5 | 1 | 2.2 | 1708 | 15801
Controls ¦ Multi-System Controls ¦ Instrument Control Panel | 1 | Medium | B | 11 | 2035 | 5 | 3 | 3.2 | 20154 | 24925
Electrical ¦ Lighting ¦ Internal ¦ General ¦ LED Fittings & Luminaires | 30 | Medium | B | 16 | 2040 | 5 | 3 | 3.2 | 20155 | 29322
Fire ¦ Fire Fighting ¦ Fire Extinguishers ¦ Foam | 4 | Urgent | B | 6 | 2030 | 5 | 1 | 2.2 | 1709 | 15802
Electrical ¦ Lighting ¦ Internal ¦ General | 6 | Medium | B | 1 | 2025 | 5 | 3 | 3.2 | 20156 | 6101
Electrical ¦ LV Distribution ¦ Distribution Board ¦ Sub | 1 | High | B | 4 | 2028 | 5 | 2 | 2.7 | 11564 | 13896
Water ¦ Local Hot Water ¦ Instantaneous Electric Water Heater - Non-Drinking Water | 1 | Medium | B | 5 | 2029 | 5 | 3 | 3.2 | 20157 | 14800
Fire ¦ Fire Fighting ¦ Fire Extinguishers ¦ Foam | 4 | Urgent | B | 6 | 2030 | 5 | 1 | 2.2 | 1710 | 15803
HVAC ¦ Local and Special Ventilation ¦ Unit extract fans. | 1 | Medium | B | 3 | 2027 | 5 | 3 | 3.2 | 20158 | 13424
Fabric ¦ Superstructure ¦ Windows and External Doors ¦ External Doors ¦ Entrance Doors | 1 | High | B | 12 | 2036 | 5 | 2 | 2.7 | 11565 | 26136
Electrical ¦ Lighting ¦ Internal ¦ General | 6 | Medium | B | 4 | 2028 | 5 | 3 | 3.2 | 20159 | 14031
Electrical ¦ Specialist Lighting ¦ Internal ¦ Illuminated Fire Exit Signage | 1 | Urgent | B | 16 | 2040 | 5 | 1 | 2.2 | 1711 | 28618
HVAC ¦ Fan ¦ Central Cooling ¦ Axial | 1 | Medium | B | 1 | 2025 | 5 | 3 | 3.2 | 20160 | 6102
HVAC ¦ Heat Emitters - Local ¦ Electric Overdoor Air Curtain/Heater | 1 | Medium | B | 1 | 2025 | 5 | 3 | 3.2 | 20161 | 6103
Fabric ¦ Superstructure ¦ Windows and External Doors ¦ Roller Shutters ¦ Manual Roller Shutter | 1 | High | B | 13 | 2037 | 5 | 2 | 2.7 | 11566 | 26940
Fabric ¦ Superstructure ¦ Internal Doors ¦ Roller Shutters ¦ Automatic Roller Shutter | 1 | High | B | 4 | 2028 | 5 | 2 | 2.7 | 11567 | 13897
HVAC ¦ Local Air Conditioning ¦ Single-Split Evaporator - Split Systems/Heat Pumps - Air-cooled with Direct Expansion Evaporator (DX) | 1 | Medium | B | 6 | 2030 | 5 | 3 | 3.2 | 20162 | 18406
HVAC ¦ Fan ¦ Smoke Extract | 1 | Urgent | B | 1 | 2025 | 5 | 1 | 2.2 | 1712 | 956
Fabric ¦ Superstructure ¦ Windows and External Doors ¦ External Doors ¦ Manual and Automatic Doors ¦ Auto / Powered Bi-Fold Doors | 1 | Medium | B | 21 | 2045 | 5 | 3 | 3.2 | 20163 | 32782
HVAC ¦ Fan ¦ Local and Special Ventilation ¦ Fans Window or Wall Mounted | 1 | Medium | B | 8 | 2032 | 5 | 3 | 3.2 | 20164 | 20819
Fabric ¦ Superstructure ¦ Windows and External Doors ¦ External Doors ¦ Manual and Automatic Doors ¦ Auto / Powered Sliding Doors | 1 | High | B | 29 | 2053 | 5 | 2 | 2.7 | 11568 | 33646
Electrical ¦ Lighting ¦ Internal ¦ General ¦ LED Fittings & Luminaires | 22 | Medium | B | 16 | 2040 | 5 | 3 | 3.2 | 20165 | 29323
Electrical ¦ Specialist Lighting ¦ Internal ¦ Illuminated Fire Exit Signage | 4 | Urgent | B | 16 | 2040 | 5 | 1 | 2.2 | 1713 | 28619
Fire ¦ Fire Fighting ¦ Fire Blanket | 1 | Urgent | B | 4 | 2028 | 5 | 1 | 2.2 | 1714 | 13768
Fire ¦ Fire Fighting ¦ Fire Extinguishers ¦ CO2 | 4 | Urgent | B | 6 | 2030 | 5 | 1 | 2.2 | 1715 | 15804
Electrical ¦ LV Distribution ¦ Distribution Board ¦ Sub | 1 | High | B | 16 | 2040 | 5 | 2 | 2.7 | 11569 | 29089
Fabric ¦ Superstructure ¦ Windows and External Doors ¦ External Doors ¦ Manual and Automatic Doors ¦ High Security Door | 1 | High | B | 19 | 2043 | 5 | 2 | 2.7 | 11570 | 31143
Electrical ¦ Lighting ¦ Internal ¦ General ¦ LED Fittings & Luminaires | 12 | Medium | B | 16 | 2040 | 5 | 3 | 3.2 | 20166 | 29324
Electrical ¦ Lighting ¦ External ¦ General - LED | 8 | Medium | C | 1 | 2025 | 4 | 3 | 2.9 | 18396 | 5371
Electrical ¦ Lighting ¦ Internal ¦ Emergency ¦ Self Contained ¦ LED | 8 | Urgent | B | 21 | 2045 | 5 | 1 | 2.2 | 1716 | 31758
Fire ¦ Fire Fighting ¦ Fire Blanket | 1 | Urgent | B | 4 | 2028 | 5 | 1 | 2.2 | 1717 | 13769
HVAC ¦ Local Air Conditioning ¦ Single-Split Condenser - Split Systems/Heat Pumps - Air-cooled with Direct Expansion Evaporator (DX) | 1 | Medium | B | 7 | 2031 | 5 | 3 | 3.2 | 20167 | 19760
HVAC ¦ Fan ¦ Local and Special Ventilation ¦ Fans Window or Wall Mounted | 1 | Medium | B | 1 | 2025 | 5 | 3 | 3.2 | 20168 | 6104
Fabric ¦ Superstructure ¦ Internal Doors ¦ Roller Shutters ¦ Electric Roller Shutter | 1 | Medium | B | 15 | 2039 | 5 | 3 | 3.2 | 20169 | 28352
Fabric ¦ Superstructure ¦ Internal Doors ¦ Roller Shutters ¦ Electric Roller Shutter | 1 | Medium | B | 15 | 2039 | 5 | 3 | 3.2 | 20170 | 28353
HVAC ¦ Fan ¦ Local and Special Ventilation ¦ Fans Window or Wall Mounted | 1 | Medium | B | 5 | 2029 | 5 | 3 | 3.2 | 20171 | 14801
Electrical ¦ Lighting ¦ Internal ¦ General | 17 | Medium | B | 6 | 2030 | 5 | 3 | 3.2 | 20172 | 18407
Electrical ¦ Lighting ¦ External ¦ General - LED | 1 | Medium | B | 11 | 2035 | 5 | 3 | 3.2 | 20173 | 24926
Water ¦ Local Hot Water ¦ Package Electric Water Heaters - Non-Drinking Water | 1 | Medium | B | 3 | 2027 | 5 | 3 | 3.2 | 20174 | 13425
Electrical ¦ Lighting ¦ Internal ¦ General ¦ LED Fittings & Luminaires | 26 | Medium | B | 10 | 2034 | 5 | 3 | 3.2 | 20175 | 22564
HVAC ¦ Heat Emitters - Local ¦ Electric Heaters | 1 | Medium | C | 1 | 2025 | 4 | 3 | 2.9 | 18397 | 5372
Fabric ¦ Superstructure ¦ Windows and External Doors ¦ Roller Shutters ¦ Manual Roller Shutter | 1 | High | B | 1 | 2025 | 5 | 2 | 2.7 | 11571 | 2849
Electrical ¦ LV Distribution ¦ Distribution Board ¦ Main | 1 | High | C | 1 | 2025 | 4 | 2 | 2.4 | 10425 | 2325
HVAC ¦ Heat Emitters - Local ¦ Fan Convector - Electric | 1 | Medium | B | 1 | 2025 | 5 | 3 | 3.2 | 20176 | 6105
HVAC ¦ Fan ¦ Local and Special Ventilation ¦ Fans Window or Wall Mounted | 1 | Medium | B | 8 | 2032 | 5 | 3 | 3.2 | 20177 | 20820
Fire ¦ Fire Fighting ¦ Fire Extinguishers ¦ CO2 | 4 | Urgent | B | 6 | 2030 | 5 | 1 | 2.2 | 1718 | 15805
Electrical ¦ LV Distribution ¦ Distribution Board ¦ Sub | 1 | High | B | 19 | 2043 | 5 | 2 | 2.7 | 11572 | 31144
HVAC ¦ Fan ¦ Local and Special Ventilation ¦ Axial | 1 | Medium | B | 5 | 2029 | 5 | 3 | 3.2 | 20178 | 14802
Fire ¦ Fire Fighting ¦ Fire Extinguishers ¦ Powder | 1 | Urgent | B | 9 | 2033 | 5 | 1 | 2.2 | 1719 | 21218
Fabric ¦ Superstructure ¦ Windows and External Doors ¦ External Doors ¦ Manual and Automatic Doors ¦ Emergency and Panic Escape Doors | 1 | Urgent | B | 11 | 2035 | 5 | 1 | 2.2 | 1720 | 23346
Fabric ¦ Barriers and Guardrails ¦ Vehicle Crash Protection Barrier | 1 | V Low | B | 1 | 2025 | 5 | 4 | 3.7 | 32686 | 11748
Fire ¦ Fire Detection ¦ Fire Alarm Panel / Repeater | 1 | Urgent | B | 13 | 2037 | 5 | 1 | 2.2 | 1721 | 26818
HVAC ¦ Fan ¦ Central Cooling ¦ Axial | 1 | Medium | B | 1 | 2025 | 5 | 3 | 3.2 | 20179 | 6106
Fabric ¦ Superstructure ¦ Windows and External Doors ¦ Roller Shutters ¦ Electric Roller Shutter | 1 | High | B | 21 | 2045 | 5 | 2 | 2.7 | 11573 | 32531
HVAC ¦ Heat Emitters - Local ¦ Electric Heaters | 2 | Medium | B | 4 | 2028 | 5 | 3 | 3.2 | 20180 | 14032
Electrical ¦ Lighting ¦ Internal ¦ Emergency ¦ Self Contained ¦ Non LED | 1 | Urgent | B | 8 | 2032 | 5 | 1 | 2.2 | 1722 | 20272
Electrical ¦ Specialist Lighting ¦ External ¦ Illuminated External Signs | 1 | Medium | B | 11 | 2035 | 5 | 3 | 3.2 | 20181 | 24927
HVAC ¦ Fan ¦ Local and Special Ventilation ¦ Fans Window or Wall Mounted | 1 | Medium | B | 1 | 2025 | 5 | 3 | 3.2 | 20182 | 6107
HVAC ¦ Fan ¦ Local and Special Ventilation ¦ Axial | 1 | Medium | B | 5 | 2029 | 5 | 3 | 3.2 | 20183 | 14803
Fabric ¦ Barriers and Guardrails ¦ Vehicle Crash Protection Barrier | 1 | V Low | B | 1 | 2025 | 5 | 4 | 3.7 | 32687 | 11749
Electrical ¦ Lighting ¦ Internal ¦ General ¦ LED Fittings & Luminaires | 9 | Medium | B | 1 | 2025 | 5 | 3 | 3.2 | 20184 | 6108
Electrical ¦ Lighting ¦ Internal ¦ Emergency ¦ Self Contained ¦ LED | 4 | Urgent | B | 23 | 2047 | 5 | 1 | 2.2 | 1723 | 33066
Electrical ¦ LV Distribution ¦ Distribution Board ¦ Sub | 1 | High | B | 1 | 2025 | 5 | 2 | 2.7 | 11574 | 2850
Electrical ¦ LV Distribution ¦ Distribution Board ¦ Sub | 1 | High | B | 15 | 2039 | 5 | 2 | 2.7 | 11575 | 28071
Controls ¦ Multi-System Controls ¦ Control Panel - Electrical Services (excluding Electrical Controllers and Pneumatic Relays) | 1 | Medium | B | 3 | 2027 | 5 | 3 | 3.2 | 20185 | 13426
Controls ¦ Multi-System Controls ¦ Control Panel - Electrical Services (excluding Electrical Controllers and Pneumatic Relays) | 1 | Medium | B | 6 | 2030 | 5 | 3 | 3.2 | 20186 | 18408
Electrical ¦ Lighting ¦ External ¦ General - LED | 2 | Medium | B | 11 | 2035 | 5 | 3 | 3.2 | 20187 | 24928
Fabric ¦ Superstructure ¦ Windows and External Doors ¦ External Doors ¦ Manual and Automatic Doors ¦ Emergency and Panic Escape Doors | 1 | Urgent | B | 18 | 2042 | 5 | 1 | 2.2 | 1724 | 30611
Electrical ¦ Lighting ¦ Internal ¦ Emergency ¦ Self Contained ¦ LED | 9 | Urgent | B | 21 | 2045 | 5 | 1 | 2.2 | 1725 | 31759
Electrical ¦ Lighting ¦ External ¦ General - Non-LED | 1 | Medium | B | 1 | 2025 | 5 | 3 | 3.2 | 20188 | 6109
Electrical ¦ LV Distribution ¦ Distribution Board ¦ Sub | 1 | High | B | 16 | 2040 | 5 | 2 | 2.7 | 11576 | 29090
HVAC ¦ Fan ¦ Local and Special Ventilation ¦ Kitchen Vent ¦ Extract | 1 | Low | B | 6 | 2030 | 5 | 4 | 3.7 | 32688 | 19094
Fabric ¦ Barriers and Guardrails ¦ Vehicle Crash Protection Barrier | 1 | V Low | B | 1 | 2025 | 5 | 4 | 3.7 | 32689 | 11750
Fabric ¦ Superstructure ¦ Windows and External Doors ¦ External Doors ¦ Entrance Doors | 1 | High | B | 21 | 2045 | 5 | 2 | 2.7 | 11577 | 32532
Electrical ¦ LV Distribution ¦ Distribution Board ¦ Sub | 1 | High | B | 8 | 2032 | 5 | 2 | 2.7 | 11578 | 20672
Electrical ¦ Lighting ¦ Internal ¦ General | 3 | Medium | D | 1 | 2025 | 3 | 3 | 2.6 | 11037 | 2569
HVAC ¦ Ventilation ¦ Air Handling Unit (AHU) ¦ Internal ¦ Central Heating (Internally Sourced) ¦ Gas Fired | 1 | Medium | B | 3 | 2027 | 5 | 3 | 3.2 | 20189 | 13427
Electrical ¦ LV Distribution ¦ Distribution Board ¦ Main | 1 | High | B | 1 | 2025 | 5 | 2 | 2.7 | 11579 | 2851
HVAC ¦ Central Air Conditioning ¦ Air Conditioning ¦ Multi-Split Condenser - Split Systems/Heat Pumps - Air-cooled with Direct Expansion Evaporator (DX) | 1 | Medium | B | 7 | 2031 | 5 | 3 | 3.2 | 20190 | 19761
Fabric ¦ Superstructure ¦ Internal Doors ¦ Roller Shutters ¦ Electric Roller Shutter | 1 | Medium | B | 15 | 2039 | 5 | 3 | 3.2 | 20191 | 28354
Security ¦ Access ¦ Access Control ¦ Door ¦ Local Lock / Keypad / Manual | 1 | Medium | B | 11 | 2035 | 5 | 3 | 3.2 | 20192 | 24929
Transport ¦ Lifts ¦ Passenger Lift electric ¦ Electric | 1 | Medium | B | 4 | 2028 | 5 | 3 | 3.2 | 20193 | 14033
HVAC ¦ Fan ¦ Local and Special Ventilation ¦ Fans Window or Wall Mounted | 1 | Medium | B | 1 | 2025 | 5 | 3 | 3.2 | 20194 | 6110
Fabric ¦ Superstructure ¦ Windows and External Doors ¦ External Doors ¦ Entrance Doors | 1 | High | B | 20 | 2044 | 5 | 2 | 2.7 | 11580 | 31590
Controls ¦ Building Management System (BMS) ¦ BMS Control Panel | 1 | High | B | 9 | 2033 | 5 | 2 | 2.7 | 11581 | 21560
HVAC ¦ Local Air Conditioning ¦ Single-Split Condenser - Split Systems/Heat Pumps - Air-cooled with Direct Expansion Evaporator (DX) | 1 | Medium | C | 1 | 2025 | 4 | 3 | 2.9 | 18398 | 5373
Fabric ¦ Superstructure ¦ Windows and External Doors ¦ External Doors ¦ Manual and Automatic Doors ¦ Emergency and Panic Escape Doors | 1 | Urgent | B | 15 | 2039 | 5 | 1 | 2.2 | 1726 | 27737
HVAC ¦ Ductwork ¦ Ductwork, Fittings and Ancillaries ¦ Central Ventilation Systems ¦ Fire Dampers ¦ Fusible Link | 1 | Urgent | B | 1 | 2025 | 5 | 1 | 2.2 | 1727 | 957
HVAC ¦ Heat Emitters - Local ¦ Electric Heaters | 2 | Medium | B | 1 | 2025 | 5 | 3 | 3.2 | 20195 | 6111
Electrical ¦ LV Distribution ¦ Distribution Board ¦ Main | 1 | High | B | 1 | 2025 | 5 | 2 | 2.7 | 11582 | 2852
Fabric ¦ Superstructure ¦ Internal Doors ¦ Roller Shutters ¦ Electric Roller Shutter | 1 | Medium | B | 15 | 2039 | 5 | 3 | 3.2 | 20196 | 28355
HVAC ¦ Heat Emitters - Local ¦ Electric Heaters | 4 | Medium | B | 1 | 2025 | 5 | 3 | 3.2 | 20197 | 6112
Electrical ¦ Lighting ¦ Internal ¦ General ¦ LED Fittings & Luminaires | 87 | Medium | B | 16 | 2040 | 5 | 3 | 3.2 | 20198 | 29325
Electrical ¦ Lighting ¦ External ¦ General - LED | 6 | Medium | B | 6 | 2030 | 5 | 3 | 3.2 | 20199 | 18409
Fire ¦ Fire Fighting ¦ Fire Extinguishers ¦ CO2 | 2 | Urgent | B | 6 | 2030 | 5 | 1 | 2.2 | 1728 | 15806
Electrical ¦ LV Distribution ¦ Distribution Board ¦ Sub | 1 | High | B | 4 | 2028 | 5 | 2 | 2.7 | 11583 | 13898
HVAC ¦ Central Heating (Internally Sourced) ¦ Boiler ¦ Atmospheric Gas Burner/Condensing Combination Boiler (domestic type) | 1 | High | B | 1 | 2025 | 5 | 2 | 2.7 | 11584 | 2853
Fabric ¦ Barriers and Guardrails ¦ Vehicle Crash Protection Barrier | 1 | V Low | B | 1 | 2025 | 5 | 4 | 3.7 | 32690 | 11751
HVAC ¦ Fan ¦ Local and Special Ventilation ¦ Centrifugal | 1 | Medium | B | 1 | 2025 | 5 | 3 | 3.2 | 20200 | 6113
Security ¦ Access ¦ Access Control ¦ Gate Access - Local Lock / Keypad / Manual (External) | 1 | Medium | B | 5 | 2029 | 5 | 3 | 3.2 | 20201 | 14804
HVAC ¦ Fan ¦ Central Heating ¦ Axial | 1 | High | B | 1 | 2025 | 5 | 2 | 2.7 | 11585 | 2854
HVAC ¦ Heat Emitters - Local ¦ Electric Heaters | 2 | Medium | B | 1 | 2025 | 5 | 3 | 3.2 | 20202 | 6114
Fire ¦ Fire Fighting ¦ Fire Extinguishers ¦ Foam | 3 | Urgent | B | 4 | 2028 | 5 | 1 | 2.2 | 1729 | 13770
Electrical ¦ LV Distribution ¦ Distribution Board ¦ Sub | 1 | High | B | 16 | 2040 | 5 | 2 | 2.7 | 11586 | 29091
Electrical ¦ LV Distribution ¦ Distribution Board ¦ Sub | 1 | High | B | 16 | 2040 | 5 | 2 | 2.7 | 11587 | 29092
Fire ¦ Fire Detection ¦ Fire Alarm Panel / Repeater | 1 | Urgent | B | 11 | 2035 | 5 | 1 | 2.2 | 1730 | 23347
Fabric ¦ Superstructure ¦ Windows and External Doors ¦ External Doors ¦ Entrance Doors | 1 | High | B | 1 | 2025 | 5 | 2 | 2.7 | 11588 | 2855
Electrical ¦ Lighting ¦ Internal ¦ Emergency ¦ Self Contained ¦ Non LED | 2 | Urgent | B | 1 | 2025 | 5 | 1 | 2.2 | 1731 | 958
Fabric ¦ Superstructure ¦ Windows and External Doors ¦ External Doors ¦ Entrance Doors | 1 | High | B | 17 | 2041 | 5 | 2 | 2.7 | 11589 | 30279
HVAC ¦ Fan ¦ Local and Special Ventilation ¦ Fans Window or Wall Mounted | 1 | Medium | B | 5 | 2029 | 5 | 3 | 3.2 | 20203 | 14805
Electrical ¦ LV Distribution ¦ Distribution Board ¦ Main | 1 | High | B | 19 | 2043 | 5 | 2 | 2.7 | 11590 | 31145
HVAC ¦ Fan ¦ Local and Special Ventilation ¦ Kitchen Vent ¦ Fans Window or Wall Mounted | 1 | Medium | B | 5 | 2029 | 5 | 3 | 3.2 | 20204 | 14806
Fire ¦ Fire Fighting ¦ Fire Blanket | 1 | Urgent | B | 4 | 2028 | 5 | 1 | 2.2 | 1732 | 13771
HVAC ¦ Fan ¦ Local and Special Ventilation ¦ Axial | 1 | Medium | B | 1 | 2025 | 5 | 3 | 3.2 | 20205 | 6115
HVAC ¦ Fan ¦ Local and Special Ventilation ¦ Kitchen Vent ¦ Fans Window or Wall Mounted | 1 | Medium | C | 5 | 2029 | 4 | 3 | 2.9 | 18399 | 14777
HVAC ¦ Heat Emitters - Local ¦ Gas Fired Natural and Fan Assisted Heaters | 1 | Medium | B | 5 | 2029 | 5 | 3 | 3.2 | 20206 | 14807
Electrical ¦ Specialist Lighting ¦ Internal ¦ Illuminated Fire Exit Signage | 2 | Urgent | B | 15 | 2039 | 5 | 1 | 2.2 | 1733 | 27738
Fire ¦ Fire Fighting ¦ Fire Extinguishers ¦ Foam | 6 | Urgent | B | 6 | 2030 | 5 | 1 | 2.2 | 1734 | 15807
Drainage ¦ External Drainage ¦ Surface Water and Foul Drainage ¦ Pumps - Sewage: Compressed Air | 1 | High | B | 1 | 2025 | 5 | 2 | 2.7 | 11591 | 2856
HVAC ¦ Fan ¦ Central Ventilation Systems ¦ Ventilating - General | 1 | Low | B | 12 | 2036 | 5 | 4 | 3.7 | 32691 | 26791
Electrical ¦ Lighting ¦ Internal ¦ Emergency ¦ Self Contained ¦ Non LED | 2 | Urgent | B | 1 | 2025 | 5 | 1 | 2.2 | 1735 | 959
HVAC ¦ Local Air Conditioning ¦ Single-Split Condenser - Split Systems/Heat Pumps - Air-cooled with Direct Expansion Evaporator (DX) | 1 | Medium | B | 5 | 2029 | 5 | 3 | 3.2 | 20207 | 14808
Electrical ¦ LV Distribution ¦ Distribution Board ¦ Sub | 1 | High | B | 4 | 2028 | 5 | 2 | 2.7 | 11592 | 13899
Fabric ¦ Superstructure ¦ Windows and External Doors ¦ Roller Shutters ¦ Electric Roller Shutter | 1 | High | B | 1 | 2025 | 5 | 2 | 2.7 | 11593 | 2857
Fire ¦ Fire Detection ¦ Fire Alarm Panel / Repeater | 1 | Urgent | B | 11 | 2035 | 5 | 1 | 2.2 | 1736 | 23348
Fabric ¦ Superstructure ¦ Windows and External Doors ¦ Roller Shutters ¦ Manual Roller Shutter | 1 | High | B | 1 | 2025 | 5 | 2 | 2.7 | 11594 | 2858
Electrical ¦ Lighting ¦ External ¦ General - Non-LED | 2 | Medium | B | 1 | 2025 | 5 | 3 | 3.2 | 20208 | 6116
HVAC ¦ Fan ¦ Local and Special Ventilation ¦ Fans Window or Wall Mounted | 1 | Medium | B | 11 | 2035 | 5 | 3 | 3.2 | 20209 | 24930
Fabric ¦ Superstructure ¦ Windows and External Doors ¦ Roller Shutters ¦ Manual Roller Shutter | 1 | High | B | 1 | 2025 | 5 | 2 | 2.7 | 11595 | 2859
Electrical ¦ Lighting ¦ Internal ¦ Emergency ¦ Self Contained ¦ LED | 15 | Urgent | B | 22 | 2046 | 5 | 1 | 2.2 | 1737 | 32824
Electrical ¦ Lighting ¦ Internal ¦ General | 24 | Medium | C | 1 | 2025 | 4 | 3 | 2.9 | 18400 | 5374
Security ¦ Access ¦ Access Control ¦ Door ¦ Local Lock / Keypad / Manual | 3 | Medium | B | 12 | 2036 | 5 | 3 | 3.2 | 20210 | 26325
Electrical ¦ Lighting ¦ External ¦ General - LED | 2 | Medium | B | 12 | 2036 | 5 | 3 | 3.2 | 20211 | 26326
Electrical ¦ Lighting ¦ Internal ¦ General | 9 | Medium | B | 1 | 2025 | 5 | 3 | 3.2 | 20212 | 6117
Fire ¦ Fire Fighting ¦ Fire Extinguishers ¦ CO2 | 3 | Urgent | B | 2 | 2026 | 5 | 1 | 2.2 | 1738 | 12451
Electrical ¦ LV Distribution ¦ Distribution Board ¦ Sub | 1 | High | C | 1 | 2025 | 4 | 2 | 2.4 | 10426 | 2326
Electrical ¦ Lighting ¦ Internal ¦ General ¦ LED Fittings & Luminaires | 37 | Medium | A | 20 | 2044 | 6 | 3 | 3.5 | 32435 | 31692
Electrical ¦ Lighting ¦ Internal ¦ General | 3 | Medium | B | 1 | 2025 | 5 | 3 | 3.2 | 20213 | 6118
Electrical ¦ Lighting ¦ Internal ¦ Emergency ¦ Self Contained ¦ LED | 2 | Urgent | B | 22 | 2046 | 5 | 1 | 2.2 | 1739 | 32825
HVAC ¦ Heat Emitters - Central ¦ Radiators ¦ Steel | 1 | Medium | B | 1 | 2025 | 5 | 3 | 3.2 | 20214 | 6119
HVAC ¦ Ventilation ¦ Air Handling Unit (AHU) ¦ Internal ¦ Central Heating & Cooling ¦ Electric & DX | 1 | Medium | B | 2 | 2026 | 5 | 3 | 3.2 | 20215 | 13002
Electrical ¦ LV Distribution ¦ Distribution Board ¦ Main | 1 | High | B | 1 | 2025 | 5 | 2 | 2.7 | 11596 | 2860
Electrical ¦ LV Distribution ¦ Distribution Board ¦ Sub | 1 | High | B | 1 | 2025 | 5 | 2 | 2.7 | 11597 | 2861
HVAC ¦ Fan ¦ Local and Special Ventilation ¦ Extract | 1 | Medium | A | 13 | 2037 | 6 | 3 | 3.5 | 32436 | 27275
Fire ¦ Fire Fighting ¦ Fire Extinguishers ¦ CO2 | 4 | Urgent | B | 8 | 2032 | 5 | 1 | 2.2 | 1740 | 20273
Fire ¦ Fire Fighting ¦ Fire Extinguishers ¦ CO2 | 5 | Urgent | A | 10 | 2034 | 6 | 1 | 2.5 | 10813 | 22201
HVAC ¦ Heat Emitters - Central ¦ Unit Heaters | 1 | Medium | B | 1 | 2025 | 5 | 3 | 3.2 | 20216 | 6120
HVAC ¦ Fan ¦ Local and Special Ventilation ¦ Ventilating - General | 1 | Medium | B | 1 | 2025 | 5 | 3 | 3.2 | 20217 | 6121
Electrical ¦ LV Distribution ¦ Distribution Board ¦ Sub | 1 | High | B | 1 | 2025 | 5 | 2 | 2.7 | 11598 | 2862
HVAC ¦ Fan ¦ Local and Special Ventilation ¦ Extract | 1 | Medium | B | 1 | 2025 | 5 | 3 | 3.2 | 20218 | 6122
HVAC ¦ Heat Emitters - Local ¦ Gas Fired Unit Heaters | 1 | Medium | B | 1 | 2025 | 5 | 3 | 3.2 | 20219 | 6123
Electrical ¦ Specialist Lighting ¦ Internal ¦ Illuminated Fire Exit Signage | 3 | Urgent | B | 10 | 2034 | 5 | 1 | 2.2 | 1741 | 21973
Electrical ¦ Specialist Lighting ¦ Internal ¦ Illuminated Fire Exit Signage | 4 | Urgent | B | 12 | 2036 | 5 | 1 | 2.2 | 1742 | 25942
Fabric ¦ Superstructure ¦ Windows and External Doors ¦ External Doors ¦ Manual and Automatic Doors ¦ Auto / Powered Sliding Doors | 1 | High | B | 11 | 2035 | 5 | 2 | 2.7 | 11599 | 24111
Fire ¦ Fire Fighting ¦ Fire Extinguishers ¦ CO2 | 2 | Urgent | B | 6 | 2030 | 5 | 1 | 2.2 | 1743 | 15808
Electrical ¦ Lighting ¦ Internal ¦ Emergency ¦ Self Contained ¦ LED | 5 | Urgent | B | 21 | 2045 | 5 | 1 | 2.2 | 1744 | 31760
HVAC ¦ Heat Emitters - Central ¦ Radiators ¦ Steel | 3 | Medium | B | 1 | 2025 | 5 | 3 | 3.2 | 20220 | 6124
Electrical ¦ LV Distribution ¦ Distribution Board ¦ Sub | 1 | High | B | 1 | 2025 | 5 | 2 | 2.7 | 11600 | 2863
Fabric ¦ Superstructure ¦ Windows and External Doors ¦ External Doors ¦ Manual and Automatic Doors ¦ Emergency and Panic Escape Doors | 1 | Urgent | C | 6 | 2030 | 4 | 1 | 1.9 | 577 | 15703
HVAC ¦ Fan ¦ Local and Special Ventilation ¦ Kitchen Vent ¦ Extract | 1 | Low | B | 1 | 2025 | 5 | 4 | 3.7 | 32692 | 11752
Fabric ¦ Superstructure ¦ Internal Doors ¦ Roller Shutters ¦ Internal Manual Roller Shutter | 1 | Medium | B | 1 | 2025 | 5 | 3 | 3.2 | 20221 | 6125
Electrical ¦ Lighting ¦ External ¦ General - LED | 1 | Medium | B | 11 | 2035 | 5 | 3 | 3.2 | 20222 | 24931
HVAC ¦ Heat Emitters - Local ¦ Fan Convector - Electric | 1 | Medium | B | 9 | 2033 | 5 | 3 | 3.2 | 20223 | 21686
HVAC ¦ Local Air Conditioning ¦ Single-Split Evaporator - Split Systems/Heat Pumps - Air-cooled with Direct Expansion Evaporator (DX) | 1 | Medium | B | 4 | 2028 | 5 | 3 | 3.2 | 20224 | 14034
HVAC ¦ Fan ¦ Local and Special Ventilation ¦ Extract | 1 | Medium | B | 6 | 2030 | 5 | 3 | 3.2 | 20225 | 18410
Fabric ¦ Superstructure ¦ Internal Doors ¦ Roller Shutters ¦ Internal Manual Roller Shutter | 1 | Medium | B | 10 | 2034 | 5 | 3 | 3.2 | 20226 | 22565
Fabric ¦ Superstructure ¦ Windows and External Doors ¦ Roller Shutters ¦ Electric Roller Shutter | 1 | High | B | 1 | 2025 | 5 | 2 | 2.7 | 11601 | 2864
HVAC ¦ Heat Emitters - Local ¦ Electric Heaters | 7 | Medium | B | 1 | 2025 | 5 | 3 | 3.2 | 20227 | 6126
Controls ¦ Multi-System Controls ¦ Control Panel - Electrical Services (excluding Electrical Controllers and Pneumatic Relays) | 1 | Medium | B | 1 | 2025 | 5 | 3 | 3.2 | 20228 | 6127
Fabric ¦ Superstructure ¦ Internal Doors ¦ Roller Shutters ¦ Electric Roller Shutter | 1 | Medium | B | 11 | 2035 | 5 | 3 | 3.2 | 20229 | 24932
Electrical ¦ Lighting ¦ External ¦ General - Non-LED | 2 | Medium | C | 1 | 2025 | 4 | 3 | 2.9 | 18401 | 5375
Electrical ¦ Lighting ¦ Internal ¦ General ¦ LED Fittings & Luminaires | 66 | Medium | B | 18 | 2042 | 5 | 3 | 3.2 | 20230 | 30921
HVAC ¦ Central Air Conditioning ¦ Air Conditioning ¦ Multi-Split Evaporator - Split Systems/Heat Pumps - Air-cooled with Direct Expansion Evaporator (DX) | 1 | Medium | CX | 1 | 2025 | 2 | 3 | 2.3 | 10042 | 2013
Electrical ¦ LV Distribution ¦ Distribution Board ¦ Sub | 1 | High | B | 17 | 2041 | 5 | 2 | 2.7 | 11602 | 30280
Controls ¦ Building Management System (BMS) ¦ BMS Control Panel | 1 | High | B | 4 | 2028 | 5 | 2 | 2.7 | 11603 | 13900
HVAC ¦ Fan ¦ Local and Special Ventilation ¦ Extract | 1 | Medium | B | 1 | 2025 | 5 | 3 | 3.2 | 20231 | 6128
HVAC ¦ Heat Emitters - Local ¦ Electric Heaters | 3 | Medium | B | 1 | 2025 | 5 | 3 | 3.2 | 20232 | 6129
HVAC ¦ Heat Emitters - Local ¦ Gas Fired Unit Heaters | 1 | Medium | CX | 1 | 2025 | 2 | 3 | 2.3 | 10043 | 2014
Drainage ¦ Foul Drainage ¦ Sump Pumps-Extended Shaft | 1 | High | D | 1 | 2025 | 3 | 2 | 2.1 | 1026 | 716
HVAC ¦ Fan ¦ Local and Special Ventilation ¦ Ventilating - General | 1 | Medium | B | 5 | 2029 | 5 | 3 | 3.2 | 20233 | 14809
HVAC ¦ Local and Special Ventilation ¦ Unit extract fans. | 1 | Medium | B | 5 | 2029 | 5 | 3 | 3.2 | 20234 | 14810
Electrical ¦ Lighting ¦ Internal ¦ General ¦ LED Fittings & Luminaires | 35 | Medium | B | 16 | 2040 | 5 | 3 | 3.2 | 20235 | 29326
Electrical ¦ LV Distribution ¦ Distribution Board ¦ Sub | 1 | High | B | 16 | 2040 | 5 | 2 | 2.7 | 11604 | 29093
Fabric ¦ Superstructure ¦ Windows and External Doors ¦ Roller Shutters ¦ Electric Roller Shutter | 1 | High | B | 1 | 2025 | 5 | 2 | 2.7 | 11605 | 2865
HVAC ¦ Fan ¦ Central Heating ¦ Axial | 1 | High | B | 1 | 2025 | 5 | 2 | 2.7 | 11606 | 2866
Electrical ¦ Specialist Lighting ¦ Internal ¦ Illuminated Fire Exit Signage | 6 | Urgent | B | 17 | 2041 | 5 | 1 | 2.2 | 1745 | 29997
Fire ¦ Fire Fighting ¦ Fire Extinguishers ¦ Foam | 4 | Urgent | B | 6 | 2030 | 5 | 1 | 2.2 | 1746 | 15809
HVAC ¦ Heat Emitters - Central ¦ Unit Heaters | 1 | Medium | B | 1 | 2025 | 5 | 3 | 3.2 | 20236 | 6130
HVAC ¦ Fan ¦ Local and Special Ventilation ¦ Ventilating - General | 1 | Medium | B | 1 | 2025 | 5 | 3 | 3.2 | 20237 | 6131
Electrical ¦ LV Distribution ¦ Distribution Board ¦ Main | 1 | High | B | 1 | 2025 | 5 | 2 | 2.7 | 11607 | 2867
Water ¦ Local Hot Water ¦ Instantaneous Electric Water Heater - Non-Drinking Water | 1 | Medium | B | 14 | 2038 | 5 | 3 | 3.2 | 20238 | 27520
Fabric ¦ Superstructure ¦ Internal Doors ¦ Roller Shutters ¦ Electric Roller Shutter | 1 | Medium | B | 15 | 2039 | 5 | 3 | 3.2 | 20239 | 28356
Fabric ¦ Superstructure ¦ Windows and External Doors ¦ External Doors ¦ Entrance Doors | 1 | High | B | 31 | 2055 | 5 | 2 | 2.7 | 11608 | 33781
Security ¦ Access ¦ Access Control ¦ Door ¦ Local Lock / Keypad / Manual | 2 | Medium | B | 12 | 2036 | 5 | 3 | 3.2 | 20240 | 26327
Electrical ¦ Lighting ¦ Internal ¦ General ¦ LED Fittings & Luminaires | 20 | Medium | B | 12 | 2036 | 5 | 3 | 3.2 | 20241 | 26328
Fire ¦ Fire Fighting ¦ Fire Extinguishers ¦ CO2 | 3 | Urgent | B | 2 | 2026 | 5 | 1 | 2.2 | 1747 | 12452
Electrical ¦ Specialist Lighting ¦ Internal ¦ Illuminated Fire Exit Signage | 1 | Urgent | B | 15 | 2039 | 5 | 1 | 2.2 | 1748 | 27739
HVAC ¦ Central Air Conditioning ¦ Air Conditioning ¦ Multi-Split Condenser - Split Systems/Heat Pumps - Air-cooled with Direct Expansion Evaporator (DX) | 1 | Medium | B | 1 | 2025 | 5 | 3 | 3.2 | 20242 | 6132
Electrical ¦ LV Distribution ¦ Distribution Board ¦ Sub | 1 | High | A | 19 | 2043 | 6 | 2 | 3 | 19511 | 31282
Fabric ¦ Superstructure ¦ Windows and External Doors ¦ Roller Shutters ¦ Electric Roller Shutter | 1 | High | B | 11 | 2035 | 5 | 2 | 2.7 | 11609 | 24112
Fabric ¦ Superstructure ¦ Internal Doors ¦ Roller Shutters ¦ Electric Roller Shutter | 1 | Medium | B | 11 | 2035 | 5 | 3 | 3.2 | 20243 | 24933
HVAC ¦ Fan ¦ Central Ventilation Systems ¦ Ventilating - General | 1 | Low | B | 12 | 2036 | 5 | 4 | 3.7 | 32693 | 26792
HVAC ¦ Local Air Conditioning ¦ Single-Split Condenser - Split Systems/Heat Pumps - Air-cooled with Direct Expansion Evaporator (DX) | 1 | Medium | B | 7 | 2031 | 5 | 3 | 3.2 | 20244 | 19762
Fabric ¦ Superstructure ¦ Windows and External Doors ¦ External Doors ¦ Entrance Doors | 1 | High | B | 11 | 2035 | 5 | 2 | 2.7 | 11610 | 24113
Fabric ¦ Superstructure ¦ Windows and External Doors ¦ External Doors ¦ Manual and Automatic Doors ¦ High Security Door | 1 | High | B | 31 | 2055 | 5 | 2 | 2.7 | 11611 | 33782
Electrical ¦ Lighting ¦ Internal ¦ Emergency ¦ Self Contained ¦ LED | 12 | Urgent | B | 21 | 2045 | 5 | 1 | 2.2 | 1749 | 31761
HVAC ¦ Heat Emitters - Central ¦ Radiators ¦ Steel | 4 | Medium | B | 5 | 2029 | 5 | 3 | 3.2 | 20245 | 14811
HVAC ¦ Fan ¦ Central Ventilation Systems ¦ Ventilating - General | 1 | Low | B | 12 | 2036 | 5 | 4 | 3.7 | 32694 | 26793
Fabric ¦ Superstructure ¦ Windows and External Doors ¦ Roller Shutters ¦ Electric Roller Shutter | 1 | High | B | 15 | 2039 | 5 | 2 | 2.7 | 11612 | 28072
Electrical ¦ Lighting ¦ Internal ¦ Emergency ¦ Self Contained ¦ LED | 16 | Urgent | B | 17 | 2041 | 5 | 1 | 2.2 | 1750 | 29998
Electrical ¦ Lighting ¦ Internal ¦ General ¦ LED Fittings & Luminaires | 9 | Medium | B | 17 | 2041 | 5 | 3 | 3.2 | 20246 | 30395
HVAC ¦ Fan ¦ Local and Special Ventilation ¦ Extract | 1 | Medium | B | 1 | 2025 | 5 | 3 | 3.2 | 20247 | 6133
Electrical ¦ Lighting ¦ External ¦ General - Non-LED | 8 | Medium | B | 1 | 2025 | 5 | 3 | 3.2 | 20248 | 6134
Fire ¦ Fire Fighting ¦ Fire Extinguishers ¦ CO2 | 3 | Urgent | B | 6 | 2030 | 5 | 1 | 2.2 | 1751 | 15810
HVAC ¦ Local Air Conditioning ¦ Single-Split Condenser - Split Systems/Heat Pumps - Air-cooled with Direct Expansion Evaporator (DX) | 1 | Medium | B | 5 | 2029 | 5 | 3 | 3.2 | 20249 | 14812
Electrical ¦ Lighting ¦ Internal ¦ Emergency ¦ Externally Powered ¦ Non LED | 5 | Urgent | B | 1 | 2025 | 5 | 1 | 2.2 | 1752 | 960
Electrical ¦ LV Distribution ¦ Distribution Board ¦ Main | 1 | High | B | 6 | 2030 | 5 | 2 | 2.7 | 11613 | 17374
Transport ¦ Lifts ¦ Disabled Lift ¦ Electric | 1 | High | B | 1 | 2025 | 5 | 2 | 2.7 | 11614 | 2868
HVAC ¦ Local Air Conditioning ¦ Single-Split Evaporator - Split Systems/Heat Pumps - Air-cooled with Direct Expansion Evaporator (DX) | 1 | Medium | A | 15 | 2039 | 6 | 3 | 3.5 | 32437 | 28555
Fabric ¦ Superstructure ¦ Internal Doors ¦ Roller Shutters ¦ Internal Manual Roller Shutter | 1 | Medium | B | 1 | 2025 | 5 | 3 | 3.2 | 20250 | 6135
HVAC ¦ Fan ¦ Local and Special Ventilation ¦ Ventilating - General | 1 | Medium | B | 1 | 2025 | 5 | 3 | 3.2 | 20251 | 6136
Electrical ¦ Specialist Lighting ¦ External ¦ Illuminated External Signs | 1 | Medium | B | 1 | 2025 | 5 | 3 | 3.2 | 20252 | 6137
Fire ¦ Fire Fighting ¦ Fire Extinguishers ¦ CO2 | 6 | Urgent | B | 6 | 2030 | 5 | 1 | 2.2 | 1753 | 15811
HVAC ¦ Central Heating (Internally Sourced) ¦ Pressurisation Unit ¦ Gas/Oil Fired Heating System | 1 | Low | B | 1 | 2025 | 5 | 4 | 3.7 | 32695 | 11753
Electrical ¦ LV Distribution ¦ Distribution Board ¦ Sub | 1 | High | B | 1 | 2025 | 5 | 2 | 2.7 | 11615 | 2869
Fabric ¦ Superstructure ¦ Windows and External Doors ¦ External Doors ¦ Manual and Automatic Doors ¦ Emergency and Panic Escape Doors | 1 | Urgent | B | 25 | 2049 | 5 | 1 | 2.2 | 1754 | 33281
Electrical ¦ Lighting ¦ Internal ¦ Emergency ¦ Self Contained ¦ LED | 6 | Urgent | B | 17 | 2041 | 5 | 1 | 2.2 | 1755 | 29999
HVAC ¦ Fan ¦ Smoke Extract | 1 | Urgent | B | 1 | 2025 | 5 | 1 | 2.2 | 1756 | 961
Electrical ¦ LV Distribution ¦ Distribution Board ¦ Sub | 1 | High | B | 6 | 2030 | 5 | 2 | 2.7 | 11616 | 17375
Water ¦ Local Hot Water ¦ Instantaneous Electric Water Heater - Non-Drinking Water | 1 | Medium | B | 7 | 2031 | 5 | 3 | 3.2 | 20253 | 19763
Fabric ¦ Superstructure ¦ Windows and External Doors ¦ External Doors ¦ Manual and Automatic Doors ¦ Emergency and Panic Escape Doors | 1 | Urgent | B | 6 | 2030 | 5 | 1 | 2.2 | 1757 | 15812
Electrical ¦ Lighting ¦ Internal ¦ Emergency ¦ Self Contained ¦ Non LED | 2 | Urgent | B | 15 | 2039 | 5 | 1 | 2.2 | 1758 | 27740
HVAC ¦ Heat Emitters - Central ¦ Radiators ¦ Aluminium | 3 | Medium | B | 1 | 2025 | 5 | 3 | 3.2 | 20254 | 6138
Fabric ¦ Superstructure ¦ Windows and External Doors ¦ External Doors ¦ Manual and Automatic Doors ¦ Emergency and Panic Escape Doors | 1 | Urgent | A | 33 | 2057 | 6 | 1 | 2.5 | 10814 | 33844
Electrical ¦ Specialist Lighting ¦ Internal ¦ Illuminated Fire Exit Signage | 2 | Urgent | B | 16 | 2040 | 5 | 1 | 2.2 | 1759 | 28620
HVAC ¦ Central Air Conditioning ¦ Air Conditioning ¦ Multi-Split Evaporator - Split Systems/Heat Pumps - Air-cooled with Direct Expansion Evaporator (DX) | 1 | Medium | B | 6 | 2030 | 5 | 3 | 3.2 | 20255 | 18411
HVAC ¦ Fan ¦ Local and Special Ventilation ¦ Kitchen Vent ¦ Extract | 1 | Low | B | 10 | 2034 | 5 | 4 | 3.7 | 32696 | 23210
Electrical ¦ Lighting ¦ Internal ¦ General ¦ LED Fittings & Luminaires | 11 | Medium | B | 16 | 2040 | 5 | 3 | 3.2 | 20256 | 29327
HVAC ¦ Local Air Conditioning ¦ Single-Split Condenser - Split Systems/Heat Pumps - Air-cooled with Direct Expansion Evaporator (DX) | 1 | Medium | C | 1 | 2025 | 4 | 3 | 2.9 | 18402 | 5376
Fire ¦ Fire Fighting ¦ Fire Extinguishers ¦ Foam | 8 | Urgent | B | 6 | 2030 | 5 | 1 | 2.2 | 1760 | 15813
Electrical ¦ Lighting ¦ External ¦ General - Non-LED | 5 | Medium | B | 1 | 2025 | 5 | 3 | 3.2 | 20257 | 6139
HVAC ¦ Fan ¦ Local and Special Ventilation ¦ Ventilating - General | 1 | Medium | B | 5 | 2029 | 5 | 3 | 3.2 | 20258 | 14813
Electrical ¦ Lighting ¦ Internal ¦ Emergency ¦ Self Contained ¦ LED | 6 | Urgent | A | 25 | 2049 | 6 | 1 | 2.5 | 10815 | 33358
HVAC ¦ Heat Emitters - Local ¦ Gas Fired Unit Heaters | 1 | Medium | B | 1 | 2025 | 5 | 3 | 3.2 | 20259 | 6140
Fabric ¦ Superstructure ¦ Windows and External Doors ¦ External Doors ¦ Entrance Doors | 1 | High | B | 1 | 2025 | 5 | 2 | 2.7 | 11617 | 2870
HVAC ¦ Heat Emitters - Local ¦ Electric Heaters | 3 | Medium | C | 1 | 2025 | 4 | 3 | 2.9 | 18403 | 5377
Fabric ¦ Superstructure ¦ Windows and External Doors ¦ External Doors ¦ Entrance Doors | 1 | High | B | 16 | 2040 | 5 | 2 | 2.7 | 11618 | 29094
Controls ¦ Multi-System Controls ¦ Instrument Control Panel | 1 | Medium | B | 16 | 2040 | 5 | 3 | 3.2 | 20260 | 29328
Fabric ¦ Superstructure ¦ Internal Doors ¦ Roller Shutters ¦ Internal Manual Roller Shutter | 1 | Medium | B | 1 | 2025 | 5 | 3 | 3.2 | 20261 | 6141
Fabric ¦ Superstructure ¦ Windows and External Doors ¦ Roller Shutters ¦ Electric Roller Shutter | 1 | High | B | 21 | 2045 | 5 | 2 | 2.7 | 11619 | 32533
Fire ¦ Fire Fighting ¦ Fire Extinguishers ¦ Foam | 4 | Urgent | A | 10 | 2034 | 6 | 1 | 2.5 | 10816 | 22202
HVAC ¦ Fan ¦ Local and Special Ventilation ¦ Ventilating - General | 1 | Medium | B | 5 | 2029 | 5 | 3 | 3.2 | 20262 | 14814
Electrical ¦ LV Distribution ¦ Distribution Board ¦ Sub | 1 | High | B | 16 | 2040 | 5 | 2 | 2.7 | 11620 | 29095
HVAC ¦ Fan ¦ Local and Special Ventilation ¦ Extract | 1 | Medium | B | 1 | 2025 | 5 | 3 | 3.2 | 20263 | 6142
Security ¦ Access ¦ Access Control ¦ Door ¦ Local Lock / Keypad / Manual | 1 | Medium | B | 1 | 2025 | 5 | 3 | 3.2 | 20264 | 6143
Electrical ¦ Lighting ¦ Internal ¦ Emergency ¦ Self Contained ¦ Non LED | 3 | Urgent | B | 1 | 2025 | 5 | 1 | 2.2 | 1761 | 962
Fabric ¦ Superstructure ¦ Windows and External Doors ¦ External Doors ¦ Manual and Automatic Doors ¦ Emergency and Panic Escape Doors | 1 | Urgent | B | 18 | 2042 | 5 | 1 | 2.2 | 1762 | 30612
Fabric ¦ Superstructure ¦ Windows and External Doors ¦ Roller Shutters ¦ Manual Roller Shutter | 1 | High | B | 1 | 2025 | 5 | 2 | 2.7 | 11621 | 2871
Electrical ¦ Lighting ¦ Internal ¦ General ¦ LED Fittings & Luminaires | 89 | Medium | B | 16 | 2040 | 5 | 3 | 3.2 | 20265 | 29329
Electrical ¦ Lighting ¦ Internal ¦ Emergency ¦ Self Contained ¦ LED | 5 | Urgent | B | 22 | 2046 | 5 | 1 | 2.2 | 1763 | 32826
Fire ¦ Fire Fighting ¦ Fire Extinguishers ¦ Foam | 6 | Urgent | B | 2 | 2026 | 5 | 1 | 2.2 | 1764 | 12453
HVAC ¦ Fan ¦ Local and Special Ventilation ¦ Extract | 1 | Medium | B | 1 | 2025 | 5 | 3 | 3.2 | 20266 | 6144
Fabric ¦ Superstructure ¦ Windows and External Doors ¦ Roller Shutters ¦ Manual Roller Shutter | 1 | High | B | 1 | 2025 | 5 | 2 | 2.7 | 11622 | 2872
Electrical ¦ Lighting ¦ Internal ¦ General | 1 | Medium | B | 1 | 2025 | 5 | 3 | 3.2 | 20267 | 6145
Fire ¦ Fire Fighting ¦ Fire Extinguishers ¦ CO2 | 5 | Urgent | B | 6 | 2030 | 5 | 1 | 2.2 | 1765 | 15814
Electrical ¦ LV Distribution ¦ Distribution Board ¦ Sub | 1 | High | B | 4 | 2028 | 5 | 2 | 2.7 | 11623 | 13901
Fabric ¦ Superstructure ¦ Windows and External Doors ¦ External Windows ¦ Roller Shutters ¦ External Window Shutters ¦ Electric | 1 | Medium | B | 6 | 2030 | 5 | 3 | 3.2 | 20268 | 18412
HVAC ¦ Fan ¦ Local and Special Ventilation ¦ Fans Window or Wall Mounted | 1 | Medium | A | 13 | 2037 | 6 | 3 | 3.5 | 32438 | 27276
HVAC ¦ Heat Emitters - Local ¦ Electric Heaters | 1 | Medium | B | 1 | 2025 | 5 | 3 | 3.2 | 20269 | 6146
HVAC ¦ Fan ¦ Central Ventilation Systems ¦ Ventilating - General | 1 | Low | B | 1 | 2025 | 5 | 4 | 3.7 | 32697 | 11754
Fabric ¦ Superstructure ¦ Windows and External Doors ¦ External Doors ¦ Entrance Doors | 1 | High | B | 21 | 2045 | 5 | 2 | 2.7 | 11624 | 32534
HVAC ¦ Heat Emitters - Local ¦ Gas Fired Natural and Fan Assisted Heaters | 1 | Medium | DX | 1 | 2025 | 1 | 3 | 2 | 771 | 495
Electrical ¦ Lighting ¦ Internal ¦ General ¦ LED Fittings & Luminaires | 52 | Medium | B | 16 | 2040 | 5 | 3 | 3.2 | 20270 | 29330
Electrical ¦ Lighting ¦ Internal ¦ General ¦ LED Fittings & Luminaires | 70 | Medium | B | 17 | 2041 | 5 | 3 | 3.2 | 20271 | 30396
Electrical ¦ Specialist Lighting ¦ Internal ¦ Illuminated Fire Exit Signage | 4 | Urgent | B | 16 | 2040 | 5 | 1 | 2.2 | 1766 | 28621
Electrical ¦ Lighting ¦ Internal ¦ Emergency ¦ Self Contained ¦ Non LED | 3 | Urgent | B | 1 | 2025 | 5 | 1 | 2.2 | 1767 | 963
Fabric ¦ Superstructure ¦ Windows and External Doors ¦ External Windows ¦ Roller Shutters ¦ External Window Shutters ¦ Electric | 1 | Medium | B | 11 | 2035 | 5 | 3 | 3.2 | 20272 | 24934
Fabric ¦ Superstructure ¦ Windows and External Doors ¦ Roller Shutters ¦ Manual Roller Shutter | 1 | High | B | 1 | 2025 | 5 | 2 | 2.7 | 11625 | 2873
Electrical ¦ Specialist Lighting ¦ Internal ¦ Illuminated Fire Exit Signage | 1 | Urgent | B | 17 | 2041 | 5 | 1 | 2.2 | 1768 | 30000
Electrical ¦ Lighting ¦ External ¦ General - Non-LED | 4 | Medium | B | 1 | 2025 | 5 | 3 | 3.2 | 20273 | 6147
Electrical ¦ LV Distribution ¦ Distribution Board ¦ Sub | 1 | High | C | 1 | 2025 | 4 | 2 | 2.4 | 10427 | 2327
HVAC ¦ Local and Special Ventilation ¦ Unit extract fans. | 1 | Medium | B | 1 | 2025 | 5 | 3 | 3.2 | 20274 | 6148
HVAC ¦ Fan ¦ Local and Special Ventilation ¦ Extract | 1 | Medium | B | 1 | 2025 | 5 | 3 | 3.2 | 20275 | 6149
Security ¦ Access ¦ Access Control ¦ Gate Access - Local Lock / Keypad / Manual (External) | 1 | Medium | B | 1 | 2025 | 5 | 3 | 3.2 | 20276 | 6150
Fabric ¦ Superstructure ¦ Windows and External Doors ¦ External Doors ¦ Entrance Doors | 1 | High | B | 18 | 2042 | 5 | 2 | 2.7 | 11626 | 30761
HVAC ¦ Fan ¦ Local and Special Ventilation ¦ Extract | 1 | Medium | B | 1 | 2025 | 5 | 3 | 3.2 | 20277 | 6151
HVAC ¦ Heat Emitters - Local ¦ Gas Fired Unit Heaters | 1 | Medium | C | 1 | 2025 | 4 | 3 | 2.9 | 18404 | 5378
Fabric ¦ Superstructure ¦ Windows and External Doors ¦ External Doors ¦ Entrance Doors | 1 | High | B | 20 | 2044 | 5 | 2 | 2.7 | 11627 | 31591
Electrical ¦ LV Distribution ¦ Distribution Board ¦ Sub | 1 | High | B | 2 | 2026 | 5 | 2 | 2.7 | 11628 | 12861
HVAC ¦ Heat Emitters - Local ¦ Gas Fired Unit Heaters | 1 | Medium | B | 10 | 2034 | 5 | 3 | 3.2 | 20278 | 22566
HVAC ¦ Fan ¦ Local and Special Ventilation ¦ Axial | 1 | Medium | B | 1 | 2025 | 5 | 3 | 3.2 | 20279 | 6152
Electrical ¦ LV Distribution ¦ Distribution Board ¦ Sub | 1 | High | B | 6 | 2030 | 5 | 2 | 2.7 | 11629 | 17376
Controls ¦ Multi-System Controls ¦ Control Panel - Electrical Services (excluding Electrical Controllers and Pneumatic Relays) | 1 | Medium | B | 5 | 2029 | 5 | 3 | 3.2 | 20280 | 14815
HVAC ¦ Fan ¦ Central Ventilation Systems ¦ Ventilating - General | 1 | Low | B | 1 | 2025 | 5 | 4 | 3.7 | 32698 | 11755
Fabric ¦ Superstructure ¦ Windows and External Doors ¦ External Doors ¦ Manual and Automatic Doors ¦ Emergency and Panic Escape Doors | 1 | Urgent | B | 11 | 2035 | 5 | 1 | 2.2 | 1769 | 23349
Electrical ¦ Lighting ¦ Internal ¦ Emergency ¦ Self Contained ¦ Non LED | 2 | Urgent | C | 7 | 2031 | 4 | 1 | 1.9 | 578 | 19125
HVAC ¦ Central Heating (Internally Sourced) ¦ Boiler ¦ Atmospheric Gas Burner/Condensing Combination Boiler (domestic type) | 1 | High | D | 1 | 2025 | 3 | 2 | 2.1 | 1027 | 717
HVAC ¦ Central Heating (Internally Sourced) ¦ Boiler ¦ Electric Boilers | 1 | Medium | B | 1 | 2025 | 5 | 3 | 3.2 | 20281 | 6153
HVAC ¦ Central Heating (Internally Sourced) ¦ Burner ¦ Forced draft gas burner | 1 | Medium | CX | 1 | 2025 | 2 | 3 | 2.3 | 10044 | 2015
HVAC ¦ Central Heating (Internally Sourced) ¦ Boiler ¦ Atmospheric Gas Burner/Condensing Combination Boiler (domestic type) | 1 | High | B | 6 | 2030 | 5 | 2 | 2.7 | 11630 | 17377
HVAC ¦ Fan ¦ Local and Special Ventilation ¦ Kitchen Vent ¦ Extract | 1 | Low | CX | 5 | 2029 | 2 | 4 | 2.8 | 18345 | 14768
Fabric ¦ Superstructure ¦ Windows and External Doors ¦ External Doors ¦ Manual and Automatic Doors ¦ Emergency and Panic Escape Doors | 1 | Urgent | B | 15 | 2039 | 5 | 1 | 2.2 | 1770 | 27741
Electrical ¦ Specialist Lighting ¦ Internal ¦ Illuminated Fire Exit Signage | 2 | Urgent | B | 1 | 2025 | 5 | 1 | 2.2 | 1771 | 964
Fire ¦ Fire Fighting ¦ Fire Extinguishers ¦ Foam | 1 | Urgent | B | 1 | 2025 | 5 | 1 | 2.2 | 1772 | 965
Fabric ¦ Superstructure ¦ Windows and External Doors ¦ External Doors ¦ Manual and Automatic Doors ¦ High Security Door | 1 | High | B | 11 | 2035 | 5 | 2 | 2.7 | 11631 | 24114
Security ¦ Access ¦ Access Control ¦ Door ¦ Local Lock / Keypad / Manual | 3 | Medium | B | 11 | 2035 | 5 | 3 | 3.2 | 20282 | 24935
Electrical ¦ Lighting ¦ Internal ¦ Emergency ¦ Self Contained ¦ LED | 21 | Urgent | B | 21 | 2045 | 5 | 1 | 2.2 | 1773 | 31762
HVAC ¦ Heat Emitters - Central ¦ Radiators ¦ Steel | 5 | Medium | B | 1 | 2025 | 5 | 3 | 3.2 | 20283 | 6154
Fire ¦ Fire Fighting ¦ Fire Blanket | 1 | Urgent | B | 4 | 2028 | 5 | 1 | 2.2 | 1774 | 13772
Electrical ¦ Lighting ¦ External ¦ General - LED | 3 | Medium | B | 10 | 2034 | 5 | 3 | 3.2 | 20284 | 22567
Electrical ¦ Lighting ¦ External ¦ General - LED | 4 | Medium | B | 11 | 2035 | 5 | 3 | 3.2 | 20285 | 24936
Fabric ¦ Superstructure ¦ Windows and External Doors ¦ External Doors ¦ Manual and Automatic Doors ¦ High Security Door | 1 | High | B | 15 | 2039 | 5 | 2 | 2.7 | 11632 | 28073
Electrical ¦ Specialist Lighting ¦ Internal ¦ Illuminated Fire Exit Signage | 1 | Urgent | B | 16 | 2040 | 5 | 1 | 2.2 | 1775 | 28622
Electrical ¦ Lighting ¦ Internal ¦ Emergency ¦ Self Contained ¦ Non LED | 4 | Urgent | C | 13 | 2037 | 4 | 1 | 1.9 | 579 | 26806
HVAC ¦ Heat Emitters - Local ¦ Electric Heaters | 3 | Medium | B | 5 | 2029 | 5 | 3 | 3.2 | 20286 | 14816
Electrical ¦ Lighting ¦ Internal ¦ Emergency ¦ Self Contained ¦ LED | 2 | Urgent | B | 21 | 2045 | 5 | 1 | 2.2 | 1776 | 31763
Electrical ¦ LV Distribution ¦ Distribution Board ¦ Sub | 1 | High | B | 7 | 2031 | 5 | 2 | 2.7 | 11633 | 19566
Water ¦ Local Hot Water ¦ Package Electric Water Heaters - Non-Drinking Water | 1 | Medium | B | 8 | 2032 | 5 | 3 | 3.2 | 20287 | 20821
Fire ¦ Fire Fighting ¦ Fire Extinguishers ¦ Foam | 5 | Urgent | B | 6 | 2030 | 5 | 1 | 2.2 | 1777 | 15815
Controls ¦ Multi-System Controls ¦ Control Panel - Electrical Services (excluding Electrical Controllers and Pneumatic Relays) | 1 | Medium | B | 1 | 2025 | 5 | 3 | 3.2 | 20288 | 6155
Fabric ¦ Superstructure ¦ Windows and External Doors ¦ External Doors ¦ Manual and Automatic Doors ¦ Emergency and Panic Escape Doors | 1 | Urgent | B | 1 | 2025 | 5 | 1 | 2.2 | 1778 | 966
Fabric ¦ Superstructure ¦ Windows and External Doors ¦ Roller Shutters ¦ Manual Roller Shutter | 1 | High | B | 5 | 2029 | 5 | 2 | 2.7 | 11634 | 14576
Electrical ¦ Lighting ¦ External ¦ General - Non-LED | 9 | Medium | C | 1 | 2025 | 4 | 3 | 2.9 | 18405 | 5379
HVAC ¦ Heat Emitters - Central ¦ Radiators ¦ Steel | 1 | Medium | B | 1 | 2025 | 5 | 3 | 3.2 | 20289 | 6156
Electrical ¦ LV Distribution ¦ Distribution Board ¦ Main | 1 | High | B | 1 | 2025 | 5 | 2 | 2.7 | 11635 | 2874
Fabric ¦ Superstructure ¦ Internal Doors ¦ Roller Shutters ¦ Electric Roller Shutter | 1 | Medium | B | 11 | 2035 | 5 | 3 | 3.2 | 20290 | 24937
Fabric ¦ Superstructure ¦ Windows and External Doors ¦ External Doors ¦ Entrance Doors | 1 | High | B | 18 | 2042 | 5 | 2 | 2.7 | 11636 | 30762
Fire ¦ Fire Detection ¦ Fire Alarm Panel / Repeater | 1 | Urgent | B | 11 | 2035 | 5 | 1 | 2.2 | 1779 | 23350
Electrical ¦ Specialist Lighting ¦ Internal ¦ Illuminated Fire Exit Signage | 3 | Urgent | C | 1 | 2025 | 4 | 1 | 1.9 | 580 | 458
Electrical ¦ LV Distribution ¦ Distribution Board ¦ Sub | 1 | High | B | 6 | 2030 | 5 | 2 | 2.7 | 11637 | 17378
Electrical ¦ LV Distribution ¦ Distribution Board ¦ Main | 1 | High | B | 1 | 2025 | 5 | 2 | 2.7 | 11638 | 2875
HVAC ¦ Fan ¦ Local and Special Ventilation ¦ Axial | 1 | Medium | B | 3 | 2027 | 5 | 3 | 3.2 | 20291 | 13428
Fabric ¦ Superstructure ¦ Windows and External Doors ¦ Roller Shutters ¦ Electric Roller Shutter | 1 | High | B | 15 | 2039 | 5 | 2 | 2.7 | 11639 | 28074
Fire ¦ Fire Fighting ¦ Fire Extinguishers ¦ CO2 | 3 | Urgent | B | 8 | 2032 | 5 | 1 | 2.2 | 1780 | 20274
Fire ¦ Fire Detection ¦ Fire Alarm Panel / Repeater | 1 | Urgent | CX | 1 | 2025 | 2 | 1 | 1.3 | 323 | 310
Security ¦ Access ¦ Access Control ¦ Door ¦ Local Lock / Keypad / Manual | 1 | Medium | B | 11 | 2035 | 5 | 3 | 3.2 | 20292 | 24938
Fabric ¦ Superstructure ¦ Windows and External Doors ¦ External Doors ¦ Entrance Doors | 1 | High | B | 21 | 2045 | 5 | 2 | 2.7 | 11640 | 32535
Fabric ¦ Superstructure ¦ Windows and External Doors ¦ Roller Shutters ¦ Manual Roller Shutter | 1 | High | B | 5 | 2029 | 5 | 2 | 2.7 | 11641 | 14577
Fabric ¦ Superstructure ¦ Windows and External Doors ¦ Roller Shutters ¦ Manual Roller Shutter | 1 | High | B | 10 | 2034 | 5 | 2 | 2.7 | 11642 | 22252
Electrical ¦ Specialist Lighting ¦ Internal ¦ Illuminated Fire Exit Signage | 2 | Urgent | B | 16 | 2040 | 5 | 1 | 2.2 | 1781 | 28623
Fabric ¦ Superstructure ¦ Windows and External Doors ¦ External Doors ¦ Entrance Doors | 1 | High | B | 5 | 2029 | 5 | 2 | 2.7 | 11643 | 14578
Fabric ¦ Superstructure ¦ Windows and External Doors ¦ External Doors ¦ Entrance Doors | 1 | High | B | 15 | 2039 | 5 | 2 | 2.7 | 11644 | 28075
Fire ¦ Fire Fighting ¦ Fire Extinguishers ¦ CO2 | 1 | Urgent | B | 1 | 2025 | 5 | 1 | 2.2 | 1782 | 967
Electrical ¦ Specialist Lighting ¦ Internal ¦ Illuminated Fire Exit Signage | 2 | Urgent | B | 16 | 2040 | 5 | 1 | 2.2 | 1783 | 28624
HVAC ¦ Heat Emitters - Local ¦ Electric Heaters | 4 | Medium | B | 1 | 2025 | 5 | 3 | 3.2 | 20293 | 6157
HVAC ¦ Heat Emitters - Central ¦ Radiators ¦ Steel | 4 | Medium | B | 10 | 2034 | 5 | 3 | 3.2 | 20294 | 22568
Electrical ¦ Lighting ¦ Internal ¦ General ¦ LED Fittings & Luminaires | 22 | Medium | B | 17 | 2041 | 5 | 3 | 3.2 | 20295 | 30397
HVAC ¦ Heat Emitters - Local ¦ Gas Fired Unit Heaters | 1 | Medium | B | 7 | 2031 | 5 | 3 | 3.2 | 20296 | 19764
HVAC ¦ Heat Emitters - Local ¦ Electric Heaters | 5 | Medium | B | 3 | 2027 | 5 | 3 | 3.2 | 20297 | 13429
Water ¦ Local Hot Water ¦ Package Electric Water Heaters - Non-Drinking Water | 1 | Medium | B | 2 | 2026 | 5 | 3 | 3.2 | 20298 | 13003
HVAC ¦ Fan ¦ Local and Special Ventilation ¦ Fans Window or Wall Mounted | 1 | Medium | B | 11 | 2035 | 5 | 3 | 3.2 | 20299 | 24939
Fire ¦ Fire Detection ¦ Fire Alarm Panel / Repeater | 1 | Urgent | B | 11 | 2035 | 5 | 1 | 2.2 | 1784 | 23351
HVAC ¦ Fan ¦ Local and Special Ventilation ¦ Axial | 1 | Medium | B | 1 | 2025 | 5 | 3 | 3.2 | 20300 | 6158
HVAC ¦ Fan ¦ Local and Special Ventilation ¦ Axial | 1 | Medium | B | 3 | 2027 | 5 | 3 | 3.2 | 20301 | 13430
Fabric ¦ Superstructure ¦ Windows and External Doors ¦ External Doors ¦ Entrance Doors | 1 | High | B | 16 | 2040 | 5 | 2 | 2.7 | 11645 | 29096
Electrical ¦ Specialist Lighting ¦ External ¦ Illuminated External Signs | 1 | Medium | C | 1 | 2025 | 4 | 3 | 2.9 | 18406 | 5380
HVAC ¦ Fan ¦ Central Heating & Cooling ¦ Bifurcated | 1 | Medium | B | 1 | 2025 | 5 | 3 | 3.2 | 20302 | 6159
Fire ¦ Fire Detection ¦ Fire Alarm System | 1 | Urgent | B | 8 | 2032 | 5 | 1 | 2.2 | 1785 | 20275
Fire ¦ Fire Fighting ¦ Fire Extinguishers ¦ CO2 | 4 | Urgent | B | 1 | 2025 | 5 | 1 | 2.2 | 1786 | 968
HVAC ¦ Central Air Conditioning ¦ Air Conditioning ¦ Multi-Split Evaporator - Split Systems/Heat Pumps - Air-cooled with Direct Expansion Evaporator (DX) | 1 | Medium | B | 8 | 2032 | 5 | 3 | 3.2 | 20303 | 20822
Fabric ¦ Superstructure ¦ Windows and External Doors ¦ Roller Shutters ¦ Manual Roller Shutter | 1 | High | DX | 1 | 2025 | 1 | 2 | 1.5 | 365 | 328
Electrical ¦ Lighting ¦ External ¦ General - Non-LED | 4 | Medium | B | 5 | 2029 | 5 | 3 | 3.2 | 20304 | 14817
Fire ¦ Fire Fighting ¦ Fire Extinguishers ¦ Foam | 5 | Urgent | B | 6 | 2030 | 5 | 1 | 2.2 | 1787 | 15816
Fabric ¦ Superstructure ¦ Windows and External Doors ¦ External Doors ¦ Entrance Doors | 1 | High | B | 15 | 2039 | 5 | 2 | 2.7 | 11646 | 28076
Fabric ¦ Superstructure ¦ Windows and External Doors ¦ External Doors ¦ Manual and Automatic Doors ¦ Emergency and Panic Escape Doors | 1 | Urgent | B | 11 | 2035 | 5 | 1 | 2.2 | 1788 | 23352
Water ¦ Local Hot Water ¦ Package Electric Water Heaters - Non-Drinking Water | 1 | Medium | B | 8 | 2032 | 5 | 3 | 3.2 | 20305 | 20823
Fabric ¦ Superstructure ¦ Windows and External Doors ¦ Roller Shutters ¦ Manual Roller Shutter | 1 | High | B | 8 | 2032 | 5 | 2 | 2.7 | 11647 | 20673
Electrical ¦ Lighting ¦ Internal ¦ Emergency ¦ Self Contained ¦ LED | 6 | Urgent | B | 21 | 2045 | 5 | 1 | 2.2 | 1789 | 31764
Fabric ¦ Superstructure ¦ Windows and External Doors ¦ Roller Shutters ¦ Manual Roller Shutter | 1 | High | C | 11 | 2035 | 4 | 2 | 2.4 | 10428 | 24046
Fabric ¦ Superstructure ¦ Windows and External Doors ¦ External Doors ¦ Manual and Automatic Doors ¦ Emergency and Panic Escape Doors | 1 | Urgent | B | 15 | 2039 | 5 | 1 | 2.2 | 1790 | 27742
Electrical ¦ Lighting ¦ External ¦ General - Non-LED | 12 | Medium | C | 1 | 2025 | 4 | 3 | 2.9 | 18407 | 5381
Electrical ¦ Specialist Lighting ¦ Internal ¦ Illuminated Fire Exit Signage | 5 | Urgent | B | 16 | 2040 | 5 | 1 | 2.2 | 1791 | 28625
Fabric ¦ Superstructure ¦ Windows and External Doors ¦ Roller Shutters ¦ Manual Roller Shutter | 1 | High | B | 5 | 2029 | 5 | 2 | 2.7 | 11648 | 14579
HVAC ¦ Fan ¦ Local and Special Ventilation ¦ Kitchen Vent ¦ Extract | 1 | Low | CX | 5 | 2029 | 2 | 4 | 2.8 | 18346 | 14769
Fabric ¦ Superstructure ¦ Windows and External Doors ¦ External Doors ¦ Manual and Automatic Doors ¦ Emergency and Panic Escape Doors | 1 | Urgent | B | 34 | 2058 | 5 | 1 | 2.2 | 1792 | 33858
Electrical ¦ Lighting ¦ Internal ¦ Emergency ¦ Self Contained ¦ LED | 22 | Urgent | B | 22 | 2046 | 5 | 1 | 2.2 | 1793 | 32827
Electrical ¦ Lighting ¦ Internal ¦ Emergency ¦ Externally Powered ¦ Non LED | 7 | Urgent | B | 1 | 2025 | 5 | 1 | 2.2 | 1794 | 969
HVAC ¦ Central Heating (Internally Sourced) ¦ Boiler ¦ Electric Boilers | 1 | Medium | B | 1 | 2025 | 5 | 3 | 3.2 | 20306 | 6160
Electrical ¦ Lighting ¦ Internal ¦ General ¦ LED Fittings & Luminaires | 84 | Medium | B | 14 | 2038 | 5 | 3 | 3.2 | 20307 | 27521
Electrical ¦ Specialist Lighting ¦ Internal ¦ Illuminated Fire Exit Signage | 3 | Urgent | B | 17 | 2041 | 5 | 1 | 2.2 | 1795 | 30001
HVAC ¦ Heat Emitters - Local ¦ Electric Heaters | 2 | Medium | B | 3 | 2027 | 5 | 3 | 3.2 | 20308 | 13431
HVAC ¦ Local and Special Ventilation ¦ Unit extract fans. | 1 | Medium | DX | 1 | 2025 | 1 | 3 | 2 | 772 | 496
HVAC ¦ Fan ¦ Local and Special Ventilation ¦ Extract | 1 | Medium | C | 5 | 2029 | 4 | 3 | 2.9 | 18408 | 14778
Fire ¦ Fire Fighting ¦ Fire Extinguishers ¦ Foam | 5 | Urgent | B | 1 | 2025 | 5 | 1 | 2.2 | 1796 | 970
Electrical ¦ Lighting ¦ Internal ¦ General | 56 | Medium | B | 1 | 2025 | 5 | 3 | 3.2 | 20309 | 6161
Electrical ¦ LV Distribution ¦ Distribution Board ¦ Main | 1 | High | B | 1 | 2025 | 5 | 2 | 2.7 | 11649 | 2876
Electrical ¦ LV Distribution ¦ Distribution Board ¦ Sub | 1 | High | B | 1 | 2025 | 5 | 2 | 2.7 | 11650 | 2877
Electrical ¦ LV Distribution ¦ Distribution Board ¦ Sub | 1 | High | B | 4 | 2028 | 5 | 2 | 2.7 | 11651 | 13902
Fabric ¦ Superstructure ¦ Windows and External Doors ¦ Roller Shutters ¦ Manual Roller Shutter | 1 | High | DX | 1 | 2025 | 1 | 2 | 1.5 | 366 | 329
Fire ¦ Fire Fighting ¦ Fire Extinguishers ¦ Foam | 1 | Urgent | B | 6 | 2030 | 5 | 1 | 2.2 | 1797 | 15817
HVAC ¦ Local Air Conditioning ¦ Single-Split Evaporator - Split Systems/Heat Pumps - Air-cooled with Direct Expansion Evaporator (DX) | 1 | Medium | B | 1 | 2025 | 5 | 3 | 3.2 | 20310 | 6162
Fabric ¦ Superstructure ¦ Internal Doors ¦ Roller Shutters ¦ Internal Manual Roller Shutter | 1 | Medium | B | 1 | 2025 | 5 | 3 | 3.2 | 20311 | 6163
Fire ¦ Fire Detection ¦ Fire Alarm System | 1 | Urgent | B | 11 | 2035 | 5 | 1 | 2.2 | 1798 | 23353
Water ¦ Local Hot Water ¦ Package Electric Water Heaters - Non-Drinking Water | 1 | Medium | B | 7 | 2031 | 5 | 3 | 3.2 | 20312 | 19765
Fabric ¦ Superstructure ¦ Windows and External Doors ¦ External Doors ¦ Entrance Doors | 1 | High | B | 25 | 2049 | 5 | 2 | 2.7 | 11652 | 33367
Fabric ¦ Superstructure ¦ Windows and External Doors ¦ Roller Shutters ¦ Manual Roller Shutter | 1 | High | DX | 1 | 2025 | 1 | 2 | 1.5 | 367 | 330
Fire ¦ Fire Fighting ¦ Fire Extinguishers ¦ Powder | 1 | Urgent | B | 6 | 2030 | 5 | 1 | 2.2 | 1799 | 15818
Fabric ¦ Superstructure ¦ Windows and External Doors ¦ Roller Shutters ¦ Manual Roller Shutter | 1 | High | B | 5 | 2029 | 5 | 2 | 2.7 | 11653 | 14580
Electrical ¦ Lighting ¦ Internal ¦ General ¦ LED Fittings & Luminaires | 45 | Medium | B | 16 | 2040 | 5 | 3 | 3.2 | 20313 | 29331
HVAC ¦ Central Air Conditioning ¦ Air Conditioning ¦ Multi-Split Evaporator - Split Systems/Heat Pumps - Air-cooled with Direct Expansion Evaporator (DX) | 1 | Medium | B | 8 | 2032 | 5 | 3 | 3.2 | 20314 | 20824
HVAC ¦ Fan ¦ Central Ventilation Systems ¦ Ventilating - General | 1 | Low | B | 1 | 2025 | 5 | 4 | 3.7 | 32699 | 11756
Electrical ¦ LV Distribution ¦ Distribution Board ¦ Sub | 1 | High | B | 2 | 2026 | 5 | 2 | 2.7 | 11654 | 12862
HVAC ¦ Heat Emitters - Local ¦ Electric Heaters | 2 | Medium | B | 1 | 2025 | 5 | 3 | 3.2 | 20315 | 6164
HVAC ¦ Fan ¦ Central Ventilation Systems ¦ Ventilating - General | 1 | Low | B | 1 | 2025 | 5 | 4 | 3.7 | 32700 | 11757
Fabric ¦ Superstructure ¦ Windows and External Doors ¦ Roller Shutters ¦ Manual Roller Shutter | 1 | High | B | 15 | 2039 | 5 | 2 | 2.7 | 11655 | 28077
Fabric ¦ Superstructure ¦ Windows and External Doors ¦ Roller Shutters ¦ Manual Roller Shutter | 1 | High | B | 20 | 2044 | 5 | 2 | 2.7 | 11656 | 31592
Electrical ¦ Specialist Lighting ¦ External ¦ Illuminated External Signs | 1 | Medium | C | 6 | 2030 | 4 | 3 | 2.9 | 18409 | 17928
HVAC ¦ Pump ¦ Central Heating (Internally Sourced) ¦ Circulating | 1 | High | B | 13 | 2037 | 5 | 2 | 2.7 | 11657 | 26941
Fabric ¦ Superstructure ¦ Windows and External Doors ¦ External Doors ¦ Manual and Automatic Doors ¦ Emergency and Panic Escape Doors | 1 | Urgent | B | 21 | 2045 | 5 | 1 | 2.2 | 1800 | 31765
Fabric ¦ Superstructure ¦ Windows and External Doors ¦ Roller Shutters ¦ Electric Roller Shutter | 1 | High | B | 10 | 2034 | 5 | 2 | 2.7 | 11658 | 22253
Electrical ¦ Lighting ¦ Internal ¦ Emergency ¦ Self Contained ¦ Non LED | 1 | Urgent | C | 6 | 2030 | 4 | 1 | 1.9 | 581 | 15704
Electrical ¦ Lighting ¦ Internal ¦ Emergency ¦ Self Contained ¦ LED | 9 | Urgent | B | 23 | 2047 | 5 | 1 | 2.2 | 1801 | 33067
Electrical ¦ LV Distribution ¦ Distribution Board ¦ Main | 1 | High | B | 16 | 2040 | 5 | 2 | 2.7 | 11659 | 29097
Electrical ¦ Lighting ¦ Internal ¦ General ¦ LED Fittings & Luminaires | 23 | Medium | B | 16 | 2040 | 5 | 3 | 3.2 | 20316 | 29332
Electrical ¦ Lighting ¦ Internal ¦ Emergency ¦ Self Contained ¦ LED | 10 | Urgent | B | 21 | 2045 | 5 | 1 | 2.2 | 1802 | 31766
Electrical ¦ LV Distribution ¦ Distribution Board ¦ Sub | 1 | High | B | 6 | 2030 | 5 | 2 | 2.7 | 11660 | 17379
Electrical ¦ LV Distribution ¦ Distribution Board ¦ Sub | 1 | High | B | 4 | 2028 | 5 | 2 | 2.7 | 11661 | 13903
HVAC ¦ Fan ¦ Central Ventilation Systems ¦ Extract | 1 | Medium | B | 1 | 2025 | 5 | 3 | 3.2 | 20317 | 6165
Fabric ¦ Superstructure ¦ Windows and External Doors ¦ Roller Shutters ¦ Electric Roller Shutter | 1 | High | B | 15 | 2039 | 5 | 2 | 2.7 | 11662 | 28078
Fire ¦ Fire Detection ¦ Fire Alarm System | 1 | Urgent | B | 11 | 2035 | 5 | 1 | 2.2 | 1803 | 23354
Fire ¦ Fire Fighting ¦ Fire Extinguishers ¦ CO2 | 6 | Urgent | B | 6 | 2030 | 5 | 1 | 2.2 | 1804 | 15819
Fire ¦ Fire Fighting ¦ Fire Extinguishers ¦ CO2 | 3 | Urgent | B | 1 | 2025 | 5 | 1 | 2.2 | 1805 | 971
Electrical ¦ LV Distribution ¦ Distribution Board ¦ Main | 1 | High | B | 16 | 2040 | 5 | 2 | 2.7 | 11663 | 29098
HVAC ¦ Fan ¦ Central Ventilation Systems ¦ Ventilating - General | 1 | Low | B | 1 | 2025 | 5 | 4 | 3.7 | 32701 | 11758
HVAC ¦ Fan ¦ Local and Special Ventilation ¦ Axial | 1 | Medium | B | 1 | 2025 | 5 | 3 | 3.2 | 20318 | 6166
HVAC ¦ Heat Emitters - Central ¦ Radiators ¦ Steel | 4 | Medium | B | 10 | 2034 | 5 | 3 | 3.2 | 20319 | 22569
Electrical ¦ Lighting ¦ Internal ¦ Emergency ¦ Self Contained ¦ LED | 9 | Urgent | B | 23 | 2047 | 5 | 1 | 2.2 | 1806 | 33068
HVAC ¦ Local Air Conditioning ¦ Single-Split Condenser - Split Systems/Heat Pumps - Air-cooled with Direct Expansion Evaporator (DX) | 1 | Medium | DX | 1 | 2025 | 1 | 3 | 2 | 773 | 497
Water ¦ Local Hot Water ¦ Instantaneous Electric Water Heater - Non-Drinking Water | 1 | Medium | B | 13 | 2037 | 5 | 3 | 3.2 | 20320 | 27060
HVAC ¦ Fan ¦ Central Heating & Cooling ¦ Bifurcated | 1 | Medium | B | 1 | 2025 | 5 | 3 | 3.2 | 20321 | 6167
Fabric ¦ Superstructure ¦ Internal Doors ¦ Roller Shutters ¦ Electric Roller Shutter | 1 | Medium | B | 11 | 2035 | 5 | 3 | 3.2 | 20322 | 24940
Fabric ¦ Superstructure ¦ Windows and External Doors ¦ External Doors ¦ Manual and Automatic Doors ¦ Emergency and Panic Escape Doors | 1 | Urgent | B | 5 | 2029 | 5 | 1 | 2.2 | 1807 | 14308
Fire ¦ Fire Fighting ¦ Fire Extinguishers ¦ Foam | 2 | Urgent | B | 6 | 2030 | 5 | 1 | 2.2 | 1808 | 15820
Fire ¦ Fire Fighting ¦ Fire Extinguishers ¦ CO2 | 3 | Urgent | B | 6 | 2030 | 5 | 1 | 2.2 | 1809 | 15821
Fire ¦ Fire Fighting ¦ Fire Extinguishers ¦ Powder | 1 | Urgent | B | 7 | 2031 | 5 | 1 | 2.2 | 1810 | 19163
Fabric ¦ Superstructure ¦ Windows and External Doors ¦ External Doors ¦ Manual and Automatic Doors ¦ Emergency and Panic Escape Doors | 1 | Urgent | B | 20 | 2044 | 5 | 1 | 2.2 | 1811 | 31407
HVAC ¦ Central Heating (Internally Sourced) ¦ Boiler ¦ Electric Boilers | 1 | Medium | B | 9 | 2033 | 5 | 3 | 3.2 | 20323 | 21687
Electrical ¦ Lighting ¦ Internal ¦ General ¦ LED Fittings & Luminaires | 24 | Medium | B | 16 | 2040 | 5 | 3 | 3.2 | 20324 | 29333
Electrical ¦ Lighting ¦ External ¦ General - LED | 1 | Medium | B | 11 | 2035 | 5 | 3 | 3.2 | 20325 | 24941
Fire ¦ Fire Fighting ¦ Fire Extinguishers ¦ Foam | 3 | Urgent | B | 1 | 2025 | 5 | 1 | 2.2 | 1812 | 972
Fabric ¦ Superstructure ¦ Windows and External Doors ¦ External Doors ¦ Manual and Automatic Doors ¦ Emergency and Panic Escape Doors | 1 | Urgent | B | 15 | 2039 | 5 | 1 | 2.2 | 1813 | 27743
Electrical ¦ LV Distribution ¦ Distribution Board ¦ Main | 1 | High | C | 1 | 2025 | 4 | 2 | 2.4 | 10429 | 2328
Electrical ¦ LV Distribution ¦ Distribution Board ¦ Sub | 1 | High | B | 1 | 2025 | 5 | 2 | 2.7 | 11664 | 2878
Water ¦ Central Hot Water Distribution ¦ Hot water cylinders | 1 | High | A | 23 | 2047 | 6 | 2 | 3 | 19512 | 33221
Electrical ¦ Lighting ¦ Internal ¦ Emergency ¦ Self Contained ¦ LED | 10 | Urgent | B | 21 | 2045 | 5 | 1 | 2.2 | 1814 | 31767
Water ¦ Local Hot Water ¦ Package Electric Water Heaters - Non-Drinking Water | 1 | Medium | B | 2 | 2026 | 5 | 3 | 3.2 | 20326 | 13004
Electrical ¦ LV Distribution ¦ Distribution Board ¦ Sub | 1 | High | B | 18 | 2042 | 5 | 2 | 2.7 | 11665 | 30763
Fabric ¦ Superstructure ¦ Windows and External Doors ¦ External Doors ¦ Manual and Automatic Doors ¦ Emergency and Panic Escape Doors | 1 | Urgent | B | 21 | 2045 | 5 | 1 | 2.2 | 1815 | 31768
Fabric ¦ Superstructure ¦ Windows and External Doors ¦ External Doors ¦ Entrance Doors | 1 | High | B | 24 | 2048 | 5 | 2 | 2.7 | 11666 | 33260
Fire ¦ Fire Fighting ¦ Fire Extinguishers ¦ Foam | 2 | Urgent | B | 6 | 2030 | 5 | 1 | 2.2 | 1816 | 15822
Fire ¦ Fire Fighting ¦ Fire Extinguishers ¦ Foam | 2 | Urgent | B | 1 | 2025 | 5 | 1 | 2.2 | 1817 | 973
Fabric ¦ Superstructure ¦ Windows and External Doors ¦ Roller Shutters ¦ Manual Roller Shutter | 1 | High | B | 22 | 2046 | 5 | 2 | 2.7 | 11667 | 33014
Water ¦ Local Hot Water ¦ Package Electric Water Heaters - Non-Drinking Water | 1 | Medium | B | 5 | 2029 | 5 | 3 | 3.2 | 20327 | 14818
HVAC ¦ Fan ¦ Central Ventilation Systems ¦ Extract | 1 | Medium | B | 1 | 2025 | 5 | 3 | 3.2 | 20328 | 6168
Fire ¦ Fire Fighting ¦ Fire Extinguishers ¦ Foam | 3 | Urgent | B | 1 | 2025 | 5 | 1 | 2.2 | 1818 | 974
Fabric ¦ Superstructure ¦ Windows and External Doors ¦ Roller Shutters ¦ Manual Roller Shutter | 1 | High | B | 1 | 2025 | 5 | 2 | 2.7 | 11668 | 2879
Fabric ¦ Superstructure ¦ Windows and External Doors ¦ Roller Shutters ¦ Manual Roller Shutter | 1 | High | B | 1 | 2025 | 5 | 2 | 2.7 | 11669 | 2880
HVAC ¦ Local and Special Ventilation ¦ Unit extract fans. | 1 | Medium | D | 2 | 2026 | 3 | 3 | 2.6 | 11038 | 12845
Electrical ¦ Specialist Lighting ¦ Internal ¦ Illuminated Fire Exit Signage | 6 | Urgent | B | 16 | 2040 | 5 | 1 | 2.2 | 1819 | 28626
Fire ¦ Fire Fighting ¦ Fire Extinguishers ¦ Foam | 4 | Urgent | B | 6 | 2030 | 5 | 1 | 2.2 | 1820 | 15823
Fabric ¦ Superstructure ¦ Windows and External Doors ¦ Roller Shutters ¦ Manual Roller Shutter | 1 | High | B | 11 | 2035 | 5 | 2 | 2.7 | 11670 | 24115
Fire ¦ Fire Detection ¦ Fire Alarm Panel / Repeater | 1 | Urgent | B | 8 | 2032 | 5 | 1 | 2.2 | 1821 | 20276
Fabric ¦ Superstructure ¦ Windows and External Doors ¦ Roller Shutters ¦ Manual Roller Shutter | 1 | High | B | 1 | 2025 | 5 | 2 | 2.7 | 11671 | 2881
HVAC ¦ Central Heating (Internally Sourced) ¦ Boiler ¦ Atmospheric Gas Burner - Condensing Boiler | 1 | High | B | 15 | 2039 | 5 | 2 | 2.7 | 11672 | 28079
Fabric ¦ Barriers and Guardrails ¦ Vehicle Crash Protection Barrier | 1 | V Low | B | 8 | 2032 | 5 | 4 | 3.7 | 32702 | 21174
HVAC ¦ Fan ¦ Local and Special Ventilation ¦ Extract | 1 | Medium | B | 1 | 2025 | 5 | 3 | 3.2 | 20329 | 6169
Electrical ¦ Lighting ¦ Internal ¦ General ¦ LED Fittings & Luminaires | 27 | Medium | B | 10 | 2034 | 5 | 3 | 3.2 | 20330 | 22570
Electrical ¦ Lighting ¦ Internal ¦ Emergency ¦ Self Contained ¦ LED | 4 | Urgent | B | 11 | 2035 | 5 | 1 | 2.2 | 1822 | 23355
HVAC ¦ Heat Emitters - Local ¦ Electric Overdoor Air Curtain/Heater | 1 | Medium | B | 1 | 2025 | 5 | 3 | 3.2 | 20331 | 6170
HVAC ¦ Fan ¦ Local and Special Ventilation ¦ Axial | 1 | Medium | B | 1 | 2025 | 5 | 3 | 3.2 | 20332 | 6171
HVAC ¦ Fan ¦ Local and Special Ventilation ¦ Axial | 1 | Medium | B | 1 | 2025 | 5 | 3 | 3.2 | 20333 | 6172
Electrical ¦ Specialist Lighting ¦ Internal ¦ Illuminated Fire Exit Signage | 4 | Urgent | B | 10 | 2034 | 5 | 1 | 2.2 | 1823 | 21974
Electrical ¦ Lighting ¦ Internal ¦ Emergency ¦ Self Contained ¦ LED | 7 | Urgent | B | 21 | 2045 | 5 | 1 | 2.2 | 1824 | 31769
Electrical ¦ Lighting ¦ Internal ¦ General ¦ LED Fittings & Luminaires | 8 | Medium | B | 12 | 2036 | 5 | 3 | 3.2 | 20334 | 26329
Electrical ¦ Lighting ¦ Internal ¦ Emergency ¦ Self Contained ¦ LED | 2 | Urgent | B | 16 | 2040 | 5 | 1 | 2.2 | 1825 | 28627
Fire ¦ Fire Fighting ¦ Fire Extinguishers ¦ Powder - P50 | 2 | Urgent | B | 2 | 2026 | 5 | 1 | 2.2 | 1826 | 12454
Fire ¦ Fire Fighting ¦ Fire Extinguishers ¦ Powder | 3 | Urgent | B | 10 | 2034 | 5 | 1 | 2.2 | 1827 | 21975
Fabric ¦ Superstructure ¦ Windows and External Doors ¦ External Doors ¦ Manual and Automatic Doors ¦ Emergency and Panic Escape Doors | 1 | Urgent | B | 11 | 2035 | 5 | 1 | 2.2 | 1828 | 23356
Fire ¦ Fire Detection ¦ Fire Alarm Panel / Repeater | 1 | Urgent | B | 11 | 2035 | 5 | 1 | 2.2 | 1829 | 23357
Fabric ¦ Superstructure ¦ Windows and External Doors ¦ Roller Shutters ¦ Manual Roller Shutter | 1 | High | B | 1 | 2025 | 5 | 2 | 2.7 | 11673 | 2882
Electrical ¦ Lighting ¦ Internal ¦ General ¦ LED Fittings & Luminaires | 52 | Medium | B | 12 | 2036 | 5 | 3 | 3.2 | 20335 | 26330
Electrical ¦ Lighting ¦ Internal ¦ Emergency ¦ Self Contained ¦ Non LED | 5 | Urgent | B | 13 | 2037 | 5 | 1 | 2.2 | 1830 | 26819
Electrical ¦ Lighting ¦ Internal ¦ Emergency ¦ Self Contained ¦ Non LED | 1 | Urgent | B | 2 | 2026 | 5 | 1 | 2.2 | 1831 | 12455
Fire ¦ Fire Fighting ¦ Fire Extinguishers ¦ Foam | 8 | Urgent | B | 6 | 2030 | 5 | 1 | 2.2 | 1832 | 15824
HVAC ¦ Fan ¦ Local and Special Ventilation ¦ Fans Window or Wall Mounted | 1 | Medium | B | 1 | 2025 | 5 | 3 | 3.2 | 20336 | 6173
Fabric ¦ Superstructure ¦ Windows and External Doors ¦ Roller Shutters ¦ Manual Roller Shutter | 1 | High | B | 1 | 2025 | 5 | 2 | 2.7 | 11674 | 2883
Fabric ¦ Superstructure ¦ Windows and External Doors ¦ Roller Shutters ¦ Manual Roller Shutter | 1 | High | B | 1 | 2025 | 5 | 2 | 2.7 | 11675 | 2884
HVAC ¦ Heat Emitters - Central ¦ Radiators ¦ Steel | 1 | Medium | B | 1 | 2025 | 5 | 3 | 3.2 | 20337 | 6174
Electrical ¦ LV Distribution ¦ Distribution Board ¦ Sub | 1 | High | B | 6 | 2030 | 5 | 2 | 2.7 | 11676 | 17380
Controls ¦ Multi-System Controls ¦ Control Panel - Electrical Services (excluding Electrical Controllers and Pneumatic Relays) | 1 | Medium | B | 1 | 2025 | 5 | 3 | 3.2 | 20338 | 6175
HVAC ¦ Fan ¦ Local and Special Ventilation ¦ Fans Window or Wall Mounted | 1 | Medium | B | 1 | 2025 | 5 | 3 | 3.2 | 20339 | 6176
HVAC ¦ Heat Emitters - Central ¦ Radiators ¦ Steel | 3 | Medium | B | 11 | 2035 | 5 | 3 | 3.2 | 20340 | 24942
Water ¦ Local Hot Water ¦ Instantaneous Electric Water Heater - Non-Drinking Water | 1 | Medium | B | 1 | 2025 | 5 | 3 | 3.2 | 20341 | 6177
Water ¦ Central Hot Water Distribution ¦ Calorifier-LTHW ¦ Copper | 1 | High | B | 32 | 2056 | 5 | 2 | 2.7 | 11677 | 33824
Fabric ¦ Superstructure ¦ Windows and External Doors ¦ Roller Shutters ¦ Manual Roller Shutter | 1 | High | B | 11 | 2035 | 5 | 2 | 2.7 | 11678 | 24116
HVAC ¦ Central Heating (Internally Sourced) ¦ Boiler ¦ Atmospheric Gas Burner Boiler - Small and/or Wall Hung for Light Commercial Installation | 1 | Medium | B | 6 | 2030 | 5 | 3 | 3.2 | 20342 | 18413
Controls ¦ Building Management System (BMS) ¦ Central Operating Station | 1 | High | B | 6 | 2030 | 5 | 2 | 2.7 | 11679 | 17381
HVAC ¦ Fan ¦ Local and Special Ventilation ¦ Axial | 1 | Medium | B | 1 | 2025 | 5 | 3 | 3.2 | 20343 | 6178
Fire ¦ Fire Fighting ¦ Fire Extinguishers ¦ CO2 | 2 | Urgent | B | 2 | 2026 | 5 | 1 | 2.2 | 1833 | 12456
HVAC ¦ Fan ¦ Local and Special Ventilation ¦ Fans Window or Wall Mounted | 1 | Medium | B | 1 | 2025 | 5 | 3 | 3.2 | 20344 | 6179
HVAC ¦ Fan ¦ Local and Special Ventilation ¦ Axial | 1 | Medium | B | 1 | 2025 | 5 | 3 | 3.2 | 20345 | 6180
HVAC ¦ Ductwork ¦ Ductwork, Fittings and Ancillaries ¦ Central Ventilation Systems ¦ Fire Dampers ¦ Automatic | 1 | Urgent | B | 1 | 2025 | 5 | 1 | 2.2 | 1834 | 975
HVAC ¦ Local Air Conditioning ¦ Single-Split Condenser - Split Systems/Heat Pumps - Air-cooled with Direct Expansion Evaporator (DX) | 1 | Medium | B | 1 | 2025 | 5 | 3 | 3.2 | 20346 | 6181
Water ¦ Local Hot Water ¦ Package Electric Water Heaters - Non-Drinking Water | 1 | Medium | B | 8 | 2032 | 5 | 3 | 3.2 | 20347 | 20825
HVAC ¦ Central Heating (Internally Sourced) ¦ Boiler ¦ Combination Atmospheric Burner Gas Boiler | 1 | High | B | 1 | 2025 | 5 | 2 | 2.7 | 11680 | 2885
Electrical ¦ Lighting ¦ Internal ¦ Emergency ¦ Self Contained ¦ LED | 8 | Urgent | B | 23 | 2047 | 5 | 1 | 2.2 | 1835 | 33069
Electrical ¦ LV Distribution ¦ Distribution Board ¦ Main | 1 | High | B | 13 | 2037 | 5 | 2 | 2.7 | 11681 | 26942
Controls ¦ Multi-System Controls ¦ Instrument Control Panel | 1 | Medium | B | 16 | 2040 | 5 | 3 | 3.2 | 20348 | 29334
Electrical ¦ Lighting ¦ Internal ¦ General | 17 | Medium | B | 1 | 2025 | 5 | 3 | 3.2 | 20349 | 6182
Fire ¦ Fire Fighting ¦ Fire Blanket | 1 | Urgent | B | 4 | 2028 | 5 | 1 | 2.2 | 1836 | 13773
Fabric ¦ Superstructure ¦ Windows and External Doors ¦ Roller Shutters ¦ Electric Roller Shutter | 1 | High | B | 1 | 2025 | 5 | 2 | 2.7 | 11682 | 2886
HVAC ¦ Local and Special Ventilation ¦ Unit extract fans. | 1 | Medium | B | 3 | 2027 | 5 | 3 | 3.2 | 20350 | 13432
HVAC ¦ Heat Emitters - Local ¦ Electric Heaters | 1 | Medium | B | 1 | 2025 | 5 | 3 | 3.2 | 20351 | 6183
Fire ¦ Fire Fighting ¦ Fire Extinguishers ¦ Foam | 2 | Urgent | B | 8 | 2032 | 5 | 1 | 2.2 | 1837 | 20277
HVAC ¦ Ventilation ¦ Air Handling Unit (AHU) ¦ Internal ¦ Central Heating & Cooling ¦ Electric & DX | 1 | Medium | B | 13 | 2037 | 5 | 3 | 3.2 | 20352 | 27061
Electrical ¦ LV Distribution ¦ Distribution Board ¦ Sub | 1 | High | B | 18 | 2042 | 5 | 2 | 2.7 | 11683 | 30764
Fabric ¦ Superstructure ¦ Windows and External Doors ¦ Roller Shutters ¦ Manual Roller Shutter | 1 | High | B | 11 | 2035 | 5 | 2 | 2.7 | 11684 | 24117
Security ¦ Access ¦ Access Control ¦ Gate Access - Local Lock / Keypad / Manual (External) | 1 | Medium | B | 1 | 2025 | 5 | 3 | 3.2 | 20353 | 6184
Fire ¦ Fire Fighting ¦ Fire Extinguishers ¦ CO2 | 3 | Urgent | B | 2 | 2026 | 5 | 1 | 2.2 | 1838 | 12457
Fire ¦ Fire Fighting ¦ Fire Extinguishers ¦ CO2 | 4 | Urgent | B | 6 | 2030 | 5 | 1 | 2.2 | 1839 | 15825
HVAC ¦ Local Air Conditioning ¦ Single-Split Evaporator - Split Systems/Heat Pumps - Air-cooled with Direct Expansion Evaporator (DX) | 1 | Medium | DX | 1 | 2025 | 1 | 3 | 2 | 774 | 498
HVAC ¦ Central Air Conditioning ¦ Air Conditioning ¦ Multi-Split Evaporator - Split Systems/Heat Pumps - Air-cooled with Direct Expansion Evaporator (DX) | 1 | Medium | B | 10 | 2034 | 5 | 3 | 3.2 | 20354 | 22571
Electrical ¦ LV Distribution ¦ Distribution Board ¦ Sub | 1 | High | B | 1 | 2025 | 5 | 2 | 2.7 | 11685 | 2887
Fire ¦ Fire Fighting ¦ Fire Extinguishers ¦ CO2 | 5 | Urgent | B | 8 | 2032 | 5 | 1 | 2.2 | 1840 | 20278
Electrical ¦ Lighting ¦ Internal ¦ Emergency ¦ Self Contained ¦ LED | 5 | Urgent | B | 21 | 2045 | 5 | 1 | 2.2 | 1841 | 31770
HVAC ¦ Heat Emitters - Local ¦ Electric Heaters | 5 | Medium | B | 1 | 2025 | 5 | 3 | 3.2 | 20355 | 6185
Fabric ¦ Superstructure ¦ Windows and External Doors ¦ External Doors ¦ Manual and Automatic Doors ¦ Emergency and Panic Escape Doors | 1 | Urgent | B | 1 | 2025 | 5 | 1 | 2.2 | 1842 | 976
Electrical ¦ LV Distribution ¦ Distribution Board ¦ Main | 1 | High | B | 6 | 2030 | 5 | 2 | 2.7 | 11686 | 17382
Fabric ¦ Superstructure ¦ Windows and External Doors ¦ Roller Shutters ¦ Manual Roller Shutter | 1 | High | B | 11 | 2035 | 5 | 2 | 2.7 | 11687 | 24118
HVAC ¦ Fan ¦ Central Ventilation Systems ¦ Axial | 1 | Medium | B | 1 | 2025 | 5 | 3 | 3.2 | 20356 | 6186
Electrical ¦ Lighting ¦ Internal ¦ General ¦ LED Fittings & Luminaires | 6 | Medium | B | 11 | 2035 | 5 | 3 | 3.2 | 20357 | 24943
Electrical ¦ Lighting ¦ Internal ¦ General ¦ LED Fittings & Luminaires | 4 | Medium | B | 6 | 2030 | 5 | 3 | 3.2 | 20358 | 18414
HVAC ¦ Heat Emitters - Local ¦ Gas Fired Natural and Fan Assisted Heaters | 1 | Medium | B | 1 | 2025 | 5 | 3 | 3.2 | 20359 | 6187
Fabric ¦ Superstructure ¦ Windows and External Doors ¦ External Doors ¦ Manual and Automatic Doors ¦ High Security Door | 1 | High | B | 8 | 2032 | 5 | 2 | 2.7 | 11688 | 20674
Electrical ¦ Lighting ¦ Internal ¦ General ¦ LED Fittings & Luminaires | 3 | Medium | B | 12 | 2036 | 5 | 3 | 3.2 | 20360 | 26331
Electrical ¦ Lighting ¦ Internal ¦ Emergency ¦ Self Contained ¦ LED | 5 | Urgent | B | 21 | 2045 | 5 | 1 | 2.2 | 1843 | 31771
HVAC ¦ Heat Emitters - Central ¦ Unit Heaters | 1 | Medium | C | 5 | 2029 | 4 | 3 | 2.9 | 18410 | 14779
Electrical ¦ LV Distribution ¦ Distribution Board ¦ Sub | 1 | High | B | 1 | 2025 | 5 | 2 | 2.7 | 11689 | 2888
Fabric ¦ Superstructure ¦ Windows and External Doors ¦ Roller Shutters ¦ Manual Roller Shutter | 1 | High | B | 11 | 2035 | 5 | 2 | 2.7 | 11690 | 24119
Electrical ¦ Lighting ¦ External ¦ General - LED | 3 | Medium | B | 8 | 2032 | 5 | 3 | 3.2 | 20361 | 20826
Electrical ¦ Lighting ¦ Internal ¦ General ¦ LED Fittings & Luminaires | 12 | Medium | B | 12 | 2036 | 5 | 3 | 3.2 | 20362 | 26332
Electrical ¦ Lighting ¦ External ¦ General - LED | 4 | Medium | B | 7 | 2031 | 5 | 3 | 3.2 | 20363 | 19766
Electrical ¦ LV Distribution ¦ Distribution Board ¦ Main | 1 | High | B | 1 | 2025 | 5 | 2 | 2.7 | 11691 | 2889
HVAC ¦ Local and Special Ventilation ¦ Unit extract fans. | 1 | Medium | B | 3 | 2027 | 5 | 3 | 3.2 | 20364 | 13433
HVAC ¦ Fan ¦ Local and Special Ventilation ¦ Axial | 1 | Medium | B | 1 | 2025 | 5 | 3 | 3.2 | 20365 | 6188
Fabric ¦ Barriers and Guardrails ¦ Vehicle Crash Protection Barrier | 1 | V Low | B | 8 | 2032 | 5 | 4 | 3.7 | 32703 | 21175
Electrical ¦ Lighting ¦ External ¦ General - Non-LED | 1 | Medium | B | 1 | 2025 | 5 | 3 | 3.2 | 20366 | 6189
Fire ¦ Fire Fighting ¦ Fire Extinguishers ¦ CO2 | 4 | Urgent | B | 6 | 2030 | 5 | 1 | 2.2 | 1844 | 15826
HVAC ¦ Fan ¦ Local and Special Ventilation ¦ Fans Window or Wall Mounted | 1 | Medium | B | 1 | 2025 | 5 | 3 | 3.2 | 20367 | 6190
HVAC ¦ Fan ¦ Local and Special Ventilation ¦ Extract | 1 | Medium | B | 11 | 2035 | 5 | 3 | 3.2 | 20368 | 24944
Fire ¦ Fire Detection ¦ Fire Alarm System | 1 | Urgent | B | 1 | 2025 | 5 | 1 | 2.2 | 1845 | 977
Electrical ¦ Lighting ¦ Internal ¦ General | 8 | Medium | C | 7 | 2031 | 4 | 3 | 2.9 | 18411 | 19718
Electrical ¦ Specialist Lighting ¦ Internal ¦ Illuminated Fire Exit Signage | 3 | Urgent | B | 16 | 2040 | 5 | 1 | 2.2 | 1846 | 28628
Fire ¦ Fire Fighting ¦ Fire Extinguishers ¦ CO2 | 2 | Urgent | B | 2 | 2026 | 5 | 1 | 2.2 | 1847 | 12458
Electrical ¦ LV Distribution ¦ Distribution Board ¦ Main | 1 | High | B | 17 | 2041 | 5 | 2 | 2.7 | 11692 | 30281
Fabric ¦ Superstructure ¦ Internal Doors ¦ Roller Shutters ¦ Electric Roller Shutter | 1 | Medium | B | 13 | 2037 | 5 | 3 | 3.2 | 20369 | 27062
Electrical ¦ Lighting ¦ Internal ¦ Emergency ¦ Self Contained ¦ LED | 2 | Urgent | B | 17 | 2041 | 5 | 1 | 2.2 | 1848 | 30002
Electrical ¦ Lighting ¦ External ¦ General - LED | 8 | Medium | B | 5 | 2029 | 5 | 3 | 3.2 | 20370 | 14819
Fabric ¦ Superstructure ¦ Windows and External Doors ¦ External Doors ¦ Entrance Doors | 1 | High | B | 11 | 2035 | 5 | 2 | 2.7 | 11693 | 24120
HVAC ¦ Pump ¦ Central Heating (Internally Sourced) ¦ Condensate Pumps | 1 | Medium | B | 6 | 2030 | 5 | 3 | 3.2 | 20371 | 18415
Electrical ¦ LV Distribution ¦ Distribution Board ¦ Sub | 1 | High | B | 16 | 2040 | 5 | 2 | 2.7 | 11694 | 29099
HVAC ¦ Fan ¦ Local and Special Ventilation ¦ Fans Window or Wall Mounted | 1 | Medium | B | 1 | 2025 | 5 | 3 | 3.2 | 20372 | 6191
HVAC ¦ Local and Special Ventilation ¦ Unit extract fans. | 1 | Medium | D | 1 | 2025 | 3 | 3 | 2.6 | 11039 | 2570
Communication and Control ¦ Communication Systems ¦ Public Address (PA) System | 1 | Medium | B | 2 | 2026 | 5 | 3 | 3.2 | 20373 | 13005
Fabric ¦ Barriers and Guardrails ¦ Vehicle Crash Protection Barrier | 1 | V Low | B | 8 | 2032 | 5 | 4 | 3.7 | 32704 | 21176
Fabric ¦ Superstructure ¦ Windows and External Doors ¦ Roller Shutters ¦ Manual Roller Shutter | 1 | High | B | 1 | 2025 | 5 | 2 | 2.7 | 11695 | 2890
HVAC ¦ Fan ¦ Local and Special Ventilation ¦ Fans Window or Wall Mounted | 1 | Medium | B | 1 | 2025 | 5 | 3 | 3.2 | 20374 | 6192
HVAC ¦ Fan ¦ Local and Special Ventilation ¦ Axial | 1 | Medium | B | 1 | 2025 | 5 | 3 | 3.2 | 20375 | 6193
HVAC ¦ Fan ¦ Local and Special Ventilation ¦ Axial | 1 | Medium | B | 1 | 2025 | 5 | 3 | 3.2 | 20376 | 6194
Fabric ¦ Barriers and Guardrails ¦ Vehicle Crash Protection Barrier | 1 | V Low | B | 1 | 2025 | 5 | 4 | 3.7 | 32705 | 11759
Electrical ¦ Lighting ¦ Internal ¦ General ¦ LED Fittings & Luminaires | 27 | Medium | B | 12 | 2036 | 5 | 3 | 3.2 | 20377 | 26333
HVAC ¦ Fan ¦ Local and Special Ventilation ¦ Fans Window or Wall Mounted | 1 | Medium | B | 1 | 2025 | 5 | 3 | 3.2 | 20378 | 6195
Fabric ¦ Superstructure ¦ Windows and External Doors ¦ Roller Shutters ¦ Manual Roller Shutter | 1 | High | B | 11 | 2035 | 5 | 2 | 2.7 | 11696 | 24121
Fabric ¦ Barriers and Guardrails ¦ Vehicle Crash Protection Barrier | 1 | V Low | B | 1 | 2025 | 5 | 4 | 3.7 | 32706 | 11760
Fabric ¦ Superstructure ¦ Windows and External Doors ¦ Roller Shutters ¦ Electric Roller Shutter | 1 | High | B | 13 | 2037 | 5 | 2 | 2.7 | 11697 | 26943
Fabric ¦ Superstructure ¦ Windows and External Doors ¦ Roller Shutters ¦ Electric Roller Shutter | 1 | High | B | 1 | 2025 | 5 | 2 | 2.7 | 11698 | 2891
Electrical ¦ LV Distribution ¦ Distribution Board ¦ Sub | 1 | High | D | 1 | 2025 | 3 | 2 | 2.1 | 1028 | 718
HVAC ¦ Fan ¦ Local and Special Ventilation ¦ Axial | 1 | Medium | B | 1 | 2025 | 5 | 3 | 3.2 | 20379 | 6196
HVAC ¦ Heat Emitters - Local ¦ Gas Fired Unit Heaters | 1 | Medium | B | 4 | 2028 | 5 | 3 | 3.2 | 20380 | 14035
Electrical ¦ Lighting ¦ Internal ¦ General | 1 | Medium | B | 1 | 2025 | 5 | 3 | 3.2 | 20381 | 6197
Electrical ¦ Lighting ¦ Internal ¦ Emergency ¦ Self Contained ¦ LED | 2 | Urgent | B | 23 | 2047 | 5 | 1 | 2.2 | 1849 | 33070
HVAC ¦ Local Air Conditioning ¦ Single-Split Evaporator - Split Systems/Heat Pumps - Air-cooled with Direct Expansion Evaporator (DX) | 1 | Medium | DX | 1 | 2025 | 1 | 3 | 2 | 775 | 499
Electrical ¦ LV Distribution ¦ Distribution Board ¦ Main | 1 | High | B | 6 | 2030 | 5 | 2 | 2.7 | 11699 | 17383
Electrical ¦ LV Distribution ¦ Distribution Board ¦ Sub | 1 | High | D | 6 | 2030 | 3 | 2 | 2.1 | 1029 | 15718
Electrical ¦ Lighting ¦ Internal ¦ General | 8 | Medium | B | 1 | 2025 | 5 | 3 | 3.2 | 20382 | 6198
Electrical ¦ LV Distribution ¦ Distribution Board ¦ Main | 1 | High | B | 6 | 2030 | 5 | 2 | 2.7 | 11700 | 17384
Electrical ¦ Specialist Lighting ¦ Internal ¦ Illuminated Fire Exit Signage | 1 | Urgent | B | 12 | 2036 | 5 | 1 | 2.2 | 1850 | 25943
HVAC ¦ Fan ¦ Local and Special Ventilation ¦ Axial | 1 | Medium | B | 1 | 2025 | 5 | 3 | 3.2 | 20383 | 6199
HVAC ¦ Heat Emitters - Local ¦ Electric Heaters | 2 | Medium | B | 1 | 2025 | 5 | 3 | 3.2 | 20384 | 6200
Electrical ¦ Lighting ¦ Internal ¦ Emergency ¦ Self Contained ¦ LED | 6 | Urgent | B | 17 | 2041 | 5 | 1 | 2.2 | 1851 | 30003
Electrical ¦ Lighting ¦ Internal ¦ General | 10 | Medium | B | 1 | 2025 | 5 | 3 | 3.2 | 20385 | 6201
Fabric ¦ Superstructure ¦ Windows and External Doors ¦ Roller Shutters ¦ Electric Roller Shutter | 1 | High | B | 13 | 2037 | 5 | 2 | 2.7 | 11701 | 26944
Fabric ¦ Superstructure ¦ Windows and External Doors ¦ External Doors ¦ Manual and Automatic Doors ¦ Emergency and Panic Escape Doors | 1 | Urgent | B | 25 | 2049 | 5 | 1 | 2.2 | 1852 | 33282
HVAC ¦ Fan ¦ Central Heating ¦ Axial | 1 | High | B | 4 | 2028 | 5 | 2 | 2.7 | 11702 | 13904
HVAC ¦ Fan ¦ Local and Special Ventilation ¦ Fans Window or Wall Mounted | 1 | Medium | B | 1 | 2025 | 5 | 3 | 3.2 | 20386 | 6202
Controls ¦ Multi-System Controls ¦ Instrument Control Panel | 1 | Medium | C | 1 | 2025 | 4 | 3 | 2.9 | 18412 | 5382
Water ¦ Local Hot Water ¦ Instantaneous Electric Water Heater - Non-Drinking Water | 1 | Medium | B | 1 | 2025 | 5 | 3 | 3.2 | 20387 | 6203
Fabric ¦ Superstructure ¦ Windows and External Doors ¦ Roller Shutters ¦ Manual Roller Shutter | 1 | High | B | 1 | 2025 | 5 | 2 | 2.7 | 11703 | 2892
Electrical ¦ Specialist Lighting ¦ External ¦ Illuminated External Signs | 1 | Medium | B | 1 | 2025 | 5 | 3 | 3.2 | 20388 | 6204
HVAC ¦ Ventilation ¦ Air Handling Unit (AHU) ¦ Internal ¦ Central Air Conditioning ¦ Gas Fired | 1 | Medium | B | 1 | 2025 | 5 | 3 | 3.2 | 20389 | 6205
Fabric ¦ Barriers and Guardrails ¦ Vehicle Crash Protection Barrier | 12 | V Low | B | 1 | 2025 | 5 | 4 | 3.7 | 32707 | 11761
Electrical ¦ Specialist Lighting ¦ Internal ¦ Illuminated Fire Exit Signage | 2 | Urgent | B | 11 | 2035 | 5 | 1 | 2.2 | 1853 | 23358
Electrical ¦ Lighting ¦ Internal ¦ Emergency ¦ Self Contained ¦ LED | 1 | Urgent | B | 11 | 2035 | 5 | 1 | 2.2 | 1854 | 23359
Fire ¦ Fire Fighting ¦ Fire Extinguishers ¦ Foam | 4 | Urgent | B | 6 | 2030 | 5 | 1 | 2.2 | 1855 | 15827
HVAC ¦ Central Air Conditioning ¦ Air Conditioning ¦ Multi-Split Condenser - DX Split Systems (With Gas, Electric or Hot Water Heaters) | 1 | Medium | B | 10 | 2034 | 5 | 3 | 3.2 | 20390 | 22572
Electrical ¦ LV Distribution ¦ Distribution Board ¦ Main | 1 | High | B | 1 | 2025 | 5 | 2 | 2.7 | 11704 | 2893
Fabric ¦ Superstructure ¦ Windows and External Doors ¦ External Doors ¦ Manual and Automatic Doors ¦ Emergency and Panic Escape Doors | 1 | Urgent | B | 22 | 2046 | 5 | 1 | 2.2 | 1856 | 32828
Fabric ¦ Superstructure ¦ Windows and External Doors ¦ External Doors ¦ Entrance Doors | 1 | High | B | 11 | 2035 | 5 | 2 | 2.7 | 11705 | 24122
Electrical ¦ Lighting ¦ Internal ¦ Emergency ¦ Self Contained ¦ Non LED | 2 | Urgent | B | 11 | 2035 | 5 | 1 | 2.2 | 1857 | 23360
HVAC ¦ Fan ¦ Local and Special Ventilation ¦ Fans Window or Wall Mounted | 1 | Medium | B | 1 | 2025 | 5 | 3 | 3.2 | 20391 | 6206
Water ¦ Local Hot Water ¦ Instantaneous Electric Water Heater - Non-Drinking Water | 1 | Medium | B | 11 | 2035 | 5 | 3 | 3.2 | 20392 | 24945
Electrical ¦ Specialist Lighting ¦ Internal ¦ Illuminated Fire Exit Signage | 1 | Urgent | B | 12 | 2036 | 5 | 1 | 2.2 | 1858 | 25944
HVAC ¦ Central Heating (Internally Sourced) ¦ Boiler ¦ Electric Boilers | 1 | Medium | B | 3 | 2027 | 5 | 3 | 3.2 | 20393 | 13434
HVAC ¦ Fan ¦ Local and Special Ventilation ¦ Fans Window or Wall Mounted | 1 | Medium | B | 1 | 2025 | 5 | 3 | 3.2 | 20394 | 6207
Fabric ¦ Barriers and Guardrails ¦ Vehicle Crash Protection Barrier | 1 | V Low | B | 1 | 2025 | 5 | 4 | 3.7 | 32708 | 11762
Fabric ¦ Superstructure ¦ Windows and External Doors ¦ Roller Shutters ¦ Manual Roller Shutter | 1 | High | B | 1 | 2025 | 5 | 2 | 2.7 | 11706 | 2894
HVAC ¦ Fan ¦ Local and Special Ventilation ¦ Extract | 1 | Medium | B | 1 | 2025 | 5 | 3 | 3.2 | 20395 | 6208
Electrical ¦ Lighting ¦ Internal ¦ Emergency ¦ Self Contained ¦ LED | 8 | Urgent | B | 15 | 2039 | 5 | 1 | 2.2 | 1859 | 27744
HVAC ¦ Fan ¦ Local and Special Ventilation ¦ Fans Window or Wall Mounted | 1 | Medium | B | 1 | 2025 | 5 | 3 | 3.2 | 20396 | 6209
Water ¦ Local Hot Water ¦ Instantaneous Electric Water Heater - Non-Drinking Water | 1 | Medium | B | 8 | 2032 | 5 | 3 | 3.2 | 20397 | 20827
Electrical ¦ Specialist Lighting ¦ Internal ¦ Illuminated Fire Exit Signage | 4 | Urgent | B | 6 | 2030 | 5 | 1 | 2.2 | 1860 | 15828
HVAC ¦ Fan ¦ Local and Special Ventilation ¦ Fans Window or Wall Mounted | 1 | Medium | B | 1 | 2025 | 5 | 3 | 3.2 | 20398 | 6210
Electrical ¦ LV Distribution ¦ Distribution Board ¦ Sub | 1 | High | B | 7 | 2031 | 5 | 2 | 2.7 | 11707 | 19567
Fabric ¦ Superstructure ¦ Windows and External Doors ¦ Roller Shutters ¦ Manual Roller Shutter | 1 | High | B | 1 | 2025 | 5 | 2 | 2.7 | 11708 | 2895
HVAC ¦ Fan ¦ Local and Special Ventilation ¦ Centrifugal | 1 | Medium | B | 3 | 2027 | 5 | 3 | 3.2 | 20399 | 13435
HVAC ¦ Fan ¦ Local and Special Ventilation ¦ Extract | 1 | Medium | B | 6 | 2030 | 5 | 3 | 3.2 | 20400 | 18416
Fabric ¦ Superstructure ¦ Windows and External Doors ¦ Roller Shutters ¦ Manual Roller Shutter | 1 | High | B | 11 | 2035 | 5 | 2 | 2.7 | 11709 | 24123
Fabric ¦ Superstructure ¦ Windows and External Doors ¦ External Doors ¦ Manual and Automatic Doors ¦ Emergency and Panic Escape Doors | 1 | Urgent | B | 14 | 2038 | 5 | 1 | 2.2 | 1861 | 27332
Fabric ¦ Barriers and Guardrails ¦ Vehicle Crash Protection Barrier | 1 | V Low | B | 1 | 2025 | 5 | 4 | 3.7 | 32709 | 11763
Fabric ¦ Superstructure ¦ Windows and External Doors ¦ External Doors ¦ Entrance Doors | 1 | High | B | 22 | 2046 | 5 | 2 | 2.7 | 11710 | 33015
Electrical ¦ Specialist Lighting ¦ Internal ¦ Illuminated Fire Exit Signage | 2 | Urgent | B | 16 | 2040 | 5 | 1 | 2.2 | 1862 | 28629
Electrical ¦ Lighting ¦ External ¦ General - Non-LED | 4 | Medium | B | 1 | 2025 | 5 | 3 | 3.2 | 20401 | 6211
Controls ¦ Multi-System Controls ¦ Control Panel - Electrical Services (excluding Electrical Controllers and Pneumatic Relays) | 1 | Medium | B | 6 | 2030 | 5 | 3 | 3.2 | 20402 | 18417
Fabric ¦ Superstructure ¦ Windows and External Doors ¦ External Doors ¦ Manual and Automatic Doors ¦ High Security Door | 1 | High | B | 11 | 2035 | 5 | 2 | 2.7 | 11711 | 24124
Electrical ¦ LV Distribution ¦ Distribution Board ¦ Main | 1 | High | B | 16 | 2040 | 5 | 2 | 2.7 | 11712 | 29100
HVAC ¦ Local and Special Ventilation ¦ Unit extract fans. | 1 | Medium | B | 3 | 2027 | 5 | 3 | 3.2 | 20403 | 13436
Fabric ¦ Barriers and Guardrails ¦ Vehicle Crash Protection Barrier | 1 | V Low | B | 8 | 2032 | 5 | 4 | 3.7 | 32710 | 21177
Fabric ¦ Superstructure ¦ Windows and External Doors ¦ Roller Shutters ¦ Electric Roller Shutter | 1 | High | B | 12 | 2036 | 5 | 2 | 2.7 | 11713 | 26137
Electrical ¦ LV Distribution ¦ Distribution Board ¦ Main | 1 | High | B | 6 | 2030 | 5 | 2 | 2.7 | 11714 | 17385
HVAC ¦ Fan ¦ Local and Special Ventilation ¦ Axial | 1 | Medium | B | 6 | 2030 | 5 | 3 | 3.2 | 20404 | 18418
HVAC ¦ Heat Emitters - Local ¦ Electric Heaters | 2 | Medium | B | 5 | 2029 | 5 | 3 | 3.2 | 20405 | 14820
HVAC ¦ Heat Emitters - Local ¦ Gas Fired Unit Heaters | 1 | Medium | B | 11 | 2035 | 5 | 3 | 3.2 | 20406 | 24946
HVAC ¦ Central Air Conditioning ¦ Air Conditioning ¦ Multi-Split Condenser - Split Systems/Heat Pumps - Air-cooled with Direct Expansion Evaporator (DX) | 1 | Medium | D | 1 | 2025 | 3 | 3 | 2.6 | 11040 | 2571
Electrical ¦ LV Distribution ¦ Distribution Board ¦ Sub | 1 | High | D | 1 | 2025 | 3 | 2 | 2.1 | 1030 | 719
Transport ¦ Lifts ¦ Disabled Lift ¦ Hydraulic | 1 | High | B | 1 | 2025 | 5 | 2 | 2.7 | 11715 | 2896
HVAC ¦ Central Heating (Internally Sourced) ¦ Boiler ¦ Combination Atmospheric Burner Gas Boiler | 1 | High | B | 4 | 2028 | 5 | 2 | 2.7 | 11716 | 13905
HVAC ¦ Fan ¦ Central Air Conditioning ¦ Axial | 1 | High | B | 5 | 2029 | 5 | 2 | 2.7 | 11717 | 14581
Electrical ¦ LV Distribution ¦ Distribution Board ¦ Sub | 1 | High | B | 1 | 2025 | 5 | 2 | 2.7 | 11718 | 2897
Fabric ¦ Superstructure ¦ Windows and External Doors ¦ External Doors ¦ Manual and Automatic Doors ¦ Emergency and Panic Escape Doors | 1 | Urgent | B | 21 | 2045 | 5 | 1 | 2.2 | 1863 | 31772
Fabric ¦ Superstructure ¦ Windows and External Doors ¦ Roller Shutters ¦ Electric Roller Shutter | 1 | High | B | 21 | 2045 | 5 | 2 | 2.7 | 11719 | 32536
HVAC ¦ Fan ¦ Local and Special Ventilation ¦ Extract | 1 | Medium | B | 1 | 2025 | 5 | 3 | 3.2 | 20407 | 6212
HVAC ¦ Fan ¦ Central Ventilation Systems ¦ Ventilating - General | 1 | Low | B | 6 | 2030 | 5 | 4 | 3.7 | 32711 | 19095
Electrical ¦ LV Distribution ¦ Distribution Board ¦ Main | 1 | High | B | 14 | 2038 | 5 | 2 | 2.7 | 11720 | 27432
HVAC ¦ Ventilation ¦ Air Handling Unit (AHU) ¦ External ¦ Central Heating (Externally Sourced) ¦ Gas Fired | 1 | Medium | B | 1 | 2025 | 5 | 3 | 3.2 | 20408 | 6213
HVAC ¦ Heat Emitters - Local ¦ Gas Fired Natural and Fan Assisted Heaters | 1 | Medium | B | 1 | 2025 | 5 | 3 | 3.2 | 20409 | 6214
Fabric ¦ Superstructure ¦ Windows and External Doors ¦ Roller Shutters ¦ Manual Roller Shutter | 1 | High | B | 21 | 2045 | 5 | 2 | 2.7 | 11721 | 32537
Fabric ¦ Superstructure ¦ Windows and External Doors ¦ Roller Shutters ¦ Electric Roller Shutter | 1 | High | B | 21 | 2045 | 5 | 2 | 2.7 | 11722 | 32538
Security ¦ Access ¦ Access Control ¦ Door ¦ Local Lock / Keypad / Manual | 1 | Medium | B | 1 | 2025 | 5 | 3 | 3.2 | 20410 | 6215
Electrical ¦ Lighting ¦ External ¦ General - LED | 7 | Medium | B | 5 | 2029 | 5 | 3 | 3.2 | 20411 | 14821
HVAC ¦ Fan ¦ Local and Special Ventilation ¦ Fans Window or Wall Mounted | 1 | Medium | B | 1 | 2025 | 5 | 3 | 3.2 | 20412 | 6216
Fabric ¦ Superstructure ¦ Roof ¦ Roof Lights, Skylights and Openings ¦ Smoke vents ¦ Smoke Relief-Natural Ventilators | 1 | Urgent | B | 1 | 2025 | 5 | 1 | 2.2 | 1864 | 978
Electrical ¦ Lighting ¦ External ¦ General - Non-LED | 1 | Medium | B | 5 | 2029 | 5 | 3 | 3.2 | 20413 | 14822
Electrical ¦ Lighting ¦ Internal ¦ Emergency ¦ Self Contained ¦ LED | 1 | Urgent | B | 17 | 2041 | 5 | 1 | 2.2 | 1865 | 30004
HVAC ¦ Heat Emitters - Central ¦ Radiators ¦ Steel | 6 | Medium | B | 1 | 2025 | 5 | 3 | 3.2 | 20414 | 6217
HVAC ¦ Heat Emitters - Local ¦ Electric Heaters | 1 | Medium | B | 1 | 2025 | 5 | 3 | 3.2 | 20415 | 6218
Electrical ¦ Lighting ¦ Internal ¦ General | 4 | Medium | B | 6 | 2030 | 5 | 3 | 3.2 | 20416 | 18419
Electrical ¦ Lighting ¦ Internal ¦ General ¦ LED Fittings & Luminaires | 25 | Medium | B | 12 | 2036 | 5 | 3 | 3.2 | 20417 | 26334
Electrical ¦ Specialist Lighting ¦ Internal ¦ Illuminated Fire Exit Signage | 4 | Urgent | B | 16 | 2040 | 5 | 1 | 2.2 | 1866 | 28630
Electrical ¦ Lighting ¦ Internal ¦ Emergency ¦ Self Contained ¦ Non LED | 6 | Urgent | B | 15 | 2039 | 5 | 1 | 2.2 | 1867 | 27745
Fire ¦ Fire Fighting ¦ Fire Extinguishers ¦ CO2 | 1 | Urgent | B | 7 | 2031 | 5 | 1 | 2.2 | 1868 | 19164
Electrical ¦ Lighting ¦ Internal ¦ General ¦ LED Fittings & Luminaires | 12 | Medium | B | 12 | 2036 | 5 | 3 | 3.2 | 20418 | 26335
HVAC ¦ Heat Emitters - Local ¦ Electric Heaters | 1 | Medium | B | 1 | 2025 | 5 | 3 | 3.2 | 20419 | 6219
HVAC ¦ Local and Special Ventilation ¦ Unit extract fans. | 1 | Medium | B | 6 | 2030 | 5 | 3 | 3.2 | 20420 | 18420
Electrical ¦ Lighting ¦ Internal ¦ Emergency ¦ Self Contained ¦ LED | 8 | Urgent | B | 16 | 2040 | 5 | 1 | 2.2 | 1869 | 28631
Fire ¦ Fire Fighting ¦ Fire Extinguishers ¦ CO2 | 2 | Urgent | B | 2 | 2026 | 5 | 1 | 2.2 | 1870 | 12459
Electrical ¦ LV Distribution ¦ Distribution Board ¦ Sub | 1 | High | B | 1 | 2025 | 5 | 2 | 2.7 | 11723 | 2898
Security ¦ Access ¦ Access Control ¦ Gate Access - Local Lock / Keypad / Manual (External) | 1 | Medium | B | 1 | 2025 | 5 | 3 | 3.2 | 20421 | 6220
Electrical ¦ Specialist Lighting ¦ Internal ¦ Illuminated Fire Exit Signage | 1 | Urgent | B | 12 | 2036 | 5 | 1 | 2.2 | 1871 | 25945
Electrical ¦ Lighting ¦ Internal ¦ Emergency ¦ Self Contained ¦ LED | 1 | Urgent | B | 21 | 2045 | 5 | 1 | 2.2 | 1872 | 31773
Fire ¦ Fire Fighting ¦ Fire Extinguishers ¦ Foam | 4 | Urgent | B | 7 | 2031 | 5 | 1 | 2.2 | 1873 | 19165
HVAC ¦ Fan ¦ Local and Special Ventilation ¦ Fans Window or Wall Mounted | 1 | Medium | B | 1 | 2025 | 5 | 3 | 3.2 | 20422 | 6221
Electrical ¦ LV Distribution ¦ Distribution Board ¦ Sub | 1 | High | B | 1 | 2025 | 5 | 2 | 2.7 | 11724 | 2899
Electrical ¦ Specialist Lighting ¦ Internal ¦ Illuminated Fire Exit Signage | 3 | Urgent | B | 16 | 2040 | 5 | 1 | 2.2 | 1874 | 28632
Electrical ¦ Lighting ¦ External ¦ General - Non-LED | 1 | Medium | B | 1 | 2025 | 5 | 3 | 3.2 | 20423 | 6222
Fire ¦ Fire Fighting ¦ Fire Extinguishers ¦ Foam | 2 | Urgent | B | 6 | 2030 | 5 | 1 | 2.2 | 1875 | 15829
HVAC ¦ Ventilation ¦ Air Handling Unit (AHU) ¦ Internal ¦ Central Air Conditioning ¦ Gas Fired | 1 | Medium | D | 2 | 2026 | 3 | 3 | 2.6 | 11041 | 12846
Fabric ¦ Superstructure ¦ Windows and External Doors ¦ External Doors ¦ Manual and Automatic Doors ¦ Emergency and Panic Escape Doors | 3 | Urgent | D | 11 | 2035 | 3 | 1 | 1.6 | 423 | 23240
Electrical ¦ LV Distribution ¦ Distribution Board ¦ Sub | 1 | High | B | 16 | 2040 | 5 | 2 | 2.7 | 11725 | 29101
Fabric ¦ Superstructure ¦ Windows and External Doors ¦ External Doors ¦ Entrance Doors | 1 | High | B | 21 | 2045 | 5 | 2 | 2.7 | 11726 | 32539
Fabric ¦ Superstructure ¦ Windows and External Doors ¦ External Doors ¦ Entrance Doors | 1 | High | B | 6 | 2030 | 5 | 2 | 2.7 | 11727 | 17386
Electrical ¦ Lighting ¦ Internal ¦ General ¦ LED Fittings & Luminaires | 4 | Medium | B | 11 | 2035 | 5 | 3 | 3.2 | 20424 | 24947
Electrical ¦ Lighting ¦ Internal ¦ General ¦ LED Fittings & Luminaires | 14 | Medium | B | 12 | 2036 | 5 | 3 | 3.2 | 20425 | 26336
Electrical ¦ LV Distribution ¦ Distribution Board ¦ Sub | 1 | High | B | 19 | 2043 | 5 | 2 | 2.7 | 11728 | 31146
Electrical ¦ Lighting ¦ Internal ¦ Emergency ¦ Self Contained ¦ LED | 1 | Urgent | B | 16 | 2040 | 5 | 1 | 2.2 | 1876 | 28633
Electrical ¦ Lighting ¦ External ¦ General - LED | 5 | Medium | B | 1 | 2025 | 5 | 3 | 3.2 | 20426 | 6223
Electrical ¦ Lighting ¦ Internal ¦ General | 2 | Medium | B | 1 | 2025 | 5 | 3 | 3.2 | 20427 | 6224
Fabric ¦ Superstructure ¦ Windows and External Doors ¦ Roller Shutters ¦ Manual Roller Shutter | 1 | High | B | 11 | 2035 | 5 | 2 | 2.7 | 11729 | 24125
Electrical ¦ Lighting ¦ External ¦ General - Non-LED | 8 | Medium | B | 1 | 2025 | 5 | 3 | 3.2 | 20428 | 6225
HVAC ¦ Heat Emitters - Local ¦ Gas Fired Ceramic Plaque Infra-Red Heaters | 1 | Medium | B | 1 | 2025 | 5 | 3 | 3.2 | 20429 | 6226
Electrical ¦ LV Distribution ¦ Distribution Board ¦ Sub | 1 | High | B | 12 | 2036 | 5 | 2 | 2.7 | 11730 | 26138
Electrical ¦ Lighting ¦ Internal ¦ General ¦ LED Fittings & Luminaires | 1 | Medium | C | 16 | 2040 | 4 | 3 | 2.9 | 18413 | 29283
HVAC ¦ Fan ¦ Local and Special Ventilation ¦ Extract | 1 | Medium | B | 1 | 2025 | 5 | 3 | 3.2 | 20430 | 6227
Electrical ¦ Specialist Lighting ¦ Internal ¦ Illuminated Fire Exit Signage | 5 | Urgent | C | 10 | 2034 | 4 | 1 | 1.9 | 582 | 21945
Electrical ¦ Lighting ¦ Internal ¦ Emergency ¦ Self Contained ¦ LED | 6 | Urgent | B | 21 | 2045 | 5 | 1 | 2.2 | 1877 | 31774
Fire ¦ Fire Fighting ¦ Fire Extinguishers ¦ Foam | 6 | Urgent | B | 6 | 2030 | 5 | 1 | 2.2 | 1878 | 15830
HVAC ¦ Fan ¦ Local and Special Ventilation ¦ Extract | 1 | Medium | B | 1 | 2025 | 5 | 3 | 3.2 | 20431 | 6228
Fabric ¦ Superstructure ¦ Windows and External Doors ¦ External Doors ¦ Manual and Automatic Doors ¦ Emergency and Panic Escape Doors | 1 | Urgent | B | 17 | 2041 | 5 | 1 | 2.2 | 1879 | 30005
HVAC ¦ Heat Emitters - Local ¦ Electric Heaters | 1 | Medium | B | 1 | 2025 | 5 | 3 | 3.2 | 20432 | 6229
HVAC ¦ Fan ¦ Local and Special Ventilation ¦ Extract | 1 | Medium | B | 11 | 2035 | 5 | 3 | 3.2 | 20433 | 24948
Fabric ¦ Superstructure ¦ Windows and External Doors ¦ Roller Shutters ¦ Manual Roller Shutter | 1 | High | B | 11 | 2035 | 5 | 2 | 2.7 | 11731 | 24126
HVAC ¦ Local Air Conditioning ¦ Single-Split Evaporator - Split Systems/Heat Pumps - Air-cooled with Direct Expansion Evaporator (DX) | 1 | Medium | B | 1 | 2025 | 5 | 3 | 3.2 | 20434 | 6230
Electrical ¦ LV Distribution ¦ Distribution Board ¦ Main | 1 | High | B | 14 | 2038 | 5 | 2 | 2.7 | 11732 | 27433
Water ¦ Local Hot Water ¦ Package Electric Water Heaters - Non-Drinking Water | 1 | Medium | B | 3 | 2027 | 5 | 3 | 3.2 | 20435 | 13437
HVAC ¦ Heat Emitters - Local ¦ Gas Fired Ceramic Plaque Infra-Red Heaters | 1 | Medium | B | 1 | 2025 | 5 | 3 | 3.2 | 20436 | 6231
Fabric ¦ Superstructure ¦ Windows and External Doors ¦ External Doors ¦ Manual and Automatic Doors ¦ Emergency and Panic Escape Doors | 1 | Urgent | B | 6 | 2030 | 5 | 1 | 2.2 | 1880 | 15831
Electrical ¦ Specialist Lighting ¦ Internal ¦ Illuminated Fire Exit Signage | 2 | Urgent | B | 12 | 2036 | 5 | 1 | 2.2 | 1881 | 25946
Fire ¦ Fire Fighting ¦ Fire Extinguishers ¦ CO2 | 3 | Urgent | B | 2 | 2026 | 5 | 1 | 2.2 | 1882 | 12460
Water ¦ Local Hot Water ¦ Package Electric Water Heaters - Non-Drinking Water | 1 | Medium | A | 12 | 2036 | 6 | 3 | 3.5 | 32439 | 26785
HVAC ¦ Fan ¦ Local and Special Ventilation ¦ Ventilating - General | 1 | Medium | B | 1 | 2025 | 5 | 3 | 3.2 | 20437 | 6232
Fabric ¦ Superstructure ¦ Windows and External Doors ¦ Roller Shutters ¦ Manual Roller Shutter | 1 | High | CX | 1 | 2025 | 2 | 2 | 1.8 | 478 | 387
HVAC ¦ Heat Emitters - Local ¦ Electric Overdoor Air Curtain/Heater | 1 | Medium | A | 15 | 2039 | 6 | 3 | 3.5 | 32440 | 28556
Electrical ¦ Specialist Lighting ¦ Internal ¦ Illuminated Fire Exit Signage | 1 | Urgent | B | 12 | 2036 | 5 | 1 | 2.2 | 1883 | 25947
Electrical ¦ Lighting ¦ Internal ¦ General ¦ LED Fittings & Luminaires | 51 | Medium | B | 14 | 2038 | 5 | 3 | 3.2 | 20438 | 27522
Fire ¦ Fire Fighting ¦ Fire Extinguishers ¦ CO2 | 3 | Urgent | B | 7 | 2031 | 5 | 1 | 2.2 | 1884 | 19166
HVAC ¦ Fan ¦ Local and Special Ventilation ¦ Fans Window or Wall Mounted | 1 | Medium | C | 1 | 2025 | 4 | 3 | 2.9 | 18414 | 5383
HVAC ¦ Fan ¦ Local and Special Ventilation ¦ Fans Window or Wall Mounted | 1 | Medium | B | 1 | 2025 | 5 | 3 | 3.2 | 20439 | 6233
Electrical ¦ Lighting ¦ Internal ¦ General ¦ LED Fittings & Luminaires | 21 | Medium | C | 12 | 2036 | 4 | 3 | 2.9 | 18415 | 26279
Electrical ¦ Specialist Lighting ¦ Internal ¦ Illuminated Fire Exit Signage | 1 | Urgent | B | 16 | 2040 | 5 | 1 | 2.2 | 1885 | 28634
HVAC ¦ Heat Emitters - Local ¦ Gas Fired Natural and Fan Assisted Heaters | 1 | Medium | B | 1 | 2025 | 5 | 3 | 3.2 | 20440 | 6234
Electrical ¦ Lighting ¦ Internal ¦ Emergency ¦ Self Contained ¦ LED | 4 | Urgent | B | 11 | 2035 | 5 | 1 | 2.2 | 1886 | 23361
Electrical ¦ Lighting ¦ Internal ¦ Emergency ¦ Self Contained ¦ LED | 1 | Urgent | B | 20 | 2044 | 5 | 1 | 2.2 | 1887 | 31408
Fire ¦ Fire Fighting ¦ Fire Extinguishers ¦ CO2 | 2 | Urgent | B | 2 | 2026 | 5 | 1 | 2.2 | 1888 | 12461
HVAC ¦ Fan ¦ Local and Special Ventilation ¦ Fans Window or Wall Mounted | 1 | Medium | B | 1 | 2025 | 5 | 3 | 3.2 | 20441 | 6235
Fire ¦ Fire Detection ¦ Fire Alarm System | 1 | Urgent | B | 1 | 2025 | 5 | 1 | 2.2 | 1889 | 979
Electrical ¦ Specialist Lighting ¦ Internal ¦ Illuminated Fire Exit Signage | 3 | Urgent | B | 16 | 2040 | 5 | 1 | 2.2 | 1890 | 28635
Fabric ¦ Superstructure ¦ Windows and External Doors ¦ External Doors ¦ Manual and Automatic Doors ¦ Emergency and Panic Escape Doors | 1 | Urgent | B | 11 | 2035 | 5 | 1 | 2.2 | 1891 | 23362
Electrical ¦ Lighting ¦ External ¦ General - Non-LED | 1 | Medium | B | 1 | 2025 | 5 | 3 | 3.2 | 20442 | 6236
HVAC ¦ Heat Emitters - Local ¦ Electric Heaters | 1 | Medium | B | 1 | 2025 | 5 | 3 | 3.2 | 20443 | 6237
Fire ¦ Fire Fighting ¦ Fire Extinguishers ¦ Foam | 2 | Urgent | B | 6 | 2030 | 5 | 1 | 2.2 | 1892 | 15832
Fire ¦ Fire Fighting ¦ Fire Extinguishers ¦ Foam | 3 | Urgent | B | 6 | 2030 | 5 | 1 | 2.2 | 1893 | 15833
Electrical ¦ LV Distribution ¦ Distribution Board ¦ Main | 1 | High | B | 10 | 2034 | 5 | 2 | 2.7 | 11733 | 22254
Fire ¦ Fire Detection ¦ Fire Alarm System | 1 | Urgent | B | 1 | 2025 | 5 | 1 | 2.2 | 1894 | 980
Fabric ¦ Superstructure ¦ Windows and External Doors ¦ Roller Shutters ¦ Electric Roller Shutter | 1 | High | B | 1 | 2025 | 5 | 2 | 2.7 | 11734 | 2900
Water ¦ Local Hot Water ¦ Package Electric Water Heaters - Non-Drinking Water | 1 | Medium | A | 11 | 2035 | 6 | 3 | 3.5 | 32441 | 25705
HVAC ¦ Central Heating (Internally Sourced) ¦ Boiler ¦ Atmospheric Gas Burner/Condensing Combination Boiler (domestic type) | 1 | High | B | 1 | 2025 | 5 | 2 | 2.7 | 11735 | 2901
HVAC ¦ Central Heating (Internally Sourced) ¦ Burner ¦ Forced draft gas burner | 1 | Medium | B | 6 | 2030 | 5 | 3 | 3.2 | 20444 | 18421
Fabric ¦ Superstructure ¦ Internal Doors ¦ Roller Shutters ¦ Electric Roller Shutter | 1 | Medium | B | 1 | 2025 | 5 | 3 | 3.2 | 20445 | 6238
Fabric ¦ Superstructure ¦ Windows and External Doors ¦ Roller Shutters ¦ Manual Roller Shutter | 1 | High | B | 1 | 2025 | 5 | 2 | 2.7 | 11736 | 2902
Electrical ¦ Lighting ¦ Internal ¦ General ¦ LED Fittings & Luminaires | 1 | Medium | C | 16 | 2040 | 4 | 3 | 2.9 | 18416 | 29284
HVAC ¦ Local Air Conditioning ¦ Single-Split Condenser - Split Systems/Heat Pumps - Air-cooled with Direct Expansion Evaporator (DX) | 1 | Medium | B | 11 | 2035 | 5 | 3 | 3.2 | 20446 | 24949
HVAC ¦ Fan ¦ Local and Special Ventilation ¦ Extract | 1 | Medium | B | 1 | 2025 | 5 | 3 | 3.2 | 20447 | 6239
Electrical ¦ LV Distribution ¦ Distribution Board ¦ Main | 1 | High | B | 3 | 2027 | 5 | 2 | 2.7 | 11737 | 13324
Fabric ¦ Superstructure ¦ Windows and External Doors ¦ Roller Shutters ¦ Manual Roller Shutter | 1 | High | C | 1 | 2025 | 4 | 2 | 2.4 | 10430 | 2329
Fabric ¦ Superstructure ¦ Windows and External Doors ¦ Roller Shutters ¦ Electric Roller Shutter | 1 | High | B | 10 | 2034 | 5 | 2 | 2.7 | 11738 | 22255
Electrical ¦ Lighting ¦ Internal ¦ General ¦ LED Fittings & Luminaires | 34 | Medium | B | 10 | 2034 | 5 | 3 | 3.2 | 20448 | 22573
Electrical ¦ Specialist Lighting ¦ Internal ¦ Illuminated Fire Exit Signage | 3 | Urgent | B | 16 | 2040 | 5 | 1 | 2.2 | 1895 | 28636
HVAC ¦ Central Air Conditioning ¦ Air Conditioning ¦ Multi-Split Condenser - Split Systems/Heat Pumps - Air-cooled with Direct Expansion Evaporator (DX) | 1 | Medium | B | 6 | 2030 | 5 | 3 | 3.2 | 20449 | 18422
Fabric ¦ Superstructure ¦ Windows and External Doors ¦ External Doors ¦ Entrance Doors | 1 | High | D | 1 | 2025 | 3 | 2 | 2.1 | 1031 | 720
Fabric ¦ Barriers and Guardrails ¦ Vehicle Crash Protection Barrier | 1 | V Low | B | 1 | 2025 | 5 | 4 | 3.7 | 32712 | 11764
Fire ¦ Fire Fighting ¦ Fire Extinguishers ¦ Powder | 1 | Urgent | B | 7 | 2031 | 5 | 1 | 2.2 | 1896 | 19167
Fire ¦ Fire Fighting ¦ Fire Extinguishers ¦ Foam | 3 | Urgent | B | 1 | 2025 | 5 | 1 | 2.2 | 1897 | 981
Fire ¦ Fire Fighting ¦ Fire Extinguishers ¦ CO2 | 5 | Urgent | B | 6 | 2030 | 5 | 1 | 2.2 | 1898 | 15834
HVAC ¦ Fan ¦ Central Ventilation Systems ¦ Axial | 1 | Medium | B | 1 | 2025 | 5 | 3 | 3.2 | 20450 | 6240
Water ¦ Local Hot Water ¦ Instantaneous Electric Water Heater - Non-Drinking Water | 1 | Medium | B | 1 | 2025 | 5 | 3 | 3.2 | 20451 | 6241
Fabric ¦ Superstructure ¦ Windows and External Doors ¦ Roller Shutters ¦ Electric Roller Shutter | 1 | High | B | 10 | 2034 | 5 | 2 | 2.7 | 11739 | 22256
Fire ¦ Fire Detection ¦ Fire Alarm System | 1 | Urgent | B | 1 | 2025 | 5 | 1 | 2.2 | 1899 | 982
Electrical ¦ Lighting ¦ Internal ¦ Emergency ¦ Self Contained ¦ LED | 2 | Urgent | B | 11 | 2035 | 5 | 1 | 2.2 | 1900 | 23363
HVAC ¦ Local Air Conditioning ¦ Single-Split Condenser - Split Systems/Heat Pumps - Air-cooled with Direct Expansion Evaporator (DX) | 1 | Medium | B | 6 | 2030 | 5 | 3 | 3.2 | 20452 | 18423
Fabric ¦ Superstructure ¦ Windows and External Doors ¦ External Doors ¦ Entrance Doors | 1 | High | C | 16 | 2040 | 4 | 2 | 2.4 | 10431 | 29067
Water ¦ Local Hot Water ¦ Instantaneous Electric Water Heater - Non-Drinking Water | 1 | Medium | B | 1 | 2025 | 5 | 3 | 3.2 | 20453 | 6242
Fire ¦ Fire Fighting ¦ Fire Extinguishers ¦ CO2 | 1 | Urgent | B | 2 | 2026 | 5 | 1 | 2.2 | 1901 | 12462
Electrical ¦ LV Distribution ¦ Distribution Board ¦ Main | 1 | High | B | 1 | 2025 | 5 | 2 | 2.7 | 11740 | 2903
Fabric ¦ Superstructure ¦ Windows and External Doors ¦ External Doors ¦ Manual and Automatic Doors ¦ Emergency and Panic Escape Doors | 1 | Urgent | B | 21 | 2045 | 5 | 1 | 2.2 | 1902 | 31775
Fabric ¦ Superstructure ¦ Internal Doors ¦ Roller Shutters ¦ Electric Roller Shutter | 1 | Medium | B | 14 | 2038 | 5 | 3 | 3.2 | 20454 | 27523
Fabric ¦ Superstructure ¦ Internal Doors ¦ Roller Shutters ¦ Electric Roller Shutter | 1 | Medium | B | 11 | 2035 | 5 | 3 | 3.2 | 20455 | 24950
Security ¦ Access ¦ Access Control ¦ Door ¦ Local Lock / Keypad / Manual | 2 | Medium | B | 7 | 2031 | 5 | 3 | 3.2 | 20456 | 19767
Fire ¦ Fire Fighting ¦ Fire Extinguishers ¦ CO2 | 3 | Urgent | B | 6 | 2030 | 5 | 1 | 2.2 | 1903 | 15835
HVAC ¦ Fan ¦ Local and Special Ventilation ¦ Extract | 1 | Medium | B | 1 | 2025 | 5 | 3 | 3.2 | 20457 | 6243
Fire ¦ Fire Fighting ¦ Fire Extinguishers ¦ CO2 | 4 | Urgent | B | 7 | 2031 | 5 | 1 | 2.2 | 1904 | 19168
HVAC ¦ Local Air Conditioning ¦ Single-Split Condenser - Split Systems/Heat Pumps - Air-cooled with Direct Expansion Evaporator (DX) | 1 | Medium | D | 1 | 2025 | 3 | 3 | 2.6 | 11042 | 2572
HVAC ¦ Fan ¦ Local and Special Ventilation ¦ Axial | 1 | Medium | B | 1 | 2025 | 5 | 3 | 3.2 | 20458 | 6244
HVAC ¦ Fan ¦ Local and Special Ventilation ¦ Centrifugal | 1 | Medium | B | 1 | 2025 | 5 | 3 | 3.2 | 20459 | 6245
HVAC ¦ Central Heating (Internally Sourced) ¦ Boiler ¦ Atmospheric Gas Burner Boiler - Small and/or Wall Hung for Domestic Installation | 1 | Medium | B | 4 | 2028 | 5 | 3 | 3.2 | 20460 | 14036
Fire ¦ Fire Detection ¦ Fire Alarm Panel / Repeater | 1 | Urgent | B | 5 | 2029 | 5 | 1 | 2.2 | 1905 | 14309
HVAC ¦ Fan ¦ Local and Special Ventilation ¦ Centrifugal | 1 | Medium | B | 1 | 2025 | 5 | 3 | 3.2 | 20461 | 6246
Fabric ¦ Superstructure ¦ Windows and External Doors ¦ Roller Shutters ¦ Manual Roller Shutter | 1 | High | B | 11 | 2035 | 5 | 2 | 2.7 | 11741 | 24127
Electrical ¦ Specialist Lighting ¦ Internal ¦ Illuminated Fire Exit Signage | 1 | Urgent | B | 10 | 2034 | 5 | 1 | 2.2 | 1906 | 21976
Electrical ¦ Specialist Lighting ¦ Internal ¦ Illuminated Fire Exit Signage | 4 | Urgent | B | 14 | 2038 | 5 | 1 | 2.2 | 1907 | 27333
Security ¦ Access ¦ Access Control ¦ Door ¦ Local Lock / Keypad / Manual | 2 | Medium | B | 8 | 2032 | 5 | 3 | 3.2 | 20462 | 20828
Fabric ¦ Superstructure ¦ Windows and External Doors ¦ External Doors ¦ Manual and Automatic Doors ¦ High Security Door | 1 | High | B | 11 | 2035 | 5 | 2 | 2.7 | 11742 | 24128
Electrical ¦ LV Distribution ¦ Distribution Board ¦ Main | 1 | High | B | 1 | 2025 | 5 | 2 | 2.7 | 11743 | 2904
Fabric ¦ Superstructure ¦ Windows and External Doors ¦ External Doors ¦ Manual and Automatic Doors ¦ Emergency and Panic Escape Doors | 1 | Urgent | B | 5 | 2029 | 5 | 1 | 2.2 | 1908 | 14310
HVAC ¦ Heat Emitters - Local ¦ Electric Heaters | 1 | Medium | B | 1 | 2025 | 5 | 3 | 3.2 | 20463 | 6247
Electrical ¦ Lighting ¦ Internal ¦ Emergency ¦ Self Contained ¦ Non LED | 1 | Urgent | C | 5 | 2029 | 4 | 1 | 1.9 | 583 | 14277
Fire ¦ Fire Fighting ¦ Fire Extinguishers ¦ Powder | 2 | Urgent | B | 6 | 2030 | 5 | 1 | 2.2 | 1909 | 15836
HVAC ¦ Central Air Conditioning ¦ Air Conditioning ¦ Multi-Split Evaporator - Split Systems/Heat Pumps - Air-cooled with Direct Expansion Evaporator (DX) | 1 | Medium | B | 12 | 2036 | 5 | 3 | 3.2 | 20464 | 26337
HVAC ¦ Central Heating (Internally Sourced) ¦ Boiler ¦ Atmospheric Gas Burner Boiler - Small and/or Wall Hung for Domestic Installation | 1 | Medium | B | 1 | 2025 | 5 | 3 | 3.2 | 20465 | 6248
HVAC ¦ Fan ¦ Central Heating ¦ Axial | 1 | High | C | 1 | 2025 | 4 | 2 | 2.4 | 10432 | 2330
HVAC ¦ Fan ¦ Local and Special Ventilation ¦ Extract | 1 | Medium | B | 1 | 2025 | 5 | 3 | 3.2 | 20466 | 6249
Fabric ¦ Superstructure ¦ Windows and External Doors ¦ External Doors ¦ Entrance Doors | 1 | High | B | 11 | 2035 | 5 | 2 | 2.7 | 11744 | 24129
HVAC ¦ Fan ¦ Local and Special Ventilation ¦ Fans Window or Wall Mounted | 1 | Medium | B | 1 | 2025 | 5 | 3 | 3.2 | 20467 | 6250
Electrical ¦ Lighting ¦ Internal ¦ Emergency ¦ Self Contained ¦ LED | 3 | Urgent | B | 17 | 2041 | 5 | 1 | 2.2 | 1910 | 30006
Fire ¦ Fire Fighting ¦ Fire Extinguishers ¦ CO2 | 1 | Urgent | B | 2 | 2026 | 5 | 1 | 2.2 | 1911 | 12463
Electrical ¦ LV Distribution ¦ Distribution Board ¦ Main | 1 | High | B | 1 | 2025 | 5 | 2 | 2.7 | 11745 | 2905
Electrical ¦ Lighting ¦ Internal ¦ General ¦ LED Fittings & Luminaires | 74 | Medium | B | 16 | 2040 | 5 | 3 | 3.2 | 20468 | 29335
Fabric ¦ Superstructure ¦ Windows and External Doors ¦ External Windows ¦ Roller Shutters ¦ External Window Shutters ¦ Electric | 1 | Medium | B | 11 | 2035 | 5 | 3 | 3.2 | 20469 | 24951
Fabric ¦ Superstructure ¦ Windows and External Doors ¦ External Doors ¦ Manual and Automatic Doors ¦ Emergency and Panic Escape Doors | 1 | Urgent | B | 11 | 2035 | 5 | 1 | 2.2 | 1912 | 23364
HVAC ¦ Heat Emitters - Local ¦ Electric Heaters | 2 | Medium | B | 1 | 2025 | 5 | 3 | 3.2 | 20470 | 6251
HVAC ¦ Heat Emitters - Local ¦ Gas Fired Natural and Fan Assisted Heaters | 1 | Medium | B | 1 | 2025 | 5 | 3 | 3.2 | 20471 | 6252
Electrical ¦ LV Distribution ¦ Distribution Board ¦ Sub | 1 | High | B | 2 | 2026 | 5 | 2 | 2.7 | 11746 | 12863
Fire ¦ Fire Detection ¦ Fire Alarm System | 1 | Urgent | B | 1 | 2025 | 5 | 1 | 2.2 | 1913 | 983
Electrical ¦ Lighting ¦ Internal ¦ General ¦ LED Fittings & Luminaires | 2 | Medium | B | 11 | 2035 | 5 | 3 | 3.2 | 20472 | 24952
Electrical ¦ Lighting ¦ Internal ¦ General ¦ LED Fittings & Luminaires | 8 | Medium | B | 12 | 2036 | 5 | 3 | 3.2 | 20473 | 26338
Electrical ¦ Lighting ¦ Internal ¦ Emergency ¦ Self Contained ¦ LED | 2 | Urgent | B | 15 | 2039 | 5 | 1 | 2.2 | 1914 | 27746
Water ¦ Local Hot Water ¦ Instantaneous Electric Water Heater - Non-Drinking Water | 1 | Medium | B | 1 | 2025 | 5 | 3 | 3.2 | 20474 | 6253
Fabric ¦ Superstructure ¦ Windows and External Doors ¦ External Doors ¦ Manual and Automatic Doors ¦ Auto / Powered Sliding Doors | 1 | High | B | 21 | 2045 | 5 | 2 | 2.7 | 11747 | 32540
HVAC ¦ Fan ¦ Local and Special Ventilation ¦ Axial | 1 | Medium | B | 1 | 2025 | 5 | 3 | 3.2 | 20475 | 6254
Fabric ¦ Superstructure ¦ Windows and External Doors ¦ External Doors ¦ Manual and Automatic Doors ¦ Emergency and Panic Escape Doors | 1 | Urgent | B | 21 | 2045 | 5 | 1 | 2.2 | 1915 | 31776
Electrical ¦ Specialist Lighting ¦ Internal ¦ Illuminated Fire Exit Signage | 2 | Urgent | B | 16 | 2040 | 5 | 1 | 2.2 | 1916 | 28637
Electrical ¦ Specialist Lighting ¦ External ¦ Illuminated External Signs | 1 | Medium | B | 1 | 2025 | 5 | 3 | 3.2 | 20476 | 6255
Electrical ¦ Lighting ¦ Internal ¦ Emergency ¦ Self Contained ¦ LED | 2 | Urgent | B | 20 | 2044 | 5 | 1 | 2.2 | 1917 | 31409
HVAC ¦ Fan ¦ Central Ventilation Systems ¦ Ventilating - General | 1 | Low | B | 6 | 2030 | 5 | 4 | 3.7 | 32713 | 19096
Fabric ¦ Superstructure ¦ Windows and External Doors ¦ Roller Shutters ¦ Manual Roller Shutter | 1 | High | D | 1 | 2025 | 3 | 2 | 2.1 | 1032 | 721
Fabric ¦ Superstructure ¦ Windows and External Doors ¦ Roller Shutters ¦ Electric Roller Shutter | 1 | High | B | 1 | 2025 | 5 | 2 | 2.7 | 11748 | 2906
Fire ¦ Fire Fighting ¦ Fire Extinguishers ¦ CO2 | 2 | Urgent | B | 6 | 2030 | 5 | 1 | 2.2 | 1918 | 15837
Electrical ¦ LV Distribution ¦ Distribution Board ¦ Sub | 1 | High | D | 1 | 2025 | 3 | 2 | 2.1 | 1033 | 722
Electrical ¦ LV Distribution ¦ Distribution Board ¦ Sub | 1 | High | B | 1 | 2025 | 5 | 2 | 2.7 | 11749 | 2907
Fabric ¦ Superstructure ¦ Windows and External Doors ¦ Roller Shutters ¦ Electric Roller Shutter | 1 | High | B | 11 | 2035 | 5 | 2 | 2.7 | 11750 | 24130
Electrical ¦ LV Distribution ¦ Distribution Board ¦ Sub | 1 | High | B | 1 | 2025 | 5 | 2 | 2.7 | 11751 | 2908
HVAC ¦ Heat Emitters - Local ¦ Gas Fired Unit Heaters | 1 | Medium | B | 6 | 2030 | 5 | 3 | 3.2 | 20477 | 18424
HVAC ¦ Ductwork ¦ Ductwork, Fittings and Ancillaries ¦ Central Ventilation Systems ¦ Fire Dampers ¦ Automatic | 1 | Urgent | C | 1 | 2025 | 4 | 1 | 1.9 | 584 | 459
HVAC ¦ Heat Emitters - Local ¦ Gas Fired Unit Heaters | 1 | Medium | B | 6 | 2030 | 5 | 3 | 3.2 | 20478 | 18425
HVAC ¦ Fan ¦ Central Ventilation Systems ¦ Extract | 1 | Medium | B | 7 | 2031 | 5 | 3 | 3.2 | 20479 | 19768
Transport ¦ Lifts ¦ Disabled Lift ¦ Electric | 1 | High | B | 10 | 2034 | 5 | 2 | 2.7 | 11752 | 22257
HVAC ¦ Fan ¦ Local and Special Ventilation ¦ Ventilating - General | 1 | Medium | B | 5 | 2029 | 5 | 3 | 3.2 | 20480 | 14823
Fabric ¦ Superstructure ¦ Windows and External Doors ¦ Roller Shutters ¦ Manual Roller Shutter | 1 | High | B | 1 | 2025 | 5 | 2 | 2.7 | 11753 | 2909
HVAC ¦ Fan ¦ Local and Special Ventilation ¦ Centrifugal | 1 | Medium | B | 2 | 2026 | 5 | 3 | 3.2 | 20481 | 13006
HVAC ¦ Fan ¦ Central Ventilation Systems ¦ Centrifugal | 1 | Medium | B | 1 | 2025 | 5 | 3 | 3.2 | 20482 | 6256
Electrical ¦ LV Distribution ¦ Distribution Board ¦ Main | 1 | High | B | 10 | 2034 | 5 | 2 | 2.7 | 11754 | 22258
HVAC ¦ Fan ¦ Local and Special Ventilation ¦ Fans Window or Wall Mounted | 1 | Medium | B | 1 | 2025 | 5 | 3 | 3.2 | 20483 | 6257
Fabric ¦ Superstructure ¦ Windows and External Doors ¦ Roller Shutters ¦ Manual Roller Shutter | 1 | High | B | 8 | 2032 | 5 | 2 | 2.7 | 11755 | 20675
HVAC ¦ Heat Emitters - Local ¦ Gas Fired Unit Heaters | 1 | Medium | D | 1 | 2025 | 3 | 3 | 2.6 | 11043 | 2573
HVAC ¦ Fan ¦ Local and Special Ventilation ¦ Fans Window or Wall Mounted | 1 | Medium | B | 1 | 2025 | 5 | 3 | 3.2 | 20484 | 6258
Fabric ¦ Superstructure ¦ Windows and External Doors ¦ Roller Shutters ¦ Manual Roller Shutter | 1 | High | B | 15 | 2039 | 5 | 2 | 2.7 | 11756 | 28080
Electrical ¦ LV Distribution ¦ Distribution Board ¦ Sub | 1 | High | B | 2 | 2026 | 5 | 2 | 2.7 | 11757 | 12864
HVAC ¦ Fan ¦ Central Cooling ¦ Axial | 1 | Medium | B | 1 | 2025 | 5 | 3 | 3.2 | 20485 | 6259
Fabric ¦ Superstructure ¦ Windows and External Doors ¦ External Doors ¦ Manual and Automatic Doors ¦ Auto / Powered Sliding Doors | 1 | High | B | 27 | 2051 | 5 | 2 | 2.7 | 11758 | 33560
Electrical ¦ Lighting ¦ Internal ¦ General ¦ LED Fittings & Luminaires | 69 | Medium | B | 7 | 2031 | 5 | 3 | 3.2 | 20486 | 19769
Electrical ¦ Specialist Lighting ¦ Internal ¦ Illuminated Fire Exit Signage | 3 | Urgent | B | 13 | 2037 | 5 | 1 | 2.2 | 1919 | 26820
HVAC ¦ Heat Emitters - Local ¦ Electric Heaters | 5 | Medium | B | 1 | 2025 | 5 | 3 | 3.2 | 20487 | 6260
Electrical ¦ Lighting ¦ Internal ¦ Emergency ¦ Self Contained ¦ LED | 4 | Urgent | B | 11 | 2035 | 5 | 1 | 2.2 | 1920 | 23365
Fire ¦ Fire Fighting ¦ Fire Extinguishers ¦ Powder | 1 | Urgent | B | 7 | 2031 | 5 | 1 | 2.2 | 1921 | 19169
Electrical ¦ Lighting ¦ Internal ¦ General | 2 | Medium | B | 1 | 2025 | 5 | 3 | 3.2 | 20488 | 6261
Electrical ¦ Lighting ¦ Internal ¦ General | 14 | Medium | C | 1 | 2025 | 4 | 3 | 2.9 | 18417 | 5384
Security ¦ Access ¦ Access Control ¦ Door ¦ Local Lock / Keypad / Manual | 1 | Medium | B | 10 | 2034 | 5 | 3 | 3.2 | 20489 | 22574
Fire ¦ Fire Fighting ¦ Fire Extinguishers ¦ CO2 | 2 | Urgent | B | 6 | 2030 | 5 | 1 | 2.2 | 1922 | 15838
Electrical ¦ Lighting ¦ Internal ¦ Emergency ¦ Self Contained ¦ LED | 1 | Urgent | B | 18 | 2042 | 5 | 1 | 2.2 | 1923 | 30613
HVAC ¦ Fan ¦ Local and Special Ventilation ¦ Ventilating - General | 1 | Medium | B | 5 | 2029 | 5 | 3 | 3.2 | 20490 | 14824
Fabric ¦ Superstructure ¦ Windows and External Doors ¦ Roller Shutters ¦ Manual Roller Shutter | 1 | High | B | 1 | 2025 | 5 | 2 | 2.7 | 11759 | 2910
Fire ¦ Fire Detection ¦ Fire Alarm Panel / Repeater | 1 | Urgent | B | 11 | 2035 | 5 | 1 | 2.2 | 1924 | 23366
Fabric ¦ Barriers and Guardrails ¦ Vehicle Crash Protection Barrier | 1 | V Low | B | 2 | 2026 | 5 | 4 | 3.7 | 32714 | 13221
HVAC ¦ Heat Emitters - Central ¦ Radiators ¦ Aluminium | 3 | Medium | B | 3 | 2027 | 5 | 3 | 3.2 | 20491 | 13438
Fabric ¦ Superstructure ¦ Windows and External Doors ¦ External Doors ¦ Manual and Automatic Doors ¦ Emergency and Panic Escape Doors | 1 | Urgent | B | 17 | 2041 | 5 | 1 | 2.2 | 1925 | 30007
Fabric ¦ Superstructure ¦ Windows and External Doors ¦ Roller Shutters ¦ Manual Roller Shutter | 1 | High | B | 1 | 2025 | 5 | 2 | 2.7 | 11760 | 2911
HVAC ¦ Fan ¦ Local and Special Ventilation ¦ Extract | 1 | Medium | B | 1 | 2025 | 5 | 3 | 3.2 | 20492 | 6262
Fabric ¦ Superstructure ¦ Windows and External Doors ¦ External Doors ¦ Manual and Automatic Doors ¦ Emergency and Panic Escape Doors | 1 | Urgent | B | 30 | 2054 | 5 | 1 | 2.2 | 1926 | 33660
HVAC ¦ Fan ¦ Local and Special Ventilation ¦ Axial | 1 | Medium | B | 1 | 2025 | 5 | 3 | 3.2 | 20493 | 6263
HVAC ¦ Fan ¦ Central Ventilation Systems ¦ Centrifugal | 1 | Medium | B | 1 | 2025 | 5 | 3 | 3.2 | 20494 | 6264
Electrical ¦ Lighting ¦ External ¦ General - LED | 1 | Medium | B | 11 | 2035 | 5 | 3 | 3.2 | 20495 | 24953
Electrical ¦ Lighting ¦ Internal ¦ General ¦ LED Fittings & Luminaires | 23 | Medium | B | 6 | 2030 | 5 | 3 | 3.2 | 20496 | 18426
Fire ¦ Fire Fighting ¦ Fire Extinguishers ¦ Powder | 2 | Urgent | B | 6 | 2030 | 5 | 1 | 2.2 | 1927 | 15839
Electrical ¦ LV Distribution ¦ Distribution Board ¦ Main | 1 | High | B | 7 | 2031 | 5 | 2 | 2.7 | 11761 | 19568
Fabric ¦ Superstructure ¦ Windows and External Doors ¦ External Doors ¦ Entrance Doors | 1 | High | B | 30 | 2054 | 5 | 2 | 2.7 | 11762 | 33702
Fabric ¦ Superstructure ¦ Windows and External Doors ¦ External Doors ¦ Manual and Automatic Doors ¦ Emergency and Panic Escape Doors | 1 | Urgent | B | 11 | 2035 | 5 | 1 | 2.2 | 1928 | 23367
Electrical ¦ Lighting ¦ Internal ¦ General ¦ LED Fittings & Luminaires | 10 | Medium | B | 6 | 2030 | 5 | 3 | 3.2 | 20497 | 18427
Electrical ¦ Lighting ¦ Internal ¦ Emergency ¦ Self Contained ¦ LED | 10 | Urgent | B | 22 | 2046 | 5 | 1 | 2.2 | 1929 | 32829
Electrical ¦ Lighting ¦ External ¦ General - LED | 1 | Medium | B | 8 | 2032 | 5 | 3 | 3.2 | 20498 | 20829
HVAC ¦ Fan ¦ Local and Special Ventilation ¦ Ventilating - General | 1 | Medium | B | 5 | 2029 | 5 | 3 | 3.2 | 20499 | 14825
Fabric ¦ Superstructure ¦ Internal Doors ¦ Roller Shutters ¦ Electric Roller Shutter | 1 | Medium | B | 12 | 2036 | 5 | 3 | 3.2 | 20500 | 26339
Electrical ¦ Lighting ¦ Internal ¦ General ¦ LED Fittings & Luminaires | 11 | Medium | B | 6 | 2030 | 5 | 3 | 3.2 | 20501 | 18428
Drainage ¦ Foul Drainage ¦ Sump Pumps-Extended Shaft | 1 | High | C | 2 | 2026 | 4 | 2 | 2.4 | 10433 | 12838
Fabric ¦ Superstructure ¦ Windows and External Doors ¦ External Doors ¦ Manual and Automatic Doors ¦ Emergency and Panic Escape Doors | 1 | Urgent | B | 11 | 2035 | 5 | 1 | 2.2 | 1930 | 23368
Fire ¦ Fire Fighting ¦ Fire Extinguishers ¦ CO2 | 1 | Urgent | B | 6 | 2030 | 5 | 1 | 2.2 | 1931 | 15840
Electrical ¦ Lighting ¦ Internal ¦ General ¦ LED Fittings & Luminaires | 19 | Medium | B | 6 | 2030 | 5 | 3 | 3.2 | 20502 | 18429
Fire ¦ Fire Fighting ¦ Fire Extinguishers ¦ Foam | 5 | Urgent | B | 6 | 2030 | 5 | 1 | 2.2 | 1932 | 15841
Fabric ¦ Superstructure ¦ Windows and External Doors ¦ External Doors ¦ Manual and Automatic Doors ¦ Auto / Powered Sliding Doors | 1 | High | B | 11 | 2035 | 5 | 2 | 2.7 | 11763 | 24131
Water ¦ Local Hot Water ¦ Instantaneous Electric Water Heater - Non-Drinking Water | 1 | Medium | B | 1 | 2025 | 5 | 3 | 3.2 | 20503 | 6265
Fabric ¦ Superstructure ¦ Windows and External Doors ¦ External Doors ¦ Entrance Doors | 1 | High | B | 11 | 2035 | 5 | 2 | 2.7 | 11764 | 24132
Electrical ¦ Specialist Lighting ¦ Internal ¦ Illuminated Fire Exit Signage | 1 | Urgent | B | 13 | 2037 | 5 | 1 | 2.2 | 1933 | 26821
Fire ¦ Fire Fighting ¦ Fire Extinguishers ¦ Wet Chemical | 1 | Urgent | B | 6 | 2030 | 5 | 1 | 2.2 | 1934 | 15842
Electrical ¦ Lighting ¦ Internal ¦ Emergency ¦ Self Contained ¦ LED | 8 | Urgent | B | 7 | 2031 | 5 | 1 | 2.2 | 1935 | 19170
Fabric ¦ Superstructure ¦ Windows and External Doors ¦ External Doors ¦ Manual and Automatic Doors ¦ Emergency and Panic Escape Doors | 1 | Urgent | B | 11 | 2035 | 5 | 1 | 2.2 | 1936 | 23369
Electrical ¦ Lighting ¦ External ¦ General - LED | 6 | Medium | B | 11 | 2035 | 5 | 3 | 3.2 | 20504 | 24954
Electrical ¦ Lighting ¦ Internal ¦ Emergency ¦ Self Contained ¦ LED | 1 | Urgent | B | 21 | 2045 | 5 | 1 | 2.2 | 1937 | 31777
Fabric ¦ Superstructure ¦ Windows and External Doors ¦ External Doors ¦ Manual and Automatic Doors ¦ Auto / Powered Sliding Doors | 1 | High | B | 21 | 2045 | 5 | 2 | 2.7 | 11765 | 32541
HVAC ¦ Fan ¦ Local and Special Ventilation ¦ Extract | 1 | Medium | B | 1 | 2025 | 5 | 3 | 3.2 | 20505 | 6266
HVAC ¦ Fan ¦ Local and Special Ventilation ¦ Extract | 1 | Medium | DX | 1 | 2025 | 1 | 3 | 2 | 776 | 500
HVAC ¦ Ventilation ¦ Air Handling Unit (AHU) ¦ Internal ¦ Central Heating (Internally Sourced) ¦ Electric Heating | 1 | Medium | B | 2 | 2026 | 5 | 3 | 3.2 | 20506 | 13007
Fabric ¦ Superstructure ¦ Windows and External Doors ¦ External Doors ¦ Entrance Doors | 1 | High | C | 15 | 2039 | 4 | 2 | 2.4 | 10434 | 28054
Fire ¦ Fire Detection ¦ Fire Alarm System | 1 | Urgent | B | 10 | 2034 | 5 | 1 | 2.2 | 1938 | 21977
Fire ¦ Fire Fighting ¦ Fire Extinguishers ¦ Inert Gas | 1 | Urgent | A | 14 | 2038 | 6 | 1 | 2.5 | 10817 | 27409
HVAC ¦ Fan ¦ Central Ventilation Systems ¦ Extract | 1 | Medium | C | 7 | 2031 | 4 | 3 | 2.9 | 18418 | 19719
Fire ¦ Fire Fighting ¦ Fire Extinguishers ¦ Water | 1 | Urgent | B | 6 | 2030 | 5 | 1 | 2.2 | 1939 | 15843
Water ¦ Local Hot Water ¦ Instantaneous Electric Water Heater - Non-Drinking Water | 1 | Medium | B | 10 | 2034 | 5 | 3 | 3.2 | 20507 | 22575
Fabric ¦ Superstructure ¦ Windows and External Doors ¦ Roller Shutters ¦ Electric Roller Shutter | 1 | High | B | 21 | 2045 | 5 | 2 | 2.7 | 11766 | 32542
Fire ¦ Fire Fighting ¦ Fire Extinguishers ¦ CO2 | 1 | Urgent | B | 8 | 2032 | 5 | 1 | 2.2 | 1940 | 20279
HVAC ¦ Local Air Conditioning ¦ Single-Split Condenser - Split Systems/Heat Pumps - Air-cooled with Direct Expansion Evaporator (DX) | 1 | Medium | B | 1 | 2025 | 5 | 3 | 3.2 | 20508 | 6267
Electrical ¦ LV Distribution ¦ Distribution Board ¦ Main | 1 | High | B | 6 | 2030 | 5 | 2 | 2.7 | 11767 | 17387
HVAC ¦ Fan ¦ Local and Special Ventilation ¦ Extract | 1 | Medium | DX | 1 | 2025 | 1 | 3 | 2 | 777 | 501
Fire ¦ Fire Fighting ¦ Fire Extinguishers ¦ Foam | 4 | Urgent | B | 6 | 2030 | 5 | 1 | 2.2 | 1941 | 15844
HVAC ¦ Fan ¦ Local and Special Ventilation ¦ Extract | 1 | Medium | B | 1 | 2025 | 5 | 3 | 3.2 | 20509 | 6268
Electrical ¦ Lighting ¦ Internal ¦ General ¦ LED Fittings & Luminaires | 20 | Medium | B | 17 | 2041 | 5 | 3 | 3.2 | 20510 | 30398
Electrical ¦ Lighting ¦ Internal ¦ Emergency ¦ Self Contained ¦ Non LED | 9 | Urgent | B | 8 | 2032 | 5 | 1 | 2.2 | 1942 | 20280
Fire ¦ Fire Fighting ¦ Fire Extinguishers ¦ CO2 | 6 | Urgent | B | 7 | 2031 | 5 | 1 | 2.2 | 1943 | 19171
Fabric ¦ Superstructure ¦ Windows and External Doors ¦ External Doors ¦ Manual and Automatic Doors ¦ Emergency and Panic Escape Doors | 1 | Urgent | B | 30 | 2054 | 5 | 1 | 2.2 | 1944 | 33661
Electrical ¦ Lighting ¦ External ¦ General - LED | 1 | Medium | B | 11 | 2035 | 5 | 3 | 3.2 | 20511 | 24955
Electrical ¦ Lighting ¦ Internal ¦ General ¦ LED Fittings & Luminaires | 12 | Medium | B | 6 | 2030 | 5 | 3 | 3.2 | 20512 | 18430
Electrical ¦ Lighting ¦ Internal ¦ General | 5 | Medium | B | 2 | 2026 | 5 | 3 | 3.2 | 20513 | 13008
Fire ¦ Fire Fighting ¦ Fire Extinguishers ¦ Foam | 4 | Urgent | B | 6 | 2030 | 5 | 1 | 2.2 | 1945 | 15845
Fabric ¦ Superstructure ¦ Windows and External Doors ¦ Roller Shutters ¦ Manual Roller Shutter | 1 | High | B | 1 | 2025 | 5 | 2 | 2.7 | 11768 | 2912
Electrical ¦ Lighting ¦ Internal ¦ General | 2 | Medium | B | 12 | 2036 | 5 | 3 | 3.2 | 20514 | 26340
HVAC ¦ Local Air Conditioning ¦ Single-Split Evaporator - Split Systems/Heat Pumps - Air-cooled with Direct Expansion Evaporator (DX) | 1 | Medium | B | 9 | 2033 | 5 | 3 | 3.2 | 20515 | 21688
Fabric ¦ Superstructure ¦ Windows and External Doors ¦ External Doors ¦ Entrance Doors | 1 | High | C | 15 | 2039 | 4 | 2 | 2.4 | 10435 | 28055
Controls ¦ Multi-System Controls ¦ Control Panel - Electrical Services (excluding Electrical Controllers and Pneumatic Relays) | 1 | Medium | B | 7 | 2031 | 5 | 3 | 3.2 | 20516 | 19770
Electrical ¦ LV Distribution ¦ Distribution Board ¦ Main | 1 | High | B | 6 | 2030 | 5 | 2 | 2.7 | 11769 | 17388
Fire ¦ Fire Detection ¦ Fire Alarm System | 1 | Urgent | B | 1 | 2025 | 5 | 1 | 2.2 | 1946 | 984
HVAC ¦ Central Air Conditioning ¦ Air Conditioning ¦ Multi-Split Evaporator - Split Systems/Heat Pumps - Air-cooled with Direct Expansion Evaporator (DX) | 1 | Medium | B | 1 | 2025 | 5 | 3 | 3.2 | 20517 | 6269
Electrical ¦ LV Distribution ¦ Distribution Board ¦ Main | 1 | High | B | 11 | 2035 | 5 | 2 | 2.7 | 11770 | 24133
HVAC ¦ Central Heating (Internally Sourced) ¦ Boiler ¦ Atmospheric Gas Burner/Condensing Combination Boiler (domestic type) | 1 | High | B | 5 | 2029 | 5 | 2 | 2.7 | 11771 | 14582
HVAC ¦ Fan ¦ Central Cooling ¦ Axial | 1 | Medium | B | 1 | 2025 | 5 | 3 | 3.2 | 20518 | 6270
Fabric ¦ Superstructure ¦ Windows and External Doors ¦ Roller Shutters ¦ Manual Roller Shutter | 1 | High | B | 1 | 2025 | 5 | 2 | 2.7 | 11772 | 2913
Fabric ¦ Barriers and Guardrails ¦ Vehicle Crash Protection Barrier | 1 | V Low | B | 2 | 2026 | 5 | 4 | 3.7 | 32715 | 13222
Electrical ¦ LV Distribution ¦ Distribution Board ¦ Sub | 1 | High | B | 5 | 2029 | 5 | 2 | 2.7 | 11773 | 14583
Fabric ¦ Superstructure ¦ Windows and External Doors ¦ External Doors ¦ Manual and Automatic Doors ¦ Emergency and Panic Escape Doors | 1 | Urgent | B | 11 | 2035 | 5 | 1 | 2.2 | 1947 | 23370
Fabric ¦ Superstructure ¦ Windows and External Doors ¦ External Doors ¦ Entrance Doors | 1 | High | B | 21 | 2045 | 5 | 2 | 2.7 | 11774 | 32543
Fire ¦ Fire Detection ¦ Fire Alarm System | 1 | Urgent | B | 10 | 2034 | 5 | 1 | 2.2 | 1948 | 21978
Electrical ¦ Specialist Lighting ¦ Internal ¦ Illuminated Fire Exit Signage | 2 | Urgent | B | 15 | 2039 | 5 | 1 | 2.2 | 1949 | 27747
HVAC ¦ Heat Emitters - Central ¦ Radiators ¦ Aluminium | 3 | Medium | B | 15 | 2039 | 5 | 3 | 3.2 | 20519 | 28357
HVAC ¦ Fan ¦ Central Cooling ¦ Axial | 1 | Medium | B | 1 | 2025 | 5 | 3 | 3.2 | 20520 | 6271
Water ¦ Local Hot Water ¦ Instantaneous Electric Water Heater - Non-Drinking Water | 1 | Medium | B | 1 | 2025 | 5 | 3 | 3.2 | 20521 | 6272
Electrical ¦ Lighting ¦ Internal ¦ Emergency ¦ Self Contained ¦ LED | 2 | Urgent | B | 11 | 2035 | 5 | 1 | 2.2 | 1950 | 23371
Fabric ¦ Superstructure ¦ Windows and External Doors ¦ External Doors ¦ Entrance Doors | 1 | High | C | 15 | 2039 | 4 | 2 | 2.4 | 10436 | 28056
Water ¦ Local Hot Water ¦ Package Electric Water Heaters - Non-Drinking Water | 1 | Medium | B | 2 | 2026 | 5 | 3 | 3.2 | 20522 | 13009
HVAC ¦ Heat Emitters - Local ¦ Electric Heaters | 4 | Medium | B | 1 | 2025 | 5 | 3 | 3.2 | 20523 | 6273
Electrical ¦ LV Distribution ¦ Distribution Board ¦ Sub | 1 | High | B | 13 | 2037 | 5 | 2 | 2.7 | 11775 | 26945
Electrical ¦ Lighting ¦ Internal ¦ Emergency ¦ Self Contained ¦ LED | 11 | Urgent | B | 17 | 2041 | 5 | 1 | 2.2 | 1951 | 30008
Fire ¦ Fire Fighting ¦ Fire Extinguishers ¦ Foam | 2 | Urgent | B | 6 | 2030 | 5 | 1 | 2.2 | 1952 | 15846
HVAC ¦ Local Air Conditioning ¦ Single-Split Evaporator - Split Systems/Heat Pumps - Air-cooled with Direct Expansion Evaporator (DX) | 1 | Medium | B | 14 | 2038 | 5 | 3 | 3.2 | 20524 | 27524
Electrical ¦ LV Distribution ¦ Distribution Board ¦ Sub | 1 | High | B | 3 | 2027 | 5 | 2 | 2.7 | 11776 | 13325
HVAC ¦ Fan ¦ Local and Special Ventilation ¦ Ventilating - General | 1 | Medium | B | 5 | 2029 | 5 | 3 | 3.2 | 20525 | 14826
HVAC ¦ Fan ¦ Central Cooling ¦ Axial | 1 | Medium | B | 1 | 2025 | 5 | 3 | 3.2 | 20526 | 6274
Fabric ¦ Barriers and Guardrails ¦ Vehicle Crash Protection Barrier | 1 | V Low | B | 2 | 2026 | 5 | 4 | 3.7 | 32716 | 13223
Electrical ¦ Lighting ¦ Internal ¦ General | 59 | Medium | B | 1 | 2025 | 5 | 3 | 3.2 | 20527 | 6275
Fabric ¦ Superstructure ¦ Internal Doors ¦ Roller Shutters ¦ Automatic Roller Shutter | 1 | High | B | 7 | 2031 | 5 | 2 | 2.7 | 11777 | 19569
Electrical ¦ Lighting ¦ Internal ¦ General ¦ LED Fittings & Luminaires | 46 | Medium | B | 13 | 2037 | 5 | 3 | 3.2 | 20528 | 27063
Electrical ¦ Lighting ¦ External ¦ General - LED | 7 | Medium | B | 1 | 2025 | 5 | 3 | 3.2 | 20529 | 6276
Electrical ¦ Lighting ¦ Internal ¦ General | 5 | Medium | B | 1 | 2025 | 5 | 3 | 3.2 | 20530 | 6277
Electrical ¦ LV Distribution ¦ Distribution Board ¦ Sub | 1 | High | C | 1 | 2025 | 4 | 2 | 2.4 | 10437 | 2331
HVAC ¦ Fan ¦ Local and Special Ventilation ¦ Centrifugal | 1 | Medium | B | 1 | 2025 | 5 | 3 | 3.2 | 20531 | 6278
Fire ¦ Fire Fighting ¦ Fire Extinguishers ¦ CO2 | 3 | Urgent | B | 5 | 2029 | 5 | 1 | 2.2 | 1953 | 14311
Electrical ¦ LV Distribution ¦ Distribution Board ¦ Main | 1 | High | D | 10 | 2034 | 3 | 2 | 2.1 | 1034 | 21952
Electrical ¦ LV Distribution ¦ Distribution Board ¦ Main | 1 | High | B | 6 | 2030 | 5 | 2 | 2.7 | 11778 | 17389
Water ¦ Local Hot Water ¦ Instantaneous Electric Water Heater - Non-Drinking Water | 1 | Medium | B | 11 | 2035 | 5 | 3 | 3.2 | 20532 | 24956
Fabric ¦ Superstructure ¦ Windows and External Doors ¦ External Doors ¦ Manual and Automatic Doors ¦ Emergency and Panic Escape Doors | 1 | Urgent | B | 11 | 2035 | 5 | 1 | 2.2 | 1954 | 23372
Fire ¦ Fire Fighting ¦ Fire Extinguishers ¦ CO2 | 2 | Urgent | B | 6 | 2030 | 5 | 1 | 2.2 | 1955 | 15847
HVAC ¦ Ventilation ¦ Air Handling Unit (AHU) ¦ Internal ¦ Central Ventilation Systems ¦ Ventilation Only | 1 | Medium | B | 1 | 2025 | 5 | 3 | 3.2 | 20533 | 6279
HVAC ¦ Fan ¦ Central Ventilation Systems ¦ Extract | 1 | Medium | B | 7 | 2031 | 5 | 3 | 3.2 | 20534 | 19771
HVAC ¦ Fan ¦ Local and Special Ventilation ¦ Axial | 1 | Medium | B | 1 | 2025 | 5 | 3 | 3.2 | 20535 | 6280
Electrical ¦ Lighting ¦ Internal ¦ Emergency ¦ Self Contained ¦ LED | 10 | Urgent | B | 21 | 2045 | 5 | 1 | 2.2 | 1956 | 31778
Security ¦ Access ¦ Access Control ¦ Door ¦ Local Lock / Keypad / Manual | 1 | Medium | B | 10 | 2034 | 5 | 3 | 3.2 | 20536 | 22576
HVAC ¦ Local Air Conditioning ¦ Single-Split Condenser - Split Systems/Heat Pumps - Air-cooled with Direct Expansion Evaporator (DX) | 1 | Medium | B | 5 | 2029 | 5 | 3 | 3.2 | 20537 | 14827
Fire ¦ Fire Detection ¦ Fire Alarm System | 1 | Urgent | B | 5 | 2029 | 5 | 1 | 2.2 | 1957 | 14312
Electrical ¦ Lighting ¦ Internal ¦ Emergency ¦ Self Contained ¦ LED | 8 | Urgent | B | 15 | 2039 | 5 | 1 | 2.2 | 1958 | 27748
HVAC ¦ Fan ¦ Local and Special Ventilation ¦ Axial | 1 | Medium | B | 1 | 2025 | 5 | 3 | 3.2 | 20538 | 6281
Electrical ¦ Lighting ¦ Internal ¦ General ¦ LED Fittings & Luminaires | 3 | Medium | B | 6 | 2030 | 5 | 3 | 3.2 | 20539 | 18431
Electrical ¦ Lighting ¦ Internal ¦ Emergency ¦ Self Contained ¦ LED | 2 | Urgent | B | 18 | 2042 | 5 | 1 | 2.2 | 1959 | 30614
Water ¦ Local Hot Water ¦ Package Electric Water Heaters - Non-Drinking Water | 1 | Medium | B | 2 | 2026 | 5 | 3 | 3.2 | 20540 | 13010
Fabric ¦ Barriers and Guardrails ¦ Vehicle Crash Protection Barrier | 1 | V Low | B | 2 | 2026 | 5 | 4 | 3.7 | 32717 | 13224
HVAC ¦ Fan ¦ Local and Special Ventilation ¦ Fans Window or Wall Mounted | 1 | Medium | B | 10 | 2034 | 5 | 3 | 3.2 | 20541 | 22577
HVAC ¦ Fan ¦ Central Cooling ¦ Axial | 1 | Medium | B | 1 | 2025 | 5 | 3 | 3.2 | 20542 | 6282
Electrical ¦ Lighting ¦ Internal ¦ General | 50 | Medium | B | 4 | 2028 | 5 | 3 | 3.2 | 20543 | 14037
Electrical ¦ Lighting ¦ Internal ¦ General | 7 | Medium | B | 4 | 2028 | 5 | 3 | 3.2 | 20544 | 14038
HVAC ¦ Local Air Conditioning ¦ Single-Split Evaporator - Split Systems/Heat Pumps - Air-cooled with Direct Expansion Evaporator (DX) | 1 | Medium | B | 14 | 2038 | 5 | 3 | 3.2 | 20545 | 27525
Fabric ¦ Superstructure ¦ Windows and External Doors ¦ External Doors ¦ Manual and Automatic Doors ¦ Emergency and Panic Escape Doors | 1 | Urgent | B | 33 | 2057 | 5 | 1 | 2.2 | 1960 | 33838
Fabric ¦ Superstructure ¦ Windows and External Doors ¦ Roller Shutters ¦ Electric Roller Shutter | 1 | High | B | 21 | 2045 | 5 | 2 | 2.7 | 11779 | 32544
Electrical ¦ Lighting ¦ Internal ¦ General ¦ LED Fittings & Luminaires | 1 | Medium | B | 16 | 2040 | 5 | 3 | 3.2 | 20546 | 29336
Electrical ¦ Lighting ¦ Internal ¦ Emergency ¦ Self Contained ¦ LED | 2 | Urgent | B | 11 | 2035 | 5 | 1 | 2.2 | 1961 | 23373
HVAC ¦ Central Heating (Internally Sourced) ¦ Boiler ¦ Atmospheric Gas Burner Boiler - Small and/or Wall Hung for Domestic Installation | 1 | Medium | B | 6 | 2030 | 5 | 3 | 3.2 | 20547 | 18432
Fabric ¦ Superstructure ¦ Windows and External Doors ¦ Roller Shutters ¦ Manual Roller Shutter | 1 | High | B | 13 | 2037 | 5 | 2 | 2.7 | 11780 | 26946
Fire ¦ Fire Detection ¦ Fire Alarm Panel / Repeater | 1 | Urgent | B | 8 | 2032 | 5 | 1 | 2.2 | 1962 | 20281
Fire ¦ Fire Fighting ¦ Fire Extinguishers ¦ CO2 | 3 | Urgent | B | 6 | 2030 | 5 | 1 | 2.2 | 1963 | 15848
Fire ¦ Fire Fighting ¦ Fire Blanket | 1 | Urgent | B | 4 | 2028 | 5 | 1 | 2.2 | 1964 | 13774
Fire ¦ Fire Fighting ¦ Fire Extinguishers ¦ CO2 | 2 | Urgent | B | 6 | 2030 | 5 | 1 | 2.2 | 1965 | 15849
Fabric ¦ Superstructure ¦ Windows and External Doors ¦ External Doors ¦ Manual and Automatic Doors ¦ Emergency and Panic Escape Doors | 2 | Urgent | D | 27 | 2051 | 3 | 1 | 1.6 | 424 | 33537
Electrical ¦ LV Distribution ¦ Distribution Board ¦ Sub | 1 | High | B | 1 | 2025 | 5 | 2 | 2.7 | 11781 | 2914
Electrical ¦ LV Distribution ¦ Distribution Board ¦ Main | 1 | High | B | 10 | 2034 | 5 | 2 | 2.7 | 11782 | 22259
Fabric ¦ Superstructure ¦ Windows and External Doors ¦ External Doors ¦ Entrance Doors | 1 | High | B | 28 | 2052 | 5 | 2 | 2.7 | 11783 | 33616
Fire ¦ Fire Fighting ¦ Fire Blanket | 1 | Urgent | B | 1 | 2025 | 5 | 1 | 2.2 | 1966 | 985
Fire ¦ Fire Detection ¦ Fire Alarm Panel / Repeater | 1 | Urgent | C | 1 | 2025 | 4 | 1 | 1.9 | 585 | 460
Electrical ¦ Lighting ¦ Internal ¦ Emergency ¦ Self Contained ¦ LED | 1 | Urgent | C | 11 | 2035 | 4 | 1 | 1.9 | 586 | 23250
Electrical ¦ LV Distribution ¦ Distribution Board ¦ Sub | 1 | High | B | 6 | 2030 | 5 | 2 | 2.7 | 11784 | 17390
HVAC ¦ Local Air Conditioning ¦ Single-Split Condenser - Split Systems/Heat Pumps - Air-cooled with Direct Expansion Evaporator (DX) | 1 | Medium | B | 3 | 2027 | 5 | 3 | 3.2 | 20548 | 13439
HVAC ¦ Fan ¦ Local and Special Ventilation ¦ Fans Window or Wall Mounted | 1 | Medium | B | 1 | 2025 | 5 | 3 | 3.2 | 20549 | 6283
HVAC ¦ Central Air Conditioning ¦ Air Conditioning ¦ Multi-Split Condenser - Split Systems/Heat Pumps - Air-cooled with Direct Expansion Evaporator (DX) | 1 | Medium | B | 1 | 2025 | 5 | 3 | 3.2 | 20550 | 6284
Electrical ¦ LV Distribution ¦ Distribution Board ¦ Sub | 1 | High | B | 10 | 2034 | 5 | 2 | 2.7 | 11785 | 22260
HVAC ¦ Central Heating (Internally Sourced) ¦ Burner ¦ Forced draft gas burner | 1 | Medium | B | 1 | 2025 | 5 | 3 | 3.2 | 20551 | 6285
Electrical ¦ LV Distribution ¦ Distribution Board ¦ Main | 1 | High | B | 18 | 2042 | 5 | 2 | 2.7 | 11786 | 30765
HVAC ¦ Fan ¦ Central Cooling ¦ Axial | 1 | Medium | B | 1 | 2025 | 5 | 3 | 3.2 | 20552 | 6286
HVAC ¦ Fan ¦ Local and Special Ventilation ¦ Axial | 1 | Medium | B | 1 | 2025 | 5 | 3 | 3.2 | 20553 | 6287
Water ¦ Local Hot Water ¦ Package Electric Water Heaters - Non-Drinking Water | 1 | Medium | B | 10 | 2034 | 5 | 3 | 3.2 | 20554 | 22578
Controls ¦ Multi-System Controls ¦ Instrument Control Panel | 1 | Medium | B | 1 | 2025 | 5 | 3 | 3.2 | 20555 | 6288
HVAC ¦ Heat Emitters - Local ¦ Gas Fired Unit Heaters | 1 | Medium | B | 9 | 2033 | 5 | 3 | 3.2 | 20556 | 21689
Water ¦ Central Hot Water Distribution ¦ Hot water cylinders | 1 | High | B | 7 | 2031 | 5 | 2 | 2.7 | 11787 | 19570
HVAC ¦ Heat Emitters - Local ¦ Gas Fired Unit Heaters | 1 | Medium | B | 8 | 2032 | 5 | 3 | 3.2 | 20557 | 20830
Fabric ¦ Superstructure ¦ Windows and External Doors ¦ External Doors ¦ Manual and Automatic Doors ¦ Emergency and Panic Escape Doors | 1 | Urgent | B | 17 | 2041 | 5 | 1 | 2.2 | 1967 | 30009
HVAC ¦ Central Air Conditioning ¦ Air Conditioning ¦ Multi-Split Condenser - DX Split Systems (With Gas, Electric or Hot Water Heaters) | 1 | Medium | B | 1 | 2025 | 5 | 3 | 3.2 | 20558 | 6289
Fabric ¦ Barriers and Guardrails ¦ Vehicle Crash Protection Barrier | 6 | V Low | B | 1 | 2025 | 5 | 4 | 3.7 | 32718 | 11765
Fire ¦ Fire Fighting ¦ Fire Extinguishers ¦ CO2 | 1 | Urgent | B | 2 | 2026 | 5 | 1 | 2.2 | 1968 | 12464
Electrical ¦ Lighting ¦ Internal ¦ General ¦ LED Fittings & Luminaires | 15 | Medium | B | 16 | 2040 | 5 | 3 | 3.2 | 20559 | 29337
Electrical ¦ Lighting ¦ Internal ¦ Emergency ¦ Self Contained ¦ Non LED | 1 | Urgent | B | 7 | 2031 | 5 | 1 | 2.2 | 1969 | 19172
Fire ¦ Fire Fighting ¦ Fire Extinguishers ¦ CO2 | 5 | Urgent | B | 4 | 2028 | 5 | 1 | 2.2 | 1970 | 13775
Electrical ¦ Specialist Lighting ¦ Internal ¦ Illuminated Fire Exit Signage | 3 | Urgent | B | 12 | 2036 | 5 | 1 | 2.2 | 1971 | 25948
Electrical ¦ Lighting ¦ Internal ¦ General ¦ LED Fittings & Luminaires | 5 | Medium | B | 12 | 2036 | 5 | 3 | 3.2 | 20560 | 26341
Electrical ¦ Lighting ¦ Internal ¦ Emergency ¦ Self Contained ¦ LED | 3 | Urgent | B | 19 | 2043 | 5 | 1 | 2.2 | 1972 | 31040
HVAC ¦ Heat Emitters - Local ¦ Electric Heaters | 1 | Medium | B | 1 | 2025 | 5 | 3 | 3.2 | 20561 | 6290
HVAC ¦ Heat Emitters - Central ¦ Radiators ¦ Steel | 9 | Medium | B | 10 | 2034 | 5 | 3 | 3.2 | 20562 | 22579
HVAC ¦ Fan ¦ Local and Special Ventilation ¦ Fans Window or Wall Mounted | 1 | Medium | B | 1 | 2025 | 5 | 3 | 3.2 | 20563 | 6291
Water ¦ Local Hot Water ¦ Instantaneous Electric Water Heater - Non-Drinking Water | 1 | Medium | B | 11 | 2035 | 5 | 3 | 3.2 | 20564 | 24957
HVAC ¦ Fan ¦ Central Cooling ¦ Axial | 1 | Medium | B | 1 | 2025 | 5 | 3 | 3.2 | 20565 | 6292
Water ¦ Local Hot Water ¦ Package Electric Water Heaters - Non-Drinking Water | 1 | Medium | C | 8 | 2032 | 4 | 3 | 2.9 | 18419 | 20784
Controls ¦ Multi-System Controls ¦ Control Panel - Electrical Services (excluding Electrical Controllers and Pneumatic Relays) | 1 | Medium | B | 6 | 2030 | 5 | 3 | 3.2 | 20566 | 18433
Fabric ¦ Superstructure ¦ Windows and External Doors ¦ Roller Shutters ¦ Electric Roller Shutter | 1 | High | B | 1 | 2025 | 5 | 2 | 2.7 | 11788 | 2915
Fire ¦ Fire Fighting ¦ Fire Extinguishers ¦ Powder - P50 | 2 | Urgent | B | 9 | 2033 | 5 | 1 | 2.2 | 1973 | 21219
HVAC ¦ Central Heating (Internally Sourced) ¦ Burner ¦ Forced draft gas burner | 1 | Medium | B | 1 | 2025 | 5 | 3 | 3.2 | 20567 | 6293
Fire ¦ Fire Detection ¦ Fire Alarm Panel / Repeater | 1 | Urgent | CX | 1 | 2025 | 2 | 1 | 1.3 | 324 | 311
Electrical ¦ LV Distribution ¦ Distribution Board ¦ Sub | 1 | High | B | 2 | 2026 | 5 | 2 | 2.7 | 11789 | 12865
HVAC ¦ Heat Emitters - Central ¦ Unit Heaters | 1 | Medium | B | 1 | 2025 | 5 | 3 | 3.2 | 20568 | 6294
Fire ¦ Fire Fighting ¦ Fire Blanket | 1 | Urgent | B | 4 | 2028 | 5 | 1 | 2.2 | 1974 | 13776
Water ¦ Local Hot Water ¦ Package Electric Water Heaters - Non-Drinking Water | 1 | Medium | B | 2 | 2026 | 5 | 3 | 3.2 | 20569 | 13011
Electrical ¦ Lighting ¦ Internal ¦ Emergency ¦ Self Contained ¦ LED | 12 | Urgent | C | 11 | 2035 | 4 | 1 | 1.9 | 587 | 23251
HVAC ¦ Heat Emitters - Local ¦ Electric Heaters | 1 | Medium | B | 1 | 2025 | 5 | 3 | 3.2 | 20570 | 6295
Fabric ¦ Superstructure ¦ Windows and External Doors ¦ External Doors ¦ Manual and Automatic Doors ¦ Emergency and Panic Escape Doors | 1 | Urgent | D | 11 | 2035 | 3 | 1 | 1.6 | 425 | 23241
Electrical ¦ LV Distribution ¦ Distribution Board ¦ Sub | 1 | High | B | 2 | 2026 | 5 | 2 | 2.7 | 11790 | 12866
Fabric ¦ Superstructure ¦ Windows and External Doors ¦ External Doors ¦ Manual and Automatic Doors ¦ Emergency and Panic Escape Doors | 1 | Urgent | B | 35 | 2059 | 5 | 1 | 2.2 | 1975 | 33876
Electrical ¦ Lighting ¦ External ¦ General - Non-LED | 11 | Medium | B | 1 | 2025 | 5 | 3 | 3.2 | 20571 | 6296
Security ¦ Access ¦ Access Control ¦ Gate Access - Local Lock / Keypad / Manual (External) | 3 | Medium | B | 6 | 2030 | 5 | 3 | 3.2 | 20572 | 18434
HVAC ¦ Ventilation ¦ Air Handling Unit (AHU) ¦ External ¦ Central Heating (Externally Sourced) ¦ Gas Fired | 1 | Medium | B | 1 | 2025 | 5 | 3 | 3.2 | 20573 | 6297
Fabric ¦ Superstructure ¦ Windows and External Doors ¦ External Doors ¦ Manual and Automatic Doors ¦ Emergency and Panic Escape Doors | 1 | Urgent | B | 11 | 2035 | 5 | 1 | 2.2 | 1976 | 23374
Fabric ¦ Superstructure ¦ Windows and External Doors ¦ External Doors ¦ Manual and Automatic Doors ¦ Emergency and Panic Escape Doors | 2 | Urgent | B | 11 | 2035 | 5 | 1 | 2.2 | 1977 | 23375
Fabric ¦ Superstructure ¦ Windows and External Doors ¦ External Doors ¦ Manual and Automatic Doors ¦ Emergency and Panic Escape Doors | 1 | Urgent | B | 11 | 2035 | 5 | 1 | 2.2 | 1978 | 23376
Fabric ¦ Superstructure ¦ Windows and External Doors ¦ External Doors ¦ Manual and Automatic Doors ¦ Emergency and Panic Escape Doors | 1 | Urgent | B | 11 | 2035 | 5 | 1 | 2.2 | 1979 | 23377
Electrical ¦ Lighting ¦ Internal ¦ General | 8 | Medium | B | 1 | 2025 | 5 | 3 | 3.2 | 20574 | 6298
Electrical ¦ Lighting ¦ Internal ¦ Emergency ¦ Self Contained ¦ LED | 1 | Urgent | B | 11 | 2035 | 5 | 1 | 2.2 | 1980 | 23378
Fire ¦ Fire Fighting ¦ Fire Extinguishers ¦ CO2 | 2 | Urgent | B | 7 | 2031 | 5 | 1 | 2.2 | 1981 | 19173
HVAC ¦ Central Heating (Internally Sourced) ¦ Boiler ¦ Atmospheric Gas Burner Boiler - Small and/or Wall Hung for Light Commercial Installation | 1 | Medium | B | 6 | 2030 | 5 | 3 | 3.2 | 20575 | 18435
Fire ¦ Fire Fighting ¦ Fire Extinguishers ¦ CO2 | 2 | Urgent | B | 2 | 2026 | 5 | 1 | 2.2 | 1982 | 12465
Fabric ¦ Superstructure ¦ Windows and External Doors ¦ External Doors ¦ Manual and Automatic Doors ¦ High Security Door | 1 | High | B | 25 | 2049 | 5 | 2 | 2.7 | 11791 | 33368
HVAC ¦ Fan ¦ Local and Special Ventilation ¦ Extract | 1 | Medium | B | 1 | 2025 | 5 | 3 | 3.2 | 20576 | 6299
Fire ¦ Fire Fighting ¦ Fire Extinguishers ¦ Powder | 3 | Urgent | B | 6 | 2030 | 5 | 1 | 2.2 | 1983 | 15850
HVAC ¦ Heat Emitters - Local ¦ Electric Overdoor Air Curtain/Heater | 1 | Medium | CX | 1 | 2025 | 2 | 3 | 2.3 | 10045 | 2016
Electrical ¦ LV Distribution ¦ Distribution Board ¦ Sub | 1 | High | B | 18 | 2042 | 5 | 2 | 2.7 | 11792 | 30766
Fabric ¦ Superstructure ¦ Windows and External Doors ¦ External Doors ¦ Manual and Automatic Doors ¦ Emergency and Panic Escape Doors | 1 | Urgent | B | 21 | 2045 | 5 | 1 | 2.2 | 1984 | 31779
Controls ¦ Multi-System Controls ¦ Instrument Control Panel | 1 | Medium | B | 16 | 2040 | 5 | 3 | 3.2 | 20577 | 29338
Electrical ¦ Lighting ¦ Internal ¦ General ¦ LED Fittings & Luminaires | 1 | Medium | B | 13 | 2037 | 5 | 3 | 3.2 | 20578 | 27064
Electrical ¦ Lighting ¦ Internal ¦ Emergency ¦ Self Contained ¦ LED | 1 | Urgent | B | 21 | 2045 | 5 | 1 | 2.2 | 1985 | 31780
Fabric ¦ Superstructure ¦ Windows and External Doors ¦ External Doors ¦ Entrance Doors | 1 | High | B | 21 | 2045 | 5 | 2 | 2.7 | 11793 | 32545
Electrical ¦ Specialist Lighting ¦ External ¦ Illuminated External Signs | 1 | Medium | B | 1 | 2025 | 5 | 3 | 3.2 | 20579 | 6300
HVAC ¦ Fan ¦ Local and Special Ventilation ¦ Fans Window or Wall Mounted | 1 | Medium | B | 1 | 2025 | 5 | 3 | 3.2 | 20580 | 6301
Electrical ¦ LV Distribution ¦ Distribution Board ¦ Main | 1 | High | B | 17 | 2041 | 5 | 2 | 2.7 | 11794 | 30282
Fire ¦ Fire Fighting ¦ Fire Extinguishers ¦ CO2 | 2 | Urgent | B | 2 | 2026 | 5 | 1 | 2.2 | 1986 | 12466
Water ¦ Local Hot Water ¦ Instantaneous Electric Water Heater - Non-Drinking Water | 1 | Medium | C | 1 | 2025 | 4 | 3 | 2.9 | 18420 | 5385
Electrical ¦ Specialist Lighting ¦ External ¦ Illuminated External Signs | 1 | Medium | C | 1 | 2025 | 4 | 3 | 2.9 | 18421 | 5386
HVAC ¦ Central Heating (Internally Sourced) ¦ Boiler ¦ Atmospheric Gas Burner/Condensing Combination Boiler (domestic type) | 1 | High | C | 1 | 2025 | 4 | 2 | 2.4 | 10438 | 2332
HVAC ¦ Heat Emitters - Local ¦ Electric Overdoor Air Curtain/Heater | 1 | Medium | B | 1 | 2025 | 5 | 3 | 3.2 | 20581 | 6302
Electrical ¦ LV Distribution ¦ Distribution Board ¦ Sub | 1 | High | B | 15 | 2039 | 5 | 2 | 2.7 | 11795 | 28081
Water ¦ Local Hot Water ¦ Package Electric Water Heaters - Non-Drinking Water | 1 | Medium | DX | 1 | 2025 | 1 | 3 | 2 | 778 | 502
Electrical ¦ Lighting ¦ Internal ¦ General ¦ LED Fittings & Luminaires | 4 | Medium | B | 12 | 2036 | 5 | 3 | 3.2 | 20582 | 26342
HVAC ¦ Central Heating (Internally Sourced) ¦ Boiler ¦ Atmospheric Gas Burner Boiler - Small and/or Wall Hung for Domestic Installation | 1 | Medium | B | 2 | 2026 | 5 | 3 | 3.2 | 20583 | 13012
Electrical ¦ LV Distribution ¦ Distribution Board ¦ Sub | 1 | High | B | 12 | 2036 | 5 | 2 | 2.7 | 11796 | 26139
HVAC ¦ Fan ¦ Central Cooling ¦ Axial | 1 | Medium | B | 5 | 2029 | 5 | 3 | 3.2 | 20584 | 14828
Electrical ¦ Lighting ¦ Internal ¦ Emergency ¦ Self Contained ¦ LED | 5 | Urgent | C | 11 | 2035 | 4 | 1 | 1.9 | 588 | 23252
Transport ¦ Lifts ¦ Passenger Lift electric ¦ Electric | 1 | Medium | B | 8 | 2032 | 5 | 3 | 3.2 | 20585 | 20831
Fabric ¦ Superstructure ¦ Windows and External Doors ¦ External Doors ¦ Manual and Automatic Doors ¦ Emergency and Panic Escape Doors | 1 | Urgent | B | 15 | 2039 | 5 | 1 | 2.2 | 1987 | 27749
Fabric ¦ Superstructure ¦ Windows and External Doors ¦ External Doors ¦ Manual and Automatic Doors ¦ Emergency and Panic Escape Doors | 1 | Urgent | C | 11 | 2035 | 4 | 1 | 1.9 | 589 | 23253
HVAC ¦ Central Heating (Internally Sourced) ¦ Boiler ¦ Atmospheric Gas Burner Boiler - Small and/or Wall Hung for Domestic Installation | 1 | Medium | B | 2 | 2026 | 5 | 3 | 3.2 | 20586 | 13013
HVAC ¦ Fan ¦ Local and Special Ventilation ¦ Extract | 1 | Medium | B | 1 | 2025 | 5 | 3 | 3.2 | 20587 | 6303
Electrical ¦ Specialist Lighting ¦ Internal ¦ Illuminated Fire Exit Signage | 2 | Urgent | B | 12 | 2036 | 5 | 1 | 2.2 | 1988 | 25949
Electrical ¦ LV Distribution ¦ Distribution Board ¦ Main | 1 | High | B | 12 | 2036 | 5 | 2 | 2.7 | 11797 | 26140
Electrical ¦ LV Distribution ¦ Distribution Board ¦ Sub | 1 | High | B | 10 | 2034 | 5 | 2 | 2.7 | 11798 | 22261
HVAC ¦ Local and Special Ventilation ¦ Unit extract fans. | 1 | Medium | B | 1 | 2025 | 5 | 3 | 3.2 | 20588 | 6304
Electrical ¦ Lighting ¦ Internal ¦ Emergency ¦ Self Contained ¦ LED | 3 | Urgent | B | 21 | 2045 | 5 | 1 | 2.2 | 1989 | 31781
Electrical ¦ Lighting ¦ External ¦ General - Non-LED | 17 | Medium | B | 1 | 2025 | 5 | 3 | 3.2 | 20589 | 6305
HVAC ¦ Heat Emitters - Local ¦ Gas Fired Natural and Fan Assisted Heaters | 1 | Medium | B | 15 | 2039 | 5 | 3 | 3.2 | 20590 | 28358
HVAC ¦ Fan ¦ Local and Special Ventilation ¦ Extract | 1 | Medium | B | 1 | 2025 | 5 | 3 | 3.2 | 20591 | 6306
HVAC ¦ Fan ¦ Central Cooling ¦ Axial | 1 | Medium | B | 1 | 2025 | 5 | 3 | 3.2 | 20592 | 6307
Electrical ¦ Lighting ¦ Internal ¦ Emergency ¦ Self Contained ¦ LED | 15 | Urgent | B | 21 | 2045 | 5 | 1 | 2.2 | 1990 | 31782
Electrical ¦ Lighting ¦ Internal ¦ General ¦ LED Fittings & Luminaires | 6 | Medium | C | 12 | 2036 | 4 | 3 | 2.9 | 18422 | 26280
Electrical ¦ Lighting ¦ Internal ¦ Emergency ¦ Self Contained ¦ Non LED | 1 | Urgent | B | 1 | 2025 | 5 | 1 | 2.2 | 1991 | 986
HVAC ¦ Local Air Conditioning ¦ Single-Split Evaporator - Split Systems/Heat Pumps - Air-cooled with Direct Expansion Evaporator (DX) | 1 | Medium | B | 1 | 2025 | 5 | 3 | 3.2 | 20593 | 6308
Electrical ¦ Lighting ¦ Internal ¦ General | 27 | Medium | B | 4 | 2028 | 5 | 3 | 3.2 | 20594 | 14039
Electrical ¦ Lighting ¦ External ¦ General - Non-LED | 5 | Medium | C | 1 | 2025 | 4 | 3 | 2.9 | 18423 | 5387
Fire ¦ Fire Fighting ¦ Fire Extinguishers ¦ CO2 | 1 | Urgent | B | 2 | 2026 | 5 | 1 | 2.2 | 1992 | 12467
Fabric ¦ Superstructure ¦ Windows and External Doors ¦ Roller Shutters ¦ Manual Roller Shutter | 1 | High | B | 21 | 2045 | 5 | 2 | 2.7 | 11799 | 32546
HVAC ¦ Fan ¦ Local and Special Ventilation ¦ Extract | 1 | Medium | B | 1 | 2025 | 5 | 3 | 3.2 | 20595 | 6309
Electrical ¦ Lighting ¦ Internal ¦ Emergency ¦ Self Contained ¦ LED | 2 | Urgent | C | 11 | 2035 | 4 | 1 | 1.9 | 590 | 23254
Electrical ¦ Lighting ¦ Internal ¦ Emergency ¦ Self Contained ¦ LED | 8 | Urgent | B | 21 | 2045 | 5 | 1 | 2.2 | 1993 | 31783
Fire ¦ Fire Fighting ¦ Fire Extinguishers ¦ CO2 | 2 | Urgent | B | 2 | 2026 | 5 | 1 | 2.2 | 1994 | 12468
Electrical ¦ Lighting ¦ Internal ¦ Emergency ¦ Self Contained ¦ Non LED | 1 | Urgent | C | 9 | 2033 | 4 | 1 | 1.9 | 591 | 21201
Fire ¦ Fire Fighting ¦ Fire Extinguishers ¦ CO2 | 5 | Urgent | B | 6 | 2030 | 5 | 1 | 2.2 | 1995 | 15851
Electrical ¦ LV Distribution ¦ Distribution Board ¦ Main | 1 | High | B | 1 | 2025 | 5 | 2 | 2.7 | 11800 | 2916
Fabric ¦ Superstructure ¦ Internal Doors ¦ Roller Shutters ¦ Internal Manual Roller Shutter | 1 | Medium | B | 1 | 2025 | 5 | 3 | 3.2 | 20596 | 6310
HVAC ¦ Fan ¦ Local and Special Ventilation ¦ Centrifugal | 1 | Medium | B | 1 | 2025 | 5 | 3 | 3.2 | 20597 | 6311
Fabric ¦ Superstructure ¦ Windows and External Doors ¦ Roller Shutters ¦ Manual Roller Shutter | 1 | High | B | 1 | 2025 | 5 | 2 | 2.7 | 11801 | 2917
Electrical ¦ Lighting ¦ Internal ¦ General | 34 | Medium | B | 10 | 2034 | 5 | 3 | 3.2 | 20598 | 22580
Electrical ¦ Lighting ¦ Internal ¦ Emergency ¦ Self Contained ¦ Non LED | 2 | Urgent | B | 5 | 2029 | 5 | 1 | 2.2 | 1996 | 14313
HVAC ¦ Fan ¦ Central Cooling ¦ Axial | 1 | Medium | B | 1 | 2025 | 5 | 3 | 3.2 | 20599 | 6312
Electrical ¦ Lighting ¦ Internal ¦ General ¦ LED Fittings & Luminaires | 4 | Medium | B | 12 | 2036 | 5 | 3 | 3.2 | 20600 | 26343
HVAC ¦ Fan ¦ Local and Special Ventilation ¦ Fans Window or Wall Mounted | 1 | Medium | C | 1 | 2025 | 4 | 3 | 2.9 | 18424 | 5388
Fabric ¦ Superstructure ¦ Windows and External Doors ¦ External Windows ¦ Roller Shutters ¦ External Window Shutters ¦ Manual | 1 | Medium | D | 2 | 2026 | 3 | 3 | 2.6 | 11044 | 12847
Fire ¦ Fire Fighting ¦ Fire Extinguishers ¦ Foam | 4 | Urgent | B | 9 | 2033 | 5 | 1 | 2.2 | 1997 | 21220
HVAC ¦ Fan ¦ Central Ventilation Systems ¦ Ventilating - General | 1 | Low | B | 3 | 2027 | 5 | 4 | 3.7 | 32719 | 13714
Electrical ¦ LV Distribution ¦ Distribution Board ¦ Sub | 1 | High | B | 1 | 2025 | 5 | 2 | 2.7 | 11802 | 2918
Electrical ¦ LV Distribution ¦ Distribution Board ¦ Main | 1 | High | B | 17 | 2041 | 5 | 2 | 2.7 | 11803 | 30283
Fabric ¦ Superstructure ¦ Windows and External Doors ¦ External Doors ¦ Manual and Automatic Doors ¦ Auto / Powered Sliding Doors | 1 | High | B | 17 | 2041 | 5 | 2 | 2.7 | 11804 | 30284
Electrical ¦ Specialist Lighting ¦ Internal ¦ Illuminated Fire Exit Signage | 3 | Urgent | B | 16 | 2040 | 5 | 1 | 2.2 | 1998 | 28638
HVAC ¦ Ventilation ¦ Air Handling Unit (AHU) ¦ External ¦ Central Air Conditioning ¦ Gas Fired | 1 | Medium | B | 1 | 2025 | 5 | 3 | 3.2 | 20601 | 6313
Electrical ¦ Specialist Lighting ¦ Internal ¦ Illuminated Fire Exit Signage | 3 | Urgent | B | 13 | 2037 | 5 | 1 | 2.2 | 1999 | 26822
Electrical ¦ Lighting ¦ Internal ¦ General ¦ LED Fittings & Luminaires | 7 | Medium | B | 12 | 2036 | 5 | 3 | 3.2 | 20602 | 26344
Electrical ¦ Lighting ¦ Internal ¦ General ¦ LED Fittings & Luminaires | 4 | Medium | B | 12 | 2036 | 5 | 3 | 3.2 | 20603 | 26345
Electrical ¦ Lighting ¦ Internal ¦ General ¦ LED Fittings & Luminaires | 1 | Medium | B | 6 | 2030 | 5 | 3 | 3.2 | 20604 | 18436
Fabric ¦ Superstructure ¦ Windows and External Doors ¦ Roller Shutters ¦ Electric Roller Shutter | 1 | High | B | 11 | 2035 | 5 | 2 | 2.7 | 11805 | 24134
Electrical ¦ LV Distribution ¦ Distribution Board ¦ Sub | 1 | High | B | 1 | 2025 | 5 | 2 | 2.7 | 11806 | 2919
Fabric ¦ Superstructure ¦ Windows and External Doors ¦ Roller Shutters ¦ Manual Roller Shutter | 1 | High | B | 1 | 2025 | 5 | 2 | 2.7 | 11807 | 2920
Water ¦ Local Hot Water ¦ Instantaneous Electric Water Heater - Non-Drinking Water | 1 | Medium | B | 12 | 2036 | 5 | 3 | 3.2 | 20605 | 26346
Fabric ¦ Superstructure ¦ Internal Doors ¦ Roller Shutters ¦ Electric Roller Shutter | 1 | Medium | B | 11 | 2035 | 5 | 3 | 3.2 | 20606 | 24958
HVAC ¦ Heat Emitters - Local ¦ Gas Fired Natural and Fan Assisted Heaters | 1 | Medium | B | 1 | 2025 | 5 | 3 | 3.2 | 20607 | 6314
HVAC ¦ Heat Emitters - Local ¦ Gas Fired Natural and Fan Assisted Heaters | 1 | Medium | B | 1 | 2025 | 5 | 3 | 3.2 | 20608 | 6315
Water ¦ Local Hot Water ¦ Instantaneous Electric Water Heater - Non-Drinking Water | 1 | Medium | B | 5 | 2029 | 5 | 3 | 3.2 | 20609 | 14829
Fabric ¦ Superstructure ¦ Windows and External Doors ¦ External Doors ¦ Entrance Doors | 1 | High | B | 11 | 2035 | 5 | 2 | 2.7 | 11808 | 24135
Electrical ¦ LV Distribution ¦ Distribution Board ¦ Sub | 1 | High | B | 1 | 2025 | 5 | 2 | 2.7 | 11809 | 2921
HVAC ¦ Central Heating (Internally Sourced) ¦ Boiler ¦ Atmospheric Gas Burner/Condensing Combination Boiler (domestic type) | 1 | High | B | 1 | 2025 | 5 | 2 | 2.7 | 11810 | 2922
HVAC ¦ Fan ¦ Local and Special Ventilation ¦ Extract | 1 | Medium | C | 1 | 2025 | 4 | 3 | 2.9 | 18425 | 5389
HVAC ¦ Fan ¦ Local and Special Ventilation ¦ Centrifugal | 1 | Medium | B | 1 | 2025 | 5 | 3 | 3.2 | 20610 | 6316
Fire ¦ Fire Fighting ¦ Fire Extinguishers ¦ Powder | 1 | Urgent | B | 6 | 2030 | 5 | 1 | 2.2 | 2000 | 15852
HVAC ¦ Heat Emitters - Local ¦ Gas Fired Unit Heaters | 1 | Medium | B | 10 | 2034 | 5 | 3 | 3.2 | 20611 | 22581
Electrical ¦ Specialist Lighting ¦ Internal ¦ Illuminated Fire Exit Signage | 3 | Urgent | B | 16 | 2040 | 5 | 1 | 2.2 | 2001 | 28639
Electrical ¦ Lighting ¦ Internal ¦ Emergency ¦ Self Contained ¦ Non LED | 2 | Urgent | B | 1 | 2025 | 5 | 1 | 2.2 | 2002 | 987
HVAC ¦ Heat Emitters - Local ¦ Gas Fired Natural and Fan Assisted Heaters | 1 | Medium | B | 1 | 2025 | 5 | 3 | 3.2 | 20612 | 6317
Water ¦ Local Hot Water ¦ Instantaneous Electric Water Heater - Non-Drinking Water | 1 | Medium | B | 1 | 2025 | 5 | 3 | 3.2 | 20613 | 6318
Electrical ¦ Specialist Lighting ¦ Internal ¦ Illuminated Fire Exit Signage | 2 | Urgent | B | 16 | 2040 | 5 | 1 | 2.2 | 2003 | 28640
Fire ¦ Fire Fighting ¦ Fire Extinguishers ¦ Foam | 1 | Urgent | B | 6 | 2030 | 5 | 1 | 2.2 | 2004 | 15853
Fabric ¦ Superstructure ¦ Windows and External Doors ¦ Roller Shutters ¦ Electric Roller Shutter | 1 | High | B | 17 | 2041 | 5 | 2 | 2.7 | 11811 | 30285
Controls ¦ Multi-System Controls ¦ Instrument Control Panel | 1 | Medium | B | 1 | 2025 | 5 | 3 | 3.2 | 20614 | 6319
HVAC ¦ Heat Emitters - Central ¦ Radiators ¦ Steel | 1 | Medium | B | 10 | 2034 | 5 | 3 | 3.2 | 20615 | 22582
Fire ¦ Fire Fighting ¦ Fire Extinguishers ¦ CO2 | 1 | Urgent | B | 8 | 2032 | 5 | 1 | 2.2 | 2005 | 20282
HVAC ¦ Fan ¦ Central Heating & Cooling ¦ Mixed Flow | 1 | Medium | B | 1 | 2025 | 5 | 3 | 3.2 | 20616 | 6320
Fabric ¦ Superstructure ¦ Windows and External Doors ¦ Roller Shutters ¦ Manual Roller Shutter | 1 | High | B | 1 | 2025 | 5 | 2 | 2.7 | 11812 | 2923
Fire ¦ Fire Fighting ¦ Fire Extinguishers ¦ CO2 | 2 | Urgent | B | 8 | 2032 | 5 | 1 | 2.2 | 2006 | 20283
Fabric ¦ Superstructure ¦ Internal Doors ¦ Roller Shutters ¦ Electric Roller Shutter | 1 | Medium | C | 21 | 2045 | 4 | 3 | 2.9 | 18426 | 32779
Fire ¦ Fire Fighting ¦ Fire Extinguishers ¦ CO2 | 1 | Urgent | B | 6 | 2030 | 5 | 1 | 2.2 | 2007 | 15854
Fire ¦ Fire Fighting ¦ Fire Extinguishers ¦ CO2 | 5 | Urgent | B | 3 | 2027 | 5 | 1 | 2.2 | 2008 | 13270
HVAC ¦ Heat Emitters - Local ¦ Gas Fired Natural and Fan Assisted Heaters | 1 | Medium | B | 5 | 2029 | 5 | 3 | 3.2 | 20617 | 14830
Electrical ¦ Lighting ¦ Internal ¦ General | 2 | Medium | CX | 1 | 2025 | 2 | 3 | 2.3 | 10046 | 2017
Electrical ¦ Lighting ¦ Internal ¦ General ¦ LED Fittings & Luminaires | 1 | Medium | A | 19 | 2043 | 6 | 3 | 3.5 | 32442 | 31382
Fabric ¦ Superstructure ¦ Internal Doors ¦ Roller Shutters ¦ Electric Roller Shutter | 1 | Medium | B | 11 | 2035 | 5 | 3 | 3.2 | 20618 | 24959
HVAC ¦ Heat Emitters - Local ¦ Electric Heaters | 1 | Medium | B | 1 | 2025 | 5 | 3 | 3.2 | 20619 | 6321
Fire ¦ Fire Fighting ¦ Fire Extinguishers ¦ Powder - P50 | 2 | Urgent | B | 2 | 2026 | 5 | 1 | 2.2 | 2009 | 12469
Electrical ¦ Lighting ¦ External ¦ General - LED | 6 | Medium | B | 11 | 2035 | 5 | 3 | 3.2 | 20620 | 24960
HVAC ¦ Heat Emitters - Local ¦ Gas Fired Unit Heaters | 1 | Medium | B | 5 | 2029 | 5 | 3 | 3.2 | 20621 | 14831
Fabric ¦ Superstructure ¦ Windows and External Doors ¦ Roller Shutters ¦ Manual Roller Shutter | 1 | High | B | 4 | 2028 | 5 | 2 | 2.7 | 11813 | 13906
HVAC ¦ Fan ¦ Local and Special Ventilation ¦ Axial | 1 | Medium | B | 1 | 2025 | 5 | 3 | 3.2 | 20622 | 6322
Electrical ¦ Lighting ¦ Internal ¦ General ¦ LED Fittings & Luminaires | 14 | Medium | B | 12 | 2036 | 5 | 3 | 3.2 | 20623 | 26347
Electrical ¦ Lighting ¦ External ¦ General - LED | 4 | Medium | B | 1 | 2025 | 5 | 3 | 3.2 | 20624 | 6323
Fire ¦ Fire Fighting ¦ Fire Extinguishers ¦ Foam | 1 | Urgent | B | 7 | 2031 | 5 | 1 | 2.2 | 2010 | 19174
HVAC ¦ Fan ¦ Central Heating & Cooling ¦ Mixed Flow | 1 | Medium | B | 1 | 2025 | 5 | 3 | 3.2 | 20625 | 6324
Fire ¦ Fire Fighting ¦ Fire Extinguishers ¦ CO2 | 2 | Urgent | B | 2 | 2026 | 5 | 1 | 2.2 | 2011 | 12470
HVAC ¦ Central Air Conditioning ¦ Air Conditioning ¦ Multi-Split Evaporator - Split Systems/Heat Pumps - Air-cooled with Direct Expansion Evaporator (DX) | 1 | Medium | B | 1 | 2025 | 5 | 3 | 3.2 | 20626 | 6325
Fabric ¦ Barriers and Guardrails ¦ Vehicle Crash Protection Barrier | 1 | V Low | B | 1 | 2025 | 5 | 4 | 3.7 | 32720 | 11766
Fire ¦ Fire Fighting ¦ Fire Extinguishers ¦ Foam | 6 | Urgent | B | 7 | 2031 | 5 | 1 | 2.2 | 2012 | 19175
Electrical ¦ Lighting ¦ Internal ¦ General ¦ LED Fittings & Luminaires | 35 | Medium | B | 16 | 2040 | 5 | 3 | 3.2 | 20627 | 29339
Water ¦ Local Hot Water ¦ Instantaneous Electric Water Heater - Non-Drinking Water | 1 | Medium | B | 1 | 2025 | 5 | 3 | 3.2 | 20628 | 6326
HVAC ¦ Fan ¦ Local and Special Ventilation ¦ Fans Window or Wall Mounted | 1 | Medium | B | 1 | 2025 | 5 | 3 | 3.2 | 20629 | 6327
Electrical ¦ Lighting ¦ Internal ¦ General ¦ LED Fittings & Luminaires | 3 | Medium | B | 12 | 2036 | 5 | 3 | 3.2 | 20630 | 26348
HVAC ¦ Local and Special Ventilation ¦ Unit extract fans. | 1 | Medium | B | 1 | 2025 | 5 | 3 | 3.2 | 20631 | 6328
Electrical ¦ LV Distribution ¦ Distribution Board ¦ Main | 1 | High | B | 1 | 2025 | 5 | 2 | 2.7 | 11814 | 2924
Fabric ¦ Superstructure ¦ Internal Doors ¦ Roller Shutters ¦ Electric Roller Shutter | 1 | Medium | B | 11 | 2035 | 5 | 3 | 3.2 | 20632 | 24961
Fabric ¦ Superstructure ¦ Windows and External Doors ¦ External Windows ¦ Roller Shutters ¦ External Window Shutters ¦ Electric | 1 | Medium | B | 1 | 2025 | 5 | 3 | 3.2 | 20633 | 6329
Electrical ¦ Specialist Lighting ¦ Internal ¦ Illuminated Fire Exit Signage | 3 | Urgent | B | 16 | 2040 | 5 | 1 | 2.2 | 2013 | 28641
Electrical ¦ Lighting ¦ Internal ¦ Emergency ¦ Self Contained ¦ LED | 2 | Urgent | B | 15 | 2039 | 5 | 1 | 2.2 | 2014 | 27750
Fabric ¦ Superstructure ¦ Windows and External Doors ¦ Roller Shutters ¦ Manual Roller Shutter | 1 | High | B | 1 | 2025 | 5 | 2 | 2.7 | 11815 | 2925
Fire ¦ Fire Fighting ¦ Fire Extinguishers ¦ CO2 | 1 | Urgent | B | 7 | 2031 | 5 | 1 | 2.2 | 2015 | 19176
HVAC ¦ Central Air Conditioning ¦ Air Conditioning ¦ Multi-Split Condenser - Split Systems/Heat Pumps - Air-cooled with Direct Expansion Evaporator (DX) | 1 | Medium | B | 9 | 2033 | 5 | 3 | 3.2 | 20634 | 21690
HVAC ¦ Central Air Conditioning ¦ Air Conditioning ¦ Multi-Split Evaporator - Split Systems/Heat Pumps - Air-cooled with Direct Expansion Evaporator (DX) | 1 | Medium | B | 1 | 2025 | 5 | 3 | 3.2 | 20635 | 6330
Fabric ¦ Superstructure ¦ Windows and External Doors ¦ Roller Shutters ¦ Manual Roller Shutter | 1 | High | B | 1 | 2025 | 5 | 2 | 2.7 | 11816 | 2926
Fabric ¦ Superstructure ¦ Windows and External Doors ¦ External Doors ¦ Manual and Automatic Doors ¦ Emergency and Panic Escape Doors | 1 | Urgent | B | 21 | 2045 | 5 | 1 | 2.2 | 2016 | 31784
Electrical ¦ Lighting ¦ Internal ¦ Emergency ¦ Externally Powered ¦ Non LED | 4 | Urgent | B | 1 | 2025 | 5 | 1 | 2.2 | 2017 | 988
HVAC ¦ Local Air Conditioning ¦ Single-Split Evaporator - Split Systems/Heat Pumps - Air-cooled with Direct Expansion Evaporator (DX) | 1 | Medium | B | 7 | 2031 | 5 | 3 | 3.2 | 20636 | 19772
Electrical ¦ Lighting ¦ Internal ¦ General ¦ LED Fittings & Luminaires | 35 | Medium | B | 12 | 2036 | 5 | 3 | 3.2 | 20637 | 26349
Fire ¦ Fire Fighting ¦ Fire Extinguishers ¦ CO2 | 6 | Urgent | B | 6 | 2030 | 5 | 1 | 2.2 | 2018 | 15855
Electrical ¦ LV Distribution ¦ Distribution Board ¦ Sub | 1 | High | B | 1 | 2025 | 5 | 2 | 2.7 | 11817 | 2927
Fabric ¦ Superstructure ¦ Windows and External Doors ¦ Roller Shutters ¦ Manual Roller Shutter | 1 | High | B | 8 | 2032 | 5 | 2 | 2.7 | 11818 | 20676
Electrical ¦ Lighting ¦ Internal ¦ Emergency ¦ Self Contained ¦ Non LED | 2 | Urgent | B | 1 | 2025 | 5 | 1 | 2.2 | 2019 | 989
HVAC ¦ Ventilation ¦ Air Handling Unit (AHU) ¦ External ¦ Central Air Conditioning ¦ Electric & DX | 1 | Medium | B | 3 | 2027 | 5 | 3 | 3.2 | 20638 | 13440
HVAC ¦ Local Air Conditioning ¦ Single-Split Evaporator - Split Systems/Heat Pumps - Air-cooled with Direct Expansion Evaporator (DX) | 1 | Medium | B | 1 | 2025 | 5 | 3 | 3.2 | 20639 | 6331
HVAC ¦ Fan ¦ Local and Special Ventilation ¦ Extract | 1 | Medium | CX | 1 | 2025 | 2 | 3 | 2.3 | 10047 | 2018
HVAC ¦ Fan ¦ Local and Special Ventilation ¦ Centrifugal | 1 | Medium | B | 1 | 2025 | 5 | 3 | 3.2 | 20640 | 6332
HVAC ¦ Fan ¦ Local and Special Ventilation ¦ Axial | 1 | Medium | B | 1 | 2025 | 5 | 3 | 3.2 | 20641 | 6333
HVAC ¦ Heat Emitters - Local ¦ Electric Heaters | 2 | Medium | B | 4 | 2028 | 5 | 3 | 3.2 | 20642 | 14040
HVAC ¦ Central Air Conditioning ¦ Air Conditioning ¦ Multi-Split Evaporator - Split Systems/Heat Pumps - Air-cooled with Direct Expansion Evaporator (DX) | 1 | Medium | B | 1 | 2025 | 5 | 3 | 3.2 | 20643 | 6334
HVAC ¦ Fan ¦ Local and Special Ventilation ¦ Fans Window or Wall Mounted | 1 | Medium | B | 5 | 2029 | 5 | 3 | 3.2 | 20644 | 14832
Fire ¦ Fire Detection ¦ Fire Alarm System | 1 | Urgent | B | 10 | 2034 | 5 | 1 | 2.2 | 2020 | 21979
Electrical ¦ Lighting ¦ Internal ¦ Emergency ¦ Self Contained ¦ LED | 4 | Urgent | A | 25 | 2049 | 6 | 1 | 2.5 | 10818 | 33359
Electrical ¦ Lighting ¦ Internal ¦ General | 31 | Medium | A | 20 | 2044 | 6 | 3 | 3.5 | 32443 | 31693
HVAC ¦ Heat Emitters - Local ¦ Gas Radiant Tube Heaters | 1 | Medium | B | 2 | 2026 | 5 | 3 | 3.2 | 20645 | 13014
Electrical ¦ LV Distribution ¦ Distribution Board ¦ Sub | 1 | High | B | 1 | 2025 | 5 | 2 | 2.7 | 11819 | 2928
Water ¦ Local Hot Water ¦ Instantaneous Electric Water Heater - Non-Drinking Water | 1 | Medium | B | 9 | 2033 | 5 | 3 | 3.2 | 20646 | 21691
Fabric ¦ Superstructure ¦ Windows and External Doors ¦ Roller Shutters ¦ Manual Roller Shutter | 1 | High | B | 1 | 2025 | 5 | 2 | 2.7 | 11820 | 2929
Electrical ¦ Lighting ¦ Internal ¦ General | 19 | Medium | B | 1 | 2025 | 5 | 3 | 3.2 | 20647 | 6335
Electrical ¦ Specialist Lighting ¦ External ¦ Illuminated External Signs | 1 | Medium | B | 6 | 2030 | 5 | 3 | 3.2 | 20648 | 18437
Electrical ¦ Lighting ¦ Internal ¦ General | 6 | Medium | B | 1 | 2025 | 5 | 3 | 3.2 | 20649 | 6336
HVAC ¦ Heat Emitters - Local ¦ Electric Overdoor Air Curtain/Heater | 1 | Medium | C | 1 | 2025 | 4 | 3 | 2.9 | 18427 | 5390
Fire ¦ Fire Fighting ¦ Fire Extinguishers ¦ CO2 | 3 | Urgent | B | 2 | 2026 | 5 | 1 | 2.2 | 2021 | 12471
Fire ¦ Fire Fighting ¦ Fire Extinguishers ¦ Foam | 1 | Urgent | B | 9 | 2033 | 5 | 1 | 2.2 | 2022 | 21221
HVAC ¦ Heat Emitters - Local ¦ Gas Fired Unit Heaters | 1 | Medium | B | 8 | 2032 | 5 | 3 | 3.2 | 20650 | 20832
Fabric ¦ Superstructure ¦ Windows and External Doors ¦ Roller Shutters ¦ Manual Roller Shutter | 1 | High | B | 11 | 2035 | 5 | 2 | 2.7 | 11821 | 24136
Electrical ¦ Lighting ¦ Internal ¦ General ¦ LED Fittings & Luminaires | 5 | Medium | B | 12 | 2036 | 5 | 3 | 3.2 | 20651 | 26350
Water ¦ Local Hot Water ¦ Package Electric Water Heaters - Non-Drinking Water | 1 | Medium | DX | 1 | 2025 | 1 | 3 | 2 | 779 | 503
HVAC ¦ Fan ¦ Local and Special Ventilation ¦ Fans Window or Wall Mounted | 1 | Medium | B | 10 | 2034 | 5 | 3 | 3.2 | 20652 | 22583
Fabric ¦ Superstructure ¦ Windows and External Doors ¦ External Doors ¦ Entrance Doors | 1 | High | B | 11 | 2035 | 5 | 2 | 2.7 | 11822 | 24137
Electrical ¦ Lighting ¦ External ¦ General - LED | 2 | Medium | B | 1 | 2025 | 5 | 3 | 3.2 | 20653 | 6337
HVAC ¦ Local Air Conditioning ¦ Single-Split Condenser - Split Systems/Heat Pumps - Air-cooled with Direct Expansion Evaporator (DX) | 1 | Medium | B | 7 | 2031 | 5 | 3 | 3.2 | 20654 | 19773
HVAC ¦ Central Air Conditioning ¦ Air Conditioning ¦ Multi-Split Condenser - Split Systems/Heat Pumps - Air-cooled with Direct Expansion Evaporator (DX) | 1 | Medium | B | 1 | 2025 | 5 | 3 | 3.2 | 20655 | 6338
HVAC ¦ Fan ¦ Local and Special Ventilation ¦ Centrifugal | 1 | Medium | B | 1 | 2025 | 5 | 3 | 3.2 | 20656 | 6339
Electrical ¦ LV Distribution ¦ Distribution Board ¦ Sub | 1 | High | B | 19 | 2043 | 5 | 2 | 2.7 | 11823 | 31147
Fire ¦ Fire Detection ¦ Fire Alarm System | 1 | Urgent | B | 1 | 2025 | 5 | 1 | 2.2 | 2023 | 990
Electrical ¦ LV Distribution ¦ Distribution Board ¦ Main | 1 | High | B | 3 | 2027 | 5 | 2 | 2.7 | 11824 | 13326
HVAC ¦ Heat Emitters - Local ¦ Gas Fired Natural and Fan Assisted Heaters | 1 | Medium | B | 11 | 2035 | 5 | 3 | 3.2 | 20657 | 24962
Electrical ¦ LV Distribution ¦ Distribution Board ¦ Sub | 1 | High | B | 3 | 2027 | 5 | 2 | 2.7 | 11825 | 13327
Electrical ¦ LV Distribution ¦ Distribution Board ¦ Sub | 1 | High | CX | 1 | 2025 | 2 | 2 | 1.8 | 479 | 388
Water ¦ Local Hot Water ¦ Package Electric Water Heaters - Non-Drinking Water | 1 | Medium | B | 1 | 2025 | 5 | 3 | 3.2 | 20658 | 6340
HVAC ¦ Fan ¦ Local and Special Ventilation ¦ Fans Window or Wall Mounted | 1 | Medium | B | 1 | 2025 | 5 | 3 | 3.2 | 20659 | 6341
HVAC ¦ Fan ¦ Local and Special Ventilation ¦ Extract | 1 | Medium | B | 1 | 2025 | 5 | 3 | 3.2 | 20660 | 6342
HVAC ¦ Local Air Conditioning ¦ Single-Split Condenser - Split Systems/Heat Pumps - Air-cooled with Direct Expansion Evaporator (DX) | 1 | Medium | B | 5 | 2029 | 5 | 3 | 3.2 | 20661 | 14833
HVAC ¦ Heat Emitters - Local ¦ Gas Fired Unit Heaters | 1 | Medium | A | 15 | 2039 | 6 | 3 | 3.5 | 32444 | 28557
Fabric ¦ Superstructure ¦ Internal Doors ¦ Roller Shutters ¦ Electric Roller Shutter | 1 | Medium | B | 1 | 2025 | 5 | 3 | 3.2 | 20662 | 6343
Fabric ¦ Superstructure ¦ Windows and External Doors ¦ External Doors ¦ Manual and Automatic Doors ¦ Auto / Powered Sliding Doors | 1 | High | B | 18 | 2042 | 5 | 2 | 2.7 | 11826 | 30767
Electrical ¦ Lighting ¦ Internal ¦ General ¦ LED Fittings & Luminaires | 81 | Medium | B | 15 | 2039 | 5 | 3 | 3.2 | 20663 | 28359
Fire ¦ Fire Fighting ¦ Fire Extinguishers ¦ Water | 1 | Urgent | B | 6 | 2030 | 5 | 1 | 2.2 | 2024 | 15856
Electrical ¦ LV Distribution ¦ Distribution Board ¦ Sub | 1 | High | A | 19 | 2043 | 6 | 2 | 3 | 19513 | 31283
HVAC ¦ Fan ¦ Local and Special Ventilation ¦ Ventilating - General | 1 | Medium | B | 1 | 2025 | 5 | 3 | 3.2 | 20664 | 6344
HVAC ¦ Heat Emitters - Local ¦ Gas Fired Natural and Fan Assisted Heaters | 1 | Medium | B | 1 | 2025 | 5 | 3 | 3.2 | 20665 | 6345
HVAC ¦ Heat Emitters - Local ¦ Electric Heaters | 1 | Medium | B | 1 | 2025 | 5 | 3 | 3.2 | 20666 | 6346
HVAC ¦ Heat Emitters - Local ¦ Gas Fired Unit Heaters | 1 | Medium | B | 1 | 2025 | 5 | 3 | 3.2 | 20667 | 6347
Electrical ¦ LV Distribution ¦ Distribution Board ¦ Sub | 1 | High | B | 14 | 2038 | 5 | 2 | 2.7 | 11827 | 27434
Security ¦ Access ¦ Access Control ¦ Door ¦ Local Lock / Keypad / Manual | 1 | Medium | B | 10 | 2034 | 5 | 3 | 3.2 | 20668 | 22584
Security ¦ Access ¦ Access Control ¦ Gate Access - Local Lock / Keypad / Manual (External) | 1 | Medium | B | 8 | 2032 | 5 | 3 | 3.2 | 20669 | 20833
Fire ¦ Fire Fighting ¦ Fire Extinguishers ¦ Foam | 1 | Urgent | B | 7 | 2031 | 5 | 1 | 2.2 | 2025 | 19177
Electrical ¦ LV Distribution ¦ Distribution Board ¦ Sub | 1 | High | CX | 1 | 2025 | 2 | 2 | 1.8 | 480 | 389
HVAC ¦ Fan ¦ Local and Special Ventilation ¦ Kitchen Vent ¦ Extract | 1 | Low | B | 8 | 2032 | 5 | 4 | 3.7 | 32721 | 21178
Electrical ¦ Specialist Lighting ¦ External ¦ Illuminated External Signs | 1 | Medium | C | 1 | 2025 | 4 | 3 | 2.9 | 18428 | 5391
Electrical ¦ Lighting ¦ Internal ¦ Emergency ¦ Self Contained ¦ LED | 10 | Urgent | B | 22 | 2046 | 5 | 1 | 2.2 | 2026 | 32830
Electrical ¦ Specialist Lighting ¦ Internal ¦ Illuminated Fire Exit Signage | 4 | Urgent | B | 16 | 2040 | 5 | 1 | 2.2 | 2027 | 28642
Fire ¦ Fire Fighting ¦ Fire Blanket | 1 | Urgent | B | 4 | 2028 | 5 | 1 | 2.2 | 2028 | 13777
HVAC ¦ Fan ¦ Central Ventilation Systems ¦ Ventilating - General | 1 | Low | B | 1 | 2025 | 5 | 4 | 3.7 | 32722 | 11767
Fabric ¦ Superstructure ¦ Windows and External Doors ¦ External Doors ¦ Entrance Doors | 1 | High | B | 15 | 2039 | 5 | 2 | 2.7 | 11828 | 28082
Electrical ¦ Lighting ¦ Internal ¦ Emergency ¦ Self Contained ¦ Non LED | 6 | Urgent | B | 15 | 2039 | 5 | 1 | 2.2 | 2029 | 27751
Fabric ¦ Superstructure ¦ Windows and External Doors ¦ External Doors ¦ Manual and Automatic Doors ¦ Emergency and Panic Escape Doors | 1 | Urgent | B | 21 | 2045 | 5 | 1 | 2.2 | 2030 | 31785
Electrical ¦ Lighting ¦ External ¦ General - LED | 1 | Medium | B | 5 | 2029 | 5 | 3 | 3.2 | 20670 | 14834
Electrical ¦ Lighting ¦ Internal ¦ General | 9 | Medium | B | 1 | 2025 | 5 | 3 | 3.2 | 20671 | 6348
Security ¦ Access ¦ Access Control ¦ Door ¦ Local Lock / Keypad / Manual | 1 | Medium | B | 10 | 2034 | 5 | 3 | 3.2 | 20672 | 22585
Fire ¦ Fire Fighting ¦ Fire Extinguishers ¦ CO2 | 3 | Urgent | B | 6 | 2030 | 5 | 1 | 2.2 | 2031 | 15857
Electrical ¦ Lighting ¦ Internal ¦ Emergency ¦ Self Contained ¦ LED | 4 | Urgent | B | 11 | 2035 | 5 | 1 | 2.2 | 2032 | 23379
Electrical ¦ LV Distribution ¦ Distribution Board ¦ Main | 1 | High | D | 1 | 2025 | 3 | 2 | 2.1 | 1035 | 723
Fabric ¦ Superstructure ¦ Windows and External Doors ¦ External Doors ¦ Manual and Automatic Doors ¦ Emergency and Panic Escape Doors | 1 | Urgent | B | 6 | 2030 | 5 | 1 | 2.2 | 2033 | 15858
HVAC ¦ Heat Emitters - Local ¦ Gas Fired Natural and Fan Assisted Heaters | 1 | Medium | B | 8 | 2032 | 5 | 3 | 3.2 | 20673 | 20834
HVAC ¦ Heat Emitters - Local ¦ Gas Fired Unit Heaters | 1 | Medium | B | 1 | 2025 | 5 | 3 | 3.2 | 20674 | 6349
Electrical ¦ Lighting ¦ Internal ¦ Emergency ¦ Self Contained ¦ LED | 5 | Urgent | B | 23 | 2047 | 5 | 1 | 2.2 | 2034 | 33071
Electrical ¦ Power Generation ¦ External to Building ¦ Photovoltaics (External to the Building) | 1 | Medium | B | 20 | 2044 | 5 | 3 | 3.2 | 20675 | 31668
HVAC ¦ Central Air Conditioning ¦ Air Conditioning ¦ Multi-Split Evaporator - Split Systems/Heat Pumps - Air-cooled with Direct Expansion Evaporator (DX) | 1 | Medium | B | 3 | 2027 | 5 | 3 | 3.2 | 20676 | 13441
Electrical ¦ LV Distribution ¦ Distribution Board ¦ Sub | 1 | High | DX | 1 | 2025 | 1 | 2 | 1.5 | 368 | 331
Fabric ¦ Superstructure ¦ Internal Doors ¦ Roller Shutters ¦ Electric Roller Shutter | 1 | Medium | B | 15 | 2039 | 5 | 3 | 3.2 | 20677 | 28360
Fabric ¦ Superstructure ¦ Windows and External Doors ¦ External Doors ¦ Manual and Automatic Doors ¦ Auto / Powered Sliding Doors | 1 | High | B | 20 | 2044 | 5 | 2 | 2.7 | 11829 | 31593
Fire ¦ Fire Detection ¦ Fire Alarm Panel / Repeater | 1 | Urgent | B | 6 | 2030 | 5 | 1 | 2.2 | 2035 | 15859
Controls ¦ Multi-System Controls ¦ Control Panel - Electrical Services (excluding Electrical Controllers and Pneumatic Relays) | 1 | Medium | B | 4 | 2028 | 5 | 3 | 3.2 | 20678 | 14041
HVAC ¦ Local and Special Ventilation ¦ Unit extract fans. | 1 | Medium | B | 1 | 2025 | 5 | 3 | 3.2 | 20679 | 6350
Controls ¦ Multi-System Controls ¦ Instrument Control Panel | 1 | Medium | B | 1 | 2025 | 5 | 3 | 3.2 | 20680 | 6351
Fabric ¦ Superstructure ¦ Windows and External Doors ¦ External Doors ¦ Manual and Automatic Doors ¦ Emergency and Panic Escape Doors | 1 | Urgent | B | 15 | 2039 | 5 | 1 | 2.2 | 2036 | 27752
Fabric ¦ Superstructure ¦ Windows and External Doors ¦ Roller Shutters ¦ Electric Roller Shutter | 1 | High | B | 1 | 2025 | 5 | 2 | 2.7 | 11830 | 2930
HVAC ¦ Heat Emitters - Local ¦ Electric Heaters | 6 | Medium | B | 1 | 2025 | 5 | 3 | 3.2 | 20681 | 6352
Fire ¦ Fire Fighting ¦ Fire Extinguishers ¦ CO2 | 3 | Urgent | B | 7 | 2031 | 5 | 1 | 2.2 | 2037 | 19178
Electrical ¦ Specialist Lighting ¦ Internal ¦ Illuminated Fire Exit Signage | 4 | Urgent | B | 18 | 2042 | 5 | 1 | 2.2 | 2038 | 30615
Fabric ¦ Superstructure ¦ Internal Doors ¦ Roller Shutters ¦ Electric Roller Shutter | 1 | Medium | B | 13 | 2037 | 5 | 3 | 3.2 | 20682 | 27065
Fabric ¦ Barriers and Guardrails ¦ Vehicle Crash Protection Barrier | 1 | V Low | B | 1 | 2025 | 5 | 4 | 3.7 | 32723 | 11768
HVAC ¦ Heat Emitters - Local ¦ Gas Fired Natural and Fan Assisted Heaters | 1 | Medium | A | 14 | 2038 | 6 | 3 | 3.5 | 32445 | 27654
Fabric ¦ Superstructure ¦ Windows and External Doors ¦ External Doors ¦ Entrance Doors | 1 | High | B | 16 | 2040 | 5 | 2 | 2.7 | 11831 | 29102
HVAC ¦ Fan ¦ Local and Special Ventilation ¦ Axial | 1 | Medium | CX | 6 | 2030 | 2 | 3 | 2.3 | 10048 | 17316
Fabric ¦ Superstructure ¦ Windows and External Doors ¦ External Doors ¦ Entrance Doors | 1 | High | B | 6 | 2030 | 5 | 2 | 2.7 | 11832 | 17391
HVAC ¦ Local and Special Ventilation ¦ Unit extract fans. | 1 | Medium | B | 1 | 2025 | 5 | 3 | 3.2 | 20683 | 6353
Electrical ¦ Lighting ¦ Internal ¦ Emergency ¦ Self Contained ¦ LED | 14 | Urgent | B | 23 | 2047 | 5 | 1 | 2.2 | 2039 | 33072
Fire ¦ Fire Fighting ¦ Fire Extinguishers ¦ Foam | 1 | Urgent | B | 10 | 2034 | 5 | 1 | 2.2 | 2040 | 21980
Electrical ¦ LV Distribution ¦ Distribution Board ¦ Sub | 1 | High | A | 19 | 2043 | 6 | 2 | 3 | 19514 | 31284
Fabric ¦ Superstructure ¦ Internal Doors ¦ Roller Shutters ¦ Electric Roller Shutter | 1 | Medium | B | 15 | 2039 | 5 | 3 | 3.2 | 20684 | 28361
Fabric ¦ Superstructure ¦ Internal Doors ¦ Roller Shutters ¦ Automatic Roller Shutter | 1 | High | CX | 7 | 2031 | 2 | 2 | 1.8 | 481 | 19121
Electrical ¦ Lighting ¦ Internal ¦ General ¦ LED Fittings & Luminaires | 69 | Medium | B | 16 | 2040 | 5 | 3 | 3.2 | 20685 | 29340
Fire ¦ Fire Fighting ¦ Fire Extinguishers ¦ Foam | 2 | Urgent | B | 7 | 2031 | 5 | 1 | 2.2 | 2041 | 19179
Fabric ¦ Superstructure ¦ Windows and External Doors ¦ External Doors ¦ Manual and Automatic Doors ¦ Auto / Powered Swing Doors | 1 | High | B | 25 | 2049 | 5 | 2 | 2.7 | 11833 | 33369
Fire ¦ Fire Fighting ¦ Fire Extinguishers ¦ Foam | 3 | Urgent | B | 6 | 2030 | 5 | 1 | 2.2 | 2042 | 15860
Communication and Control ¦ Communication Systems ¦ Public Address (PA) System | 1 | Medium | DX | 1 | 2025 | 1 | 3 | 2 | 780 | 504
HVAC ¦ Central Heating (Internally Sourced) ¦ Burner ¦ Blown gas burner | 1 | Medium | B | 1 | 2025 | 5 | 3 | 3.2 | 20686 | 6354
HVAC ¦ Heat Emitters - Central ¦ Radiators ¦ Steel | 2 | Medium | B | 13 | 2037 | 5 | 3 | 3.2 | 20687 | 27066
Fabric ¦ Superstructure ¦ Windows and External Doors ¦ External Doors ¦ Entrance Doors | 1 | High | B | 23 | 2047 | 5 | 2 | 2.7 | 11834 | 33187
Fabric ¦ Superstructure ¦ Windows and External Doors ¦ Roller Shutters ¦ Electric Roller Shutter | 1 | High | B | 1 | 2025 | 5 | 2 | 2.7 | 11835 | 2931
HVAC ¦ Local Air Conditioning ¦ Single-Split Evaporator - Split Systems/Heat Pumps - Air-cooled with Direct Expansion Evaporator (DX) | 1 | Medium | B | 8 | 2032 | 5 | 3 | 3.2 | 20688 | 20835
HVAC ¦ Fan ¦ Central Ventilation Systems ¦ Ventilating - General | 1 | Low | B | 1 | 2025 | 5 | 4 | 3.7 | 32724 | 11769
HVAC ¦ Central Heating (Internally Sourced) ¦ Boiler ¦ Combination Atmospheric Burner Gas Boiler | 1 | High | B | 1 | 2025 | 5 | 2 | 2.7 | 11836 | 2932
Fire ¦ Fire Fighting ¦ Fire Extinguishers ¦ Foam | 3 | Urgent | A | 9 | 2033 | 6 | 1 | 2.5 | 10819 | 21530
Electrical ¦ Lighting ¦ Internal ¦ General ¦ LED Fittings & Luminaires | 28 | Medium | B | 15 | 2039 | 5 | 3 | 3.2 | 20689 | 28362
Electrical ¦ LV Distribution ¦ Distribution Board ¦ Main | 1 | High | B | 3 | 2027 | 5 | 2 | 2.7 | 11837 | 13328
Fabric ¦ Superstructure ¦ Windows and External Doors ¦ Roller Shutters ¦ Manual Roller Shutter | 1 | High | B | 9 | 2033 | 5 | 2 | 2.7 | 11838 | 21561
Electrical ¦ Specialist Lighting ¦ Internal ¦ Illuminated Fire Exit Signage | 1 | Urgent | B | 16 | 2040 | 5 | 1 | 2.2 | 2043 | 28643
HVAC ¦ Local Air Conditioning ¦ Single-Split Evaporator - Split Systems/Heat Pumps - Air-cooled with Direct Expansion Evaporator (DX) | 1 | Medium | B | 1 | 2025 | 5 | 3 | 3.2 | 20690 | 6355
HVAC ¦ Fan ¦ Local and Special Ventilation ¦ Ventilating - General | 1 | Medium | B | 1 | 2025 | 5 | 3 | 3.2 | 20691 | 6356
Electrical ¦ LV Distribution ¦ Distribution Board ¦ Sub | 1 | High | B | 1 | 2025 | 5 | 2 | 2.7 | 11839 | 2933
Electrical ¦ LV Distribution ¦ Distribution Board ¦ Sub | 1 | High | D | 7 | 2031 | 3 | 2 | 2.1 | 1036 | 19132
HVAC ¦ Heat Emitters - Local ¦ Electric Heaters | 3 | Medium | D | 1 | 2025 | 3 | 3 | 2.6 | 11045 | 2574
Electrical ¦ Lighting ¦ Internal ¦ General ¦ LED Fittings & Luminaires | 1 | Medium | B | 16 | 2040 | 5 | 3 | 3.2 | 20692 | 29341
Electrical ¦ Lighting ¦ Internal ¦ General | 7 | Medium | B | 1 | 2025 | 5 | 3 | 3.2 | 20693 | 6357
Water ¦ Local Hot Water ¦ Package Electric Water Heaters - Non-Drinking Water | 1 | Medium | B | 9 | 2033 | 5 | 3 | 3.2 | 20694 | 21692
Electrical ¦ Lighting ¦ External ¦ General - Non-LED | 7 | Medium | D | 1 | 2025 | 3 | 3 | 2.6 | 11046 | 2575
Electrical ¦ Lighting ¦ Internal ¦ General ¦ LED Fittings & Luminaires | 79 | Medium | B | 16 | 2040 | 5 | 3 | 3.2 | 20695 | 29342
HVAC ¦ Fan ¦ Local and Special Ventilation ¦ Kitchen Vent ¦ Extract | 1 | Low | B | 12 | 2036 | 5 | 4 | 3.7 | 32725 | 26794
Electrical ¦ LV Distribution ¦ Distribution Board ¦ Sub | 1 | High | B | 13 | 2037 | 5 | 2 | 2.7 | 11840 | 26947
Fabric ¦ Superstructure ¦ Windows and External Doors ¦ Roller Shutters ¦ Manual Roller Shutter | 1 | High | B | 11 | 2035 | 5 | 2 | 2.7 | 11841 | 24138
Fabric ¦ Barriers and Guardrails ¦ Vehicle Crash Protection Barrier | 1 | V Low | B | 1 | 2025 | 5 | 4 | 3.7 | 32726 | 11770
Electrical ¦ Lighting ¦ Internal ¦ Emergency ¦ Self Contained ¦ LED | 3 | Urgent | B | 18 | 2042 | 5 | 1 | 2.2 | 2044 | 30616
Electrical ¦ Lighting ¦ External ¦ General - LED | 1 | Medium | B | 8 | 2032 | 5 | 3 | 3.2 | 20696 | 20836
Electrical ¦ Specialist Lighting ¦ Internal ¦ Illuminated Fire Exit Signage | 2 | Urgent | B | 12 | 2036 | 5 | 1 | 2.2 | 2045 | 25950
Electrical ¦ Specialist Lighting ¦ Internal ¦ Illuminated Fire Exit Signage | 2 | Urgent | B | 12 | 2036 | 5 | 1 | 2.2 | 2046 | 25951
HVAC ¦ Heat Emitters - Central ¦ Radiators ¦ Steel | 1 | Medium | B | 1 | 2025 | 5 | 3 | 3.2 | 20697 | 6358
Electrical ¦ Specialist Lighting ¦ Internal ¦ Illuminated Fire Exit Signage | 2 | Urgent | B | 12 | 2036 | 5 | 1 | 2.2 | 2047 | 25952
Electrical ¦ Lighting ¦ Internal ¦ General ¦ LED Fittings & Luminaires | 6 | Medium | B | 6 | 2030 | 5 | 3 | 3.2 | 20698 | 18438
Electrical ¦ LV Distribution ¦ Distribution Board ¦ Sub | 1 | High | B | 1 | 2025 | 5 | 2 | 2.7 | 11842 | 2934
Electrical ¦ Lighting ¦ Internal ¦ Emergency ¦ Self Contained ¦ LED | 13 | Urgent | B | 21 | 2045 | 5 | 1 | 2.2 | 2048 | 31786
Electrical ¦ Specialist Lighting ¦ Internal ¦ Illuminated Fire Exit Signage | 3 | Urgent | B | 16 | 2040 | 5 | 1 | 2.2 | 2049 | 28644
HVAC ¦ Local Air Conditioning ¦ Single-Split Condenser - Split Systems/Heat Pumps - Air-cooled with Direct Expansion Evaporator (DX) | 1 | Medium | B | 7 | 2031 | 5 | 3 | 3.2 | 20699 | 19774
Electrical ¦ LV Distribution ¦ Distribution Board ¦ Main | 1 | High | B | 11 | 2035 | 5 | 2 | 2.7 | 11843 | 24139
Fabric ¦ Superstructure ¦ Windows and External Doors ¦ Roller Shutters ¦ Manual Roller Shutter | 1 | High | D | 7 | 2031 | 3 | 2 | 2.1 | 1037 | 19133
HVAC ¦ Local Air Conditioning ¦ Single-Split Condenser - Split Systems/Heat Pumps - Air-cooled with Direct Expansion Evaporator (DX) | 1 | Medium | B | 1 | 2025 | 5 | 3 | 3.2 | 20700 | 6359
Fire ¦ Fire Fighting ¦ Fire Extinguishers ¦ Foam | 1 | Urgent | B | 8 | 2032 | 5 | 1 | 2.2 | 2050 | 20284
Fire ¦ Fire Fighting ¦ Fire Extinguishers ¦ Foam | 4 | Urgent | B | 6 | 2030 | 5 | 1 | 2.2 | 2051 | 15861
Fire ¦ Fire Fighting ¦ Fire Extinguishers ¦ CO2 | 3 | Urgent | B | 2 | 2026 | 5 | 1 | 2.2 | 2052 | 12472
HVAC ¦ Fan ¦ Central Ventilation Systems ¦ Mixed Flow | 1 | Medium | CX | 1 | 2025 | 2 | 3 | 2.3 | 10049 | 2019
HVAC ¦ Fan ¦ Central Ventilation Systems ¦ Axial | 1 | Medium | B | 1 | 2025 | 5 | 3 | 3.2 | 20701 | 6360
Electrical ¦ Lighting ¦ Internal ¦ General ¦ LED Fittings & Luminaires | 20 | Medium | B | 16 | 2040 | 5 | 3 | 3.2 | 20702 | 29343
Electrical ¦ Lighting ¦ Internal ¦ Emergency ¦ Self Contained ¦ LED | 14 | Urgent | B | 21 | 2045 | 5 | 1 | 2.2 | 2053 | 31787
Fire ¦ Fire Fighting ¦ Fire Extinguishers ¦ Foam | 5 | Urgent | B | 7 | 2031 | 5 | 1 | 2.2 | 2054 | 19180
Electrical ¦ Lighting ¦ Internal ¦ General ¦ LED Fittings & Luminaires | 12 | Medium | B | 11 | 2035 | 5 | 3 | 3.2 | 20703 | 24963
Electrical ¦ Lighting ¦ Internal ¦ Emergency ¦ Self Contained ¦ LED | 4 | Urgent | B | 17 | 2041 | 5 | 1 | 2.2 | 2055 | 30010
Electrical ¦ Lighting ¦ Internal ¦ General ¦ LED Fittings & Luminaires | 1 | Medium | B | 13 | 2037 | 5 | 3 | 3.2 | 20704 | 27067
Fire ¦ Fire Fighting ¦ Fire Extinguishers ¦ CO2 | 2 | Urgent | B | 6 | 2030 | 5 | 1 | 2.2 | 2056 | 15862
Fabric ¦ Superstructure ¦ Internal Doors ¦ Roller Shutters ¦ Electric Roller Shutter | 1 | Medium | B | 1 | 2025 | 5 | 3 | 3.2 | 20705 | 6361
Electrical ¦ Specialist Lighting ¦ Internal ¦ Illuminated Fire Exit Signage | 3 | Urgent | B | 6 | 2030 | 5 | 1 | 2.2 | 2057 | 15863
Electrical ¦ Lighting ¦ External ¦ General - Non-LED | 2 | Medium | B | 1 | 2025 | 5 | 3 | 3.2 | 20706 | 6362
Fire ¦ Fire Fighting ¦ Fire Extinguishers ¦ Foam | 4 | Urgent | B | 6 | 2030 | 5 | 1 | 2.2 | 2058 | 15864
Fabric ¦ Superstructure ¦ Windows and External Doors ¦ External Doors ¦ Manual and Automatic Doors ¦ High Security Door | 1 | High | B | 11 | 2035 | 5 | 2 | 2.7 | 11844 | 24140
Fabric ¦ Superstructure ¦ Internal Doors ¦ Roller Shutters ¦ Electric Roller Shutter | 1 | Medium | B | 1 | 2025 | 5 | 3 | 3.2 | 20707 | 6363
Fabric ¦ Superstructure ¦ Windows and External Doors ¦ External Doors ¦ Manual and Automatic Doors ¦ Emergency and Panic Escape Doors | 1 | Urgent | B | 1 | 2025 | 5 | 1 | 2.2 | 2059 | 991
Fire ¦ Fire Detection ¦ Fire Alarm System | 1 | Urgent | B | 3 | 2027 | 5 | 1 | 2.2 | 2060 | 13271
Electrical ¦ Specialist Lighting ¦ Internal ¦ Illuminated Fire Exit Signage | 1 | Urgent | B | 1 | 2025 | 5 | 1 | 2.2 | 2061 | 992
Electrical ¦ Lighting ¦ External ¦ General - Non-LED | 2 | Medium | D | 1 | 2025 | 3 | 3 | 2.6 | 11047 | 2576
Electrical ¦ Lighting ¦ External ¦ General - LED | 1 | Medium | B | 11 | 2035 | 5 | 3 | 3.2 | 20708 | 24964
Fire ¦ Fire Fighting ¦ Fire Extinguishers ¦ Foam | 4 | Urgent | B | 7 | 2031 | 5 | 1 | 2.2 | 2062 | 19181
Electrical ¦ Lighting ¦ Internal ¦ Emergency ¦ Self Contained ¦ LED | 12 | Urgent | C | 11 | 2035 | 4 | 1 | 1.9 | 592 | 23255
Fabric ¦ Superstructure ¦ Windows and External Doors ¦ Roller Shutters ¦ Electric Roller Shutter | 1 | High | B | 1 | 2025 | 5 | 2 | 2.7 | 11845 | 2935
Electrical ¦ Lighting ¦ Internal ¦ Emergency ¦ Self Contained ¦ LED | 5 | Urgent | C | 11 | 2035 | 4 | 1 | 1.9 | 593 | 23256
Water ¦ Local Hot Water ¦ Instantaneous Electric Water Heater - Non-Drinking Water | 1 | Medium | A | 14 | 2038 | 6 | 3 | 3.5 | 32446 | 27655
Fabric ¦ Superstructure ¦ Windows and External Doors ¦ External Doors ¦ Entrance Doors | 1 | High | B | 11 | 2035 | 5 | 2 | 2.7 | 11846 | 24141
Fabric ¦ Superstructure ¦ Windows and External Doors ¦ Roller Shutters ¦ Electric Roller Shutter | 1 | High | B | 1 | 2025 | 5 | 2 | 2.7 | 11847 | 2936
Fire ¦ Fire Detection ¦ Fire Alarm System | 1 | Urgent | A | 14 | 2038 | 6 | 1 | 2.5 | 10820 | 27410
Fabric ¦ Superstructure ¦ Windows and External Doors ¦ External Doors ¦ Entrance Doors | 1 | High | B | 21 | 2045 | 5 | 2 | 2.7 | 11848 | 32547
Electrical ¦ Lighting ¦ Internal ¦ General | 7 | Medium | B | 13 | 2037 | 5 | 3 | 3.2 | 20709 | 27068
HVAC ¦ Fan ¦ Central Ventilation Systems ¦ Ventilating - General | 1 | Low | B | 3 | 2027 | 5 | 4 | 3.7 | 32727 | 13715
Fire ¦ Fire Fighting ¦ Fire Extinguishers ¦ Powder | 2 | Urgent | B | 6 | 2030 | 5 | 1 | 2.2 | 2063 | 15865
Fire ¦ Fire Fighting ¦ Fire Extinguishers ¦ CO2 | 1 | Urgent | B | 8 | 2032 | 5 | 1 | 2.2 | 2064 | 20285
Fabric ¦ Superstructure ¦ Windows and External Doors ¦ External Doors ¦ Manual and Automatic Doors ¦ Emergency and Panic Escape Doors | 1 | Urgent | B | 30 | 2054 | 5 | 1 | 2.2 | 2065 | 33662
Electrical ¦ LV Distribution ¦ Distribution Board ¦ Main | 1 | High | B | 1 | 2025 | 5 | 2 | 2.7 | 11849 | 2937
HVAC ¦ Central Air Conditioning ¦ Air Conditioning ¦ Multi-Split Evaporator - Split Systems/Heat Pumps - Air-cooled with Direct Expansion Evaporator (DX) | 1 | Medium | B | 5 | 2029 | 5 | 3 | 3.2 | 20710 | 14835
Electrical ¦ LV Distribution ¦ Distribution Board ¦ Main | 1 | High | B | 1 | 2025 | 5 | 2 | 2.7 | 11850 | 2938
HVAC ¦ Central Heating (Internally Sourced) ¦ Burner ¦ Atmospheric Gas Burner | 1 | Medium | B | 1 | 2025 | 5 | 3 | 3.2 | 20711 | 6364
HVAC ¦ Fan ¦ Central Cooling ¦ Axial | 1 | Medium | B | 1 | 2025 | 5 | 3 | 3.2 | 20712 | 6365
Fabric ¦ Superstructure ¦ Windows and External Doors ¦ External Doors ¦ Entrance Doors | 1 | High | C | 1 | 2025 | 4 | 2 | 2.4 | 10439 | 2333
Controls ¦ Multi-System Controls ¦ Control Panel - Electrical Services (excluding Electrical Controllers and Pneumatic Relays) | 1 | Medium | B | 1 | 2025 | 5 | 3 | 3.2 | 20713 | 6366
Fire ¦ Fire Fighting ¦ Fire Extinguishers ¦ Foam | 3 | Urgent | B | 8 | 2032 | 5 | 1 | 2.2 | 2066 | 20286
Water ¦ Local Hot Water ¦ Package Electric Water Heaters - Non-Drinking Water | 1 | Medium | B | 1 | 2025 | 5 | 3 | 3.2 | 20714 | 6367
HVAC ¦ Fan ¦ Smoke Extract | 1 | Urgent | B | 1 | 2025 | 5 | 1 | 2.2 | 2067 | 993
Fire ¦ Fire Detection ¦ Fire Alarm Panel / Repeater | 1 | Urgent | B | 9 | 2033 | 5 | 1 | 2.2 | 2068 | 21222
Fire ¦ Fire Fighting ¦ Fire Extinguishers ¦ Foam | 2 | Urgent | B | 6 | 2030 | 5 | 1 | 2.2 | 2069 | 15866
Fire ¦ Fire Fighting ¦ Fire Extinguishers ¦ Foam | 2 | Urgent | B | 1 | 2025 | 5 | 1 | 2.2 | 2070 | 994
Electrical ¦ LV Distribution ¦ Distribution Board ¦ Sub | 1 | High | D | 6 | 2030 | 3 | 2 | 2.1 | 1038 | 15719
Fabric ¦ Superstructure ¦ Windows and External Doors ¦ Roller Shutters ¦ Manual Roller Shutter | 1 | High | B | 11 | 2035 | 5 | 2 | 2.7 | 11851 | 24142
Fabric ¦ Superstructure ¦ Internal Doors ¦ Roller Shutters ¦ Automatic Roller Shutter | 1 | High | B | 7 | 2031 | 5 | 2 | 2.7 | 11852 | 19571
Electrical ¦ LV Distribution ¦ Distribution Board ¦ Sub | 1 | High | B | 1 | 2025 | 5 | 2 | 2.7 | 11853 | 2939
Electrical ¦ LV Distribution ¦ Distribution Board ¦ Sub | 1 | High | B | 1 | 2025 | 5 | 2 | 2.7 | 11854 | 2940
Electrical ¦ LV Distribution ¦ Distribution Board ¦ Main | 1 | High | B | 1 | 2025 | 5 | 2 | 2.7 | 11855 | 2941
Electrical ¦ LV Distribution ¦ Distribution Board ¦ Sub | 1 | High | B | 1 | 2025 | 5 | 2 | 2.7 | 11856 | 2942
HVAC ¦ Fan ¦ Central Heating ¦ Mixed Flow | 1 | High | B | 1 | 2025 | 5 | 2 | 2.7 | 11857 | 2943
HVAC ¦ Fan ¦ Central Heating ¦ Axial | 1 | High | B | 9 | 2033 | 5 | 2 | 2.7 | 11858 | 21562
Fabric ¦ Superstructure ¦ Windows and External Doors ¦ External Doors ¦ Manual and Automatic Doors ¦ Emergency and Panic Escape Doors | 1 | Urgent | B | 21 | 2045 | 5 | 1 | 2.2 | 2071 | 31788
Fabric ¦ Superstructure ¦ Windows and External Doors ¦ External Doors ¦ Manual and Automatic Doors ¦ Auto / Powered Sliding Doors | 1 | High | B | 21 | 2045 | 5 | 2 | 2.7 | 11859 | 32548
HVAC ¦ Central Heating (Internally Sourced) ¦ Burner ¦ Forced draft gas burner | 1 | Medium | B | 1 | 2025 | 5 | 3 | 3.2 | 20715 | 6368
HVAC ¦ Smoke Extract ¦ Control Panel - smoke ventilation systems. | 1 | Urgent | B | 1 | 2025 | 5 | 1 | 2.2 | 2072 | 995
Fabric ¦ Superstructure ¦ Windows and External Doors ¦ External Doors ¦ Manual and Automatic Doors ¦ Emergency and Panic Escape Doors | 1 | Urgent | B | 20 | 2044 | 5 | 1 | 2.2 | 2073 | 31410
Fabric ¦ Superstructure ¦ Windows and External Doors ¦ External Doors ¦ Entrance Doors | 1 | High | B | 11 | 2035 | 5 | 2 | 2.7 | 11860 | 24143
HVAC ¦ Heat Emitters - Local ¦ Electric Heaters | 3 | Medium | B | 4 | 2028 | 5 | 3 | 3.2 | 20716 | 14042
HVAC ¦ Heat Emitters - Central ¦ Radiators ¦ Steel | 1 | Medium | B | 10 | 2034 | 5 | 3 | 3.2 | 20717 | 22586
Fire ¦ Fire Fighting ¦ Fire Extinguishers ¦ Foam | 2 | Urgent | B | 1 | 2025 | 5 | 1 | 2.2 | 2074 | 996
Electrical ¦ Lighting ¦ Internal ¦ Emergency ¦ Self Contained ¦ LED | 9 | Urgent | B | 21 | 2045 | 5 | 1 | 2.2 | 2075 | 31789
Electrical ¦ Specialist Lighting ¦ Internal ¦ Illuminated Fire Exit Signage | 2 | Urgent | B | 1 | 2025 | 5 | 1 | 2.2 | 2076 | 997
Electrical ¦ Lighting ¦ External ¦ General - Non-LED | 2 | Medium | B | 1 | 2025 | 5 | 3 | 3.2 | 20718 | 6369
Fire ¦ Fire Fighting ¦ Fire Extinguishers ¦ Foam | 1 | Urgent | B | 7 | 2031 | 5 | 1 | 2.2 | 2077 | 19182
Electrical ¦ LV Distribution ¦ Distribution Board ¦ Main | 1 | High | B | 15 | 2039 | 5 | 2 | 2.7 | 11861 | 28083
HVAC ¦ Central Heating (Internally Sourced) ¦ Burner ¦ Forced draft gas burner | 1 | Medium | B | 1 | 2025 | 5 | 3 | 3.2 | 20719 | 6370
Fabric ¦ Superstructure ¦ Windows and External Doors ¦ Roller Shutters ¦ Manual Roller Shutter | 1 | High | B | 1 | 2025 | 5 | 2 | 2.7 | 11862 | 2944
Electrical ¦ LV Distribution ¦ Distribution Board ¦ Sub | 1 | High | B | 12 | 2036 | 5 | 2 | 2.7 | 11863 | 26141
Fire ¦ Fire Fighting ¦ Fire Extinguishers ¦ CO2 | 3 | Urgent | B | 8 | 2032 | 5 | 1 | 2.2 | 2078 | 20287
HVAC ¦ Heat Emitters - Local ¦ Electric Heaters | 1 | Medium | B | 1 | 2025 | 5 | 3 | 3.2 | 20720 | 6371
HVAC ¦ Heat Emitters - Central ¦ Radiators ¦ Steel | 1 | Medium | B | 10 | 2034 | 5 | 3 | 3.2 | 20721 | 22587
Fire ¦ Fire Fighting ¦ Fire Extinguishers ¦ Foam | 2 | Urgent | B | 1 | 2025 | 5 | 1 | 2.2 | 2079 | 998
Fire ¦ Fire Fighting ¦ Fire Extinguishers ¦ CO2 | 2 | Urgent | B | 2 | 2026 | 5 | 1 | 2.2 | 2080 | 12473
Electrical ¦ Specialist Lighting ¦ Internal ¦ Illuminated Fire Exit Signage | 2 | Urgent | B | 6 | 2030 | 5 | 1 | 2.2 | 2081 | 15867
HVAC ¦ Heat Emitters - Local ¦ Electric Heaters | 1 | Medium | B | 1 | 2025 | 5 | 3 | 3.2 | 20722 | 6372
Fire ¦ Fire Fighting ¦ Fire Extinguishers ¦ CO2 | 3 | Urgent | B | 1 | 2025 | 5 | 1 | 2.2 | 2082 | 999
HVAC ¦ Local Air Conditioning ¦ Single-Split Condenser - Split Systems/Heat Pumps - Air-cooled with Direct Expansion Evaporator (DX) | 1 | Medium | B | 1 | 2025 | 5 | 3 | 3.2 | 20723 | 6373
Fabric ¦ Superstructure ¦ Windows and External Doors ¦ External Doors ¦ Entrance Doors | 1 | High | B | 11 | 2035 | 5 | 2 | 2.7 | 11864 | 24144
Electrical ¦ Specialist Lighting ¦ Internal ¦ Illuminated Fire Exit Signage | 2 | Urgent | B | 10 | 2034 | 5 | 1 | 2.2 | 2083 | 21981
Electrical ¦ Lighting ¦ Internal ¦ General ¦ LED Fittings & Luminaires | 64 | Medium | B | 14 | 2038 | 5 | 3 | 3.2 | 20724 | 27526
Fire ¦ Fire Fighting ¦ Fire Extinguishers ¦ Foam | 1 | Urgent | B | 5 | 2029 | 5 | 1 | 2.2 | 2084 | 14314
Fire ¦ Fire Fighting ¦ Fire Extinguishers ¦ Foam | 2 | Urgent | B | 1 | 2025 | 5 | 1 | 2.2 | 2085 | 1000
Electrical ¦ LV Distribution ¦ Distribution Board ¦ Sub | 1 | High | B | 1 | 2025 | 5 | 2 | 2.7 | 11865 | 2945
Electrical ¦ Lighting ¦ Internal ¦ General | 6 | Medium | C | 1 | 2025 | 4 | 3 | 2.9 | 18429 | 5392
HVAC ¦ Local Air Conditioning ¦ Single-Split Condenser - Split Systems/Heat Pumps - Air-cooled with Direct Expansion Evaporator (DX) | 1 | Medium | CX | 1 | 2025 | 2 | 3 | 2.3 | 10050 | 2020
Electrical ¦ LV Distribution ¦ Distribution Board ¦ Sub | 1 | High | B | 6 | 2030 | 5 | 2 | 2.7 | 11866 | 17392
Fire ¦ Fire Detection ¦ Fire Alarm Panel / Repeater | 1 | Urgent | B | 5 | 2029 | 5 | 1 | 2.2 | 2086 | 14315
Electrical ¦ Lighting ¦ Internal ¦ General | 7 | Medium | D | 1 | 2025 | 3 | 3 | 2.6 | 11048 | 2577
Electrical ¦ Lighting ¦ Internal ¦ Emergency ¦ Self Contained ¦ LED | 13 | Urgent | B | 21 | 2045 | 5 | 1 | 2.2 | 2087 | 31790
HVAC ¦ Local and Special Ventilation ¦ Unit extract fans. | 1 | Medium | B | 1 | 2025 | 5 | 3 | 3.2 | 20725 | 6374
Fabric ¦ Barriers and Guardrails ¦ Vehicle Crash Protection Barrier | 1 | V Low | B | 1 | 2025 | 5 | 4 | 3.7 | 32728 | 11771
Electrical ¦ Lighting ¦ Internal ¦ General | 30 | Medium | C | 1 | 2025 | 4 | 3 | 2.9 | 18430 | 5393
Electrical ¦ LV Distribution ¦ Distribution Board ¦ Sub | 1 | High | B | 1 | 2025 | 5 | 2 | 2.7 | 11867 | 2946
Fabric ¦ Superstructure ¦ Windows and External Doors ¦ External Doors ¦ Manual and Automatic Doors ¦ Emergency and Panic Escape Doors | 1 | Urgent | B | 31 | 2055 | 5 | 1 | 2.2 | 2088 | 33733
Fabric ¦ Superstructure ¦ Windows and External Doors ¦ Roller Shutters ¦ Manual Roller Shutter | 1 | High | B | 1 | 2025 | 5 | 2 | 2.7 | 11868 | 2947
Electrical ¦ Specialist Lighting ¦ Internal ¦ Illuminated Fire Exit Signage | 2 | Urgent | B | 6 | 2030 | 5 | 1 | 2.2 | 2089 | 15868
Fabric ¦ Superstructure ¦ Windows and External Doors ¦ Roller Shutters ¦ Manual Roller Shutter | 1 | High | B | 8 | 2032 | 5 | 2 | 2.7 | 11869 | 20677
Fabric ¦ Superstructure ¦ Windows and External Doors ¦ External Doors ¦ Entrance Doors | 1 | High | B | 1 | 2025 | 5 | 2 | 2.7 | 11870 | 2948
Fire ¦ Fire Fighting ¦ Fire Extinguishers ¦ CO2 | 2 | Urgent | B | 6 | 2030 | 5 | 1 | 2.2 | 2090 | 15869
Fabric ¦ Superstructure ¦ Windows and External Doors ¦ External Doors ¦ Entrance Doors | 1 | High | B | 4 | 2028 | 5 | 2 | 2.7 | 11871 | 13907
HVAC ¦ Local Air Conditioning ¦ Single-Split Evaporator - Split Systems/Heat Pumps - Air-cooled with Direct Expansion Evaporator (DX) | 1 | Medium | B | 1 | 2025 | 5 | 3 | 3.2 | 20726 | 6375
Electrical ¦ LV Distribution ¦ Distribution Board ¦ Sub | 1 | High | B | 6 | 2030 | 5 | 2 | 2.7 | 11872 | 17393
Electrical ¦ LV Distribution ¦ Distribution Board ¦ Sub | 1 | High | B | 6 | 2030 | 5 | 2 | 2.7 | 11873 | 17394
Controls ¦ Multi-System Controls ¦ Control Panel - Electrical Services (excluding Electrical Controllers and Pneumatic Relays) | 1 | Medium | B | 1 | 2025 | 5 | 3 | 3.2 | 20727 | 6376
Fabric ¦ Superstructure ¦ Windows and External Doors ¦ Roller Shutters ¦ Manual Roller Shutter | 1 | High | B | 1 | 2025 | 5 | 2 | 2.7 | 11874 | 2949
HVAC ¦ Fan ¦ Local and Special Ventilation ¦ Axial | 1 | Medium | B | 5 | 2029 | 5 | 3 | 3.2 | 20728 | 14836
HVAC ¦ Heat Emitters - Central ¦ Radiators ¦ Steel | 4 | Medium | B | 1 | 2025 | 5 | 3 | 3.2 | 20729 | 6377
HVAC ¦ Heat Emitters - Local ¦ Electric Heaters | 1 | Medium | B | 1 | 2025 | 5 | 3 | 3.2 | 20730 | 6378
Electrical ¦ LV Distribution ¦ Distribution Board ¦ Sub | 1 | High | B | 4 | 2028 | 5 | 2 | 2.7 | 11875 | 13908
HVAC ¦ Local and Special Ventilation ¦ Unit extract fans. | 1 | Medium | C | 9 | 2033 | 4 | 3 | 2.9 | 18431 | 21652
HVAC ¦ Fan ¦ Local and Special Ventilation ¦ Axial | 1 | Medium | B | 1 | 2025 | 5 | 3 | 3.2 | 20731 | 6379
Fabric ¦ Superstructure ¦ Windows and External Doors ¦ External Doors ¦ Manual and Automatic Doors ¦ Auto / Powered Sliding Doors | 1 | High | B | 21 | 2045 | 5 | 2 | 2.7 | 11876 | 32549
Electrical ¦ Lighting ¦ External ¦ General - Non-LED | 2 | Medium | B | 1 | 2025 | 5 | 3 | 3.2 | 20732 | 6380
Fabric ¦ Superstructure ¦ Windows and External Doors ¦ External Doors ¦ Manual and Automatic Doors ¦ Emergency and Panic Escape Doors | 1 | Urgent | B | 11 | 2035 | 5 | 1 | 2.2 | 2091 | 23380
Fire ¦ Fire Detection ¦ Fire Alarm Panel / Repeater | 1 | Urgent | B | 1 | 2025 | 5 | 1 | 2.2 | 2092 | 1001
HVAC ¦ Fan ¦ Local and Special Ventilation ¦ Fans Window or Wall Mounted | 1 | Medium | CX | 1 | 2025 | 2 | 3 | 2.3 | 10051 | 2021
Electrical ¦ LV Distribution ¦ Distribution Board ¦ Sub | 1 | High | B | 1 | 2025 | 5 | 2 | 2.7 | 11877 | 2950
Fire ¦ Fire Fighting ¦ Fire Extinguishers ¦ Powder | 2 | Urgent | B | 9 | 2033 | 5 | 1 | 2.2 | 2093 | 21223
HVAC ¦ Heat Emitters - Local ¦ Gas Fired Unit Heaters | 1 | Medium | B | 8 | 2032 | 5 | 3 | 3.2 | 20733 | 20837
Electrical ¦ LV Distribution ¦ Distribution Board ¦ Sub | 1 | High | D | 1 | 2025 | 3 | 2 | 2.1 | 1039 | 724
HVAC ¦ Heat Emitters - Local ¦ Electric Heaters | 1 | Medium | CX | 1 | 2025 | 2 | 3 | 2.3 | 10052 | 2022
Fire ¦ Fire Fighting ¦ Fire Extinguishers ¦ Foam | 7 | Urgent | B | 6 | 2030 | 5 | 1 | 2.2 | 2094 | 15870
Electrical ¦ LV Distribution ¦ Distribution Board ¦ Main | 1 | High | B | 15 | 2039 | 5 | 2 | 2.7 | 11878 | 28084
Transport ¦ Lifts ¦ Disabled Lift ¦ Electric | 1 | High | B | 5 | 2029 | 5 | 2 | 2.7 | 11879 | 14584
HVAC ¦ Central Air Conditioning ¦ Air Conditioning ¦ Multi-Split Evaporator - Split Systems/Heat Pumps - Air-cooled with Direct Expansion Evaporator (DX) | 1 | Medium | B | 1 | 2025 | 5 | 3 | 3.2 | 20734 | 6381
Electrical ¦ LV Distribution ¦ Distribution Board ¦ Sub | 1 | High | B | 1 | 2025 | 5 | 2 | 2.7 | 11880 | 2951
HVAC ¦ Fan ¦ Local and Special Ventilation ¦ Kitchen Vent ¦ Fans Window or Wall Mounted | 1 | Medium | B | 5 | 2029 | 5 | 3 | 3.2 | 20735 | 14837
Fabric ¦ Superstructure ¦ Windows and External Doors ¦ External Doors ¦ Entrance Doors | 1 | High | B | 27 | 2051 | 5 | 2 | 2.7 | 11881 | 33561
Fire ¦ Fire Fighting ¦ Fire Extinguishers ¦ Foam | 3 | Urgent | B | 1 | 2025 | 5 | 1 | 2.2 | 2095 | 1002
Fire ¦ Fire Fighting ¦ Fire Extinguishers ¦ Foam | 4 | Urgent | B | 10 | 2034 | 5 | 1 | 2.2 | 2096 | 21982
HVAC ¦ Heat Emitters - Local ¦ Electric Overdoor Air Curtain/Heater | 1 | Medium | B | 1 | 2025 | 5 | 3 | 3.2 | 20736 | 6382
Electrical ¦ Specialist Lighting ¦ Internal ¦ Illuminated Fire Exit Signage | 3 | Urgent | B | 14 | 2038 | 5 | 1 | 2.2 | 2097 | 27334
Electrical ¦ Specialist Lighting ¦ External ¦ Illuminated External Signs | 3 | Medium | B | 1 | 2025 | 5 | 3 | 3.2 | 20737 | 6383
Electrical ¦ Lighting ¦ External ¦ General - Non-LED | 1 | Medium | B | 1 | 2025 | 5 | 3 | 3.2 | 20738 | 6384
HVAC ¦ Heat Emitters - Local ¦ Electric Heaters | 1 | Medium | B | 1 | 2025 | 5 | 3 | 3.2 | 20739 | 6385
Fire ¦ Fire Fighting ¦ Fire Extinguishers ¦ Foam | 3 | Urgent | B | 8 | 2032 | 5 | 1 | 2.2 | 2098 | 20288
Security ¦ Access ¦ Access Control ¦ Door ¦ Local Lock / Keypad / Manual | 1 | Medium | B | 10 | 2034 | 5 | 3 | 3.2 | 20740 | 22588
Electrical ¦ Lighting ¦ Internal ¦ Emergency ¦ Self Contained ¦ LED | 2 | Urgent | B | 21 | 2045 | 5 | 1 | 2.2 | 2099 | 31791
Electrical ¦ LV Distribution ¦ Distribution Board ¦ Sub | 1 | High | B | 1 | 2025 | 5 | 2 | 2.7 | 11882 | 2952
Fabric ¦ Superstructure ¦ Windows and External Doors ¦ Roller Shutters ¦ Manual Roller Shutter | 1 | High | B | 1 | 2025 | 5 | 2 | 2.7 | 11883 | 2953
Fabric ¦ Superstructure ¦ Windows and External Doors ¦ Roller Shutters ¦ Manual Roller Shutter | 1 | High | B | 10 | 2034 | 5 | 2 | 2.7 | 11884 | 22262
HVAC ¦ Fan ¦ Central Ventilation Systems ¦ Axial | 1 | Medium | B | 5 | 2029 | 5 | 3 | 3.2 | 20741 | 14838
Electrical ¦ Specialist Lighting ¦ Internal ¦ Illuminated Fire Exit Signage | 4 | Urgent | B | 16 | 2040 | 5 | 1 | 2.2 | 2100 | 28645
Fire ¦ Fire Fighting ¦ Fire Extinguishers ¦ CO2 | 2 | Urgent | B | 9 | 2033 | 5 | 1 | 2.2 | 2101 | 21224
HVAC ¦ Local Air Conditioning ¦ Single-Split Condenser - Split Systems/Heat Pumps - Air-cooled with Direct Expansion Evaporator (DX) | 1 | Medium | B | 1 | 2025 | 5 | 3 | 3.2 | 20742 | 6386
HVAC ¦ Ventilation ¦ Air Handling Unit (AHU) ¦ Internal ¦ Central Heating (Internally Sourced) ¦ Electric Heating | 1 | Medium | B | 15 | 2039 | 5 | 3 | 3.2 | 20743 | 28363
Electrical ¦ LV Distribution ¦ Distribution Board ¦ Sub | 1 | High | B | 6 | 2030 | 5 | 2 | 2.7 | 11885 | 17395
Fabric ¦ Superstructure ¦ Windows and External Doors ¦ Roller Shutters ¦ Manual Roller Shutter | 1 | High | B | 1 | 2025 | 5 | 2 | 2.7 | 11886 | 2954
Electrical ¦ Lighting ¦ Internal ¦ General | 56 | Medium | A | 18 | 2042 | 6 | 3 | 3.5 | 32447 | 31003
Electrical ¦ LV Distribution ¦ Distribution Board ¦ Sub | 1 | High | B | 14 | 2038 | 5 | 2 | 2.7 | 11887 | 27435
Fire ¦ Fire Fighting ¦ Fire Extinguishers ¦ Foam | 2 | Urgent | B | 1 | 2025 | 5 | 1 | 2.2 | 2102 | 1003
Fire ¦ Fire Fighting ¦ Fire Extinguishers ¦ Foam | 2 | Urgent | B | 1 | 2025 | 5 | 1 | 2.2 | 2103 | 1004
Electrical ¦ LV Distribution ¦ Distribution Board ¦ Main | 1 | High | B | 1 | 2025 | 5 | 2 | 2.7 | 11888 | 2955
HVAC ¦ Heat Emitters - Local ¦ Gas Fired Natural and Fan Assisted Heaters | 1 | Medium | B | 6 | 2030 | 5 | 3 | 3.2 | 20744 | 18439
Electrical ¦ LV Distribution ¦ Distribution Board ¦ Sub | 1 | High | B | 10 | 2034 | 5 | 2 | 2.7 | 11889 | 22263
Fabric ¦ Superstructure ¦ Internal Doors ¦ Roller Shutters ¦ Internal Manual Roller Shutter | 1 | Medium | B | 1 | 2025 | 5 | 3 | 3.2 | 20745 | 6387
Water ¦ Central Hot Water Distribution ¦ Hot water cylinders | 1 | High | CX | 1 | 2025 | 2 | 2 | 1.8 | 482 | 390
HVAC ¦ Fan ¦ Local and Special Ventilation ¦ Axial | 1 | Medium | B | 1 | 2025 | 5 | 3 | 3.2 | 20746 | 6388
Fabric ¦ Superstructure ¦ Windows and External Doors ¦ Roller Shutters ¦ Electric Roller Shutter | 1 | High | B | 15 | 2039 | 5 | 2 | 2.7 | 11890 | 28085
HVAC ¦ Heat Emitters - Local ¦ Electric Heaters | 3 | Medium | B | 5 | 2029 | 5 | 3 | 3.2 | 20747 | 14839
Electrical ¦ Lighting ¦ Internal ¦ General | 62 | Medium | CX | 1 | 2025 | 2 | 3 | 2.3 | 10053 | 2023
Electrical ¦ Lighting ¦ Internal ¦ Emergency ¦ Self Contained ¦ Non LED | 3 | Urgent | B | 7 | 2031 | 5 | 1 | 2.2 | 2104 | 19183
Fire ¦ Fire Fighting ¦ Fire Extinguishers ¦ Foam | 1 | Urgent | B | 6 | 2030 | 5 | 1 | 2.2 | 2105 | 15871
HVAC ¦ Heat Emitters - Local ¦ Electric Heaters | 3 | Medium | B | 1 | 2025 | 5 | 3 | 3.2 | 20748 | 6389
Electrical ¦ Lighting ¦ Internal ¦ General | 23 | Medium | B | 18 | 2042 | 5 | 3 | 3.2 | 20749 | 30922
Fire ¦ Fire Fighting ¦ Fire Extinguishers ¦ CO2 | 3 | Urgent | B | 6 | 2030 | 5 | 1 | 2.2 | 2106 | 15872
HVAC ¦ Fan ¦ Local and Special Ventilation ¦ Fans Window or Wall Mounted | 1 | Medium | B | 1 | 2025 | 5 | 3 | 3.2 | 20750 | 6390
HVAC ¦ Fan ¦ Local and Special Ventilation ¦ Fans Window or Wall Mounted | 1 | Medium | B | 11 | 2035 | 5 | 3 | 3.2 | 20751 | 24965
Electrical ¦ Specialist Lighting ¦ Internal ¦ Illuminated Fire Exit Signage | 4 | Urgent | B | 15 | 2039 | 5 | 1 | 2.2 | 2107 | 27753
Electrical ¦ Lighting ¦ External ¦ General - Non-LED | 3 | Medium | B | 1 | 2025 | 5 | 3 | 3.2 | 20752 | 6391
Electrical ¦ Lighting ¦ Internal ¦ Emergency ¦ Self Contained ¦ LED | 9 | Urgent | B | 21 | 2045 | 5 | 1 | 2.2 | 2108 | 31792
Electrical ¦ LV Distribution ¦ Distribution Board ¦ Main | 1 | High | B | 1 | 2025 | 5 | 2 | 2.7 | 11891 | 2956
Water ¦ Local Hot Water ¦ Package Electric Water Heaters - Non-Drinking Water | 1 | Medium | B | 1 | 2025 | 5 | 3 | 3.2 | 20753 | 6392
Electrical ¦ LV Distribution ¦ Distribution Board ¦ Sub | 1 | High | B | 6 | 2030 | 5 | 2 | 2.7 | 11892 | 17396
Fabric ¦ Superstructure ¦ Windows and External Doors ¦ External Doors ¦ Manual and Automatic Doors ¦ Emergency and Panic Escape Doors | 1 | Urgent | B | 16 | 2040 | 5 | 1 | 2.2 | 2109 | 28646
HVAC ¦ Ductwork ¦ Ductwork, Fittings and Ancillaries ¦ Central Ventilation Systems ¦ Fire Dampers ¦ Automatic | 1 | Urgent | B | 1 | 2025 | 5 | 1 | 2.2 | 2110 | 1005
Electrical ¦ LV Distribution ¦ Distribution Board ¦ Sub | 1 | High | B | 1 | 2025 | 5 | 2 | 2.7 | 11893 | 2957
Fire ¦ Fire Detection ¦ Fire Alarm Panel / Repeater | 1 | Urgent | B | 11 | 2035 | 5 | 1 | 2.2 | 2111 | 23381
HVAC ¦ Heat Emitters - Local ¦ Electric Heaters | 1 | Medium | B | 4 | 2028 | 5 | 3 | 3.2 | 20754 | 14043
Electrical ¦ Lighting ¦ External ¦ General - LED | 3 | Medium | B | 11 | 2035 | 5 | 3 | 3.2 | 20755 | 24966
Fabric ¦ Superstructure ¦ Internal Doors ¦ Roller Shutters ¦ Electric Roller Shutter | 1 | Medium | B | 10 | 2034 | 5 | 3 | 3.2 | 20756 | 22589
Fabric ¦ Superstructure ¦ Windows and External Doors ¦ External Doors ¦ Entrance Doors | 1 | High | B | 30 | 2054 | 5 | 2 | 2.7 | 11894 | 33703
HVAC ¦ Heat Emitters - Local ¦ Electric Heaters | 4 | Medium | B | 1 | 2025 | 5 | 3 | 3.2 | 20757 | 6393
Electrical ¦ Lighting ¦ Internal ¦ General ¦ LED Fittings & Luminaires | 22 | Medium | B | 13 | 2037 | 5 | 3 | 3.2 | 20758 | 27069
Electrical ¦ Specialist Lighting ¦ Internal ¦ Illuminated Fire Exit Signage | 3 | Urgent | B | 13 | 2037 | 5 | 1 | 2.2 | 2112 | 26823
Fire ¦ Fire Fighting ¦ Fire Extinguishers ¦ Foam | 1 | Urgent | B | 6 | 2030 | 5 | 1 | 2.2 | 2113 | 15873
HVAC ¦ Heat Emitters - Local ¦ Gas Fired Unit Heaters | 1 | Medium | B | 10 | 2034 | 5 | 3 | 3.2 | 20759 | 22590
Fabric ¦ Superstructure ¦ Windows and External Doors ¦ Roller Shutters ¦ Electric Roller Shutter | 1 | High | B | 22 | 2046 | 5 | 2 | 2.7 | 11895 | 33016
Electrical ¦ Lighting ¦ Internal ¦ Emergency ¦ Self Contained ¦ LED | 14 | Urgent | B | 21 | 2045 | 5 | 1 | 2.2 | 2114 | 31793
Electrical ¦ Lighting ¦ External ¦ General - Non-LED | 1 | Medium | B | 8 | 2032 | 5 | 3 | 3.2 | 20760 | 20838
Electrical ¦ Lighting ¦ External ¦ General - LED | 1 | Medium | B | 11 | 2035 | 5 | 3 | 3.2 | 20761 | 24967
Electrical ¦ Lighting ¦ External ¦ General - Non-LED | 8 | Medium | B | 1 | 2025 | 5 | 3 | 3.2 | 20762 | 6394
HVAC ¦ Local Air Conditioning ¦ Single-Split Evaporator - Split Systems/Heat Pumps - Air-cooled with Direct Expansion Evaporator (DX) | 1 | Medium | B | 8 | 2032 | 5 | 3 | 3.2 | 20763 | 20839
Fire ¦ Fire Fighting ¦ Fire Extinguishers ¦ CO2 | 4 | Urgent | B | 7 | 2031 | 5 | 1 | 2.2 | 2115 | 19184
HVAC ¦ Fan ¦ Local and Special Ventilation ¦ Axial | 1 | Medium | B | 5 | 2029 | 5 | 3 | 3.2 | 20764 | 14840
Fabric ¦ Superstructure ¦ Internal Doors ¦ Roller Shutters ¦ Electric Roller Shutter | 1 | Medium | B | 15 | 2039 | 5 | 3 | 3.2 | 20765 | 28364
HVAC ¦ Central Heating (Internally Sourced) ¦ Boiler ¦ Atmospheric Gas Burner/Condensing Combination Boiler (domestic type) | 1 | High | B | 1 | 2025 | 5 | 2 | 2.7 | 11896 | 2958
Electrical ¦ LV Distribution ¦ Distribution Board ¦ Sub | 1 | High | B | 1 | 2025 | 5 | 2 | 2.7 | 11897 | 2959
HVAC ¦ Fan ¦ Local and Special Ventilation ¦ Kitchen Vent ¦ Extract | 1 | Low | B | 3 | 2027 | 5 | 4 | 3.7 | 32729 | 13716
Electrical ¦ Specialist Lighting ¦ Internal ¦ Illuminated Fire Exit Signage | 3 | Urgent | B | 17 | 2041 | 5 | 1 | 2.2 | 2116 | 30011
HVAC ¦ Central Air Conditioning ¦ Air Conditioning ¦ Multi-Split Evaporator - Split Systems/Heat Pumps - Air-cooled with Direct Expansion Evaporator (DX) | 1 | Medium | B | 1 | 2025 | 5 | 3 | 3.2 | 20766 | 6395
HVAC ¦ Local and Special Ventilation ¦ Unit extract fans. | 1 | Medium | B | 1 | 2025 | 5 | 3 | 3.2 | 20767 | 6396
Electrical ¦ Lighting ¦ Internal ¦ Emergency ¦ Self Contained ¦ LED | 6 | Urgent | B | 19 | 2043 | 5 | 1 | 2.2 | 2117 | 31041
Electrical ¦ Lighting ¦ Internal ¦ Emergency ¦ Self Contained ¦ LED | 15 | Urgent | B | 23 | 2047 | 5 | 1 | 2.2 | 2118 | 33073
Fire ¦ Fire Fighting ¦ Fire Extinguishers ¦ Foam | 3 | Urgent | B | 6 | 2030 | 5 | 1 | 2.2 | 2119 | 15874
Fire ¦ Fire Fighting ¦ Fire Extinguishers ¦ CO2 | 1 | Urgent | B | 7 | 2031 | 5 | 1 | 2.2 | 2120 | 19185
Fabric ¦ Superstructure ¦ Internal Doors ¦ Roller Shutters ¦ Electric Roller Shutter | 1 | Medium | B | 1 | 2025 | 5 | 3 | 3.2 | 20768 | 6397
Water ¦ Local Hot Water ¦ Instantaneous Electric Water Heater - Non-Drinking Water | 1 | Medium | B | 5 | 2029 | 5 | 3 | 3.2 | 20769 | 14841
Electrical ¦ Lighting ¦ Internal ¦ General ¦ LED Fittings & Luminaires | 115 | Medium | B | 17 | 2041 | 5 | 3 | 3.2 | 20770 | 30399
Electrical ¦ Lighting ¦ Internal ¦ General ¦ LED Fittings & Luminaires | 80 | Medium | B | 16 | 2040 | 5 | 3 | 3.2 | 20771 | 29344
Fabric ¦ Superstructure ¦ Windows and External Doors ¦ External Doors ¦ Manual and Automatic Doors ¦ Emergency and Panic Escape Doors | 1 | Urgent | C | 25 | 2049 | 4 | 1 | 1.9 | 594 | 33278
HVAC ¦ Fan ¦ Central Ventilation Systems ¦ Ventilating - General | 1 | Low | B | 1 | 2025 | 5 | 4 | 3.7 | 32730 | 11772
HVAC ¦ Local and Special Ventilation ¦ Unit extract fans. | 1 | Medium | B | 1 | 2025 | 5 | 3 | 3.2 | 20772 | 6398
HVAC ¦ Fan ¦ Local and Special Ventilation ¦ Axial | 1 | Medium | B | 10 | 2034 | 5 | 3 | 3.2 | 20773 | 22591
Fabric ¦ Superstructure ¦ Internal Doors ¦ Roller Shutters ¦ Internal Manual Roller Shutter | 1 | Medium | B | 3 | 2027 | 5 | 3 | 3.2 | 20774 | 13442
Fabric ¦ Superstructure ¦ Windows and External Doors ¦ External Doors ¦ Entrance Doors | 1 | High | B | 11 | 2035 | 5 | 2 | 2.7 | 11898 | 24145
HVAC ¦ Heat Emitters - Local ¦ Electric Heaters | 4 | Medium | B | 3 | 2027 | 5 | 3 | 3.2 | 20775 | 13443
Electrical ¦ Lighting ¦ Internal ¦ General ¦ LED Fittings & Luminaires | 51 | Medium | B | 13 | 2037 | 5 | 3 | 3.2 | 20776 | 27070
Fire ¦ Fire Fighting ¦ Fire Extinguishers ¦ CO2 | 3 | Urgent | B | 6 | 2030 | 5 | 1 | 2.2 | 2121 | 15875
HVAC ¦ Central Air Conditioning ¦ Air Conditioning ¦ Multi-Split Condenser - Split Systems/Heat Pumps - Air-cooled with Direct Expansion Evaporator (DX) | 1 | Medium | B | 1 | 2025 | 5 | 3 | 3.2 | 20777 | 6399
HVAC ¦ Fan ¦ Central Ventilation Systems ¦ Ventilating - General | 1 | Low | B | 1 | 2025 | 5 | 4 | 3.7 | 32731 | 11773
HVAC ¦ Fan ¦ Local and Special Ventilation ¦ Centrifugal | 1 | Medium | B | 1 | 2025 | 5 | 3 | 3.2 | 20778 | 6400
Fabric ¦ Superstructure ¦ Windows and External Doors ¦ Roller Shutters ¦ Electric Roller Shutter | 1 | High | B | 1 | 2025 | 5 | 2 | 2.7 | 11899 | 2960
Electrical ¦ Lighting ¦ Internal ¦ General ¦ LED Fittings & Luminaires | 5 | Medium | B | 16 | 2040 | 5 | 3 | 3.2 | 20779 | 29345
Electrical ¦ Lighting ¦ Internal ¦ Emergency ¦ Self Contained ¦ LED | 1 | Urgent | B | 23 | 2047 | 5 | 1 | 2.2 | 2122 | 33074
Fabric ¦ Superstructure ¦ Windows and External Doors ¦ External Doors ¦ Manual and Automatic Doors ¦ Emergency and Panic Escape Doors | 1 | Urgent | B | 6 | 2030 | 5 | 1 | 2.2 | 2123 | 15876
Fabric ¦ Superstructure ¦ Windows and External Doors ¦ Roller Shutters ¦ Manual Roller Shutter | 1 | High | B | 23 | 2047 | 5 | 2 | 2.7 | 11900 | 33188
Fabric ¦ Superstructure ¦ Windows and External Doors ¦ External Doors ¦ Entrance Doors | 1 | High | B | 11 | 2035 | 5 | 2 | 2.7 | 11901 | 24146
Electrical ¦ Lighting ¦ External ¦ General - LED | 3 | Medium | B | 6 | 2030 | 5 | 3 | 3.2 | 20780 | 18440
Electrical ¦ Lighting ¦ External ¦ General - Non-LED | 3 | Medium | B | 1 | 2025 | 5 | 3 | 3.2 | 20781 | 6401
Transport ¦ Lifts ¦ Disabled Lift ¦ Electric | 1 | High | C | 1 | 2025 | 4 | 2 | 2.4 | 10440 | 2334
Water ¦ Local Hot Water ¦ Package Electric Water Heaters - Non-Drinking Water | 1 | Medium | B | 8 | 2032 | 5 | 3 | 3.2 | 20782 | 20840
Electrical ¦ Lighting ¦ Internal ¦ Emergency ¦ Self Contained ¦ Non LED | 2 | Urgent | B | 1 | 2025 | 5 | 1 | 2.2 | 2124 | 1006
HVAC ¦ Fan ¦ Central Ventilation Systems ¦ Ventilating - General | 1 | Low | B | 1 | 2025 | 5 | 4 | 3.7 | 32732 | 11774
Electrical ¦ LV Distribution ¦ Distribution Board ¦ Sub | 1 | High | B | 9 | 2033 | 5 | 2 | 2.7 | 11902 | 21563
Fabric ¦ Superstructure ¦ Windows and External Doors ¦ External Doors ¦ Manual and Automatic Doors ¦ Emergency and Panic Escape Doors | 1 | Urgent | B | 6 | 2030 | 5 | 1 | 2.2 | 2125 | 15877
Electrical ¦ Lighting ¦ Internal ¦ Emergency ¦ Self Contained ¦ LED | 5 | Urgent | B | 22 | 2046 | 5 | 1 | 2.2 | 2126 | 32831
Electrical ¦ LV Distribution ¦ Distribution Board ¦ Sub | 1 | High | B | 1 | 2025 | 5 | 2 | 2.7 | 11903 | 2961
Water ¦ Local Hot Water ¦ Instantaneous Electric Water Heater - Non-Drinking Water | 1 | Medium | B | 1 | 2025 | 5 | 3 | 3.2 | 20783 | 6402
Fire ¦ Fire Detection ¦ Fire Alarm Panel / Repeater | 1 | Urgent | B | 10 | 2034 | 5 | 1 | 2.2 | 2127 | 21983
Electrical ¦ Lighting ¦ Internal ¦ General ¦ LED Fittings & Luminaires | 48 | Medium | B | 17 | 2041 | 5 | 3 | 3.2 | 20784 | 30400
Controls ¦ Multi-System Controls ¦ Control Panel - Electrical Services (excluding Electrical Controllers and Pneumatic Relays) | 1 | Medium | B | 2 | 2026 | 5 | 3 | 3.2 | 20785 | 13015
Electrical ¦ Lighting ¦ Internal ¦ Emergency ¦ Self Contained ¦ LED | 8 | Urgent | B | 17 | 2041 | 5 | 1 | 2.2 | 2128 | 30012
Electrical ¦ Specialist Lighting ¦ Internal ¦ Illuminated Fire Exit Signage | 2 | Urgent | B | 16 | 2040 | 5 | 1 | 2.2 | 2129 | 28647
Electrical ¦ LV Distribution ¦ Distribution Board ¦ Sub | 1 | High | D | 6 | 2030 | 3 | 2 | 2.1 | 1040 | 15720
HVAC ¦ Fan ¦ Local and Special Ventilation ¦ Fans Window or Wall Mounted | 1 | Medium | B | 1 | 2025 | 5 | 3 | 3.2 | 20786 | 6403
Electrical ¦ LV Distribution ¦ Distribution Board ¦ Sub | 1 | High | B | 1 | 2025 | 5 | 2 | 2.7 | 11904 | 2962
Fabric ¦ Superstructure ¦ Windows and External Doors ¦ External Doors ¦ Manual and Automatic Doors ¦ Emergency and Panic Escape Doors | 1 | Urgent | B | 15 | 2039 | 5 | 1 | 2.2 | 2130 | 27754
Controls ¦ Multi-System Controls ¦ Motor Control Centre (MCC) | 1 | Low | B | 1 | 2025 | 5 | 4 | 3.7 | 32733 | 11775
Fire ¦ Fire Detection ¦ Fire Alarm Panel / Repeater | 1 | Urgent | DX | 1 | 2025 | 1 | 1 | 1 | 1 | 1
HVAC ¦ Fan ¦ Local and Special Ventilation ¦ Extract | 1 | Medium | CX | 1 | 2025 | 2 | 3 | 2.3 | 10054 | 2024
Electrical ¦ LV Distribution ¦ Distribution Board ¦ Sub | 1 | High | D | 3 | 2027 | 3 | 2 | 2.1 | 1041 | 13258
Fire ¦ Fire Detection ¦ Fire Alarm Panel / Repeater | 1 | Urgent | B | 2 | 2026 | 5 | 1 | 2.2 | 2131 | 12474
HVAC ¦ Fan ¦ Local and Special Ventilation ¦ Extract | 1 | Medium | B | 1 | 2025 | 5 | 3 | 3.2 | 20787 | 6404
HVAC ¦ Heat Emitters - Local ¦ Gas Fired Unit Heaters | 1 | Medium | B | 1 | 2025 | 5 | 3 | 3.2 | 20788 | 6405
Electrical ¦ LV Distribution ¦ Distribution Board ¦ Sub | 1 | High | B | 1 | 2025 | 5 | 2 | 2.7 | 11905 | 2963
Electrical ¦ Lighting ¦ Internal ¦ General | 1 | Medium | B | 6 | 2030 | 5 | 3 | 3.2 | 20789 | 18441
HVAC ¦ Fan ¦ Central Ventilation Systems ¦ Ventilating - General | 1 | Low | B | 1 | 2025 | 5 | 4 | 3.7 | 32734 | 11776
Electrical ¦ LV Distribution ¦ Distribution Board ¦ Sub | 1 | High | B | 10 | 2034 | 5 | 2 | 2.7 | 11906 | 22264
Electrical ¦ LV Distribution ¦ Distribution Board ¦ Sub | 1 | High | B | 17 | 2041 | 5 | 2 | 2.7 | 11907 | 30286
Fabric ¦ Superstructure ¦ Windows and External Doors ¦ External Doors ¦ Entrance Doors | 1 | High | B | 11 | 2035 | 5 | 2 | 2.7 | 11908 | 24147
Electrical ¦ Specialist Lighting ¦ External ¦ Illuminated External Signs | 2 | Medium | C | 1 | 2025 | 4 | 3 | 2.9 | 18432 | 5394
Water ¦ Local Hot Water ¦ Package Electric Water Heaters - Non-Drinking Water | 1 | Medium | B | 4 | 2028 | 5 | 3 | 3.2 | 20790 | 14044
Water ¦ Local Hot Water ¦ Package Electric Water Heaters - Non-Drinking Water | 1 | Medium | B | 1 | 2025 | 5 | 3 | 3.2 | 20791 | 6406
HVAC ¦ Fan ¦ Central Heating ¦ Axial | 1 | High | B | 3 | 2027 | 5 | 2 | 2.7 | 11909 | 13329
Fabric ¦ Barriers and Guardrails ¦ Vehicle Crash Protection Barrier | 1 | V Low | B | 1 | 2025 | 5 | 4 | 3.7 | 32735 | 11777
Fire ¦ Fire Detection ¦ Fire Alarm System | 1 | Urgent | B | 11 | 2035 | 5 | 1 | 2.2 | 2132 | 23382
HVAC ¦ Local Air Conditioning ¦ Single-Split Evaporator - Split Systems/Heat Pumps - Air-cooled with Direct Expansion Evaporator (DX) | 1 | Medium | B | 1 | 2025 | 5 | 3 | 3.2 | 20792 | 6407
HVAC ¦ Fan ¦ Central Ventilation Systems ¦ Axial | 1 | Medium | B | 1 | 2025 | 5 | 3 | 3.2 | 20793 | 6408
Water ¦ Local Hot Water ¦ Instantaneous Electric Water Heater - Non-Drinking Water | 1 | Medium | B | 11 | 2035 | 5 | 3 | 3.2 | 20794 | 24968
HVAC ¦ Fan ¦ Local and Special Ventilation ¦ Kitchen Vent ¦ Extract | 1 | Low | B | 5 | 2029 | 5 | 4 | 3.7 | 32736 | 15589
Fabric ¦ Superstructure ¦ Windows and External Doors ¦ Roller Shutters ¦ Electric Roller Shutter | 1 | High | B | 15 | 2039 | 5 | 2 | 2.7 | 11910 | 28086
Electrical ¦ Lighting ¦ Internal ¦ Emergency ¦ Self Contained ¦ LED | 5 | Urgent | B | 21 | 2045 | 5 | 1 | 2.2 | 2133 | 31794
Fire ¦ Fire Fighting ¦ Fire Extinguishers ¦ CO2 | 4 | Urgent | B | 6 | 2030 | 5 | 1 | 2.2 | 2134 | 15878
Fire ¦ Fire Fighting ¦ Fire Extinguishers ¦ Foam | 5 | Urgent | B | 6 | 2030 | 5 | 1 | 2.2 | 2135 | 15879
Fire ¦ Fire Fighting ¦ Fire Extinguishers ¦ Foam | 4 | Urgent | A | 9 | 2033 | 6 | 1 | 2.5 | 10821 | 21531
Water ¦ Local Hot Water ¦ Package Electric Water Heaters - Non-Drinking Water | 1 | Medium | B | 8 | 2032 | 5 | 3 | 3.2 | 20795 | 20841
Fabric ¦ Superstructure ¦ Windows and External Doors ¦ External Doors ¦ Manual and Automatic Doors ¦ Emergency and Panic Escape Doors | 1 | Urgent | B | 23 | 2047 | 5 | 1 | 2.2 | 2136 | 33075
Electrical ¦ Lighting ¦ Internal ¦ General | 8 | Medium | B | 1 | 2025 | 5 | 3 | 3.2 | 20796 | 6409
HVAC ¦ Heat Emitters - Central ¦ Radiators ¦ Steel | 1 | Medium | B | 15 | 2039 | 5 | 3 | 3.2 | 20797 | 28365
Fire ¦ Fire Fighting ¦ Fire Blanket | 2 | Urgent | B | 4 | 2028 | 5 | 1 | 2.2 | 2137 | 13778
Fire ¦ Fire Fighting ¦ Fire Extinguishers ¦ Foam | 3 | Urgent | B | 6 | 2030 | 5 | 1 | 2.2 | 2138 | 15880
Security ¦ Access ¦ Access Control ¦ Door ¦ Local Lock / Keypad / Manual | 1 | Medium | A | 14 | 2038 | 6 | 3 | 3.5 | 32448 | 27656
HVAC ¦ Heat Emitters - Central ¦ Radiators ¦ Steel | 5 | Medium | B | 3 | 2027 | 5 | 3 | 3.2 | 20798 | 13444
HVAC ¦ Central Heating (Internally Sourced) ¦ Boiler ¦ Atmospheric Gas Burner Boiler - Small and/or Wall Hung for Light Commercial Installation | 1 | Medium | DX | 1 | 2025 | 1 | 3 | 2 | 781 | 505
HVAC ¦ Fan ¦ Local and Special Ventilation ¦ Axial | 1 | Medium | B | 1 | 2025 | 5 | 3 | 3.2 | 20799 | 6410
Fabric ¦ Superstructure ¦ Windows and External Doors ¦ External Doors ¦ Manual and Automatic Doors ¦ Auto / Powered Sliding Doors | 1 | High | B | 23 | 2047 | 5 | 2 | 2.7 | 11911 | 33189
Fire ¦ Fire Detection ¦ Fire Alarm Panel / Repeater | 1 | Urgent | B | 1 | 2025 | 5 | 1 | 2.2 | 2139 | 1007
Electrical ¦ Lighting ¦ Internal ¦ General | 1 | Medium | B | 6 | 2030 | 5 | 3 | 3.2 | 20800 | 18442
Fire ¦ Fire Fighting ¦ Fire Extinguishers ¦ CO2 | 3 | Urgent | B | 7 | 2031 | 5 | 1 | 2.2 | 2140 | 19186
HVAC ¦ Local Air Conditioning ¦ Single-Split Condenser - Split Systems/Heat Pumps - Air-cooled with Direct Expansion Evaporator (DX) | 1 | Medium | B | 8 | 2032 | 5 | 3 | 3.2 | 20801 | 20842
HVAC ¦ Ventilation ¦ Air Handling Unit (AHU) ¦ Internal ¦ Central Air Conditioning ¦ Gas Fired | 1 | Medium | B | 1 | 2025 | 5 | 3 | 3.2 | 20802 | 6411
HVAC ¦ Fan ¦ Local and Special Ventilation ¦ Fans Window or Wall Mounted | 1 | Medium | B | 1 | 2025 | 5 | 3 | 3.2 | 20803 | 6412
HVAC ¦ Central Heating (Internally Sourced) ¦ Burner ¦ Forced draft gas burner | 1 | Medium | B | 1 | 2025 | 5 | 3 | 3.2 | 20804 | 6413
HVAC ¦ Fan ¦ Local and Special Ventilation ¦ Fans Window or Wall Mounted | 1 | Medium | DX | 1 | 2025 | 1 | 3 | 2 | 782 | 506
Fabric ¦ Barriers and Guardrails ¦ Vehicle Crash Protection Barrier | 1 | V Low | B | 1 | 2025 | 5 | 4 | 3.7 | 32737 | 11778
Fire ¦ Fire Fighting ¦ Fire Extinguishers ¦ CO2 | 5 | Urgent | B | 6 | 2030 | 5 | 1 | 2.2 | 2141 | 15881
Electrical ¦ LV Distribution ¦ Distribution Board ¦ Sub | 1 | High | B | 10 | 2034 | 5 | 2 | 2.7 | 11912 | 22265
Fabric ¦ Superstructure ¦ Windows and External Doors ¦ Roller Shutters ¦ Manual Roller Shutter | 1 | High | B | 1 | 2025 | 5 | 2 | 2.7 | 11913 | 2964
Fabric ¦ Barriers and Guardrails ¦ Vehicle Crash Protection Barrier | 1 | V Low | B | 1 | 2025 | 5 | 4 | 3.7 | 32738 | 11779
Electrical ¦ Lighting ¦ Internal ¦ Emergency ¦ Self Contained ¦ LED | 3 | Urgent | B | 21 | 2045 | 5 | 1 | 2.2 | 2142 | 31795
Electrical ¦ LV Distribution ¦ Distribution Board ¦ Main | 1 | High | B | 7 | 2031 | 5 | 2 | 2.7 | 11914 | 19572
Fabric ¦ Superstructure ¦ Windows and External Doors ¦ External Doors ¦ Manual and Automatic Doors ¦ Emergency and Panic Escape Doors | 1 | Urgent | B | 11 | 2035 | 5 | 1 | 2.2 | 2143 | 23383
HVAC ¦ Fan ¦ Central Heating ¦ Axial | 1 | High | B | 2 | 2026 | 5 | 2 | 2.7 | 11915 | 12867
Electrical ¦ Specialist Lighting ¦ Internal ¦ Illuminated Fire Exit Signage | 3 | Urgent | B | 16 | 2040 | 5 | 1 | 2.2 | 2144 | 28648
Electrical ¦ Lighting ¦ Internal ¦ Emergency ¦ Self Contained ¦ LED | 7 | Urgent | B | 22 | 2046 | 5 | 1 | 2.2 | 2145 | 32832
Fire ¦ Fire Fighting ¦ Fire Blanket | 1 | Urgent | B | 4 | 2028 | 5 | 1 | 2.2 | 2146 | 13779
Electrical ¦ LV Distribution ¦ Distribution Board ¦ Sub | 1 | High | B | 1 | 2025 | 5 | 2 | 2.7 | 11916 | 2965
HVAC ¦ Local and Special Ventilation ¦ Unit extract fans. | 1 | Medium | B | 1 | 2025 | 5 | 3 | 3.2 | 20805 | 6414
Fire ¦ Fire Fighting ¦ Fire Extinguishers ¦ Foam | 2 | Urgent | B | 6 | 2030 | 5 | 1 | 2.2 | 2147 | 15882
Fire ¦ Fire Fighting ¦ Fire Extinguishers ¦ Foam | 5 | Urgent | B | 6 | 2030 | 5 | 1 | 2.2 | 2148 | 15883
Fabric ¦ Superstructure ¦ Windows and External Doors ¦ External Doors ¦ Manual and Automatic Doors ¦ Auto / Powered Sliding Doors | 1 | High | B | 34 | 2058 | 5 | 2 | 2.7 | 11917 | 33869
Fabric ¦ Superstructure ¦ Windows and External Doors ¦ Roller Shutters ¦ Manual Roller Shutter | 1 | High | B | 21 | 2045 | 5 | 2 | 2.7 | 11918 | 32550
Electrical ¦ Lighting ¦ Internal ¦ General | 16 | Medium | B | 6 | 2030 | 5 | 3 | 3.2 | 20806 | 18443
Electrical ¦ Lighting ¦ Internal ¦ Emergency ¦ Self Contained ¦ Non LED | 2 | Urgent | B | 9 | 2033 | 5 | 1 | 2.2 | 2149 | 21225
HVAC ¦ Fan ¦ Central Ventilation Systems ¦ Ventilating - General | 1 | Low | B | 1 | 2025 | 5 | 4 | 3.7 | 32739 | 11780
Electrical ¦ Specialist Lighting ¦ External ¦ Illuminated External Signs | 1 | Medium | B | 1 | 2025 | 5 | 3 | 3.2 | 20807 | 6415
Fabric ¦ Superstructure ¦ Windows and External Doors ¦ External Doors ¦ Manual and Automatic Doors ¦ Emergency and Panic Escape Doors | 1 | Urgent | B | 11 | 2035 | 5 | 1 | 2.2 | 2150 | 23384
Fire ¦ Fire Fighting ¦ Fire Extinguishers ¦ Foam | 2 | Urgent | B | 7 | 2031 | 5 | 1 | 2.2 | 2151 | 19187
HVAC ¦ Fan ¦ Local and Special Ventilation ¦ Extract | 1 | Medium | CX | 1 | 2025 | 2 | 3 | 2.3 | 10055 | 2025
Fire ¦ Fire Detection ¦ Fire Alarm Panel / Repeater | 1 | Urgent | B | 13 | 2037 | 5 | 1 | 2.2 | 2152 | 26824
Electrical ¦ Lighting ¦ Internal ¦ Emergency ¦ Self Contained ¦ LED | 21 | Urgent | B | 21 | 2045 | 5 | 1 | 2.2 | 2153 | 31796
Electrical ¦ Lighting ¦ Internal ¦ Emergency ¦ Self Contained ¦ LED | 9 | Urgent | B | 20 | 2044 | 5 | 1 | 2.2 | 2154 | 31411
Electrical ¦ Lighting ¦ Internal ¦ General ¦ LED Fittings & Luminaires | 39 | Medium | B | 7 | 2031 | 5 | 3 | 3.2 | 20808 | 19775
HVAC ¦ Local Air Conditioning ¦ Single-Split Condenser - Split Systems/Heat Pumps - Air-cooled with Direct Expansion Evaporator (DX) | 1 | Medium | B | 5 | 2029 | 5 | 3 | 3.2 | 20809 | 14842
Fabric ¦ Superstructure ¦ Windows and External Doors ¦ Roller Shutters ¦ Electric Roller Shutter | 1 | High | B | 13 | 2037 | 5 | 2 | 2.7 | 11919 | 26948
Security ¦ Access ¦ Access Control ¦ Gate Access - Local Lock / Keypad / Manual (External) | 1 | Medium | B | 2 | 2026 | 5 | 3 | 3.2 | 20810 | 13016
Fabric ¦ Superstructure ¦ Windows and External Doors ¦ External Doors ¦ Entrance Doors | 1 | High | C | 11 | 2035 | 4 | 2 | 2.4 | 10441 | 24047
HVAC ¦ Central Heating (Internally Sourced) ¦ Boiler ¦ Atmospheric Gas Burner/Condensing Combination Boiler | 1 | Medium | B | 6 | 2030 | 5 | 3 | 3.2 | 20811 | 18444
Electrical ¦ Lighting ¦ Internal ¦ Emergency ¦ Self Contained ¦ LED | 2 | Urgent | B | 21 | 2045 | 5 | 1 | 2.2 | 2155 | 31797
Electrical ¦ LV Distribution ¦ Distribution Board ¦ Sub | 1 | High | B | 1 | 2025 | 5 | 2 | 2.7 | 11920 | 2966
Electrical ¦ LV Distribution ¦ Distribution Board ¦ Main | 1 | High | B | 19 | 2043 | 5 | 2 | 2.7 | 11921 | 31148
HVAC ¦ Fan ¦ Local and Special Ventilation ¦ Kitchen Vent ¦ Fans Window or Wall Mounted | 1 | Medium | B | 9 | 2033 | 5 | 3 | 3.2 | 20812 | 21693
HVAC ¦ Heat Emitters - Local ¦ Electric Heaters | 6 | Medium | D | 1 | 2025 | 3 | 3 | 2.6 | 11049 | 2578
Electrical ¦ Specialist Lighting ¦ Internal ¦ Illuminated Fire Exit Signage | 7 | Urgent | B | 1 | 2025 | 5 | 1 | 2.2 | 2156 | 1008
HVAC ¦ Heat Emitters - Local ¦ Electric Heaters | 5 | Medium | B | 1 | 2025 | 5 | 3 | 3.2 | 20813 | 6416
Electrical ¦ LV Distribution ¦ Distribution Board ¦ Main | 1 | High | B | 6 | 2030 | 5 | 2 | 2.7 | 11922 | 17397
Fabric ¦ Superstructure ¦ Windows and External Doors ¦ External Doors ¦ Manual and Automatic Doors ¦ High Security Door | 1 | High | B | 25 | 2049 | 5 | 2 | 2.7 | 11923 | 33370
Electrical ¦ Lighting ¦ Internal ¦ Emergency ¦ Self Contained ¦ LED | 3 | Urgent | B | 21 | 2045 | 5 | 1 | 2.2 | 2157 | 31798
HVAC ¦ Fan ¦ Central Ventilation Systems ¦ Ventilating - General | 1 | Low | B | 1 | 2025 | 5 | 4 | 3.7 | 32740 | 11781
HVAC ¦ Heat Emitters - Local ¦ Gas Fired Natural and Fan Assisted Heaters | 1 | Medium | B | 6 | 2030 | 5 | 3 | 3.2 | 20814 | 18445
HVAC ¦ Local and Special Ventilation ¦ Unit extract fans. | 1 | Medium | B | 1 | 2025 | 5 | 3 | 3.2 | 20815 | 6417
HVAC ¦ Fan ¦ Local and Special Ventilation ¦ Extract | 1 | Medium | B | 10 | 2034 | 5 | 3 | 3.2 | 20816 | 22592
Security ¦ Access ¦ Access Control ¦ Door ¦ Local Lock / Keypad / Manual | 2 | Medium | B | 1 | 2025 | 5 | 3 | 3.2 | 20817 | 6418
HVAC ¦ Heat Emitters - Local ¦ Gas Fired Natural and Fan Assisted Heaters | 1 | Medium | B | 1 | 2025 | 5 | 3 | 3.2 | 20818 | 6419
Electrical ¦ LV Distribution ¦ Distribution Board ¦ Main | 1 | High | B | 6 | 2030 | 5 | 2 | 2.7 | 11924 | 17398
Electrical ¦ LV Distribution ¦ Distribution Board ¦ Main | 1 | High | B | 19 | 2043 | 5 | 2 | 2.7 | 11925 | 31149
Electrical ¦ LV Distribution ¦ Distribution Board ¦ Main | 1 | High | B | 1 | 2025 | 5 | 2 | 2.7 | 11926 | 2967
Fire ¦ Fire Fighting ¦ Fire Extinguishers ¦ Foam | 5 | Urgent | B | 6 | 2030 | 5 | 1 | 2.2 | 2158 | 15884
Electrical ¦ LV Distribution ¦ Distribution Board ¦ Main | 1 | High | A | 18 | 2042 | 6 | 2 | 3 | 19515 | 30897
HVAC ¦ Fan ¦ Local and Special Ventilation ¦ Axial | 1 | Medium | B | 1 | 2025 | 5 | 3 | 3.2 | 20819 | 6420
Fabric ¦ Superstructure ¦ Internal Doors ¦ Roller Shutters ¦ Electric Roller Shutter | 1 | Medium | B | 24 | 2048 | 5 | 3 | 3.2 | 20820 | 33274
Fabric ¦ Superstructure ¦ Windows and External Doors ¦ Roller Shutters ¦ Electric Roller Shutter | 1 | High | B | 12 | 2036 | 5 | 2 | 2.7 | 11927 | 26142
HVAC ¦ Fan ¦ Local and Special Ventilation ¦ Centrifugal | 1 | Medium | B | 1 | 2025 | 5 | 3 | 3.2 | 20821 | 6421
HVAC ¦ Heat Emitters - Central ¦ Radiators ¦ Steel | 2 | Medium | B | 6 | 2030 | 5 | 3 | 3.2 | 20822 | 18446
Fabric ¦ Superstructure ¦ Windows and External Doors ¦ External Doors ¦ Entrance Doors | 1 | High | B | 21 | 2045 | 5 | 2 | 2.7 | 11928 | 32551
Electrical ¦ Lighting ¦ Internal ¦ Emergency ¦ Self Contained ¦ LED | 1 | Urgent | B | 21 | 2045 | 5 | 1 | 2.2 | 2159 | 31799
Fire ¦ Fire Fighting ¦ Fire Blanket | 2 | Urgent | B | 4 | 2028 | 5 | 1 | 2.2 | 2160 | 13780
Fabric ¦ Superstructure ¦ Internal Doors ¦ Roller Shutters ¦ Internal Manual Roller Shutter | 1 | Medium | B | 1 | 2025 | 5 | 3 | 3.2 | 20823 | 6422
Fabric ¦ Superstructure ¦ Windows and External Doors ¦ Roller Shutters ¦ Electric Roller Shutter | 1 | High | B | 22 | 2046 | 5 | 2 | 2.7 | 11929 | 33017
Fabric ¦ Superstructure ¦ Windows and External Doors ¦ Roller Shutters ¦ Manual Roller Shutter | 1 | High | B | 21 | 2045 | 5 | 2 | 2.7 | 11930 | 32552
Water ¦ Local Hot Water ¦ Package Electric Water Heaters - Non-Drinking Water | 1 | Medium | B | 8 | 2032 | 5 | 3 | 3.2 | 20824 | 20843
HVAC ¦ Heat Emitters - Local ¦ Gas Fired Natural and Fan Assisted Heaters | 1 | Medium | B | 11 | 2035 | 5 | 3 | 3.2 | 20825 | 24969
Fabric ¦ Superstructure ¦ Windows and External Doors ¦ Roller Shutters ¦ Manual Roller Shutter | 1 | High | B | 11 | 2035 | 5 | 2 | 2.7 | 11931 | 24148
Electrical ¦ Lighting ¦ Internal ¦ Emergency ¦ Self Contained ¦ LED | 2 | Urgent | B | 1 | 2025 | 5 | 1 | 2.2 | 2161 | 1009
HVAC ¦ Heat Emitters - Local ¦ Electric Overdoor Air Curtain/Heater | 1 | Medium | B | 1 | 2025 | 5 | 3 | 3.2 | 20826 | 6423
Fabric ¦ Superstructure ¦ Windows and External Doors ¦ External Doors ¦ Manual and Automatic Doors ¦ Emergency and Panic Escape Doors | 1 | Urgent | B | 5 | 2029 | 5 | 1 | 2.2 | 2162 | 14316
HVAC ¦ Fan ¦ Local and Special Ventilation ¦ Extract | 1 | Medium | B | 11 | 2035 | 5 | 3 | 3.2 | 20827 | 24970
Controls ¦ Multi-System Controls ¦ Control Panel - Electrical Services (excluding Electrical Controllers and Pneumatic Relays) | 1 | Medium | B | 1 | 2025 | 5 | 3 | 3.2 | 20828 | 6424
HVAC ¦ Fan ¦ Local and Special Ventilation ¦ Extract | 1 | Medium | B | 1 | 2025 | 5 | 3 | 3.2 | 20829 | 6425
HVAC ¦ Central Heating (Internally Sourced) ¦ Heat Exchangers ¦ Heat Reclaim Unit (Lossnay Type) | 1 | Medium | B | 9 | 2033 | 5 | 3 | 3.2 | 20830 | 21694
Electrical ¦ LV Distribution ¦ Distribution Board ¦ Sub | 1 | High | D | 10 | 2034 | 3 | 2 | 2.1 | 1042 | 21953
HVAC ¦ Fan ¦ Central Heating ¦ Axial | 1 | High | B | 2 | 2026 | 5 | 2 | 2.7 | 11932 | 12868
Fabric ¦ Superstructure ¦ Windows and External Doors ¦ External Doors ¦ Manual and Automatic Doors ¦ Emergency and Panic Escape Doors | 1 | Urgent | B | 10 | 2034 | 5 | 1 | 2.2 | 2163 | 21984
Fabric ¦ Superstructure ¦ Windows and External Doors ¦ External Doors ¦ Manual and Automatic Doors ¦ High Security Door | 1 | High | B | 11 | 2035 | 5 | 2 | 2.7 | 11933 | 24149
Electrical ¦ Specialist Lighting ¦ Internal ¦ Illuminated Fire Exit Signage | 1 | Urgent | B | 6 | 2030 | 5 | 1 | 2.2 | 2164 | 15885
HVAC ¦ Local Air Conditioning ¦ Single-Split Condenser - Split Systems/Heat Pumps - Air-cooled with Direct Expansion Evaporator (DX) | 1 | Medium | B | 2 | 2026 | 5 | 3 | 3.2 | 20831 | 13017
HVAC ¦ Local Air Conditioning ¦ Single-Split Condenser - Split Systems/Heat Pumps - Air-cooled with Direct Expansion Evaporator (DX) | 1 | Medium | B | 1 | 2025 | 5 | 3 | 3.2 | 20832 | 6426
HVAC ¦ Fan ¦ Central Ventilation Systems ¦ Ventilating - General | 1 | Low | B | 1 | 2025 | 5 | 4 | 3.7 | 32741 | 11782
Fabric ¦ Superstructure ¦ Internal Doors ¦ Roller Shutters ¦ Internal Manual Roller Shutter | 1 | Medium | B | 15 | 2039 | 5 | 3 | 3.2 | 20833 | 28366
Electrical ¦ Lighting ¦ External ¦ General - LED | 4 | Medium | B | 12 | 2036 | 5 | 3 | 3.2 | 20834 | 26351
HVAC ¦ Heat Emitters - Central ¦ Radiators ¦ Steel | 4 | Medium | B | 6 | 2030 | 5 | 3 | 3.2 | 20835 | 18447
Electrical ¦ LV Distribution ¦ Distribution Board ¦ Main | 1 | High | B | 1 | 2025 | 5 | 2 | 2.7 | 11934 | 2968
Electrical ¦ LV Distribution ¦ Distribution Board ¦ Main | 1 | High | B | 1 | 2025 | 5 | 2 | 2.7 | 11935 | 2969
Fabric ¦ Superstructure ¦ Windows and External Doors ¦ Roller Shutters ¦ Manual Roller Shutter | 1 | High | B | 3 | 2027 | 5 | 2 | 2.7 | 11936 | 13330
HVAC ¦ Central Heating (Internally Sourced) ¦ Burner ¦ Forced draft gas burner | 1 | Medium | B | 1 | 2025 | 5 | 3 | 3.2 | 20836 | 6427
Fire ¦ Fire Fighting ¦ Fire Extinguishers ¦ CO2 | 6 | Urgent | B | 6 | 2030 | 5 | 1 | 2.2 | 2165 | 15886
Fire ¦ Fire Fighting ¦ Fire Extinguishers ¦ CO2 | 1 | Urgent | B | 8 | 2032 | 5 | 1 | 2.2 | 2166 | 20289
Electrical ¦ LV Distribution ¦ Distribution Board ¦ Sub | 1 | High | B | 3 | 2027 | 5 | 2 | 2.7 | 11937 | 13331
Electrical ¦ LV Distribution ¦ Distribution Board ¦ Main | 1 | High | B | 19 | 2043 | 5 | 2 | 2.7 | 11938 | 31150
Electrical ¦ LV Distribution ¦ Main Switch Panel at Supply Intake | 1 | Medium | B | 1 | 2025 | 5 | 3 | 3.2 | 20837 | 6428
Electrical ¦ Lighting ¦ Internal ¦ Emergency ¦ Self Contained ¦ Non LED | 5 | Urgent | B | 1 | 2025 | 5 | 1 | 2.2 | 2167 | 1010
HVAC ¦ Fan ¦ Central Heating ¦ Axial | 1 | High | B | 3 | 2027 | 5 | 2 | 2.7 | 11939 | 13332
Fabric ¦ Superstructure ¦ Windows and External Doors ¦ Roller Shutters ¦ Manual Roller Shutter | 1 | High | B | 1 | 2025 | 5 | 2 | 2.7 | 11940 | 2970
HVAC ¦ Heat Emitters - Local ¦ Electric Heaters | 4 | Medium | B | 3 | 2027 | 5 | 3 | 3.2 | 20838 | 13445
HVAC ¦ Heat Emitters - Central ¦ Radiators ¦ Steel | 3 | Medium | B | 6 | 2030 | 5 | 3 | 3.2 | 20839 | 18448
Electrical ¦ LV Distribution ¦ Distribution Board ¦ Main | 1 | High | B | 6 | 2030 | 5 | 2 | 2.7 | 11941 | 17399
Electrical ¦ Specialist Lighting ¦ External ¦ Illuminated External Signs | 3 | Medium | C | 4 | 2028 | 4 | 3 | 2.9 | 18433 | 14015
Electrical ¦ Specialist Lighting ¦ Internal ¦ Illuminated Fire Exit Signage | 1 | Urgent | B | 1 | 2025 | 5 | 1 | 2.2 | 2168 | 1011
Fire ¦ Fire Fighting ¦ Fire Extinguishers ¦ Foam | 3 | Urgent | B | 9 | 2033 | 5 | 1 | 2.2 | 2169 | 21226
Fire ¦ Fire Fighting ¦ Fire Extinguishers ¦ Foam | 5 | Urgent | B | 7 | 2031 | 5 | 1 | 2.2 | 2170 | 19188
HVAC ¦ Central Air Conditioning ¦ Air Conditioning ¦ Multi-Split Evaporator - Split Systems/Heat Pumps - Air-cooled with Direct Expansion Evaporator (DX) | 1 | Medium | B | 3 | 2027 | 5 | 3 | 3.2 | 20840 | 13446
Electrical ¦ LV Distribution ¦ Distribution Board ¦ Sub | 1 | High | B | 18 | 2042 | 5 | 2 | 2.7 | 11942 | 30768
Fabric ¦ Barriers and Guardrails ¦ Vehicle Crash Protection Barrier | 1 | V Low | B | 1 | 2025 | 5 | 4 | 3.7 | 32742 | 11783
HVAC ¦ Heat Emitters - Local ¦ Gas Fired Unit Heaters | 1 | Medium | B | 5 | 2029 | 5 | 3 | 3.2 | 20841 | 14843
Fabric ¦ Superstructure ¦ Windows and External Doors ¦ External Doors ¦ Entrance Doors | 1 | High | B | 11 | 2035 | 5 | 2 | 2.7 | 11943 | 24150
Electrical ¦ Lighting ¦ Internal ¦ Emergency ¦ Externally Powered ¦ Non LED | 4 | Urgent | B | 1 | 2025 | 5 | 1 | 2.2 | 2171 | 1012
Fire ¦ Fire Fighting ¦ Fire Extinguishers ¦ CO2 | 5 | Urgent | B | 6 | 2030 | 5 | 1 | 2.2 | 2172 | 15887
Fire ¦ Fire Detection ¦ Fire Alarm System | 1 | Urgent | B | 13 | 2037 | 5 | 1 | 2.2 | 2173 | 26825
Electrical ¦ LV Distribution ¦ Distribution Board ¦ Sub | 1 | High | B | 1 | 2025 | 5 | 2 | 2.7 | 11944 | 2971
Electrical ¦ LV Distribution ¦ Distribution Board ¦ Sub | 1 | High | B | 10 | 2034 | 5 | 2 | 2.7 | 11945 | 22266
Electrical ¦ LV Distribution ¦ Distribution Board ¦ Main | 1 | High | A | 18 | 2042 | 6 | 2 | 3 | 19516 | 30898
Electrical ¦ Specialist Lighting ¦ External ¦ Illuminated External Signs | 1 | Medium | B | 1 | 2025 | 5 | 3 | 3.2 | 20842 | 6429
HVAC ¦ Local Air Conditioning ¦ Single-Split Evaporator - Split Systems/Heat Pumps - Air-cooled with Direct Expansion Evaporator (DX) | 1 | Medium | B | 2 | 2026 | 5 | 3 | 3.2 | 20843 | 13018
Fabric ¦ Superstructure ¦ Windows and External Doors ¦ External Doors ¦ Manual and Automatic Doors ¦ Emergency and Panic Escape Doors | 1 | Urgent | B | 11 | 2035 | 5 | 1 | 2.2 | 2174 | 23385
Fabric ¦ Superstructure ¦ Internal Doors ¦ Roller Shutters ¦ Internal Manual Roller Shutter | 1 | Medium | B | 1 | 2025 | 5 | 3 | 3.2 | 20844 | 6430
Transport ¦ Lifts ¦ Disabled Lift ¦ Electric | 1 | High | B | 1 | 2025 | 5 | 2 | 2.7 | 11946 | 2972
Electrical ¦ Lighting ¦ Internal ¦ General ¦ LED Fittings & Luminaires | 22 | Medium | B | 16 | 2040 | 5 | 3 | 3.2 | 20845 | 29346
HVAC ¦ Heat Emitters - Central ¦ Radiators ¦ Steel | 1 | Medium | B | 1 | 2025 | 5 | 3 | 3.2 | 20846 | 6431
Water ¦ Local Hot Water ¦ Package Electric Water Heaters - Non-Drinking Water | 1 | Medium | DX | 5 | 2029 | 1 | 3 | 2 | 783 | 14281
Fabric ¦ Superstructure ¦ Internal Doors ¦ Roller Shutters ¦ Internal Manual Roller Shutter | 1 | Medium | B | 1 | 2025 | 5 | 3 | 3.2 | 20847 | 6432
Fabric ¦ Superstructure ¦ Windows and External Doors ¦ External Doors ¦ Manual and Automatic Doors ¦ High Security Door | 1 | High | B | 23 | 2047 | 5 | 2 | 2.7 | 11947 | 33190
Fabric ¦ Superstructure ¦ Windows and External Doors ¦ External Doors ¦ Entrance Doors | 1 | High | B | 11 | 2035 | 5 | 2 | 2.7 | 11948 | 24151
HVAC ¦ Fan ¦ Local and Special Ventilation ¦ Extract | 1 | Medium | B | 10 | 2034 | 5 | 3 | 3.2 | 20848 | 22593
Electrical ¦ Lighting ¦ Internal ¦ Emergency ¦ Self Contained ¦ LED | 4 | Urgent | B | 23 | 2047 | 5 | 1 | 2.2 | 2175 | 33076
HVAC ¦ Fan ¦ Central Heating ¦ Axial | 1 | High | B | 5 | 2029 | 5 | 2 | 2.7 | 11949 | 14585
Fire ¦ Fire Detection ¦ Fire Alarm Panel / Repeater | 1 | Urgent | B | 10 | 2034 | 5 | 1 | 2.2 | 2176 | 21985
HVAC ¦ Heat Emitters - Local ¦ Electric Heaters | 1 | Medium | B | 3 | 2027 | 5 | 3 | 3.2 | 20849 | 13447
Fire ¦ Fire Fighting ¦ Fire Extinguishers ¦ Foam | 3 | Urgent | B | 9 | 2033 | 5 | 1 | 2.2 | 2177 | 21227
HVAC ¦ Central Heating (Internally Sourced) ¦ Boiler ¦ Atmospheric Gas Burner/Condensing Combination Boiler (domestic type) | 1 | High | B | 1 | 2025 | 5 | 2 | 2.7 | 11950 | 2973
Water ¦ Local Hot Water ¦ Package Electric Water Heaters - Non-Drinking Water | 1 | Medium | B | 7 | 2031 | 5 | 3 | 3.2 | 20850 | 19776
HVAC ¦ Fan ¦ Local and Special Ventilation ¦ Fans Window or Wall Mounted | 1 | Medium | B | 11 | 2035 | 5 | 3 | 3.2 | 20851 | 24971
HVAC ¦ Fan ¦ Local and Special Ventilation ¦ Fans Window or Wall Mounted | 1 | Medium | B | 11 | 2035 | 5 | 3 | 3.2 | 20852 | 24972
HVAC ¦ Local and Special Ventilation ¦ Unit extract fans. | 1 | Medium | B | 1 | 2025 | 5 | 3 | 3.2 | 20853 | 6433
Fire ¦ Fire Detection ¦ Fire Alarm Panel / Repeater | 1 | Urgent | B | 1 | 2025 | 5 | 1 | 2.2 | 2178 | 1013
Transport ¦ Lifts ¦ Disabled Lift ¦ Hydraulic | 1 | High | B | 6 | 2030 | 5 | 2 | 2.7 | 11951 | 17400
Fabric ¦ Superstructure ¦ Windows and External Doors ¦ Roller Shutters ¦ Electric Roller Shutter | 1 | High | B | 8 | 2032 | 5 | 2 | 2.7 | 11952 | 20678
HVAC ¦ Heat Emitters - Local ¦ Gas Fired Unit Heaters | 1 | Medium | B | 8 | 2032 | 5 | 3 | 3.2 | 20854 | 20844
Electrical ¦ Lighting ¦ Internal ¦ Emergency ¦ Self Contained ¦ LED | 9 | Urgent | B | 21 | 2045 | 5 | 1 | 2.2 | 2179 | 31800
Fire ¦ Fire Fighting ¦ Fire Extinguishers ¦ Powder | 1 | Urgent | B | 6 | 2030 | 5 | 1 | 2.2 | 2180 | 15888
HVAC ¦ Heat Emitters - Local ¦ Electric Heaters | 1 | Medium | B | 1 | 2025 | 5 | 3 | 3.2 | 20855 | 6434
Electrical ¦ Lighting ¦ External ¦ General - Non-LED | 3 | Medium | B | 1 | 2025 | 5 | 3 | 3.2 | 20856 | 6435
HVAC ¦ Local Air Conditioning ¦ Single-Split Condenser - Split Systems/Heat Pumps - Air-cooled with Direct Expansion Evaporator (DX) | 1 | Medium | B | 4 | 2028 | 5 | 3 | 3.2 | 20857 | 14045
Electrical ¦ LV Distribution ¦ Distribution Board ¦ Sub | 1 | High | B | 1 | 2025 | 5 | 2 | 2.7 | 11953 | 2974
Electrical ¦ Lighting ¦ Internal ¦ General | 12 | Medium | B | 4 | 2028 | 5 | 3 | 3.2 | 20858 | 14046
Electrical ¦ Lighting ¦ External ¦ General - Non-LED | 10 | Medium | B | 1 | 2025 | 5 | 3 | 3.2 | 20859 | 6436
Electrical ¦ Lighting ¦ Internal ¦ General | 1 | Medium | B | 2 | 2026 | 5 | 3 | 3.2 | 20860 | 13019
HVAC ¦ Fan ¦ Local and Special Ventilation ¦ Fans Window or Wall Mounted | 1 | Medium | B | 10 | 2034 | 5 | 3 | 3.2 | 20861 | 22594
Fabric ¦ Superstructure ¦ Windows and External Doors ¦ External Doors ¦ Entrance Doors | 1 | High | B | 21 | 2045 | 5 | 2 | 2.7 | 11954 | 32553
Fabric ¦ Superstructure ¦ Windows and External Doors ¦ Roller Shutters ¦ Manual Roller Shutter | 1 | High | B | 11 | 2035 | 5 | 2 | 2.7 | 11955 | 24152
HVAC ¦ Heat Emitters - Local ¦ Gas Fired Unit Heaters | 1 | Medium | B | 6 | 2030 | 5 | 3 | 3.2 | 20862 | 18449
Fabric ¦ Superstructure ¦ Windows and External Doors ¦ Roller Shutters ¦ Electric Roller Shutter | 1 | High | B | 1 | 2025 | 5 | 2 | 2.7 | 11956 | 2975
Fire ¦ Fire Fighting ¦ Fire Extinguishers ¦ CO2 | 1 | Urgent | B | 6 | 2030 | 5 | 1 | 2.2 | 2181 | 15889
Electrical ¦ Lighting ¦ Internal ¦ General ¦ LED Fittings & Luminaires | 1 | Medium | B | 16 | 2040 | 5 | 3 | 3.2 | 20863 | 29347
Fabric ¦ Superstructure ¦ Windows and External Doors ¦ External Doors ¦ Entrance Doors | 1 | High | B | 21 | 2045 | 5 | 2 | 2.7 | 11957 | 32554
Fabric ¦ Superstructure ¦ Windows and External Doors ¦ External Doors ¦ Manual and Automatic Doors ¦ Emergency and Panic Escape Doors | 1 | Urgent | B | 11 | 2035 | 5 | 1 | 2.2 | 2182 | 23386
Security ¦ Access ¦ Access Control ¦ Door ¦ Local Lock / Keypad / Manual | 1 | Medium | B | 6 | 2030 | 5 | 3 | 3.2 | 20864 | 18450
Electrical ¦ Lighting ¦ Internal ¦ Emergency ¦ Self Contained ¦ LED | 1 | Urgent | B | 21 | 2045 | 5 | 1 | 2.2 | 2183 | 31801
HVAC ¦ Heat Emitters - Local ¦ Electric Overdoor Air Curtain/Heater | 1 | Medium | B | 1 | 2025 | 5 | 3 | 3.2 | 20865 | 6437
Fire ¦ Fire Detection ¦ Fire Alarm Panel / Repeater | 1 | Urgent | DX | 9 | 2033 | 1 | 1 | 1 | 2 | 21198
Electrical ¦ Lighting ¦ Internal ¦ General | 3 | Medium | DX | 1 | 2025 | 1 | 3 | 2 | 784 | 507
HVAC ¦ Heat Emitters - Local ¦ Electric Heaters | 3 | Medium | B | 2 | 2026 | 5 | 3 | 3.2 | 20866 | 13020
Fire ¦ Fire Fighting ¦ Fire Extinguishers ¦ Foam | 4 | Urgent | B | 1 | 2025 | 5 | 1 | 2.2 | 2184 | 1014
HVAC ¦ Local Air Conditioning ¦ Single-Split Evaporator - Split Systems/Heat Pumps - Air-cooled with Direct Expansion Evaporator (DX) | 1 | Medium | B | 7 | 2031 | 5 | 3 | 3.2 | 20867 | 19777
Electrical ¦ LV Distribution ¦ Distribution Board ¦ Sub | 1 | High | B | 1 | 2025 | 5 | 2 | 2.7 | 11958 | 2976
Electrical ¦ Lighting ¦ Internal ¦ General ¦ LED Fittings & Luminaires | 50 | Medium | B | 16 | 2040 | 5 | 3 | 3.2 | 20868 | 29348
Fire ¦ Fire Fighting ¦ Fire Extinguishers ¦ Foam | 3 | Urgent | B | 1 | 2025 | 5 | 1 | 2.2 | 2185 | 1015
Electrical ¦ LV Distribution ¦ Distribution Board ¦ Sub | 1 | High | B | 1 | 2025 | 5 | 2 | 2.7 | 11959 | 2977
Electrical ¦ Lighting ¦ Internal ¦ General ¦ LED Fittings & Luminaires | 3 | Medium | B | 14 | 2038 | 5 | 3 | 3.2 | 20869 | 27527
Electrical ¦ Lighting ¦ Internal ¦ Emergency ¦ Self Contained ¦ LED | 2 | Urgent | B | 21 | 2045 | 5 | 1 | 2.2 | 2186 | 31802
Electrical ¦ LV Distribution ¦ Distribution Board ¦ Sub | 1 | High | B | 1 | 2025 | 5 | 2 | 2.7 | 11960 | 2978
Fabric ¦ Superstructure ¦ Internal Doors ¦ Roller Shutters ¦ Electric Roller Shutter | 1 | Medium | B | 13 | 2037 | 5 | 3 | 3.2 | 20870 | 27071
Fabric ¦ Superstructure ¦ Internal Doors ¦ Roller Shutters ¦ Electric Roller Shutter | 1 | Medium | B | 1 | 2025 | 5 | 3 | 3.2 | 20871 | 6438
Fire ¦ Fire Detection ¦ Fire Alarm Panel / Repeater | 1 | Urgent | B | 10 | 2034 | 5 | 1 | 2.2 | 2187 | 21986
Electrical ¦ Lighting ¦ External ¦ General - LED | 5 | Medium | B | 11 | 2035 | 5 | 3 | 3.2 | 20872 | 24973
Fabric ¦ Superstructure ¦ Windows and External Doors ¦ External Doors ¦ Manual and Automatic Doors ¦ Emergency and Panic Escape Doors | 1 | Urgent | B | 11 | 2035 | 5 | 1 | 2.2 | 2188 | 23387
Fabric ¦ Superstructure ¦ Windows and External Doors ¦ External Doors ¦ Entrance Doors | 1 | High | B | 16 | 2040 | 5 | 2 | 2.7 | 11961 | 29103
Fabric ¦ Superstructure ¦ Windows and External Doors ¦ Roller Shutters ¦ Manual Roller Shutter | 1 | High | A | 23 | 2047 | 6 | 2 | 3 | 19517 | 33222
Fire ¦ Fire Detection ¦ Fire Alarm System | 1 | Urgent | B | 1 | 2025 | 5 | 1 | 2.2 | 2189 | 1016
Fabric ¦ Superstructure ¦ Windows and External Doors ¦ External Doors ¦ Entrance Doors | 1 | High | B | 21 | 2045 | 5 | 2 | 2.7 | 11962 | 32555
Fire ¦ Fire Fighting ¦ Fire Extinguishers ¦ Foam | 2 | Urgent | B | 9 | 2033 | 5 | 1 | 2.2 | 2190 | 21228
Fabric ¦ Superstructure ¦ Windows and External Doors ¦ Roller Shutters ¦ Manual Roller Shutter | 1 | High | B | 11 | 2035 | 5 | 2 | 2.7 | 11963 | 24153
Fabric ¦ Superstructure ¦ Internal Doors ¦ Roller Shutters ¦ Electric Roller Shutter | 1 | Medium | B | 9 | 2033 | 5 | 3 | 3.2 | 20873 | 21695
Fabric ¦ Superstructure ¦ Windows and External Doors ¦ Roller Shutters ¦ Manual Roller Shutter | 1 | High | B | 5 | 2029 | 5 | 2 | 2.7 | 11964 | 14586
Fabric ¦ Superstructure ¦ Windows and External Doors ¦ External Doors ¦ Entrance Doors | 1 | High | B | 19 | 2043 | 5 | 2 | 2.7 | 11965 | 31151
Fire ¦ Fire Fighting ¦ Fire Extinguishers ¦ Foam | 6 | Urgent | B | 6 | 2030 | 5 | 1 | 2.2 | 2191 | 15890
Electrical ¦ Specialist Lighting ¦ Internal ¦ Illuminated Fire Exit Signage | 1 | Urgent | B | 14 | 2038 | 5 | 1 | 2.2 | 2192 | 27335
HVAC ¦ Heat Emitters - Local ¦ Electric Heaters | 1 | Medium | B | 1 | 2025 | 5 | 3 | 3.2 | 20874 | 6439
Fire ¦ Fire Fighting ¦ Fire Extinguishers ¦ CO2 | 6 | Urgent | B | 3 | 2027 | 5 | 1 | 2.2 | 2193 | 13272
Fire ¦ Fire Fighting ¦ Fire Extinguishers ¦ Foam | 4 | Urgent | B | 5 | 2029 | 5 | 1 | 2.2 | 2194 | 14317
HVAC ¦ Heat Emitters - Local ¦ Gas Fired Unit Heaters | 1 | Medium | B | 8 | 2032 | 5 | 3 | 3.2 | 20875 | 20845
Fabric ¦ Superstructure ¦ Windows and External Doors ¦ External Doors ¦ Entrance Doors | 1 | High | CX | 11 | 2035 | 2 | 2 | 1.8 | 483 | 23248
Water ¦ Local Hot Water ¦ Instantaneous Electric Water Heater - Non-Drinking Water | 1 | Medium | CX | 6 | 2030 | 2 | 3 | 2.3 | 10056 | 17317
Electrical ¦ LV Distribution ¦ Distribution Board ¦ Sub | 1 | High | B | 1 | 2025 | 5 | 2 | 2.7 | 11966 | 2979
HVAC ¦ Fan ¦ Local and Special Ventilation ¦ Extract | 1 | Medium | B | 1 | 2025 | 5 | 3 | 3.2 | 20876 | 6440
HVAC ¦ Fan ¦ Local and Special Ventilation ¦ Fans Window or Wall Mounted | 1 | Medium | DX | 1 | 2025 | 1 | 3 | 2 | 785 | 508
Fire ¦ Fire Fighting ¦ Fire Extinguishers ¦ Foam | 4 | Urgent | B | 6 | 2030 | 5 | 1 | 2.2 | 2195 | 15891
Fire ¦ Fire Fighting ¦ Fire Extinguishers ¦ CO2 | 2 | Urgent | B | 6 | 2030 | 5 | 1 | 2.2 | 2196 | 15892
Electrical ¦ LV Distribution ¦ Distribution Board ¦ Sub | 1 | High | B | 14 | 2038 | 5 | 2 | 2.7 | 11967 | 27436
Fabric ¦ Superstructure ¦ Windows and External Doors ¦ External Doors ¦ Manual and Automatic Doors ¦ Emergency and Panic Escape Doors | 1 | Urgent | B | 32 | 2056 | 5 | 1 | 2.2 | 2197 | 33811
Electrical ¦ Lighting ¦ Internal ¦ General | 2 | Medium | B | 1 | 2025 | 5 | 3 | 3.2 | 20877 | 6441
Fabric ¦ Superstructure ¦ Windows and External Doors ¦ External Doors ¦ Entrance Doors | 1 | High | B | 16 | 2040 | 5 | 2 | 2.7 | 11968 | 29104
Electrical ¦ LV Distribution ¦ Distribution Board ¦ Sub | 1 | High | B | 1 | 2025 | 5 | 2 | 2.7 | 11969 | 2980
Electrical ¦ Specialist Lighting ¦ Internal ¦ Illuminated Fire Exit Signage | 3 | Urgent | B | 16 | 2040 | 5 | 1 | 2.2 | 2198 | 28649
Fabric ¦ Superstructure ¦ Windows and External Doors ¦ External Doors ¦ Manual and Automatic Doors ¦ Emergency and Panic Escape Doors | 1 | Urgent | B | 25 | 2049 | 5 | 1 | 2.2 | 2199 | 33283
Electrical ¦ Specialist Lighting ¦ Internal ¦ Illuminated Fire Exit Signage | 4 | Urgent | B | 16 | 2040 | 5 | 1 | 2.2 | 2200 | 28650
Electrical ¦ LV Distribution ¦ Distribution Board ¦ Sub | 1 | High | B | 1 | 2025 | 5 | 2 | 2.7 | 11970 | 2981
Fabric ¦ Superstructure ¦ Windows and External Doors ¦ Roller Shutters ¦ Manual Roller Shutter | 1 | High | B | 1 | 2025 | 5 | 2 | 2.7 | 11971 | 2982
Electrical ¦ Lighting ¦ Internal ¦ General ¦ LED Fittings & Luminaires | 43 | Medium | B | 16 | 2040 | 5 | 3 | 3.2 | 20878 | 29349
Fire ¦ Fire Fighting ¦ Fire Extinguishers ¦ CO2 | 1 | Urgent | B | 3 | 2027 | 5 | 1 | 2.2 | 2201 | 13273
HVAC ¦ Local Air Conditioning ¦ Single-Split Condenser - Split Systems/Heat Pumps - Air-cooled with Direct Expansion Evaporator (DX) | 1 | Medium | B | 8 | 2032 | 5 | 3 | 3.2 | 20879 | 20846
Fabric ¦ Superstructure ¦ Windows and External Doors ¦ Roller Shutters ¦ Manual Roller Shutter | 1 | High | B | 16 | 2040 | 5 | 2 | 2.7 | 11972 | 29105
Fire ¦ Fire Detection ¦ Fire Alarm System | 1 | Urgent | B | 11 | 2035 | 5 | 1 | 2.2 | 2202 | 23388
Fire ¦ Fire Fighting ¦ Fire Extinguishers ¦ CO2 | 1 | Urgent | B | 9 | 2033 | 5 | 1 | 2.2 | 2203 | 21229
Fire ¦ Fire Fighting ¦ Fire Extinguishers ¦ CO2 | 2 | Urgent | B | 6 | 2030 | 5 | 1 | 2.2 | 2204 | 15893
Electrical ¦ Lighting ¦ Internal ¦ General ¦ LED Fittings & Luminaires | 28 | Medium | B | 16 | 2040 | 5 | 3 | 3.2 | 20880 | 29350
Fire ¦ Fire Fighting ¦ Fire Extinguishers ¦ CO2 | 4 | Urgent | B | 8 | 2032 | 5 | 1 | 2.2 | 2205 | 20290
Fire ¦ Fire Fighting ¦ Fire Extinguishers ¦ CO2 | 2 | Urgent | B | 1 | 2025 | 5 | 1 | 2.2 | 2206 | 1017
Fabric ¦ Superstructure ¦ Internal Doors ¦ Roller Shutters ¦ Internal Manual Roller Shutter | 1 | Medium | B | 1 | 2025 | 5 | 3 | 3.2 | 20881 | 6442
Fabric ¦ Superstructure ¦ Windows and External Doors ¦ Roller Shutters ¦ Manual Roller Shutter | 1 | High | B | 5 | 2029 | 5 | 2 | 2.7 | 11973 | 14587
HVAC ¦ Heat Emitters - Central ¦ Radiators ¦ Steel | 3 | Medium | B | 1 | 2025 | 5 | 3 | 3.2 | 20882 | 6443
Fire ¦ Fire Fighting ¦ Fire Extinguishers ¦ CO2 | 1 | Urgent | B | 6 | 2030 | 5 | 1 | 2.2 | 2207 | 15894
Electrical ¦ Lighting ¦ Internal ¦ Emergency ¦ Self Contained ¦ LED | 7 | Urgent | B | 22 | 2046 | 5 | 1 | 2.2 | 2208 | 32833
Electrical ¦ LV Distribution ¦ Distribution Board ¦ Sub | 1 | High | B | 9 | 2033 | 5 | 2 | 2.7 | 11974 | 21564
Fire ¦ Fire Fighting ¦ Fire Extinguishers ¦ Foam | 2 | Urgent | B | 6 | 2030 | 5 | 1 | 2.2 | 2209 | 15895
Electrical ¦ Lighting ¦ External ¦ General - LED | 2 | Medium | B | 11 | 2035 | 5 | 3 | 3.2 | 20883 | 24974
Fire ¦ Fire Fighting ¦ Fire Extinguishers ¦ Powder | 1 | Urgent | B | 6 | 2030 | 5 | 1 | 2.2 | 2210 | 15896
Controls ¦ Multi-System Controls ¦ Instrument Control Panel | 1 | Medium | B | 14 | 2038 | 5 | 3 | 3.2 | 20884 | 27528
Electrical ¦ Lighting ¦ Internal ¦ General | 35 | Medium | B | 1 | 2025 | 5 | 3 | 3.2 | 20885 | 6444
Electrical ¦ LV Distribution ¦ Distribution Board ¦ Sub | 1 | High | B | 15 | 2039 | 5 | 2 | 2.7 | 11975 | 28087
HVAC ¦ Central Heating (Internally Sourced) ¦ Boiler ¦ Electric Boilers | 1 | Medium | B | 1 | 2025 | 5 | 3 | 3.2 | 20886 | 6445
Controls ¦ Multi-System Controls ¦ Control Panel - Electrical Services (excluding Electrical Controllers and Pneumatic Relays) | 1 | Medium | B | 1 | 2025 | 5 | 3 | 3.2 | 20887 | 6446
HVAC ¦ Fan ¦ Local and Special Ventilation ¦ Fans Window or Wall Mounted | 1 | Medium | DX | 4 | 2028 | 1 | 3 | 2 | 786 | 13749
Controls ¦ Multi-System Controls ¦ Control Panel - Electrical Services (excluding Electrical Controllers and Pneumatic Relays) | 1 | Medium | B | 1 | 2025 | 5 | 3 | 3.2 | 20888 | 6447
Fabric ¦ Superstructure ¦ Windows and External Doors ¦ External Doors ¦ Entrance Doors | 1 | High | B | 21 | 2045 | 5 | 2 | 2.7 | 11976 | 32556
Fabric ¦ Superstructure ¦ Windows and External Doors ¦ Roller Shutters ¦ Electric Roller Shutter | 1 | High | B | 10 | 2034 | 5 | 2 | 2.7 | 11977 | 22267
Fabric ¦ Superstructure ¦ Windows and External Doors ¦ Roller Shutters ¦ Manual Roller Shutter | 1 | High | B | 15 | 2039 | 5 | 2 | 2.7 | 11978 | 28088
Fire ¦ Fire Fighting ¦ Fire Extinguishers ¦ CO2 | 4 | Urgent | B | 6 | 2030 | 5 | 1 | 2.2 | 2211 | 15897
HVAC ¦ Fan ¦ Local and Special Ventilation ¦ Axial | 1 | Medium | B | 1 | 2025 | 5 | 3 | 3.2 | 20889 | 6448
Fabric ¦ Superstructure ¦ Windows and External Doors ¦ Roller Shutters ¦ Manual Roller Shutter | 1 | High | B | 18 | 2042 | 5 | 2 | 2.7 | 11979 | 30769
Electrical ¦ Lighting ¦ Internal ¦ Emergency ¦ Self Contained ¦ LED | 8 | Urgent | B | 21 | 2045 | 5 | 1 | 2.2 | 2212 | 31803
Electrical ¦ Specialist Lighting ¦ Internal ¦ Illuminated Fire Exit Signage | 7 | Urgent | B | 16 | 2040 | 5 | 1 | 2.2 | 2213 | 28651
HVAC ¦ Heat Emitters - Local ¦ Electric Heaters | 4 | Medium | B | 6 | 2030 | 5 | 3 | 3.2 | 20890 | 18451
HVAC ¦ Heat Emitters - Local ¦ Electric Heaters | 1 | Medium | B | 1 | 2025 | 5 | 3 | 3.2 | 20891 | 6449
Water ¦ Local Hot Water ¦ Package Electric Water Heaters - Non-Drinking Water | 1 | Medium | B | 1 | 2025 | 5 | 3 | 3.2 | 20892 | 6450
Fire ¦ Fire Detection ¦ Fire Alarm System | 1 | Urgent | B | 1 | 2025 | 5 | 1 | 2.2 | 2214 | 1018
Fire ¦ Fire Fighting ¦ Fire Extinguishers ¦ Foam | 4 | Urgent | B | 6 | 2030 | 5 | 1 | 2.2 | 2215 | 15898
Fabric ¦ Superstructure ¦ Windows and External Doors ¦ Roller Shutters ¦ Manual Roller Shutter | 1 | High | B | 11 | 2035 | 5 | 2 | 2.7 | 11980 | 24154
HVAC ¦ Fan ¦ Local and Special Ventilation ¦ Axial | 1 | Medium | B | 1 | 2025 | 5 | 3 | 3.2 | 20893 | 6451
Electrical ¦ Specialist Lighting ¦ Internal ¦ Illuminated Fire Exit Signage | 3 | Urgent | B | 16 | 2040 | 5 | 1 | 2.2 | 2216 | 28652
HVAC ¦ Fan ¦ Local and Special Ventilation ¦ Kitchen Vent ¦ Fans Window or Wall Mounted | 1 | Medium | CX | 8 | 2032 | 2 | 3 | 2.3 | 10057 | 20640
HVAC ¦ Fan ¦ Local and Special Ventilation ¦ Axial | 1 | Medium | B | 1 | 2025 | 5 | 3 | 3.2 | 20894 | 6452
Electrical ¦ Lighting ¦ Internal ¦ General | 6 | Medium | B | 1 | 2025 | 5 | 3 | 3.2 | 20895 | 6453
Electrical ¦ Specialist Lighting ¦ External ¦ Illuminated External Signs | 1 | Medium | B | 11 | 2035 | 5 | 3 | 3.2 | 20896 | 24975
HVAC ¦ Heat Emitters - Local ¦ Electric Heaters | 1 | Medium | B | 1 | 2025 | 5 | 3 | 3.2 | 20897 | 6454
Fabric ¦ Superstructure ¦ Windows and External Doors ¦ External Doors ¦ Manual and Automatic Doors ¦ Emergency and Panic Escape Doors | 1 | Urgent | B | 26 | 2050 | 5 | 1 | 2.2 | 2217 | 33454
Electrical ¦ Lighting ¦ Internal ¦ General ¦ LED Fittings & Luminaires | 33 | Medium | B | 14 | 2038 | 5 | 3 | 3.2 | 20898 | 27529
Electrical ¦ Lighting ¦ External ¦ General - Non-LED | 5 | Medium | B | 1 | 2025 | 5 | 3 | 3.2 | 20899 | 6455
Electrical ¦ Lighting ¦ External ¦ General - LED | 3 | Medium | B | 11 | 2035 | 5 | 3 | 3.2 | 20900 | 24976
HVAC ¦ Heat Emitters - Local ¦ Gas Fired Unit Heaters | 1 | Medium | B | 7 | 2031 | 5 | 3 | 3.2 | 20901 | 19778
Fire ¦ Fire Detection ¦ Fire Alarm System | 1 | Urgent | B | 11 | 2035 | 5 | 1 | 2.2 | 2218 | 23389
Electrical ¦ Lighting ¦ Internal ¦ General ¦ LED Fittings & Luminaires | 98 | Medium | B | 17 | 2041 | 5 | 3 | 3.2 | 20902 | 30401
Electrical ¦ Lighting ¦ Internal ¦ Emergency ¦ Self Contained ¦ Non LED | 2 | Urgent | B | 1 | 2025 | 5 | 1 | 2.2 | 2219 | 1019
Fire ¦ Fire Fighting ¦ Fire Extinguishers ¦ CO2 | 3 | Urgent | B | 6 | 2030 | 5 | 1 | 2.2 | 2220 | 15899
HVAC ¦ Fan ¦ Local and Special Ventilation ¦ Fans Window or Wall Mounted | 1 | Medium | B | 7 | 2031 | 5 | 3 | 3.2 | 20903 | 19779
HVAC ¦ Fan ¦ Local and Special Ventilation ¦ Fans Window or Wall Mounted | 1 | Medium | A | 13 | 2037 | 6 | 3 | 3.5 | 32449 | 27277
HVAC ¦ Fan ¦ Local and Special Ventilation ¦ Extract | 1 | Medium | B | 7 | 2031 | 5 | 3 | 3.2 | 20904 | 19780
Electrical ¦ LV Distribution ¦ Distribution Board ¦ Sub | 1 | High | B | 1 | 2025 | 5 | 2 | 2.7 | 11981 | 2983
Electrical ¦ LV Distribution ¦ Distribution Board ¦ Sub | 1 | High | B | 9 | 2033 | 5 | 2 | 2.7 | 11982 | 21565
Fabric ¦ Superstructure ¦ Windows and External Doors ¦ External Doors ¦ Manual and Automatic Doors ¦ Emergency and Panic Escape Doors | 1 | Urgent | B | 11 | 2035 | 5 | 1 | 2.2 | 2221 | 23390
HVAC ¦ Heat Emitters - Local ¦ Electric Heaters | 1 | Medium | B | 1 | 2025 | 5 | 3 | 3.2 | 20905 | 6456
HVAC ¦ Heat Emitters - Local ¦ Gas Fired Unit Heaters | 1 | Medium | B | 6 | 2030 | 5 | 3 | 3.2 | 20906 | 18452
Electrical ¦ LV Distribution ¦ Distribution Board ¦ Sub | 1 | High | DX | 1 | 2025 | 1 | 2 | 1.5 | 369 | 332
Electrical ¦ LV Distribution ¦ Distribution Board ¦ Sub | 1 | High | B | 17 | 2041 | 5 | 2 | 2.7 | 11983 | 30287
Fabric ¦ Superstructure ¦ Windows and External Doors ¦ External Doors ¦ Entrance Doors | 1 | High | B | 21 | 2045 | 5 | 2 | 2.7 | 11984 | 32557
Fabric ¦ Superstructure ¦ Windows and External Doors ¦ External Doors ¦ Entrance Doors | 1 | High | B | 7 | 2031 | 5 | 2 | 2.7 | 11985 | 19573
HVAC ¦ Heat Emitters - Local ¦ Electric Heaters | 4 | Medium | B | 1 | 2025 | 5 | 3 | 3.2 | 20907 | 6457
Fabric ¦ Superstructure ¦ Internal Doors ¦ Roller Shutters ¦ Electric Roller Shutter | 1 | Medium | B | 19 | 2043 | 5 | 3 | 3.2 | 20908 | 31346
Fabric ¦ Superstructure ¦ Windows and External Doors ¦ External Doors ¦ Entrance Doors | 1 | High | C | 17 | 2041 | 4 | 2 | 2.4 | 10442 | 30263
Fabric ¦ Superstructure ¦ Windows and External Doors ¦ Roller Shutters ¦ Manual Roller Shutter | 1 | High | B | 1 | 2025 | 5 | 2 | 2.7 | 11986 | 2984
Fire ¦ Fire Fighting ¦ Fire Extinguishers ¦ CO2 | 1 | Urgent | B | 2 | 2026 | 5 | 1 | 2.2 | 2222 | 12475
Electrical ¦ LV Distribution ¦ Distribution Board ¦ Sub | 1 | High | B | 1 | 2025 | 5 | 2 | 2.7 | 11987 | 2985
Electrical ¦ Lighting ¦ Internal ¦ Emergency ¦ Self Contained ¦ Non LED | 1 | Urgent | B | 4 | 2028 | 5 | 1 | 2.2 | 2223 | 13781
Electrical ¦ Specialist Lighting ¦ Internal ¦ Illuminated Fire Exit Signage | 1 | Urgent | C | 12 | 2036 | 4 | 1 | 1.9 | 595 | 25910
Water ¦ Local Hot Water ¦ Package Electric Water Heaters - Non-Drinking Water | 1 | Medium | B | 8 | 2032 | 5 | 3 | 3.2 | 20909 | 20847
HVAC ¦ Fan ¦ Central Cooling ¦ Axial | 1 | Medium | B | 1 | 2025 | 5 | 3 | 3.2 | 20910 | 6458
Transport ¦ Lifts ¦ Disabled Lift ¦ Electric | 1 | High | B | 8 | 2032 | 5 | 2 | 2.7 | 11988 | 20679
HVAC ¦ Central Air Conditioning ¦ Air Conditioning ¦ Multi-Split Condenser - Split Systems/Heat Pumps - Air-cooled with Direct Expansion Evaporator (DX) | 1 | Medium | B | 1 | 2025 | 5 | 3 | 3.2 | 20911 | 6459
HVAC ¦ Fan ¦ Central Cooling ¦ Axial | 1 | Medium | A | 15 | 2039 | 6 | 3 | 3.5 | 32450 | 28558
HVAC ¦ Fan ¦ Central Cooling ¦ Axial | 1 | Medium | B | 1 | 2025 | 5 | 3 | 3.2 | 20912 | 6460
Electrical ¦ Lighting ¦ Internal ¦ General ¦ LED Fittings & Luminaires | 18 | Medium | C | 12 | 2036 | 4 | 3 | 2.9 | 18434 | 26281
HVAC ¦ Fan ¦ Central Cooling ¦ Axial | 1 | Medium | B | 1 | 2025 | 5 | 3 | 3.2 | 20913 | 6461
Fabric ¦ Superstructure ¦ Windows and External Doors ¦ External Doors ¦ Manual and Automatic Doors ¦ High Security Door | 1 | High | B | 1 | 2025 | 5 | 2 | 2.7 | 11989 | 2986
HVAC ¦ Fan ¦ Central Heating & Cooling ¦ Bifurcated | 1 | Medium | B | 1 | 2025 | 5 | 3 | 3.2 | 20914 | 6462
HVAC ¦ Fan ¦ Central Heating & Cooling ¦ Bifurcated | 1 | Medium | B | 1 | 2025 | 5 | 3 | 3.2 | 20915 | 6463
Fabric ¦ Superstructure ¦ Windows and External Doors ¦ Roller Shutters ¦ Manual Roller Shutter | 1 | High | B | 11 | 2035 | 5 | 2 | 2.7 | 11990 | 24155
Fire ¦ Fire Fighting ¦ Fire Extinguishers ¦ Foam | 2 | Urgent | B | 8 | 2032 | 5 | 1 | 2.2 | 2224 | 20291
Electrical ¦ LV Distribution ¦ Distribution Board ¦ Sub | 1 | High | B | 6 | 2030 | 5 | 2 | 2.7 | 11991 | 17401
HVAC ¦ Fan ¦ Local and Special Ventilation ¦ Ventilating - General | 1 | Medium | B | 1 | 2025 | 5 | 3 | 3.2 | 20916 | 6464
HVAC ¦ Heat Emitters - Local ¦ Electric Overdoor Air Curtain/Heater | 1 | Medium | B | 1 | 2025 | 5 | 3 | 3.2 | 20917 | 6465
Fabric ¦ Superstructure ¦ Windows and External Doors ¦ External Windows ¦ Roller Shutters ¦ External Window Shutters ¦ Electric | 1 | Medium | B | 6 | 2030 | 5 | 3 | 3.2 | 20918 | 18453
Water ¦ Local Hot Water ¦ Instantaneous Electric Water Heater - Non-Drinking Water | 1 | Medium | B | 7 | 2031 | 5 | 3 | 3.2 | 20919 | 19781
Fabric ¦ Superstructure ¦ Internal Doors ¦ Roller Shutters ¦ Internal Manual Roller Shutter | 1 | Medium | B | 7 | 2031 | 5 | 3 | 3.2 | 20920 | 19782
Electrical ¦ LV Distribution ¦ Distribution Board ¦ Sub | 1 | High | B | 6 | 2030 | 5 | 2 | 2.7 | 11992 | 17402
Fabric ¦ Superstructure ¦ Windows and External Doors ¦ External Doors ¦ Manual and Automatic Doors ¦ Emergency and Panic Escape Doors | 1 | Urgent | B | 27 | 2051 | 5 | 1 | 2.2 | 2225 | 33539
Fabric ¦ Superstructure ¦ Windows and External Doors ¦ Roller Shutters ¦ Manual Roller Shutter | 1 | High | B | 2 | 2026 | 5 | 2 | 2.7 | 11993 | 12869
Fabric ¦ Superstructure ¦ Windows and External Doors ¦ Roller Shutters ¦ Manual Roller Shutter | 1 | High | B | 11 | 2035 | 5 | 2 | 2.7 | 11994 | 24156
Electrical ¦ Lighting ¦ Internal ¦ Emergency ¦ Self Contained ¦ LED | 2 | Urgent | B | 13 | 2037 | 5 | 1 | 2.2 | 2226 | 26826
Electrical ¦ Lighting ¦ Internal ¦ General | 7 | Medium | B | 1 | 2025 | 5 | 3 | 3.2 | 20921 | 6466
Electrical ¦ Specialist Lighting ¦ External ¦ Illuminated External Signs | 3 | Medium | B | 6 | 2030 | 5 | 3 | 3.2 | 20922 | 18454
Electrical ¦ Lighting ¦ Internal ¦ Emergency ¦ Self Contained ¦ Non LED | 2 | Urgent | B | 15 | 2039 | 5 | 1 | 2.2 | 2227 | 27755
Electrical ¦ Lighting ¦ Internal ¦ General ¦ LED Fittings & Luminaires | 8 | Medium | B | 12 | 2036 | 5 | 3 | 3.2 | 20923 | 26352
Electrical ¦ Lighting ¦ Internal ¦ General ¦ LED Fittings & Luminaires | 3 | Medium | B | 12 | 2036 | 5 | 3 | 3.2 | 20924 | 26353
Fabric ¦ Superstructure ¦ Windows and External Doors ¦ External Doors ¦ Manual and Automatic Doors ¦ Emergency and Panic Escape Doors | 1 | Urgent | C | 11 | 2035 | 4 | 1 | 1.9 | 596 | 23257
HVAC ¦ Fan ¦ Local and Special Ventilation ¦ Fans Window or Wall Mounted | 1 | Medium | B | 8 | 2032 | 5 | 3 | 3.2 | 20925 | 20848
Electrical ¦ Lighting ¦ External ¦ General - LED | 12 | Medium | B | 1 | 2025 | 5 | 3 | 3.2 | 20926 | 6467
Fire ¦ Fire Fighting ¦ Fire Extinguishers ¦ CO2 | 3 | Urgent | B | 6 | 2030 | 5 | 1 | 2.2 | 2228 | 15900
Fire ¦ Fire Fighting ¦ Fire Extinguishers ¦ Foam | 2 | Urgent | B | 6 | 2030 | 5 | 1 | 2.2 | 2229 | 15901
HVAC ¦ Central Air Conditioning ¦ Air Conditioning ¦ Multi-Split Evaporator - Split Systems/Heat Pumps - Air-cooled with Direct Expansion Evaporator (DX) | 1 | Medium | B | 8 | 2032 | 5 | 3 | 3.2 | 20927 | 20849
Fabric ¦ Superstructure ¦ Windows and External Doors ¦ External Doors ¦ Manual and Automatic Doors ¦ High Security Door | 1 | High | B | 11 | 2035 | 5 | 2 | 2.7 | 11995 | 24157
Electrical ¦ Lighting ¦ Internal ¦ Emergency ¦ Self Contained ¦ Non LED | 2 | Urgent | B | 1 | 2025 | 5 | 1 | 2.2 | 2230 | 1020
Fabric ¦ Superstructure ¦ Windows and External Doors ¦ External Doors ¦ Manual and Automatic Doors ¦ Auto / Powered Sliding Doors | 1 | High | C | 17 | 2041 | 4 | 2 | 2.4 | 10443 | 30264
Fabric ¦ Superstructure ¦ Windows and External Doors ¦ External Doors ¦ Entrance Doors | 1 | High | B | 11 | 2035 | 5 | 2 | 2.7 | 11996 | 24158
Fire ¦ Fire Fighting ¦ Fire Extinguishers ¦ CO2 | 2 | Urgent | B | 8 | 2032 | 5 | 1 | 2.2 | 2231 | 20292
Electrical ¦ Lighting ¦ Internal ¦ General ¦ LED Fittings & Luminaires | 7 | Medium | B | 17 | 2041 | 5 | 3 | 3.2 | 20928 | 30402
Electrical ¦ Specialist Lighting ¦ Internal ¦ Illuminated Fire Exit Signage | 3 | Urgent | B | 12 | 2036 | 5 | 1 | 2.2 | 2232 | 25953
Electrical ¦ Lighting ¦ Internal ¦ General ¦ LED Fittings & Luminaires | 2 | Medium | B | 10 | 2034 | 5 | 3 | 3.2 | 20929 | 22595
Fire ¦ Fire Fighting ¦ Fire Extinguishers ¦ Foam | 2 | Urgent | B | 6 | 2030 | 5 | 1 | 2.2 | 2233 | 15902
Fire ¦ Fire Fighting ¦ Fire Blanket | 1 | Urgent | B | 4 | 2028 | 5 | 1 | 2.2 | 2234 | 13782
Fabric ¦ Superstructure ¦ Windows and External Doors ¦ External Doors ¦ Manual and Automatic Doors ¦ High Security Door | 1 | High | B | 1 | 2025 | 5 | 2 | 2.7 | 11997 | 2987
Water ¦ Local Hot Water ¦ Instantaneous Electric Water Heater - Non-Drinking Water | 1 | Medium | B | 11 | 2035 | 5 | 3 | 3.2 | 20930 | 24977
Fabric ¦ Superstructure ¦ Windows and External Doors ¦ Roller Shutters ¦ Manual Roller Shutter | 1 | High | B | 1 | 2025 | 5 | 2 | 2.7 | 11998 | 2988
HVAC ¦ Fan ¦ Local and Special Ventilation ¦ Axial | 1 | Medium | B | 8 | 2032 | 5 | 3 | 3.2 | 20931 | 20850
Fire ¦ Fire Fighting ¦ Fire Extinguishers ¦ Foam | 2 | Urgent | B | 8 | 2032 | 5 | 1 | 2.2 | 2235 | 20293
Electrical ¦ Specialist Lighting ¦ Internal ¦ Illuminated Fire Exit Signage | 5 | Urgent | B | 13 | 2037 | 5 | 1 | 2.2 | 2236 | 26827
Fabric ¦ Superstructure ¦ Windows and External Doors ¦ External Doors ¦ Manual and Automatic Doors ¦ Emergency and Panic Escape Doors | 1 | Urgent | B | 11 | 2035 | 5 | 1 | 2.2 | 2237 | 23391
Fire ¦ Fire Detection ¦ Fire Alarm System | 1 | Urgent | B | 1 | 2025 | 5 | 1 | 2.2 | 2238 | 1021
Fire ¦ Fire Fighting ¦ Fire Extinguishers ¦ CO2 | 2 | Urgent | B | 2 | 2026 | 5 | 1 | 2.2 | 2239 | 12476
Fire ¦ Fire Detection ¦ Fire Alarm Panel / Repeater | 1 | Urgent | B | 11 | 2035 | 5 | 1 | 2.2 | 2240 | 23392
Fabric ¦ Superstructure ¦ Windows and External Doors ¦ External Doors ¦ Entrance Doors | 1 | High | B | 21 | 2045 | 5 | 2 | 2.7 | 11999 | 32558
Fabric ¦ Superstructure ¦ Windows and External Doors ¦ External Doors ¦ Manual and Automatic Doors ¦ Emergency and Panic Escape Doors | 1 | Urgent | B | 21 | 2045 | 5 | 1 | 2.2 | 2241 | 31804
Fabric ¦ Superstructure ¦ Windows and External Doors ¦ Roller Shutters ¦ Manual Roller Shutter | 1 | High | B | 2 | 2026 | 5 | 2 | 2.7 | 12000 | 12870
Fabric ¦ Superstructure ¦ Windows and External Doors ¦ Roller Shutters ¦ Manual Roller Shutter | 1 | High | B | 11 | 2035 | 5 | 2 | 2.7 | 12001 | 24159
Fabric ¦ Superstructure ¦ Windows and External Doors ¦ External Doors ¦ Manual and Automatic Doors ¦ High Security Door | 1 | High | B | 11 | 2035 | 5 | 2 | 2.7 | 12002 | 24160
HVAC ¦ Fan ¦ Local and Special Ventilation ¦ Fans Window or Wall Mounted | 1 | Medium | B | 3 | 2027 | 5 | 3 | 3.2 | 20932 | 13448
Fire ¦ Fire Fighting ¦ Fire Extinguishers ¦ CO2 | 5 | Urgent | B | 9 | 2033 | 5 | 1 | 2.2 | 2242 | 21230
Fabric ¦ Superstructure ¦ Internal Doors ¦ Roller Shutters ¦ Electric Roller Shutter | 1 | Medium | B | 18 | 2042 | 5 | 3 | 3.2 | 20933 | 30923
Electrical ¦ Lighting ¦ Internal ¦ General | 39 | Medium | B | 5 | 2029 | 5 | 3 | 3.2 | 20934 | 14844
Electrical ¦ Lighting ¦ Internal ¦ Emergency ¦ Self Contained ¦ LED | 11 | Urgent | B | 21 | 2045 | 5 | 1 | 2.2 | 2243 | 31805
Electrical ¦ Lighting ¦ Internal ¦ Emergency ¦ Self Contained ¦ LED | 21 | Urgent | B | 17 | 2041 | 5 | 1 | 2.2 | 2244 | 30013
Electrical ¦ LV Distribution ¦ Distribution Board ¦ Main | 1 | High | B | 1 | 2025 | 5 | 2 | 2.7 | 12003 | 2989
HVAC ¦ Fan ¦ Local and Special Ventilation ¦ Extract | 1 | Medium | B | 1 | 2025 | 5 | 3 | 3.2 | 20935 | 6468
HVAC ¦ Central Heating (Internally Sourced) ¦ Boiler ¦ Atmospheric Gas Burner/Condensing Combination Boiler (domestic type) | 1 | High | B | 1 | 2025 | 5 | 2 | 2.7 | 12004 | 2990
Security ¦ Access ¦ Access Control ¦ Gate Access - Local Lock / Keypad / Manual (External) | 1 | Medium | B | 1 | 2025 | 5 | 3 | 3.2 | 20936 | 6469
Electrical ¦ Lighting ¦ Internal ¦ General | 1 | Medium | B | 1 | 2025 | 5 | 3 | 3.2 | 20937 | 6470
Electrical ¦ LV Distribution ¦ Distribution Board ¦ Sub | 1 | High | CX | 1 | 2025 | 2 | 2 | 1.8 | 484 | 391
Transport ¦ Lifts ¦ Passenger Lift electric ¦ Electric | 1 | Medium | B | 6 | 2030 | 5 | 3 | 3.2 | 20938 | 18455
Electrical ¦ Lighting ¦ Internal ¦ General ¦ LED Fittings & Luminaires | 95 | Medium | B | 16 | 2040 | 5 | 3 | 3.2 | 20939 | 29351
Security ¦ Access ¦ Access Control ¦ Gate Access - Local Lock / Keypad / Manual (External) | 1 | Medium | CX | 1 | 2025 | 2 | 3 | 2.3 | 10058 | 2026
Electrical ¦ LV Distribution ¦ Distribution Board ¦ Sub | 1 | High | B | 6 | 2030 | 5 | 2 | 2.7 | 12005 | 17403
Electrical ¦ Lighting ¦ Internal ¦ General ¦ LED Fittings & Luminaires | 4 | Medium | C | 12 | 2036 | 4 | 3 | 2.9 | 18435 | 26282
HVAC ¦ Heat Emitters - Central ¦ Radiators ¦ Steel | 1 | Medium | B | 6 | 2030 | 5 | 3 | 3.2 | 20940 | 18456
Fire ¦ Fire Fighting ¦ Fire Extinguishers ¦ Powder | 3 | Urgent | B | 2 | 2026 | 5 | 1 | 2.2 | 2245 | 12477
HVAC ¦ Local Air Conditioning ¦ Single-Split Evaporator - Split Systems/Heat Pumps - Air-cooled with Direct Expansion Evaporator (DX) | 1 | Medium | B | 7 | 2031 | 5 | 3 | 3.2 | 20941 | 19783
Water ¦ Local Hot Water ¦ Package Electric Water Heaters - Non-Drinking Water | 1 | Medium | A | 10 | 2034 | 6 | 3 | 3.5 | 32451 | 23201
HVAC ¦ Fan ¦ Central Cooling ¦ Axial | 1 | Medium | B | 1 | 2025 | 5 | 3 | 3.2 | 20942 | 6471
Fabric ¦ Superstructure ¦ Windows and External Doors ¦ External Doors ¦ Manual and Automatic Doors ¦ Auto / Powered Sliding Doors | 1 | High | B | 11 | 2035 | 5 | 2 | 2.7 | 12006 | 24161
Fire ¦ Fire Fighting ¦ Fire Extinguishers ¦ CO2 | 5 | Urgent | B | 6 | 2030 | 5 | 1 | 2.2 | 2246 | 15903
HVAC ¦ Heat Emitters - Local ¦ Electric Heaters | 1 | Medium | B | 1 | 2025 | 5 | 3 | 3.2 | 20943 | 6472
HVAC ¦ Central Air Conditioning ¦ Air Conditioning ¦ Multi-Split Evaporator - Split Systems/Heat Pumps - Air-cooled with Direct Expansion Evaporator (DX) | 1 | Medium | B | 1 | 2025 | 5 | 3 | 3.2 | 20944 | 6473
Fire ¦ Fire Detection ¦ Fire Alarm System | 1 | Urgent | B | 1 | 2025 | 5 | 1 | 2.2 | 2247 | 1022
Fabric ¦ Superstructure ¦ Internal Doors ¦ Roller Shutters ¦ Electric Roller Shutter | 1 | Medium | B | 11 | 2035 | 5 | 3 | 3.2 | 20945 | 24978
Water ¦ Local Hot Water ¦ Instantaneous Electric Water Heater - Non-Drinking Water | 1 | Medium | B | 1 | 2025 | 5 | 3 | 3.2 | 20946 | 6474
Fabric ¦ Superstructure ¦ Windows and External Doors ¦ Roller Shutters ¦ Manual Roller Shutter | 1 | High | B | 1 | 2025 | 5 | 2 | 2.7 | 12007 | 2991
Electrical ¦ LV Distribution ¦ Distribution Board ¦ Sub | 1 | High | B | 16 | 2040 | 5 | 2 | 2.7 | 12008 | 29106
Fire ¦ Fire Detection ¦ Fire Alarm Panel / Repeater | 1 | Urgent | B | 11 | 2035 | 5 | 1 | 2.2 | 2248 | 23393
HVAC ¦ Heat Emitters - Local ¦ Electric Heaters | 1 | Medium | B | 1 | 2025 | 5 | 3 | 3.2 | 20947 | 6475
Fire ¦ Fire Fighting ¦ Fire Extinguishers ¦ CO2 | 1 | Urgent | B | 2 | 2026 | 5 | 1 | 2.2 | 2249 | 12478
Electrical ¦ LV Distribution ¦ Distribution Board ¦ Sub | 1 | High | B | 1 | 2025 | 5 | 2 | 2.7 | 12009 | 2992
Fabric ¦ Superstructure ¦ Windows and External Doors ¦ External Doors ¦ Manual and Automatic Doors ¦ Emergency and Panic Escape Doors | 1 | Urgent | B | 6 | 2030 | 5 | 1 | 2.2 | 2250 | 15904
Fabric ¦ Superstructure ¦ Windows and External Doors ¦ External Doors ¦ Entrance Doors | 1 | High | B | 6 | 2030 | 5 | 2 | 2.7 | 12010 | 17404
Electrical ¦ Lighting ¦ Internal ¦ Emergency ¦ Self Contained ¦ LED | 2 | Urgent | B | 21 | 2045 | 5 | 1 | 2.2 | 2251 | 31806
Electrical ¦ Lighting ¦ Internal ¦ Emergency ¦ Self Contained ¦ LED | 2 | Urgent | B | 18 | 2042 | 5 | 1 | 2.2 | 2252 | 30617
HVAC ¦ Central Air Conditioning ¦ Air Conditioning ¦ Multi-Split Condenser - Split Systems/Heat Pumps - Air-cooled with Direct Expansion Evaporator (DX) | 1 | Medium | A | 14 | 2038 | 6 | 3 | 3.5 | 32452 | 27657
Electrical ¦ Lighting ¦ Internal ¦ General ¦ LED Fittings & Luminaires | 22 | Medium | B | 13 | 2037 | 5 | 3 | 3.2 | 20948 | 27072
Electrical ¦ Lighting ¦ Internal ¦ General ¦ LED Fittings & Luminaires | 7 | Medium | B | 15 | 2039 | 5 | 3 | 3.2 | 20949 | 28367
Electrical ¦ Lighting ¦ External ¦ General - LED | 3 | Medium | B | 9 | 2033 | 5 | 3 | 3.2 | 20950 | 21696
Fire ¦ Fire Fighting ¦ Fire Extinguishers ¦ Foam | 3 | Urgent | B | 6 | 2030 | 5 | 1 | 2.2 | 2253 | 15905
Water ¦ Local Hot Water ¦ Package Electric Water Heaters - Non-Drinking Water | 1 | Medium | B | 10 | 2034 | 5 | 3 | 3.2 | 20951 | 22596
Fabric ¦ Superstructure ¦ Windows and External Doors ¦ External Doors ¦ Manual and Automatic Doors ¦ Emergency and Panic Escape Doors | 1 | Urgent | B | 6 | 2030 | 5 | 1 | 2.2 | 2254 | 15906
Electrical ¦ Lighting ¦ Internal ¦ General ¦ LED Fittings & Luminaires | 1 | Medium | B | 8 | 2032 | 5 | 3 | 3.2 | 20952 | 20851
Electrical ¦ Lighting ¦ Internal ¦ Emergency ¦ Self Contained ¦ Non LED | 3 | Urgent | B | 1 | 2025 | 5 | 1 | 2.2 | 2255 | 1023
HVAC ¦ Heat Emitters - Local ¦ Gas Fired Unit Heaters | 1 | Medium | B | 1 | 2025 | 5 | 3 | 3.2 | 20953 | 6476
Fabric ¦ Superstructure ¦ Windows and External Doors ¦ External Doors ¦ Entrance Doors | 1 | High | B | 20 | 2044 | 5 | 2 | 2.7 | 12011 | 31594
Electrical ¦ Lighting ¦ Internal ¦ General | 7 | Medium | B | 6 | 2030 | 5 | 3 | 3.2 | 20954 | 18457
Fabric ¦ Superstructure ¦ Windows and External Doors ¦ Roller Shutters ¦ Manual Roller Shutter | 1 | High | B | 1 | 2025 | 5 | 2 | 2.7 | 12012 | 2993
Electrical ¦ Specialist Lighting ¦ Internal ¦ Illuminated Fire Exit Signage | 6 | Urgent | B | 17 | 2041 | 5 | 1 | 2.2 | 2256 | 30014
Fire ¦ Fire Fighting ¦ Fire Extinguishers ¦ CO2 | 3 | Urgent | B | 2 | 2026 | 5 | 1 | 2.2 | 2257 | 12479
HVAC ¦ Fan ¦ Local and Special Ventilation ¦ Ventilating - General | 1 | Medium | B | 1 | 2025 | 5 | 3 | 3.2 | 20955 | 6477
HVAC ¦ Fan ¦ Local and Special Ventilation ¦ Axial | 1 | Medium | B | 1 | 2025 | 5 | 3 | 3.2 | 20956 | 6478
HVAC ¦ Fan ¦ Central Ventilation Systems ¦ Axial | 1 | Medium | B | 1 | 2025 | 5 | 3 | 3.2 | 20957 | 6479
Electrical ¦ Lighting ¦ Internal ¦ General ¦ LED Fittings & Luminaires | 88 | Medium | B | 16 | 2040 | 5 | 3 | 3.2 | 20958 | 29352
Electrical ¦ Specialist Lighting ¦ Internal ¦ Illuminated Fire Exit Signage | 2 | Urgent | B | 12 | 2036 | 5 | 1 | 2.2 | 2258 | 25954
Electrical ¦ Lighting ¦ Internal ¦ Emergency ¦ Self Contained ¦ LED | 2 | Urgent | B | 15 | 2039 | 5 | 1 | 2.2 | 2259 | 27756
Fabric ¦ Superstructure ¦ Windows and External Doors ¦ External Doors ¦ Manual and Automatic Doors ¦ Emergency and Panic Escape Doors | 1 | Urgent | B | 7 | 2031 | 5 | 1 | 2.2 | 2260 | 19189
Fabric ¦ Superstructure ¦ Windows and External Doors ¦ External Doors ¦ Manual and Automatic Doors ¦ Emergency and Panic Escape Doors | 1 | Urgent | B | 11 | 2035 | 5 | 1 | 2.2 | 2261 | 23394
HVAC ¦ Fan ¦ Local and Special Ventilation ¦ Extract | 1 | Medium | B | 9 | 2033 | 5 | 3 | 3.2 | 20959 | 21697
Electrical ¦ Lighting ¦ Internal ¦ Emergency ¦ Self Contained ¦ LED | 6 | Urgent | B | 18 | 2042 | 5 | 1 | 2.2 | 2262 | 30618
HVAC ¦ Central Air Conditioning ¦ Air Conditioning ¦ Multi-Split Evaporator - Split Systems/Heat Pumps - Air-cooled with Direct Expansion Evaporator (DX) | 1 | Medium | B | 8 | 2032 | 5 | 3 | 3.2 | 20960 | 20852
Fabric ¦ Superstructure ¦ Windows and External Doors ¦ Roller Shutters ¦ Manual Roller Shutter | 1 | High | B | 1 | 2025 | 5 | 2 | 2.7 | 12013 | 2994
Electrical ¦ Lighting ¦ Internal ¦ Emergency ¦ Externally Powered ¦ LED | 3 | Urgent | B | 17 | 2041 | 5 | 1 | 2.2 | 2263 | 30015
Electrical ¦ Specialist Lighting ¦ Internal ¦ Illuminated Fire Exit Signage | 2 | Urgent | B | 2 | 2026 | 5 | 1 | 2.2 | 2264 | 12480
HVAC ¦ Heat Emitters - Local ¦ Gas Fired Natural and Fan Assisted Heaters | 1 | Medium | B | 1 | 2025 | 5 | 3 | 3.2 | 20961 | 6480
Water ¦ Local Hot Water ¦ Instantaneous Electric Water Heater - Non-Drinking Water | 1 | Medium | B | 1 | 2025 | 5 | 3 | 3.2 | 20962 | 6481
Electrical ¦ LV Distribution ¦ Distribution Board ¦ Sub | 1 | High | B | 1 | 2025 | 5 | 2 | 2.7 | 12014 | 2995
HVAC ¦ Local Air Conditioning ¦ Single-Split Evaporator - Split Systems/Heat Pumps - Air-cooled with Direct Expansion Evaporator (DX) | 1 | Medium | B | 1 | 2025 | 5 | 3 | 3.2 | 20963 | 6482
Water ¦ Local Hot Water ¦ Package Electric Water Heaters - Non-Drinking Water | 1 | Medium | B | 8 | 2032 | 5 | 3 | 3.2 | 20964 | 20853
Fabric ¦ Superstructure ¦ Windows and External Doors ¦ External Doors ¦ Manual and Automatic Doors ¦ Auto / Powered Swing Doors | 1 | High | B | 21 | 2045 | 5 | 2 | 2.7 | 12015 | 32559
HVAC ¦ Fan ¦ Central Ventilation Systems ¦ Axial | 1 | Medium | B | 1 | 2025 | 5 | 3 | 3.2 | 20965 | 6483
Electrical ¦ Specialist Lighting ¦ Internal ¦ Illuminated Fire Exit Signage | 3 | Urgent | B | 13 | 2037 | 5 | 1 | 2.2 | 2265 | 26828
Fire ¦ Fire Fighting ¦ Fire Extinguishers ¦ CO2 | 6 | Urgent | B | 5 | 2029 | 5 | 1 | 2.2 | 2266 | 14318
Electrical ¦ LV Distribution ¦ Distribution Board ¦ Sub | 1 | High | B | 13 | 2037 | 5 | 2 | 2.7 | 12016 | 26949
Fabric ¦ Superstructure ¦ Windows and External Doors ¦ Roller Shutters ¦ Manual Roller Shutter | 1 | High | B | 1 | 2025 | 5 | 2 | 2.7 | 12017 | 2996
HVAC ¦ Heat Emitters - Local ¦ Gas Fired Natural and Fan Assisted Heaters | 1 | Medium | B | 1 | 2025 | 5 | 3 | 3.2 | 20966 | 6484
Fabric ¦ Superstructure ¦ Windows and External Doors ¦ External Doors ¦ Entrance Doors | 1 | High | B | 23 | 2047 | 5 | 2 | 2.7 | 12018 | 33191
HVAC ¦ Central Air Conditioning ¦ Air Conditioning ¦ Multi-Split Condenser - Split Systems/Heat Pumps - Air-cooled with Direct Expansion Evaporator (DX) | 1 | Medium | B | 1 | 2025 | 5 | 3 | 3.2 | 20967 | 6485
HVAC ¦ Local Air Conditioning ¦ Single-Split Evaporator - Split Systems/Heat Pumps - Air-cooled with Direct Expansion Evaporator (DX) | 1 | Medium | B | 1 | 2025 | 5 | 3 | 3.2 | 20968 | 6486
Water ¦ Local Hot Water ¦ Package Electric Water Heaters - Non-Drinking Water | 1 | Medium | B | 5 | 2029 | 5 | 3 | 3.2 | 20969 | 14845
Water ¦ Local Hot Water ¦ Package Electric Water Heaters - Non-Drinking Water | 1 | Medium | B | 7 | 2031 | 5 | 3 | 3.2 | 20970 | 19784
Electrical ¦ Lighting ¦ Internal ¦ General ¦ LED Fittings & Luminaires | 2 | Medium | B | 12 | 2036 | 5 | 3 | 3.2 | 20971 | 26354
Fabric ¦ Superstructure ¦ Windows and External Doors ¦ External Doors ¦ Manual and Automatic Doors ¦ Emergency and Panic Escape Doors | 1 | Urgent | B | 6 | 2030 | 5 | 1 | 2.2 | 2267 | 15907
Electrical ¦ Lighting ¦ Internal ¦ Emergency ¦ Self Contained ¦ LED | 10 | Urgent | B | 21 | 2045 | 5 | 1 | 2.2 | 2268 | 31807
HVAC ¦ Ductwork ¦ Ductwork, Fittings and Ancillaries ¦ Central Ventilation Systems ¦ Fire Dampers ¦ Automatic | 1 | Urgent | B | 7 | 2031 | 5 | 1 | 2.2 | 2269 | 19190
Fabric ¦ Superstructure ¦ Windows and External Doors ¦ Roller Shutters ¦ Manual Roller Shutter | 1 | High | B | 11 | 2035 | 5 | 2 | 2.7 | 12019 | 24162
Electrical ¦ LV Distribution ¦ Distribution Board ¦ Sub | 1 | High | D | 4 | 2028 | 3 | 2 | 2.1 | 1043 | 13754
Fire ¦ Fire Fighting ¦ Fire Extinguishers ¦ Foam | 6 | Urgent | B | 6 | 2030 | 5 | 1 | 2.2 | 2270 | 15908
Electrical ¦ Lighting ¦ Internal ¦ General | 19 | Medium | B | 1 | 2025 | 5 | 3 | 3.2 | 20972 | 6487
HVAC ¦ Central Heating (Internally Sourced) ¦ Boiler ¦ Atmospheric Gas Burner/Condensing Combination Boiler (domestic type) | 1 | High | B | 1 | 2025 | 5 | 2 | 2.7 | 12020 | 2997
HVAC ¦ Ventilation ¦ Air Handling Unit (AHU) ¦ External ¦ Central Air Conditioning ¦ Gas Fired | 1 | Medium | B | 1 | 2025 | 5 | 3 | 3.2 | 20973 | 6488
Communication and Control ¦ Communication Systems ¦ Public Address (PA) System | 1 | Medium | B | 11 | 2035 | 5 | 3 | 3.2 | 20974 | 24979
Electrical ¦ Lighting ¦ Internal ¦ Emergency ¦ Self Contained ¦ LED | 2 | Urgent | C | 8 | 2032 | 4 | 1 | 1.9 | 597 | 20236
Fire ¦ Fire Fighting ¦ Fire Extinguishers ¦ Foam | 6 | Urgent | B | 7 | 2031 | 5 | 1 | 2.2 | 2271 | 19191
Fire ¦ Fire Fighting ¦ Fire Extinguishers ¦ Foam | 4 | Urgent | B | 6 | 2030 | 5 | 1 | 2.2 | 2272 | 15909
Fabric ¦ Superstructure ¦ Internal Doors ¦ Roller Shutters ¦ Electric Roller Shutter | 1 | Medium | B | 11 | 2035 | 5 | 3 | 3.2 | 20975 | 24980
Fabric ¦ Superstructure ¦ Windows and External Doors ¦ External Doors ¦ Entrance Doors | 1 | High | B | 11 | 2035 | 5 | 2 | 2.7 | 12021 | 24163
HVAC ¦ Heat Emitters - Local ¦ Electric Heaters | 3 | Medium | B | 1 | 2025 | 5 | 3 | 3.2 | 20976 | 6489
Fire ¦ Fire Fighting ¦ Fire Extinguishers ¦ Foam | 3 | Urgent | B | 1 | 2025 | 5 | 1 | 2.2 | 2273 | 1024
HVAC ¦ Local Air Conditioning ¦ Single-Split Condenser - Split Systems/Heat Pumps - Air-cooled with Direct Expansion Evaporator (DX) | 1 | Medium | B | 10 | 2034 | 5 | 3 | 3.2 | 20977 | 22597
HVAC ¦ Local Air Conditioning ¦ Single-Split Condenser - Split Systems/Heat Pumps - Air-cooled with Direct Expansion Evaporator (DX) | 1 | Medium | B | 5 | 2029 | 5 | 3 | 3.2 | 20978 | 14846
HVAC ¦ Heat Emitters - Local ¦ Gas Fired Unit Heaters | 1 | Medium | B | 8 | 2032 | 5 | 3 | 3.2 | 20979 | 20854
HVAC ¦ Fan ¦ Local and Special Ventilation ¦ Hazardous Area Extract Fan | 1 | Medium | B | 1 | 2025 | 5 | 3 | 3.2 | 20980 | 6490
Fire ¦ Fire Fighting ¦ Fire Extinguishers ¦ Foam | 3 | Urgent | B | 3 | 2027 | 5 | 1 | 2.2 | 2274 | 13274
Water ¦ Local Hot Water ¦ Instantaneous Electric Water Heater - Non-Drinking Water | 1 | Medium | B | 7 | 2031 | 5 | 3 | 3.2 | 20981 | 19785
Fire ¦ Fire Fighting ¦ Fire Extinguishers ¦ CO2 | 6 | Urgent | B | 6 | 2030 | 5 | 1 | 2.2 | 2275 | 15910
Electrical ¦ LV Distribution ¦ Distribution Board ¦ Sub | 1 | High | B | 6 | 2030 | 5 | 2 | 2.7 | 12022 | 17405
HVAC ¦ Fan ¦ Local and Special Ventilation ¦ Fans Window or Wall Mounted | 1 | Medium | DX | 3 | 2027 | 1 | 3 | 2 | 787 | 13255
HVAC ¦ Fan ¦ Central Ventilation Systems ¦ Extract | 1 | Medium | B | 1 | 2025 | 5 | 3 | 3.2 | 20982 | 6491
Fabric ¦ Superstructure ¦ Windows and External Doors ¦ Roller Shutters ¦ Manual Roller Shutter | 1 | High | B | 1 | 2025 | 5 | 2 | 2.7 | 12023 | 2998
Fabric ¦ Barriers and Guardrails ¦ Vehicle Crash Protection Barrier | 3 | V Low | C | 1 | 2025 | 4 | 4 | 3.4 | 32404 | 11690
Electrical ¦ LV Distribution ¦ Distribution Board ¦ Sub | 1 | High | A | 19 | 2043 | 6 | 2 | 3 | 19518 | 31285
Fabric ¦ Superstructure ¦ Windows and External Doors ¦ Roller Shutters ¦ Manual Roller Shutter | 1 | High | B | 1 | 2025 | 5 | 2 | 2.7 | 12024 | 2999
Electrical ¦ Specialist Lighting ¦ Internal ¦ Illuminated Fire Exit Signage | 4 | Urgent | B | 12 | 2036 | 5 | 1 | 2.2 | 2276 | 25955
Electrical ¦ LV Distribution ¦ Distribution Board ¦ Sub | 1 | High | B | 13 | 2037 | 5 | 2 | 2.7 | 12025 | 26950
Fabric ¦ Superstructure ¦ Windows and External Doors ¦ External Doors ¦ Manual and Automatic Doors ¦ Emergency and Panic Escape Doors | 1 | Urgent | B | 29 | 2053 | 5 | 1 | 2.2 | 2277 | 33636
Electrical ¦ Lighting ¦ Internal ¦ General ¦ LED Fittings & Luminaires | 2 | Medium | B | 12 | 2036 | 5 | 3 | 3.2 | 20983 | 26355
Electrical ¦ LV Distribution ¦ Distribution Board ¦ Sub | 1 | High | B | 1 | 2025 | 5 | 2 | 2.7 | 12026 | 3000
Fabric ¦ Superstructure ¦ Windows and External Doors ¦ Roller Shutters ¦ Manual Roller Shutter | 1 | High | B | 1 | 2025 | 5 | 2 | 2.7 | 12027 | 3001
HVAC ¦ Fan ¦ Local and Special Ventilation ¦ Extract | 1 | Medium | B | 9 | 2033 | 5 | 3 | 3.2 | 20984 | 21698
Fabric ¦ Superstructure ¦ Windows and External Doors ¦ External Doors ¦ Entrance Doors | 1 | High | B | 20 | 2044 | 5 | 2 | 2.7 | 12028 | 31595
Fire ¦ Fire Fighting ¦ Fire Blanket | 1 | Urgent | B | 3 | 2027 | 5 | 1 | 2.2 | 2278 | 13275
Electrical ¦ Lighting ¦ Internal ¦ General ¦ LED Fittings & Luminaires | 57 | Medium | B | 13 | 2037 | 5 | 3 | 3.2 | 20985 | 27073
Fire ¦ Fire Fighting ¦ Fire Extinguishers ¦ CO2 | 4 | Urgent | B | 7 | 2031 | 5 | 1 | 2.2 | 2279 | 19192
Fabric ¦ Superstructure ¦ Windows and External Doors ¦ External Doors ¦ Entrance Doors | 1 | High | B | 21 | 2045 | 5 | 2 | 2.7 | 12029 | 32560
HVAC ¦ Fan ¦ Central Ventilation Systems ¦ Extract | 1 | Medium | B | 1 | 2025 | 5 | 3 | 3.2 | 20986 | 6492
Fire ¦ Fire Detection ¦ Fire Alarm System | 1 | Urgent | B | 1 | 2025 | 5 | 1 | 2.2 | 2280 | 1025
Electrical ¦ Lighting ¦ Internal ¦ Emergency ¦ Self Contained ¦ LED | 4 | Urgent | B | 17 | 2041 | 5 | 1 | 2.2 | 2281 | 30016
HVAC ¦ Fan ¦ Local and Special Ventilation ¦ Extract | 1 | Medium | B | 1 | 2025 | 5 | 3 | 3.2 | 20987 | 6493
Fabric ¦ Superstructure ¦ Windows and External Doors ¦ Roller Shutters ¦ Manual Roller Shutter | 1 | High | D | 1 | 2025 | 3 | 2 | 2.1 | 1044 | 725
HVAC ¦ Central Air Conditioning ¦ Air Conditioning ¦ Multi-Split Condenser - DX Split Systems (With Gas, Electric or Hot Water Heaters) | 1 | Medium | B | 1 | 2025 | 5 | 3 | 3.2 | 20988 | 6494
HVAC ¦ Fan ¦ Local and Special Ventilation ¦ Fans Window or Wall Mounted | 1 | Medium | B | 1 | 2025 | 5 | 3 | 3.2 | 20989 | 6495
HVAC ¦ Fan ¦ Central Cooling ¦ Axial | 1 | Medium | B | 1 | 2025 | 5 | 3 | 3.2 | 20990 | 6496
Fire ¦ Fire Detection ¦ Fire Alarm System | 1 | Urgent | B | 1 | 2025 | 5 | 1 | 2.2 | 2282 | 1026
Fire ¦ Fire Fighting ¦ Fire Extinguishers ¦ CO2 | 2 | Urgent | B | 4 | 2028 | 5 | 1 | 2.2 | 2283 | 13783
Fire ¦ Fire Fighting ¦ Fire Extinguishers ¦ Powder | 2 | Urgent | B | 2 | 2026 | 5 | 1 | 2.2 | 2284 | 12481
Electrical ¦ Lighting ¦ Internal ¦ General | 2 | Medium | B | 2 | 2026 | 5 | 3 | 3.2 | 20991 | 13021
Fabric ¦ Superstructure ¦ Roof ¦ Roof Lights, Skylights and Openings ¦ Smoke vents ¦ Smoke Relief-Natural Ventilators | 1 | Urgent | B | 1 | 2025 | 5 | 1 | 2.2 | 2285 | 1027
Electrical ¦ LV Distribution ¦ Distribution Board ¦ Sub | 1 | High | B | 2 | 2026 | 5 | 2 | 2.7 | 12030 | 12871
Fabric ¦ Superstructure ¦ Windows and External Doors ¦ External Doors ¦ Entrance Doors | 1 | High | B | 28 | 2052 | 5 | 2 | 2.7 | 12031 | 33617
Fire ¦ Fire Fighting ¦ Fire Extinguishers ¦ Foam | 2 | Urgent | B | 5 | 2029 | 5 | 1 | 2.2 | 2286 | 14319
Water ¦ Local Hot Water ¦ Package Electric Water Heaters - Non-Drinking Water | 1 | Medium | B | 1 | 2025 | 5 | 3 | 3.2 | 20992 | 6497
Fabric ¦ Superstructure ¦ Windows and External Doors ¦ External Doors ¦ Manual and Automatic Doors ¦ Emergency and Panic Escape Doors | 2 | Urgent | B | 11 | 2035 | 5 | 1 | 2.2 | 2287 | 23395
Fabric ¦ Superstructure ¦ Internal Doors ¦ Roller Shutters ¦ Electric Roller Shutter | 1 | Medium | B | 1 | 2025 | 5 | 3 | 3.2 | 20993 | 6498
HVAC ¦ Fan ¦ Local and Special Ventilation ¦ Extract | 1 | Medium | B | 1 | 2025 | 5 | 3 | 3.2 | 20994 | 6499
Fire ¦ Fire Detection ¦ Fire Alarm System | 1 | Urgent | B | 7 | 2031 | 5 | 1 | 2.2 | 2288 | 19193
Fire ¦ Fire Fighting ¦ Fire Extinguishers ¦ CO2 | 9 | Urgent | B | 2 | 2026 | 5 | 1 | 2.2 | 2289 | 12482
HVAC ¦ Heat Emitters - Local ¦ Gas Fired Natural and Fan Assisted Heaters | 1 | Medium | B | 1 | 2025 | 5 | 3 | 3.2 | 20995 | 6500
Electrical ¦ LV Distribution ¦ Distribution Board ¦ Main | 1 | High | CX | 1 | 2025 | 2 | 2 | 1.8 | 485 | 392
Fire ¦ Fire Detection ¦ Fire Alarm Panel / Repeater | 1 | Urgent | B | 1 | 2025 | 5 | 1 | 2.2 | 2290 | 1028
Electrical ¦ Lighting ¦ Internal ¦ Emergency ¦ Self Contained ¦ LED | 8 | Urgent | C | 17 | 2041 | 4 | 1 | 1.9 | 598 | 29963
Electrical ¦ Lighting ¦ Internal ¦ Emergency ¦ Self Contained ¦ LED | 4 | Urgent | B | 17 | 2041 | 5 | 1 | 2.2 | 2291 | 30017
HVAC ¦ Central Air Conditioning ¦ Air Conditioning ¦ Multi-Split Condenser - Split Systems/Heat Pumps - Air-cooled with Direct Expansion Evaporator (DX) | 1 | Medium | A | 14 | 2038 | 6 | 3 | 3.5 | 32453 | 27658
Electrical ¦ Specialist Lighting ¦ Internal ¦ Illuminated Fire Exit Signage | 3 | Urgent | C | 1 | 2025 | 4 | 1 | 1.9 | 599 | 461
Electrical ¦ Specialist Lighting ¦ External ¦ Illuminated External Signs | 2 | Medium | B | 1 | 2025 | 5 | 3 | 3.2 | 20996 | 6501
HVAC ¦ Local Air Conditioning ¦ Single-Split Evaporator - Split Systems/Heat Pumps - Air-cooled with Direct Expansion Evaporator (DX) | 1 | Medium | B | 5 | 2029 | 5 | 3 | 3.2 | 20997 | 14847
Fire ¦ Fire Detection ¦ Fire Alarm System | 1 | Urgent | B | 7 | 2031 | 5 | 1 | 2.2 | 2292 | 19194
Fabric ¦ Superstructure ¦ Windows and External Doors ¦ Roller Shutters ¦ Manual Roller Shutter | 1 | High | B | 1 | 2025 | 5 | 2 | 2.7 | 12032 | 3002
Fabric ¦ Superstructure ¦ Internal Doors ¦ Roller Shutters ¦ Electric Roller Shutter | 1 | Medium | B | 11 | 2035 | 5 | 3 | 3.2 | 20998 | 24981
Electrical ¦ Specialist Lighting ¦ Internal ¦ Illuminated Fire Exit Signage | 3 | Urgent | B | 13 | 2037 | 5 | 1 | 2.2 | 2293 | 26829
Fabric ¦ Superstructure ¦ Windows and External Doors ¦ Roller Shutters ¦ Electric Roller Shutter | 1 | High | B | 15 | 2039 | 5 | 2 | 2.7 | 12033 | 28089
HVAC ¦ Heat Emitters - Local ¦ Gas Fired Natural and Fan Assisted Heaters | 1 | Medium | B | 1 | 2025 | 5 | 3 | 3.2 | 20999 | 6502
Electrical ¦ LV Distribution ¦ Distribution Board ¦ Sub | 1 | High | B | 1 | 2025 | 5 | 2 | 2.7 | 12034 | 3003
Electrical ¦ LV Distribution ¦ Distribution Board ¦ Sub | 1 | High | B | 6 | 2030 | 5 | 2 | 2.7 | 12035 | 17406
HVAC ¦ Fan ¦ Local and Special Ventilation ¦ Axial | 1 | Medium | B | 8 | 2032 | 5 | 3 | 3.2 | 21000 | 20855
Fire ¦ Fire Fighting ¦ Fire Extinguishers ¦ Foam | 1 | Urgent | B | 1 | 2025 | 5 | 1 | 2.2 | 2294 | 1029
Fabric ¦ Superstructure ¦ Windows and External Doors ¦ Roller Shutters ¦ Manual Roller Shutter | 1 | High | C | 1 | 2025 | 4 | 2 | 2.4 | 10444 | 2335
HVAC ¦ Fan ¦ Local and Special Ventilation ¦ Extract | 1 | Medium | C | 1 | 2025 | 4 | 3 | 2.9 | 18436 | 5395
Fabric ¦ Superstructure ¦ Windows and External Doors ¦ External Doors ¦ Entrance Doors | 1 | High | B | 17 | 2041 | 5 | 2 | 2.7 | 12036 | 30288
Fabric ¦ Superstructure ¦ Windows and External Doors ¦ Roller Shutters ¦ Manual Roller Shutter | 1 | High | B | 7 | 2031 | 5 | 2 | 2.7 | 12037 | 19574
Fabric ¦ Superstructure ¦ Windows and External Doors ¦ Roller Shutters ¦ Electric Roller Shutter | 1 | High | B | 7 | 2031 | 5 | 2 | 2.7 | 12038 | 19575
Fabric ¦ Superstructure ¦ Windows and External Doors ¦ External Doors ¦ Manual and Automatic Doors ¦ High Security Door | 1 | High | B | 11 | 2035 | 5 | 2 | 2.7 | 12039 | 24164
HVAC ¦ Fan ¦ Local and Special Ventilation ¦ Extract | 1 | Medium | CX | 1 | 2025 | 2 | 3 | 2.3 | 10059 | 2027
HVAC ¦ Fan ¦ Local and Special Ventilation ¦ Extract | 1 | Medium | B | 1 | 2025 | 5 | 3 | 3.2 | 21001 | 6503
Security ¦ Access ¦ Access Control ¦ Gate Access - Local Lock / Keypad / Manual (External) | 1 | Medium | B | 1 | 2025 | 5 | 3 | 3.2 | 21002 | 6504
Electrical ¦ Lighting ¦ Internal ¦ General ¦ LED Fittings & Luminaires | 4 | Medium | B | 12 | 2036 | 5 | 3 | 3.2 | 21003 | 26356
Fire ¦ Fire Detection ¦ Fire Alarm Panel / Repeater | 1 | Urgent | B | 11 | 2035 | 5 | 1 | 2.2 | 2295 | 23396
HVAC ¦ Fan ¦ Central Cooling ¦ Axial | 1 | Medium | B | 1 | 2025 | 5 | 3 | 3.2 | 21004 | 6505
Electrical ¦ LV Distribution ¦ Distribution Board ¦ Sub | 1 | High | B | 1 | 2025 | 5 | 2 | 2.7 | 12040 | 3004
Electrical ¦ LV Distribution ¦ Distribution Board ¦ Sub | 1 | High | B | 18 | 2042 | 5 | 2 | 2.7 | 12041 | 30770
Fabric ¦ Superstructure ¦ Windows and External Doors ¦ External Doors ¦ Manual and Automatic Doors ¦ Powered Swing Doors (Push Pad) | 1 | High | D | 21 | 2045 | 3 | 2 | 2.1 | 1045 | 31714
Electrical ¦ LV Distribution ¦ Distribution Board ¦ Sub | 1 | High | D | 3 | 2027 | 3 | 2 | 2.1 | 1046 | 13259
Electrical ¦ LV Distribution ¦ Distribution Board ¦ Main | 1 | High | B | 1 | 2025 | 5 | 2 | 2.7 | 12042 | 3005
HVAC ¦ Fan ¦ Local and Special Ventilation ¦ Centrifugal | 1 | Medium | B | 1 | 2025 | 5 | 3 | 3.2 | 21005 | 6506
HVAC ¦ Fan ¦ Central Cooling ¦ Axial | 1 | Medium | B | 1 | 2025 | 5 | 3 | 3.2 | 21006 | 6507
Fabric ¦ Superstructure ¦ Windows and External Doors ¦ Roller Shutters ¦ Electric Roller Shutter | 1 | High | B | 1 | 2025 | 5 | 2 | 2.7 | 12043 | 3006
Security ¦ Access ¦ Access Control ¦ Gate Access - Local Lock / Keypad / Manual (External) | 1 | Medium | B | 1 | 2025 | 5 | 3 | 3.2 | 21007 | 6508
Fabric ¦ Superstructure ¦ Windows and External Doors ¦ External Doors ¦ Manual and Automatic Doors ¦ High Security Door | 1 | High | B | 11 | 2035 | 5 | 2 | 2.7 | 12044 | 24165
Fabric ¦ Superstructure ¦ Internal Doors ¦ Roller Shutters ¦ Electric Roller Shutter | 1 | Medium | B | 5 | 2029 | 5 | 3 | 3.2 | 21008 | 14848
Electrical ¦ Specialist Lighting ¦ Internal ¦ Illuminated Fire Exit Signage | 1 | Urgent | B | 1 | 2025 | 5 | 1 | 2.2 | 2296 | 1030
Electrical ¦ Specialist Lighting ¦ Internal ¦ Illuminated Fire Exit Signage | 3 | Urgent | B | 12 | 2036 | 5 | 1 | 2.2 | 2297 | 25956
Electrical ¦ Lighting ¦ Internal ¦ General ¦ LED Fittings & Luminaires | 3 | Medium | B | 12 | 2036 | 5 | 3 | 3.2 | 21009 | 26357
Fire ¦ Fire Fighting ¦ Fire Extinguishers ¦ CO2 | 1 | Urgent | B | 2 | 2026 | 5 | 1 | 2.2 | 2298 | 12483
Fabric ¦ Superstructure ¦ Windows and External Doors ¦ External Doors ¦ Manual and Automatic Doors ¦ Emergency and Panic Escape Doors | 1 | Urgent | B | 11 | 2035 | 5 | 1 | 2.2 | 2299 | 23397
Fabric ¦ Superstructure ¦ Windows and External Doors ¦ Roller Shutters ¦ Manual Roller Shutter | 1 | High | B | 1 | 2025 | 5 | 2 | 2.7 | 12045 | 3007
Electrical ¦ Lighting ¦ Internal ¦ General ¦ LED Fittings & Luminaires | 54 | Medium | B | 16 | 2040 | 5 | 3 | 3.2 | 21010 | 29353
HVAC ¦ Heat Emitters - Local ¦ Gas Fired Unit Heaters | 1 | Medium | A | 15 | 2039 | 6 | 3 | 3.5 | 32454 | 28559
Fabric ¦ Superstructure ¦ Internal Doors ¦ Roller Shutters ¦ Automatic Roller Shutter | 1 | High | B | 13 | 2037 | 5 | 2 | 2.7 | 12046 | 26951
Electrical ¦ LV Distribution ¦ Distribution Board ¦ Sub | 1 | High | B | 18 | 2042 | 5 | 2 | 2.7 | 12047 | 30771
HVAC ¦ Fan ¦ Local and Special Ventilation ¦ Fans Window or Wall Mounted | 1 | Medium | B | 8 | 2032 | 5 | 3 | 3.2 | 21011 | 20856
Electrical ¦ Lighting ¦ Internal ¦ General ¦ LED Fittings & Luminaires | 80 | Medium | B | 16 | 2040 | 5 | 3 | 3.2 | 21012 | 29354
Electrical ¦ Lighting ¦ Internal ¦ Emergency ¦ Self Contained ¦ LED | 1 | Urgent | A | 23 | 2047 | 6 | 1 | 2.5 | 10822 | 33160
Electrical ¦ LV Distribution ¦ Distribution Board ¦ Main | 1 | High | C | 1 | 2025 | 4 | 2 | 2.4 | 10445 | 2336
Fabric ¦ Superstructure ¦ Internal Doors ¦ Roller Shutters ¦ Electric Roller Shutter | 1 | Medium | B | 10 | 2034 | 5 | 3 | 3.2 | 21013 | 22598
Fabric ¦ Barriers and Guardrails ¦ Vehicle Crash Protection Barrier | 1 | V Low | B | 1 | 2025 | 5 | 4 | 3.7 | 32743 | 11784
HVAC ¦ Heat Emitters - Local ¦ Electric Heaters | 1 | Medium | DX | 1 | 2025 | 1 | 3 | 2 | 788 | 509
HVAC ¦ Fan ¦ Central Ventilation Systems ¦ Ventilating - General | 1 | Low | B | 1 | 2025 | 5 | 4 | 3.7 | 32744 | 11785
Controls ¦ Building Management System (BMS) ¦ BMS Control Panel | 1 | High | B | 7 | 2031 | 5 | 2 | 2.7 | 12048 | 19576
Electrical ¦ Lighting ¦ Internal ¦ General | 9 | Medium | C | 1 | 2025 | 4 | 3 | 2.9 | 18437 | 5396
Security ¦ Access ¦ Access Control ¦ Gate Access - Local Lock / Keypad / Manual (External) | 1 | Medium | B | 1 | 2025 | 5 | 3 | 3.2 | 21014 | 6509
Electrical ¦ Lighting ¦ Internal ¦ Emergency ¦ Self Contained ¦ LED | 3 | Urgent | B | 11 | 2035 | 5 | 1 | 2.2 | 2300 | 23398
HVAC ¦ Central Air Conditioning ¦ Air Conditioning ¦ Multi-Split Condenser - Split Systems/Heat Pumps - Air-cooled with Direct Expansion Evaporator (DX) | 1 | Medium | B | 7 | 2031 | 5 | 3 | 3.2 | 21015 | 19786
Electrical ¦ LV Distribution ¦ Distribution Board ¦ Main | 1 | High | C | 1 | 2025 | 4 | 2 | 2.4 | 10446 | 2337
Fabric ¦ Superstructure ¦ Internal Doors ¦ Roller Shutters ¦ Automatic Roller Shutter | 1 | High | B | 10 | 2034 | 5 | 2 | 2.7 | 12049 | 22268
HVAC ¦ Fan ¦ Local and Special Ventilation ¦ Centrifugal | 1 | Medium | B | 1 | 2025 | 5 | 3 | 3.2 | 21016 | 6510
Security ¦ Access ¦ Access Control ¦ Gate Access - Local Lock / Keypad / Manual (External) | 2 | Medium | B | 11 | 2035 | 5 | 3 | 3.2 | 21017 | 24982
Fire ¦ Fire Fighting ¦ Fire Extinguishers ¦ CO2 | 1 | Urgent | B | 6 | 2030 | 5 | 1 | 2.2 | 2301 | 15911
HVAC ¦ Central Heating (Internally Sourced) ¦ Boiler ¦ Atmospheric Gas Burner/Condensing Combination Boiler (domestic type) | 1 | High | B | 2 | 2026 | 5 | 2 | 2.7 | 12050 | 12872
Fabric ¦ Superstructure ¦ Windows and External Doors ¦ Roller Shutters ¦ Manual Roller Shutter | 1 | High | B | 1 | 2025 | 5 | 2 | 2.7 | 12051 | 3008
HVAC ¦ Heat Emitters - Central ¦ Radiators ¦ Steel | 3 | Medium | B | 1 | 2025 | 5 | 3 | 3.2 | 21018 | 6511
HVAC ¦ Heat Emitters - Local ¦ Gas Fired Natural and Fan Assisted Heaters | 1 | Medium | B | 1 | 2025 | 5 | 3 | 3.2 | 21019 | 6512
Electrical ¦ LV Distribution ¦ Distribution Board ¦ Sub | 1 | High | B | 6 | 2030 | 5 | 2 | 2.7 | 12052 | 17407
Fabric ¦ Superstructure ¦ Windows and External Doors ¦ External Doors ¦ Manual and Automatic Doors ¦ Emergency and Panic Escape Doors | 1 | Urgent | B | 11 | 2035 | 5 | 1 | 2.2 | 2302 | 23399
HVAC ¦ Fan ¦ Local and Special Ventilation ¦ Extract | 1 | Medium | CX | 1 | 2025 | 2 | 3 | 2.3 | 10060 | 2028
Fabric ¦ Superstructure ¦ Windows and External Doors ¦ Roller Shutters ¦ Manual Roller Shutter | 1 | High | B | 1 | 2025 | 5 | 2 | 2.7 | 12053 | 3009
Electrical ¦ LV Distribution ¦ Distribution Board ¦ Sub | 1 | High | B | 12 | 2036 | 5 | 2 | 2.7 | 12054 | 26143
Controls ¦ Multi-System Controls ¦ Instrument Control Panel | 1 | Medium | B | 13 | 2037 | 5 | 3 | 3.2 | 21020 | 27074
Fire ¦ Fire Fighting ¦ Fire Extinguishers ¦ Foam | 2 | Urgent | B | 6 | 2030 | 5 | 1 | 2.2 | 2303 | 15912
Electrical ¦ Lighting ¦ Internal ¦ Emergency ¦ Self Contained ¦ LED | 5 | Urgent | B | 18 | 2042 | 5 | 1 | 2.2 | 2304 | 30619
HVAC ¦ Fan ¦ Local and Special Ventilation ¦ Extract | 1 | Medium | B | 1 | 2025 | 5 | 3 | 3.2 | 21021 | 6513
Electrical ¦ Lighting ¦ Internal ¦ General ¦ LED Fittings & Luminaires | 56 | Medium | B | 13 | 2037 | 5 | 3 | 3.2 | 21022 | 27075
Electrical ¦ Lighting ¦ Internal ¦ General ¦ LED Fittings & Luminaires | 50 | Medium | B | 13 | 2037 | 5 | 3 | 3.2 | 21023 | 27076
Electrical ¦ Specialist Lighting ¦ Internal ¦ Illuminated Fire Exit Signage | 3 | Urgent | C | 12 | 2036 | 4 | 1 | 1.9 | 600 | 25911
Electrical ¦ Lighting ¦ Internal ¦ General | 20 | Medium | B | 13 | 2037 | 5 | 3 | 3.2 | 21024 | 27077
Fire ¦ Fire Fighting ¦ Fire Extinguishers ¦ CO2 | 3 | Urgent | B | 6 | 2030 | 5 | 1 | 2.2 | 2305 | 15913
Electrical ¦ Lighting ¦ External ¦ General - LED | 1 | Medium | B | 1 | 2025 | 5 | 3 | 3.2 | 21025 | 6514
Electrical ¦ Lighting ¦ Internal ¦ General ¦ LED Fittings & Luminaires | 7 | Medium | B | 16 | 2040 | 5 | 3 | 3.2 | 21026 | 29355
Electrical ¦ LV Distribution ¦ Distribution Board ¦ Main | 1 | High | B | 1 | 2025 | 5 | 2 | 2.7 | 12055 | 3010
Fabric ¦ Superstructure ¦ Windows and External Doors ¦ External Doors ¦ Manual and Automatic Doors ¦ Emergency and Panic Escape Doors | 1 | Urgent | B | 11 | 2035 | 5 | 1 | 2.2 | 2306 | 23400
HVAC ¦ Heat Emitters - Local ¦ Electric Heaters | 7 | Medium | B | 1 | 2025 | 5 | 3 | 3.2 | 21027 | 6515
Electrical ¦ Lighting ¦ Internal ¦ General ¦ LED Fittings & Luminaires | 21 | Medium | B | 12 | 2036 | 5 | 3 | 3.2 | 21028 | 26358
Electrical ¦ Specialist Lighting ¦ External ¦ Illuminated External Signs | 1 | Medium | C | 1 | 2025 | 4 | 3 | 2.9 | 18438 | 5397
Electrical ¦ Specialist Lighting ¦ Internal ¦ Illuminated Fire Exit Signage | 2 | Urgent | B | 16 | 2040 | 5 | 1 | 2.2 | 2307 | 28653
Electrical ¦ Lighting ¦ External ¦ General - LED | 2 | Medium | B | 7 | 2031 | 5 | 3 | 3.2 | 21029 | 19787
Fire ¦ Fire Fighting ¦ Fire Extinguishers ¦ Foam | 3 | Urgent | B | 1 | 2025 | 5 | 1 | 2.2 | 2308 | 1031
HVAC ¦ Central Heating (Internally Sourced) ¦ Burner ¦ Forced draft gas burner | 1 | Medium | DX | 1 | 2025 | 1 | 3 | 2 | 789 | 510
Electrical ¦ LV Distribution ¦ Distribution Board ¦ Main | 1 | High | B | 15 | 2039 | 5 | 2 | 2.7 | 12056 | 28090
Electrical ¦ LV Distribution ¦ Distribution Board ¦ Sub | 1 | High | B | 12 | 2036 | 5 | 2 | 2.7 | 12057 | 26144
Fabric ¦ Superstructure ¦ Windows and External Doors ¦ External Doors ¦ Manual and Automatic Doors ¦ Auto / Powered Sliding Doors | 1 | High | B | 19 | 2043 | 5 | 2 | 2.7 | 12058 | 31152
Fabric ¦ Superstructure ¦ Windows and External Doors ¦ External Doors ¦ Manual and Automatic Doors ¦ Emergency and Panic Escape Doors | 1 | Urgent | B | 21 | 2045 | 5 | 1 | 2.2 | 2309 | 31808
Electrical ¦ Lighting ¦ Internal ¦ Emergency ¦ Self Contained ¦ LED | 5 | Urgent | C | 17 | 2041 | 4 | 1 | 1.9 | 601 | 29964
Electrical ¦ Specialist Lighting ¦ Internal ¦ Illuminated Fire Exit Signage | 1 | Urgent | B | 17 | 2041 | 5 | 1 | 2.2 | 2310 | 30018
Security ¦ Access ¦ Access Control ¦ Gate Access - Local Lock / Keypad / Manual (External) | 1 | Medium | B | 3 | 2027 | 5 | 3 | 3.2 | 21030 | 13449
Electrical ¦ Lighting ¦ Internal ¦ General ¦ LED Fittings & Luminaires | 2 | Medium | B | 13 | 2037 | 5 | 3 | 3.2 | 21031 | 27078
HVAC ¦ Fan ¦ Central Ventilation Systems ¦ Ventilating - General | 1 | Low | C | 1 | 2025 | 4 | 4 | 3.4 | 32405 | 11691
Fire ¦ Fire Fighting ¦ Fire Extinguishers ¦ Foam | 4 | Urgent | B | 9 | 2033 | 5 | 1 | 2.2 | 2311 | 21231
HVAC ¦ Heat Emitters - Central ¦ Radiators ¦ Aluminium | 5 | Medium | B | 2 | 2026 | 5 | 3 | 3.2 | 21032 | 13022
Electrical ¦ Lighting ¦ Internal ¦ General | 4 | Medium | B | 4 | 2028 | 5 | 3 | 3.2 | 21033 | 14047
Fabric ¦ Barriers and Guardrails ¦ Vehicle Crash Protection Barrier | 1 | V Low | B | 1 | 2025 | 5 | 4 | 3.7 | 32745 | 11786
HVAC ¦ Fan ¦ Local and Special Ventilation ¦ Extract | 1 | Medium | B | 1 | 2025 | 5 | 3 | 3.2 | 21034 | 6516
Electrical ¦ Lighting ¦ Internal ¦ General | 4 | Medium | C | 1 | 2025 | 4 | 3 | 2.9 | 18439 | 5398
Electrical ¦ Lighting ¦ Internal ¦ Emergency ¦ Self Contained ¦ LED | 1 | Urgent | B | 21 | 2045 | 5 | 1 | 2.2 | 2312 | 31809
Electrical ¦ LV Distribution ¦ Distribution Board ¦ Sub | 1 | High | D | 6 | 2030 | 3 | 2 | 2.1 | 1047 | 15721
Electrical ¦ LV Distribution ¦ Distribution Board ¦ Sub | 1 | High | B | 1 | 2025 | 5 | 2 | 2.7 | 12059 | 3011
Fabric ¦ Superstructure ¦ Windows and External Doors ¦ External Doors ¦ Entrance Doors | 1 | High | B | 6 | 2030 | 5 | 2 | 2.7 | 12060 | 17408
Electrical ¦ LV Distribution ¦ Distribution Board ¦ Sub | 1 | High | B | 8 | 2032 | 5 | 2 | 2.7 | 12061 | 20680
HVAC ¦ Central Heating (Internally Sourced) ¦ Burner ¦ Forced draft gas burner | 1 | Medium | B | 1 | 2025 | 5 | 3 | 3.2 | 21035 | 6517
Controls ¦ Multi-System Controls ¦ Control Panel - Electrical Services (excluding Electrical Controllers and Pneumatic Relays) | 1 | Medium | B | 12 | 2036 | 5 | 3 | 3.2 | 21036 | 26359
HVAC ¦ Fan ¦ Local and Special Ventilation ¦ Kitchen Vent ¦ Extract | 1 | Low | B | 5 | 2029 | 5 | 4 | 3.7 | 32746 | 15590
Fabric ¦ Superstructure ¦ Windows and External Doors ¦ External Doors ¦ Entrance Doors | 1 | High | C | 11 | 2035 | 4 | 2 | 2.4 | 10447 | 24048
Electrical ¦ Lighting ¦ Internal ¦ Emergency ¦ Self Contained ¦ Non LED | 8 | Urgent | B | 10 | 2034 | 5 | 1 | 2.2 | 2313 | 21987
Electrical ¦ LV Distribution ¦ Distribution Board ¦ Sub | 1 | High | B | 13 | 2037 | 5 | 2 | 2.7 | 12062 | 26952
Fire ¦ Fire Fighting ¦ Fire Extinguishers ¦ Foam | 2 | Urgent | B | 6 | 2030 | 5 | 1 | 2.2 | 2314 | 15914
Fire ¦ Fire Fighting ¦ Fire Extinguishers ¦ Powder | 1 | Urgent | B | 2 | 2026 | 5 | 1 | 2.2 | 2315 | 12484
Electrical ¦ Lighting ¦ Internal ¦ General | 6 | Medium | B | 6 | 2030 | 5 | 3 | 3.2 | 21037 | 18458
Fire ¦ Fire Fighting ¦ Fire Extinguishers ¦ Foam | 7 | Urgent | B | 2 | 2026 | 5 | 1 | 2.2 | 2316 | 12485
Fire ¦ Fire Fighting ¦ Fire Extinguishers ¦ CO2 | 4 | Urgent | B | 4 | 2028 | 5 | 1 | 2.2 | 2317 | 13784
Fabric ¦ Superstructure ¦ Windows and External Doors ¦ Roller Shutters ¦ Manual Roller Shutter | 1 | High | B | 7 | 2031 | 5 | 2 | 2.7 | 12063 | 19577
Fabric ¦ Superstructure ¦ Windows and External Doors ¦ External Doors ¦ Manual and Automatic Doors ¦ Emergency and Panic Escape Doors | 1 | Urgent | B | 11 | 2035 | 5 | 1 | 2.2 | 2318 | 23401
Fabric ¦ Superstructure ¦ Windows and External Doors ¦ External Doors ¦ Manual and Automatic Doors ¦ Emergency and Panic Escape Doors | 1 | Urgent | B | 11 | 2035 | 5 | 1 | 2.2 | 2319 | 23402
Fabric ¦ Superstructure ¦ Windows and External Doors ¦ Roller Shutters ¦ Manual Roller Shutter | 1 | High | B | 1 | 2025 | 5 | 2 | 2.7 | 12064 | 3012
Electrical ¦ LV Distribution ¦ Distribution Board ¦ Main | 1 | High | B | 6 | 2030 | 5 | 2 | 2.7 | 12065 | 17409
HVAC ¦ Fan ¦ Local and Special Ventilation ¦ Fans Window or Wall Mounted | 1 | Medium | B | 8 | 2032 | 5 | 3 | 3.2 | 21038 | 20857
Electrical ¦ Lighting ¦ Internal ¦ Emergency ¦ Self Contained ¦ LED | 4 | Urgent | B | 18 | 2042 | 5 | 1 | 2.2 | 2320 | 30620
Fabric ¦ Superstructure ¦ Windows and External Doors ¦ External Doors ¦ Entrance Doors | 1 | High | B | 11 | 2035 | 5 | 2 | 2.7 | 12066 | 24166
Fabric ¦ Superstructure ¦ Windows and External Doors ¦ Roller Shutters ¦ Manual Roller Shutter | 1 | High | B | 1 | 2025 | 5 | 2 | 2.7 | 12067 | 3013
Electrical ¦ Lighting ¦ Internal ¦ General | 20 | Medium | B | 1 | 2025 | 5 | 3 | 3.2 | 21039 | 6518
HVAC ¦ Heat Emitters - Local ¦ Gas Fired Natural and Fan Assisted Heaters | 1 | Medium | C | 4 | 2028 | 4 | 3 | 2.9 | 18440 | 14016
HVAC ¦ Heat Emitters - Local ¦ Electric Heaters | 3 | Medium | B | 1 | 2025 | 5 | 3 | 3.2 | 21040 | 6519
Electrical ¦ Lighting ¦ Internal ¦ Emergency ¦ Self Contained ¦ LED | 4 | Urgent | C | 17 | 2041 | 4 | 1 | 1.9 | 602 | 29965
Electrical ¦ Lighting ¦ External ¦ General - LED | 3 | Medium | B | 11 | 2035 | 5 | 3 | 3.2 | 21041 | 24983
Electrical ¦ LV Distribution ¦ Distribution Board ¦ Sub | 1 | High | D | 18 | 2042 | 3 | 2 | 2.1 | 1048 | 30599
Transport ¦ Lifts ¦ Document Lift ¦ Electric | 1 | Medium | B | 6 | 2030 | 5 | 3 | 3.2 | 21042 | 18459
Electrical ¦ Specialist Lighting ¦ Internal ¦ Illuminated Fire Exit Signage | 2 | Urgent | C | 12 | 2036 | 4 | 1 | 1.9 | 603 | 25912
HVAC ¦ Heat Emitters - Local ¦ Gas Fired Unit Heaters | 1 | Medium | B | 3 | 2027 | 5 | 3 | 3.2 | 21043 | 13450
HVAC ¦ Fan ¦ Local and Special Ventilation ¦ Kitchen Vent ¦ Extract | 1 | Low | B | 5 | 2029 | 5 | 4 | 3.7 | 32747 | 15591
Electrical ¦ Lighting ¦ External ¦ General - LED | 2 | Medium | B | 8 | 2032 | 5 | 3 | 3.2 | 21044 | 20858
Fire ¦ Fire Fighting ¦ Fire Extinguishers ¦ Powder | 1 | Urgent | B | 2 | 2026 | 5 | 1 | 2.2 | 2321 | 12486
Electrical ¦ LV Distribution ¦ Distribution Board ¦ Sub | 1 | High | B | 1 | 2025 | 5 | 2 | 2.7 | 12068 | 3014
Fabric ¦ Superstructure ¦ Internal Doors ¦ Roller Shutters ¦ Electric Roller Shutter | 1 | Medium | B | 11 | 2035 | 5 | 3 | 3.2 | 21045 | 24984
Water ¦ Local Hot Water ¦ Package Electric Water Heaters - Non-Drinking Water | 1 | Medium | A | 10 | 2034 | 6 | 3 | 3.5 | 32455 | 23202
HVAC ¦ Fan ¦ Local and Special Ventilation ¦ Kitchen Vent ¦ Extract | 1 | Low | B | 5 | 2029 | 5 | 4 | 3.7 | 32748 | 15592
HVAC ¦ Central Air Conditioning ¦ Air Conditioning ¦ Multi-Split Condenser - Split Systems/Heat Pumps - Air-cooled with Direct Expansion Evaporator (DX) | 1 | Medium | B | 7 | 2031 | 5 | 3 | 3.2 | 21046 | 19788
HVAC ¦ Fan ¦ Central Ventilation Systems ¦ Ventilating - General | 1 | Low | B | 1 | 2025 | 5 | 4 | 3.7 | 32749 | 11787
HVAC ¦ Fan ¦ Central Air Conditioning ¦ Ventilating - General | 1 | Medium | B | 1 | 2025 | 5 | 3 | 3.2 | 21047 | 6520
HVAC ¦ Heat Emitters - Local ¦ Electric Overdoor Air Curtain/Heater | 1 | Medium | B | 1 | 2025 | 5 | 3 | 3.2 | 21048 | 6521
Electrical ¦ Lighting ¦ External ¦ General - LED | 3 | Medium | B | 7 | 2031 | 5 | 3 | 3.2 | 21049 | 19789
Electrical ¦ LV Distribution ¦ Distribution Board ¦ Main | 1 | High | B | 18 | 2042 | 5 | 2 | 2.7 | 12069 | 30772
Electrical ¦ Lighting ¦ Internal ¦ Emergency ¦ Self Contained ¦ LED | 3 | Urgent | B | 11 | 2035 | 5 | 1 | 2.2 | 2322 | 23403
Electrical ¦ LV Distribution ¦ Distribution Board ¦ Sub | 1 | High | B | 6 | 2030 | 5 | 2 | 2.7 | 12070 | 17410
HVAC ¦ Ventilation ¦ Air Handling Unit (AHU) ¦ Internal ¦ Central Heating (Internally Sourced) ¦ Gas Fired | 1 | Medium | B | 1 | 2025 | 5 | 3 | 3.2 | 21050 | 6522
Fire ¦ Fire Fighting ¦ Fire Extinguishers ¦ Foam | 3 | Urgent | B | 6 | 2030 | 5 | 1 | 2.2 | 2323 | 15915
Fire ¦ Fire Fighting ¦ Fire Blanket | 1 | Urgent | B | 6 | 2030 | 5 | 1 | 2.2 | 2324 | 15916
HVAC ¦ Local Air Conditioning ¦ Single-Split Evaporator - Split Systems/Heat Pumps - Air-cooled with Direct Expansion Evaporator (DX) | 1 | Medium | B | 1 | 2025 | 5 | 3 | 3.2 | 21051 | 6523
Electrical ¦ LV Distribution ¦ Distribution Board ¦ Main | 1 | High | B | 18 | 2042 | 5 | 2 | 2.7 | 12071 | 30773
Fabric ¦ Superstructure ¦ Windows and External Doors ¦ External Doors ¦ Manual and Automatic Doors ¦ Emergency and Panic Escape Doors | 1 | Urgent | C | 11 | 2035 | 4 | 1 | 1.9 | 604 | 23258
Fabric ¦ Superstructure ¦ Windows and External Doors ¦ External Doors ¦ Entrance Doors | 1 | High | B | 11 | 2035 | 5 | 2 | 2.7 | 12072 | 24167
HVAC ¦ Local Air Conditioning ¦ Single-Split Evaporator - Split Systems/Heat Pumps - Air-cooled with Direct Expansion Evaporator (DX) | 1 | Medium | B | 1 | 2025 | 5 | 3 | 3.2 | 21052 | 6524
Water ¦ Local Hot Water ¦ Instantaneous Electric Water Heater - Non-Drinking Water | 1 | Medium | B | 7 | 2031 | 5 | 3 | 3.2 | 21053 | 19790
Electrical ¦ Lighting ¦ Internal ¦ Emergency ¦ Self Contained ¦ LED | 4 | Urgent | B | 21 | 2045 | 5 | 1 | 2.2 | 2325 | 31810
Communication and Control ¦ Communication Systems ¦ Public Address (PA) System | 1 | Medium | B | 4 | 2028 | 5 | 3 | 3.2 | 21054 | 14048
Electrical ¦ Lighting ¦ Internal ¦ General ¦ LED Fittings & Luminaires | 9 | Medium | B | 13 | 2037 | 5 | 3 | 3.2 | 21055 | 27079
Fire ¦ Fire Fighting ¦ Fire Extinguishers ¦ CO2 | 2 | Urgent | B | 6 | 2030 | 5 | 1 | 2.2 | 2326 | 15917
Electrical ¦ LV Distribution ¦ Distribution Board ¦ Main | 1 | High | B | 19 | 2043 | 5 | 2 | 2.7 | 12073 | 31153
Water ¦ Local Hot Water ¦ Instantaneous Electric Water Heater - Non-Drinking Water | 1 | Medium | B | 7 | 2031 | 5 | 3 | 3.2 | 21056 | 19791
HVAC ¦ Fan ¦ Local and Special Ventilation ¦ Kitchen Vent ¦ Extract | 1 | Low | B | 10 | 2034 | 5 | 4 | 3.7 | 32750 | 23211
HVAC ¦ Fan ¦ Local and Special Ventilation ¦ Kitchen Vent ¦ Extract | 1 | Low | B | 5 | 2029 | 5 | 4 | 3.7 | 32751 | 15593
Electrical ¦ Lighting ¦ Internal ¦ Emergency ¦ Self Contained ¦ LED | 9 | Urgent | B | 17 | 2041 | 5 | 1 | 2.2 | 2327 | 30019
Electrical ¦ LV Distribution ¦ Distribution Board ¦ Main | 1 | High | B | 1 | 2025 | 5 | 2 | 2.7 | 12074 | 3015
HVAC ¦ Fan ¦ Smoke Extract | 1 | Urgent | B | 3 | 2027 | 5 | 1 | 2.2 | 2328 | 13276
HVAC ¦ Heat Emitters - Local ¦ Electric Heaters | 1 | Medium | B | 3 | 2027 | 5 | 3 | 3.2 | 21057 | 13451
Fire ¦ Fire Fighting ¦ Fire Extinguishers ¦ CO2 | 4 | Urgent | A | 10 | 2034 | 6 | 1 | 2.5 | 10823 | 22203
Fabric ¦ Superstructure ¦ Windows and External Doors ¦ External Doors ¦ Manual and Automatic Doors ¦ Emergency and Panic Escape Doors | 1 | Urgent | B | 1 | 2025 | 5 | 1 | 2.2 | 2329 | 1032
Electrical ¦ Lighting ¦ Internal ¦ Emergency ¦ Self Contained ¦ LED | 15 | Urgent | B | 18 | 2042 | 5 | 1 | 2.2 | 2330 | 30621
Electrical ¦ Lighting ¦ Internal ¦ Emergency ¦ Self Contained ¦ LED | 7 | Urgent | B | 20 | 2044 | 5 | 1 | 2.2 | 2331 | 31412
HVAC ¦ Heat Emitters - Local ¦ Electric Heaters | 1 | Medium | B | 1 | 2025 | 5 | 3 | 3.2 | 21058 | 6525
Electrical ¦ Lighting ¦ Internal ¦ General | 3 | Medium | B | 5 | 2029 | 5 | 3 | 3.2 | 21059 | 14849
HVAC ¦ Fan ¦ Smoke Extract | 1 | Urgent | B | 5 | 2029 | 5 | 1 | 2.2 | 2332 | 14320
HVAC ¦ Fan ¦ Local and Special Ventilation ¦ Centrifugal | 1 | Medium | C | 1 | 2025 | 4 | 3 | 2.9 | 18441 | 5399
Fabric ¦ Superstructure ¦ Windows and External Doors ¦ External Doors ¦ Manual and Automatic Doors ¦ Emergency and Panic Escape Doors | 1 | Urgent | B | 21 | 2045 | 5 | 1 | 2.2 | 2333 | 31811
Security ¦ Access ¦ Access Control ¦ Gate Access - Local Lock / Keypad / Manual (External) | 1 | Medium | B | 1 | 2025 | 5 | 3 | 3.2 | 21060 | 6526
Water ¦ Local Hot Water ¦ Instantaneous Electric Water Heater - Non-Drinking Water | 1 | Medium | B | 10 | 2034 | 5 | 3 | 3.2 | 21061 | 22599
Fabric ¦ Superstructure ¦ Windows and External Doors ¦ Roller Shutters ¦ Manual Roller Shutter | 1 | High | B | 1 | 2025 | 5 | 2 | 2.7 | 12075 | 3016
Fabric ¦ Superstructure ¦ Windows and External Doors ¦ External Doors ¦ Entrance Doors | 1 | High | B | 1 | 2025 | 5 | 2 | 2.7 | 12076 | 3017
Electrical ¦ Lighting ¦ Internal ¦ Emergency ¦ Self Contained ¦ LED | 6 | Urgent | C | 17 | 2041 | 4 | 1 | 1.9 | 605 | 29966
Electrical ¦ Lighting ¦ Internal ¦ General | 16 | Medium | B | 6 | 2030 | 5 | 3 | 3.2 | 21062 | 18460
Electrical ¦ LV Distribution ¦ Distribution Board ¦ Main | 1 | High | B | 1 | 2025 | 5 | 2 | 2.7 | 12077 | 3018
Fire ¦ Fire Detection ¦ Fire Alarm System | 1 | Urgent | B | 11 | 2035 | 5 | 1 | 2.2 | 2334 | 23404
HVAC ¦ Heat Emitters - Local ¦ Electric Heaters | 1 | Medium | B | 1 | 2025 | 5 | 3 | 3.2 | 21063 | 6527
Fabric ¦ Superstructure ¦ Windows and External Doors ¦ External Doors ¦ Manual and Automatic Doors ¦ Emergency and Panic Escape Doors | 1 | Urgent | DX | 1 | 2025 | 1 | 1 | 1 | 3 | 2
Electrical ¦ LV Distribution ¦ Distribution Board ¦ Main | 1 | High | D | 1 | 2025 | 3 | 2 | 2.1 | 1049 | 726
HVAC ¦ Fan ¦ Local and Special Ventilation ¦ Fans Window or Wall Mounted | 1 | Medium | B | 1 | 2025 | 5 | 3 | 3.2 | 21064 | 6528
HVAC ¦ Local Air Conditioning ¦ Single-Split Evaporator - Split Systems/Heat Pumps - Air-cooled with Direct Expansion Evaporator (DX) | 1 | Medium | B | 1 | 2025 | 5 | 3 | 3.2 | 21065 | 6529
Electrical ¦ LV Distribution ¦ Distribution Board ¦ Main | 1 | High | B | 1 | 2025 | 5 | 2 | 2.7 | 12078 | 3019
Electrical ¦ Lighting ¦ External ¦ General - LED | 3 | Medium | B | 5 | 2029 | 5 | 3 | 3.2 | 21066 | 14850
Transport ¦ Lifts ¦ Passenger Lift electric ¦ Electric | 1 | Medium | C | 2 | 2026 | 4 | 3 | 2.9 | 18442 | 12969
HVAC ¦ Fan ¦ Central Cooling ¦ Axial | 1 | Medium | B | 3 | 2027 | 5 | 3 | 3.2 | 21067 | 13452
HVAC ¦ Local Air Conditioning ¦ Single-Split Condenser - Split Systems/Heat Pumps - Air-cooled with Direct Expansion Evaporator (DX) | 1 | Medium | D | 1 | 2025 | 3 | 3 | 2.6 | 11050 | 2579
HVAC ¦ Central Air Conditioning ¦ Air Conditioning ¦ Multi-Split Condenser - Split Systems/Heat Pumps - Air-cooled with Direct Expansion Evaporator (DX) | 1 | Medium | C | 1 | 2025 | 4 | 3 | 2.9 | 18443 | 5400
Water ¦ Local Hot Water ¦ Instantaneous Electric Water Heater - Non-Drinking Water | 1 | Medium | C | 1 | 2025 | 4 | 3 | 2.9 | 18444 | 5401
Electrical ¦ LV Distribution ¦ Distribution Board ¦ Sub | 1 | High | B | 1 | 2025 | 5 | 2 | 2.7 | 12079 | 3020
HVAC ¦ Central Air Conditioning ¦ Air Conditioning ¦ Multi-Split Evaporator - Split Systems/Heat Pumps - Air-cooled with Direct Expansion Evaporator (DX) | 1 | Medium | B | 1 | 2025 | 5 | 3 | 3.2 | 21068 | 6530
HVAC ¦ Local Air Conditioning ¦ Single-Split Evaporator - Split Systems/Heat Pumps - Air-cooled with Direct Expansion Evaporator (DX) | 1 | Medium | B | 5 | 2029 | 5 | 3 | 3.2 | 21069 | 14851
Electrical ¦ LV Distribution ¦ Distribution Board ¦ Sub | 1 | High | D | 1 | 2025 | 3 | 2 | 2.1 | 1050 | 727
HVAC ¦ Fan ¦ Local and Special Ventilation ¦ Fans Window or Wall Mounted | 1 | Medium | B | 5 | 2029 | 5 | 3 | 3.2 | 21070 | 14852
HVAC ¦ Fan ¦ Central Cooling ¦ Axial | 1 | Medium | B | 1 | 2025 | 5 | 3 | 3.2 | 21071 | 6531
HVAC ¦ Fan ¦ Central Heating ¦ Axial | 1 | High | B | 1 | 2025 | 5 | 2 | 2.7 | 12080 | 3021
HVAC ¦ Fan ¦ Central Heating ¦ Axial | 1 | High | B | 1 | 2025 | 5 | 2 | 2.7 | 12081 | 3022
Fire ¦ Fire Detection ¦ Fire Alarm System | 1 | Urgent | B | 1 | 2025 | 5 | 1 | 2.2 | 2335 | 1033
HVAC ¦ Fan ¦ Central Ventilation Systems ¦ Ventilating - General | 1 | Low | B | 1 | 2025 | 5 | 4 | 3.7 | 32752 | 11788
Electrical ¦ LV Distribution ¦ Distribution Board ¦ Sub | 1 | High | B | 6 | 2030 | 5 | 2 | 2.7 | 12082 | 17411
HVAC ¦ Local and Special Ventilation ¦ Unit extract fans. | 1 | Medium | B | 8 | 2032 | 5 | 3 | 3.2 | 21072 | 20859
HVAC ¦ Fan ¦ Central Cooling ¦ Axial | 1 | Medium | B | 1 | 2025 | 5 | 3 | 3.2 | 21073 | 6532
Fabric ¦ Superstructure ¦ Windows and External Doors ¦ Roller Shutters ¦ Manual Roller Shutter | 1 | High | B | 1 | 2025 | 5 | 2 | 2.7 | 12083 | 3023
Electrical ¦ Lighting ¦ Internal ¦ General ¦ LED Fittings & Luminaires | 11 | Medium | B | 16 | 2040 | 5 | 3 | 3.2 | 21074 | 29356
Electrical ¦ LV Distribution ¦ Distribution Board ¦ Sub | 1 | High | B | 9 | 2033 | 5 | 2 | 2.7 | 12084 | 21566
HVAC ¦ Heat Emitters - Local ¦ Electric Overdoor Air Curtain/Heater | 1 | Medium | B | 1 | 2025 | 5 | 3 | 3.2 | 21075 | 6533
Fabric ¦ Superstructure ¦ Windows and External Doors ¦ External Doors ¦ Manual and Automatic Doors ¦ Emergency and Panic Escape Doors | 1 | Urgent | B | 8 | 2032 | 5 | 1 | 2.2 | 2336 | 20294
Electrical ¦ Specialist Lighting ¦ Internal ¦ Illuminated Fire Exit Signage | 1 | Urgent | B | 16 | 2040 | 5 | 1 | 2.2 | 2337 | 28654
Electrical ¦ LV Distribution ¦ Distribution Board ¦ Sub | 1 | High | B | 1 | 2025 | 5 | 2 | 2.7 | 12085 | 3024
Electrical ¦ LV Distribution ¦ Distribution Board ¦ Sub | 1 | High | B | 1 | 2025 | 5 | 2 | 2.7 | 12086 | 3025
Controls ¦ Building Management System (BMS) ¦ BMS Control Panel | 1 | High | B | 7 | 2031 | 5 | 2 | 2.7 | 12087 | 19578
Fire ¦ Fire Fighting ¦ Fire Blanket | 1 | Urgent | B | 1 | 2025 | 5 | 1 | 2.2 | 2338 | 1034
HVAC ¦ Ductwork ¦ Ductwork, Fittings and Ancillaries ¦ Central Ventilation Systems ¦ Fire Dampers ¦ Automatic | 1 | Urgent | B | 1 | 2025 | 5 | 1 | 2.2 | 2339 | 1035
Fabric ¦ Superstructure ¦ Windows and External Doors ¦ External Doors ¦ Manual and Automatic Doors ¦ High Security Door | 1 | High | B | 11 | 2035 | 5 | 2 | 2.7 | 12088 | 24168
Electrical ¦ Lighting ¦ Internal ¦ Emergency ¦ Externally Powered ¦ LED | 4 | Urgent | B | 22 | 2046 | 5 | 1 | 2.2 | 2340 | 32834
HVAC ¦ Ventilation ¦ Air Handling Unit (AHU) ¦ Internal ¦ Central Heating (Internally Sourced) ¦ Gas Fired | 1 | Medium | B | 1 | 2025 | 5 | 3 | 3.2 | 21076 | 6534
HVAC ¦ Fan ¦ Central Air Conditioning ¦ Ventilating - General | 1 | Medium | B | 11 | 2035 | 5 | 3 | 3.2 | 21077 | 24985
Fabric ¦ Superstructure ¦ Windows and External Doors ¦ External Doors ¦ Manual and Automatic Doors ¦ Auto / Powered Sliding Doors | 1 | High | B | 18 | 2042 | 5 | 2 | 2.7 | 12089 | 30774
Fabric ¦ Superstructure ¦ Windows and External Doors ¦ External Doors ¦ Manual and Automatic Doors ¦ Emergency and Panic Escape Doors | 1 | Urgent | B | 30 | 2054 | 5 | 1 | 2.2 | 2341 | 33663
Water ¦ Local Hot Water ¦ Instantaneous Electric Water Heater - Non-Drinking Water | 1 | Medium | B | 11 | 2035 | 5 | 3 | 3.2 | 21078 | 24986
HVAC ¦ Fan ¦ Local and Special Ventilation ¦ Axial | 1 | Medium | C | 1 | 2025 | 4 | 3 | 2.9 | 18445 | 5402
Fire ¦ Fire Detection ¦ Fire Alarm System | 1 | Urgent | B | 1 | 2025 | 5 | 1 | 2.2 | 2342 | 1036
Electrical ¦ Specialist Lighting ¦ Internal ¦ Illuminated Fire Exit Signage | 2 | Urgent | B | 15 | 2039 | 5 | 1 | 2.2 | 2343 | 27757
Fire ¦ Fire Fighting ¦ Fire Extinguishers ¦ CO2 | 5 | Urgent | B | 6 | 2030 | 5 | 1 | 2.2 | 2344 | 15918
HVAC ¦ Fan ¦ Central Ventilation Systems ¦ Ventilating - General | 1 | Low | B | 1 | 2025 | 5 | 4 | 3.7 | 32753 | 11789
Fabric ¦ Superstructure ¦ Windows and External Doors ¦ External Doors ¦ Manual and Automatic Doors ¦ Emergency and Panic Escape Doors | 1 | Urgent | B | 1 | 2025 | 5 | 1 | 2.2 | 2345 | 1037
Fabric ¦ Superstructure ¦ Windows and External Doors ¦ Roller Shutters ¦ Manual Roller Shutter | 1 | High | B | 1 | 2025 | 5 | 2 | 2.7 | 12090 | 3026
HVAC ¦ Fan ¦ Central Ventilation Systems ¦ Axial | 1 | Medium | B | 1 | 2025 | 5 | 3 | 3.2 | 21079 | 6535
HVAC ¦ Fan ¦ Central Cooling ¦ Axial | 1 | Medium | B | 1 | 2025 | 5 | 3 | 3.2 | 21080 | 6536
Fabric ¦ Superstructure ¦ Windows and External Doors ¦ External Doors ¦ Entrance Doors | 1 | High | B | 1 | 2025 | 5 | 2 | 2.7 | 12091 | 3027
Electrical ¦ Lighting ¦ Internal ¦ Emergency ¦ Self Contained ¦ LED | 7 | Urgent | B | 21 | 2045 | 5 | 1 | 2.2 | 2346 | 31812
Fire ¦ Fire Fighting ¦ Fire Extinguishers ¦ Foam | 2 | Urgent | B | 7 | 2031 | 5 | 1 | 2.2 | 2347 | 19195
Fabric ¦ Superstructure ¦ Windows and External Doors ¦ External Doors ¦ Manual and Automatic Doors ¦ Emergency and Panic Escape Doors | 1 | Urgent | B | 30 | 2054 | 5 | 1 | 2.2 | 2348 | 33664
Electrical ¦ Lighting ¦ Internal ¦ General ¦ LED Fittings & Luminaires | 67 | Medium | B | 16 | 2040 | 5 | 3 | 3.2 | 21081 | 29357
Fire ¦ Fire Fighting ¦ Fire Extinguishers ¦ CO2 | 2 | Urgent | B | 6 | 2030 | 5 | 1 | 2.2 | 2349 | 15919
HVAC ¦ Fan ¦ Local and Special Ventilation ¦ Axial | 1 | Medium | B | 5 | 2029 | 5 | 3 | 3.2 | 21082 | 14853
Fabric ¦ Superstructure ¦ Windows and External Doors ¦ Roller Shutters ¦ Manual Roller Shutter | 1 | High | B | 1 | 2025 | 5 | 2 | 2.7 | 12092 | 3028
Electrical ¦ Lighting ¦ Internal ¦ General | 19 | Medium | B | 1 | 2025 | 5 | 3 | 3.2 | 21083 | 6537
Electrical ¦ Lighting ¦ Internal ¦ Emergency ¦ Self Contained ¦ LED | 5 | Urgent | B | 17 | 2041 | 5 | 1 | 2.2 | 2350 | 30020
Water ¦ Local Hot Water ¦ Package Electric Water Heaters - Non-Drinking Water | 1 | Medium | B | 1 | 2025 | 5 | 3 | 3.2 | 21084 | 6538
HVAC ¦ Fan ¦ Central Ventilation Systems ¦ Axial | 1 | Medium | B | 1 | 2025 | 5 | 3 | 3.2 | 21085 | 6539
Fabric ¦ Superstructure ¦ Windows and External Doors ¦ External Windows ¦ Roller Shutters ¦ External Window Shutters ¦ Electric | 1 | Medium | B | 1 | 2025 | 5 | 3 | 3.2 | 21086 | 6540
HVAC ¦ Fan ¦ Central Cooling ¦ Axial | 1 | Medium | B | 10 | 2034 | 5 | 3 | 3.2 | 21087 | 22600
HVAC ¦ Fan ¦ Central Ventilation Systems ¦ Ventilating - General | 1 | Low | A | 14 | 2038 | 6 | 4 | 4 | 33822 | 27705
Controls ¦ Building Management System (BMS) ¦ BMS Control Panel | 1 | High | B | 4 | 2028 | 5 | 2 | 2.7 | 12093 | 13909
Electrical ¦ Lighting ¦ Internal ¦ Emergency ¦ Self Contained ¦ LED | 1 | Urgent | B | 21 | 2045 | 5 | 1 | 2.2 | 2351 | 31813
HVAC ¦ Fan ¦ Central Heating ¦ Axial | 1 | High | B | 3 | 2027 | 5 | 2 | 2.7 | 12094 | 13333
Electrical ¦ Lighting ¦ External ¦ General - Non-LED | 1 | Medium | B | 1 | 2025 | 5 | 3 | 3.2 | 21088 | 6541
Electrical ¦ LV Distribution ¦ Distribution Board ¦ Main | 1 | High | B | 1 | 2025 | 5 | 2 | 2.7 | 12095 | 3029
Fabric ¦ Barriers and Guardrails ¦ Fixed Edge Protection | 1 | High | B | 1 | 2025 | 5 | 2 | 2.7 | 12096 | 3030
Fabric ¦ Superstructure ¦ Windows and External Doors ¦ External Doors ¦ Entrance Doors | 1 | High | B | 11 | 2035 | 5 | 2 | 2.7 | 12097 | 24169
Electrical ¦ Lighting ¦ Internal ¦ General ¦ LED Fittings & Luminaires | 85 | Medium | B | 16 | 2040 | 5 | 3 | 3.2 | 21089 | 29358
HVAC ¦ Heat Emitters - Local ¦ Electric Heaters | 1 | Medium | B | 1 | 2025 | 5 | 3 | 3.2 | 21090 | 6542
Electrical ¦ Lighting ¦ Internal ¦ General | 16 | Medium | B | 1 | 2025 | 5 | 3 | 3.2 | 21091 | 6543
Fire ¦ Fire Fighting ¦ Fire Extinguishers ¦ Foam | 3 | Urgent | B | 2 | 2026 | 5 | 1 | 2.2 | 2352 | 12487
Fabric ¦ Superstructure ¦ Windows and External Doors ¦ Roller Shutters ¦ Manual Roller Shutter | 1 | High | B | 11 | 2035 | 5 | 2 | 2.7 | 12098 | 24170
HVAC ¦ Fan ¦ Central Cooling ¦ Axial | 1 | Medium | B | 1 | 2025 | 5 | 3 | 3.2 | 21092 | 6544
Security ¦ Access ¦ Access Control ¦ Gate Access - Local Lock / Keypad / Manual (External) | 1 | Medium | B | 1 | 2025 | 5 | 3 | 3.2 | 21093 | 6545
Electrical ¦ Specialist Lighting ¦ Internal ¦ Illuminated Fire Exit Signage | 3 | Urgent | B | 15 | 2039 | 5 | 1 | 2.2 | 2353 | 27758
Electrical ¦ Specialist Lighting ¦ Internal ¦ Illuminated Fire Exit Signage | 4 | Urgent | B | 10 | 2034 | 5 | 1 | 2.2 | 2354 | 21988
Electrical ¦ Lighting ¦ Internal ¦ General | 17 | Medium | B | 15 | 2039 | 5 | 3 | 3.2 | 21094 | 28368
Electrical ¦ Lighting ¦ Internal ¦ Emergency ¦ Self Contained ¦ LED | 2 | Urgent | B | 21 | 2045 | 5 | 1 | 2.2 | 2355 | 31814
Electrical ¦ LV Distribution ¦ Distribution Board ¦ Sub | 1 | High | D | 1 | 2025 | 3 | 2 | 2.1 | 1051 | 728
Fabric ¦ Superstructure ¦ Windows and External Doors ¦ External Doors ¦ Manual and Automatic Doors ¦ Emergency and Panic Escape Doors | 1 | Urgent | B | 11 | 2035 | 5 | 1 | 2.2 | 2356 | 23405
Fabric ¦ Superstructure ¦ Windows and External Doors ¦ External Doors ¦ Manual and Automatic Doors ¦ Emergency and Panic Escape Doors | 1 | Urgent | B | 11 | 2035 | 5 | 1 | 2.2 | 2357 | 23406
Electrical ¦ Lighting ¦ External ¦ General - Non-LED | 1 | Medium | B | 1 | 2025 | 5 | 3 | 3.2 | 21095 | 6546
Electrical ¦ Specialist Lighting ¦ Internal ¦ Illuminated Fire Exit Signage | 1 | Urgent | B | 8 | 2032 | 5 | 1 | 2.2 | 2358 | 20295
Electrical ¦ LV Distribution ¦ Distribution Board ¦ Sub | 1 | High | B | 6 | 2030 | 5 | 2 | 2.7 | 12099 | 17412
Fabric ¦ Superstructure ¦ Windows and External Doors ¦ External Doors ¦ Manual and Automatic Doors ¦ Emergency and Panic Escape Doors | 1 | Urgent | B | 1 | 2025 | 5 | 1 | 2.2 | 2359 | 1038
Transport ¦ Lifts ¦ Disabled Lift ¦ Electric | 1 | High | B | 1 | 2025 | 5 | 2 | 2.7 | 12100 | 3031
Electrical ¦ Lighting ¦ Internal ¦ General ¦ LED Fittings & Luminaires | 23 | Medium | A | 19 | 2043 | 6 | 3 | 3.5 | 32456 | 31383
Electrical ¦ Lighting ¦ Internal ¦ General ¦ LED Fittings & Luminaires | 43 | Medium | B | 16 | 2040 | 5 | 3 | 3.2 | 21096 | 29359
HVAC ¦ Central Heating (Internally Sourced) ¦ Burner ¦ Gas/Oil Burner-Dual fuel | 1 | Medium | B | 1 | 2025 | 5 | 3 | 3.2 | 21097 | 6547
HVAC ¦ Fan ¦ Central Heating & Cooling ¦ Ventilating - General | 1 | Medium | B | 1 | 2025 | 5 | 3 | 3.2 | 21098 | 6548
Fabric ¦ Superstructure ¦ Windows and External Doors ¦ External Windows ¦ Roller Shutters ¦ External Window Shutters ¦ Manual | 1 | Medium | B | 1 | 2025 | 5 | 3 | 3.2 | 21099 | 6549
Electrical ¦ Lighting ¦ Internal ¦ Emergency ¦ Self Contained ¦ LED | 3 | Urgent | B | 11 | 2035 | 5 | 1 | 2.2 | 2360 | 23407
Electrical ¦ LV Distribution ¦ Distribution Board ¦ Sub | 1 | High | B | 1 | 2025 | 5 | 2 | 2.7 | 12101 | 3032
Fabric ¦ Superstructure ¦ Windows and External Doors ¦ Roller Shutters ¦ Manual Roller Shutter | 1 | High | B | 1 | 2025 | 5 | 2 | 2.7 | 12102 | 3033
Fabric ¦ Superstructure ¦ Windows and External Doors ¦ Roller Shutters ¦ Electric Roller Shutter | 1 | High | B | 22 | 2046 | 5 | 2 | 2.7 | 12103 | 33018
Controls ¦ Multi-System Controls ¦ Control Panel - Electrical Services (excluding Electrical Controllers and Pneumatic Relays) | 1 | Medium | B | 1 | 2025 | 5 | 3 | 3.2 | 21100 | 6550
Fabric ¦ Superstructure ¦ Windows and External Doors ¦ External Windows ¦ Roller Shutters ¦ External Window Shutters ¦ Manual | 1 | Medium | B | 1 | 2025 | 5 | 3 | 3.2 | 21101 | 6551
Fabric ¦ Superstructure ¦ Windows and External Doors ¦ Roller Shutters ¦ Manual Roller Shutter | 1 | High | B | 1 | 2025 | 5 | 2 | 2.7 | 12104 | 3034
Fabric ¦ Superstructure ¦ Windows and External Doors ¦ External Doors ¦ Manual and Automatic Doors ¦ Emergency and Panic Escape Doors | 1 | Urgent | B | 14 | 2038 | 5 | 1 | 2.2 | 2361 | 27336
Fire ¦ Fire Detection ¦ Fire Alarm System | 1 | Urgent | B | 10 | 2034 | 5 | 1 | 2.2 | 2362 | 21989
HVAC ¦ Heat Emitters - Local ¦ Electric Heaters | 1 | Medium | B | 1 | 2025 | 5 | 3 | 3.2 | 21102 | 6552
HVAC ¦ Local Air Conditioning ¦ Single-Split Condenser - Split Systems/Heat Pumps - Air-cooled with Direct Expansion Evaporator (DX) | 1 | Medium | B | 1 | 2025 | 5 | 3 | 3.2 | 21103 | 6553
Electrical ¦ LV Distribution ¦ Distribution Board ¦ Sub | 1 | High | B | 3 | 2027 | 5 | 2 | 2.7 | 12105 | 13334
HVAC ¦ Fan ¦ Local and Special Ventilation ¦ Fans Window or Wall Mounted | 1 | Medium | B | 1 | 2025 | 5 | 3 | 3.2 | 21104 | 6554
HVAC ¦ Fan ¦ Central Heating ¦ Axial | 1 | High | B | 1 | 2025 | 5 | 2 | 2.7 | 12106 | 3035
Electrical ¦ Lighting ¦ Internal ¦ Emergency ¦ Self Contained ¦ LED | 1 | Urgent | B | 11 | 2035 | 5 | 1 | 2.2 | 2363 | 23408
Electrical ¦ LV Distribution ¦ Distribution Board ¦ Main | 1 | High | B | 6 | 2030 | 5 | 2 | 2.7 | 12107 | 17413
Fabric ¦ Superstructure ¦ Windows and External Doors ¦ External Doors ¦ Manual and Automatic Doors ¦ Emergency and Panic Escape Doors | 1 | Urgent | B | 21 | 2045 | 5 | 1 | 2.2 | 2364 | 31815
Fabric ¦ Superstructure ¦ Windows and External Doors ¦ Roller Shutters ¦ Manual Roller Shutter | 1 | High | B | 11 | 2035 | 5 | 2 | 2.7 | 12108 | 24171
Electrical ¦ LV Distribution ¦ Distribution Board ¦ Sub | 1 | High | B | 1 | 2025 | 5 | 2 | 2.7 | 12109 | 3036
Fabric ¦ Superstructure ¦ Windows and External Doors ¦ External Doors ¦ Manual and Automatic Doors ¦ Auto / Powered Sliding Doors | 1 | High | B | 14 | 2038 | 5 | 2 | 2.7 | 12110 | 27437
Fabric ¦ Superstructure ¦ Windows and External Doors ¦ Roller Shutters ¦ Electric Roller Shutter | 1 | High | C | 1 | 2025 | 4 | 2 | 2.4 | 10448 | 2338
HVAC ¦ Fan ¦ Central Cooling ¦ Axial | 1 | Medium | B | 1 | 2025 | 5 | 3 | 3.2 | 21105 | 6555
Fabric ¦ Superstructure ¦ Windows and External Doors ¦ Roller Shutters ¦ Manual Roller Shutter | 1 | High | B | 1 | 2025 | 5 | 2 | 2.7 | 12111 | 3037
Electrical ¦ Lighting ¦ Internal ¦ General ¦ LED Fittings & Luminaires | 4 | Medium | B | 12 | 2036 | 5 | 3 | 3.2 | 21106 | 26360
Electrical ¦ Specialist Lighting ¦ Internal ¦ Illuminated Fire Exit Signage | 1 | Urgent | B | 10 | 2034 | 5 | 1 | 2.2 | 2365 | 21990
Electrical ¦ Lighting ¦ Internal ¦ General | 1 | Medium | B | 1 | 2025 | 5 | 3 | 3.2 | 21107 | 6556
HVAC ¦ Heat Emitters - Local ¦ Gas Fired Radiant Heaters | 1 | Medium | B | 1 | 2025 | 5 | 3 | 3.2 | 21108 | 6557
Fabric ¦ Superstructure ¦ Windows and External Doors ¦ Roller Shutters ¦ Electric Roller Shutter | 1 | High | B | 1 | 2025 | 5 | 2 | 2.7 | 12112 | 3038
HVAC ¦ Fan ¦ Central Cooling ¦ Axial | 1 | Medium | B | 1 | 2025 | 5 | 3 | 3.2 | 21109 | 6558
HVAC ¦ Ductwork ¦ Ductwork, Fittings and Ancillaries ¦ Central Ventilation Systems ¦ Fire Dampers ¦ Automatic | 1 | Urgent | B | 1 | 2025 | 5 | 1 | 2.2 | 2366 | 1039
Fabric ¦ Superstructure ¦ Windows and External Doors ¦ Roller Shutters ¦ Electric Roller Shutter | 1 | High | B | 1 | 2025 | 5 | 2 | 2.7 | 12113 | 3039
Water ¦ Local Hot Water ¦ Package Electric Water Heaters - Non-Drinking Water | 1 | Medium | B | 2 | 2026 | 5 | 3 | 3.2 | 21110 | 13023
Fabric ¦ Superstructure ¦ Windows and External Doors ¦ External Doors ¦ Manual and Automatic Doors ¦ High Security Door | 1 | High | B | 11 | 2035 | 5 | 2 | 2.7 | 12114 | 24172
HVAC ¦ Ductwork ¦ Ductwork, Fittings and Ancillaries ¦ Central Ventilation Systems ¦ Fire Dampers ¦ Fusible Link | 1 | Urgent | B | 1 | 2025 | 5 | 1 | 2.2 | 2367 | 1040
Electrical ¦ Lighting ¦ Internal ¦ General ¦ LED Fittings & Luminaires | 19 | Medium | B | 16 | 2040 | 5 | 3 | 3.2 | 21111 | 29360
HVAC ¦ Heat Emitters - Local ¦ Electric Heaters | 1 | Medium | B | 4 | 2028 | 5 | 3 | 3.2 | 21112 | 14049
HVAC ¦ Fan ¦ Central Ventilation Systems ¦ Axial | 1 | Medium | B | 1 | 2025 | 5 | 3 | 3.2 | 21113 | 6559
Fabric ¦ Superstructure ¦ Windows and External Doors ¦ External Doors ¦ Manual and Automatic Doors ¦ Emergency and Panic Escape Doors | 1 | Urgent | B | 11 | 2035 | 5 | 1 | 2.2 | 2368 | 23409
Electrical ¦ Lighting ¦ Internal ¦ General ¦ LED Fittings & Luminaires | 35 | Medium | B | 12 | 2036 | 5 | 3 | 3.2 | 21114 | 26361
Electrical ¦ Lighting ¦ Internal ¦ Emergency ¦ Self Contained ¦ LED | 7 | Urgent | B | 21 | 2045 | 5 | 1 | 2.2 | 2369 | 31816
Electrical ¦ Lighting ¦ Internal ¦ General | 1 | Medium | B | 1 | 2025 | 5 | 3 | 3.2 | 21115 | 6560
Electrical ¦ Lighting ¦ Internal ¦ General ¦ LED Fittings & Luminaires | 9 | Medium | B | 16 | 2040 | 5 | 3 | 3.2 | 21116 | 29361
Electrical ¦ Lighting ¦ Internal ¦ General ¦ LED Fittings & Luminaires | 6 | Medium | B | 12 | 2036 | 5 | 3 | 3.2 | 21117 | 26362
Electrical ¦ Lighting ¦ Internal ¦ Emergency ¦ Self Contained ¦ LED | 1 | Urgent | B | 11 | 2035 | 5 | 1 | 2.2 | 2370 | 23410
HVAC ¦ Fan ¦ Local and Special Ventilation ¦ Fans Window or Wall Mounted | 1 | Medium | B | 1 | 2025 | 5 | 3 | 3.2 | 21118 | 6561
HVAC ¦ Fan ¦ Local and Special Ventilation ¦ Axial | 1 | Medium | C | 1 | 2025 | 4 | 3 | 2.9 | 18446 | 5403
Electrical ¦ Lighting ¦ Internal ¦ General ¦ LED Fittings & Luminaires | 7 | Medium | B | 12 | 2036 | 5 | 3 | 3.2 | 21119 | 26363
Fabric ¦ Superstructure ¦ Windows and External Doors ¦ Roller Shutters ¦ Electric Roller Shutter | 1 | High | B | 11 | 2035 | 5 | 2 | 2.7 | 12115 | 24173
HVAC ¦ Heat Emitters - Local ¦ Electric Overdoor Air Curtain/Heater | 1 | Medium | B | 1 | 2025 | 5 | 3 | 3.2 | 21120 | 6562
Fabric ¦ Superstructure ¦ Windows and External Doors ¦ External Doors ¦ Manual and Automatic Doors ¦ Emergency and Panic Escape Doors | 1 | Urgent | B | 9 | 2033 | 5 | 1 | 2.2 | 2371 | 21232
Fire ¦ Fire Fighting ¦ Fire Extinguishers ¦ CO2 | 4 | Urgent | B | 8 | 2032 | 5 | 1 | 2.2 | 2372 | 20296
HVAC ¦ Heat Emitters - Central ¦ Radiators ¦ Steel | 1 | Medium | B | 1 | 2025 | 5 | 3 | 3.2 | 21121 | 6563
Electrical ¦ LV Distribution ¦ Distribution Board ¦ Sub | 1 | High | B | 6 | 2030 | 5 | 2 | 2.7 | 12116 | 17414
Electrical ¦ LV Distribution ¦ Distribution Board ¦ Main | 1 | High | B | 9 | 2033 | 5 | 2 | 2.7 | 12117 | 21567
HVAC ¦ Fan ¦ Local and Special Ventilation ¦ Fans Window or Wall Mounted | 1 | Medium | B | 1 | 2025 | 5 | 3 | 3.2 | 21122 | 6564
HVAC ¦ Local and Special Ventilation ¦ Unit extract fans. | 1 | Medium | B | 1 | 2025 | 5 | 3 | 3.2 | 21123 | 6565
Fabric ¦ Superstructure ¦ Windows and External Doors ¦ Roller Shutters ¦ Electric Roller Shutter | 1 | High | B | 1 | 2025 | 5 | 2 | 2.7 | 12118 | 3040
Fabric ¦ Superstructure ¦ Windows and External Doors ¦ External Doors ¦ Manual and Automatic Doors ¦ Emergency and Panic Escape Doors | 1 | Urgent | B | 24 | 2048 | 5 | 1 | 2.2 | 2373 | 33234
Controls ¦ Multi-System Controls ¦ Control Panel - Electrical Services (excluding Electrical Controllers and Pneumatic Relays) | 1 | Medium | B | 8 | 2032 | 5 | 3 | 3.2 | 21124 | 20860
Electrical ¦ Lighting ¦ Internal ¦ Emergency ¦ Self Contained ¦ LED | 2 | Urgent | B | 11 | 2035 | 5 | 1 | 2.2 | 2374 | 23411
Transport ¦ Lifts ¦ Passenger Lift electric ¦ Electric | 1 | Medium | B | 1 | 2025 | 5 | 3 | 3.2 | 21125 | 6566
HVAC ¦ Fan ¦ Central Ventilation Systems ¦ Axial | 1 | Medium | B | 1 | 2025 | 5 | 3 | 3.2 | 21126 | 6567
HVAC ¦ Local Air Conditioning ¦ Single-Split Evaporator - Split Systems/Heat Pumps - Air-cooled with Direct Expansion Evaporator (DX) | 1 | Medium | B | 5 | 2029 | 5 | 3 | 3.2 | 21127 | 14854
Electrical ¦ Lighting ¦ Internal ¦ Emergency ¦ Self Contained ¦ LED | 2 | Urgent | B | 20 | 2044 | 5 | 1 | 2.2 | 2375 | 31413
HVAC ¦ Heat Emitters - Central ¦ Unit Heaters | 1 | Medium | B | 1 | 2025 | 5 | 3 | 3.2 | 21128 | 6568
Electrical ¦ Lighting ¦ Internal ¦ Emergency ¦ Self Contained ¦ Non LED | 2 | Urgent | B | 3 | 2027 | 5 | 1 | 2.2 | 2376 | 13277
Electrical ¦ Lighting ¦ Internal ¦ General ¦ LED Fittings & Luminaires | 62 | Medium | B | 12 | 2036 | 5 | 3 | 3.2 | 21129 | 26364
Fire ¦ Fire Fighting ¦ Fire Extinguishers ¦ Foam | 2 | Urgent | B | 9 | 2033 | 5 | 1 | 2.2 | 2377 | 21233
HVAC ¦ Local Air Conditioning ¦ Single-Split Condenser - Split Systems/Heat Pumps - Air-cooled with Direct Expansion Evaporator (DX) | 1 | Medium | B | 6 | 2030 | 5 | 3 | 3.2 | 21130 | 18461
Fabric ¦ Superstructure ¦ Windows and External Doors ¦ Roller Shutters ¦ Manual Roller Shutter | 1 | High | B | 1 | 2025 | 5 | 2 | 2.7 | 12119 | 3041
Fire ¦ Fire Fighting ¦ Fire Extinguishers ¦ Foam | 2 | Urgent | B | 1 | 2025 | 5 | 1 | 2.2 | 2378 | 1041
Fire ¦ Fire Detection ¦ Fire Alarm System | 1 | Urgent | B | 1 | 2025 | 5 | 1 | 2.2 | 2379 | 1042
Fire ¦ Fire Fighting ¦ Fire Extinguishers ¦ CO2 | 5 | Urgent | B | 6 | 2030 | 5 | 1 | 2.2 | 2380 | 15920
HVAC ¦ Fan ¦ Local and Special Ventilation ¦ Fans Window or Wall Mounted | 1 | Medium | CX | 1 | 2025 | 2 | 3 | 2.3 | 10061 | 2029
Electrical ¦ LV Distribution ¦ Distribution Board ¦ Sub | 1 | High | B | 1 | 2025 | 5 | 2 | 2.7 | 12120 | 3042
HVAC ¦ Heat Emitters - Local ¦ Electric Heaters | 5 | Medium | B | 6 | 2030 | 5 | 3 | 3.2 | 21131 | 18462
HVAC ¦ Fan ¦ Local and Special Ventilation ¦ Fans Window or Wall Mounted | 1 | Medium | B | 1 | 2025 | 5 | 3 | 3.2 | 21132 | 6569
Electrical ¦ Lighting ¦ Internal ¦ Emergency ¦ Self Contained ¦ LED | 1 | Urgent | B | 21 | 2045 | 5 | 1 | 2.2 | 2381 | 31817
Fire ¦ Fire Fighting ¦ Fire Extinguishers ¦ Foam | 1 | Urgent | B | 6 | 2030 | 5 | 1 | 2.2 | 2382 | 15921
Electrical ¦ LV Distribution ¦ Distribution Board ¦ Main | 1 | High | B | 1 | 2025 | 5 | 2 | 2.7 | 12121 | 3043
Electrical ¦ Specialist Lighting ¦ Internal ¦ Illuminated Fire Exit Signage | 1 | Urgent | B | 12 | 2036 | 5 | 1 | 2.2 | 2383 | 25957
Electrical ¦ Lighting ¦ Internal ¦ Emergency ¦ Self Contained ¦ LED | 1 | Urgent | B | 20 | 2044 | 5 | 1 | 2.2 | 2384 | 31414
Fire ¦ Fire Fighting ¦ Fire Extinguishers ¦ Foam | 7 | Urgent | B | 6 | 2030 | 5 | 1 | 2.2 | 2385 | 15922
Electrical ¦ Lighting ¦ External ¦ General - Non-LED | 3 | Medium | B | 1 | 2025 | 5 | 3 | 3.2 | 21133 | 6570
Electrical ¦ Lighting ¦ Internal ¦ General | 1 | Medium | B | 1 | 2025 | 5 | 3 | 3.2 | 21134 | 6571
Electrical ¦ LV Distribution ¦ Distribution Board ¦ Sub | 1 | High | B | 1 | 2025 | 5 | 2 | 2.7 | 12122 | 3044
Electrical ¦ LV Distribution ¦ Distribution Board ¦ Main | 1 | High | B | 1 | 2025 | 5 | 2 | 2.7 | 12123 | 3045
Electrical ¦ LV Distribution ¦ Distribution Board ¦ Sub | 1 | High | B | 1 | 2025 | 5 | 2 | 2.7 | 12124 | 3046
Fabric ¦ Superstructure ¦ Windows and External Doors ¦ External Doors ¦ Manual and Automatic Doors ¦ Auto / Powered Sliding Doors | 1 | High | B | 21 | 2045 | 5 | 2 | 2.7 | 12125 | 32561
HVAC ¦ Central Heating (Internally Sourced) ¦ Heat Exchangers ¦ Heat Reclaim Unit (Lossnay Type) | 1 | Medium | B | 16 | 2040 | 5 | 3 | 3.2 | 21135 | 29362
HVAC ¦ Heat Emitters - Central ¦ Radiators ¦ Steel | 1 | Medium | B | 6 | 2030 | 5 | 3 | 3.2 | 21136 | 18463
HVAC ¦ Heat Emitters - Local ¦ Gas Fired Unit Heaters | 1 | Medium | B | 3 | 2027 | 5 | 3 | 3.2 | 21137 | 13453
Water ¦ Local Hot Water ¦ Instantaneous Electric Water Heater - Non-Drinking Water | 1 | Medium | B | 7 | 2031 | 5 | 3 | 3.2 | 21138 | 19792
HVAC ¦ Central Heating (Internally Sourced) ¦ Boiler ¦ Combination Atmospheric Burner Gas Boiler | 1 | High | B | 1 | 2025 | 5 | 2 | 2.7 | 12126 | 3047
HVAC ¦ Heat Emitters - Local ¦ Electric Heaters | 1 | Medium | B | 1 | 2025 | 5 | 3 | 3.2 | 21139 | 6572
Electrical ¦ Lighting ¦ Internal ¦ Emergency ¦ Self Contained ¦ LED | 18 | Urgent | B | 21 | 2045 | 5 | 1 | 2.2 | 2386 | 31818
Electrical ¦ Lighting ¦ Internal ¦ Emergency ¦ Self Contained ¦ LED | 12 | Urgent | B | 15 | 2039 | 5 | 1 | 2.2 | 2387 | 27759
Fabric ¦ Superstructure ¦ Windows and External Doors ¦ External Doors ¦ Manual and Automatic Doors ¦ Emergency and Panic Escape Doors | 1 | Urgent | D | 11 | 2035 | 3 | 1 | 1.6 | 426 | 23242
Electrical ¦ LV Distribution ¦ Distribution Board ¦ Sub | 1 | High | B | 1 | 2025 | 5 | 2 | 2.7 | 12127 | 3048
Fabric ¦ Superstructure ¦ Windows and External Doors ¦ External Doors ¦ Manual and Automatic Doors ¦ High Security Door | 1 | High | B | 1 | 2025 | 5 | 2 | 2.7 | 12128 | 3049
Controls ¦ Multi-System Controls ¦ Instrument Control Panel | 1 | Medium | B | 16 | 2040 | 5 | 3 | 3.2 | 21140 | 29363
Electrical ¦ Lighting ¦ Internal ¦ General ¦ LED Fittings & Luminaires | 1 | Medium | B | 16 | 2040 | 5 | 3 | 3.2 | 21141 | 29364
Electrical ¦ Lighting ¦ Internal ¦ General ¦ LED Fittings & Luminaires | 64 | Medium | B | 16 | 2040 | 5 | 3 | 3.2 | 21142 | 29365
Electrical ¦ Lighting ¦ Internal ¦ General ¦ LED Fittings & Luminaires | 8 | Medium | B | 12 | 2036 | 5 | 3 | 3.2 | 21143 | 26365
Electrical ¦ Lighting ¦ Internal ¦ Emergency ¦ Self Contained ¦ Non LED | 4 | Urgent | B | 1 | 2025 | 5 | 1 | 2.2 | 2388 | 1043
Electrical ¦ LV Distribution ¦ Distribution Board ¦ Sub | 1 | High | B | 18 | 2042 | 5 | 2 | 2.7 | 12129 | 30775
Electrical ¦ LV Distribution ¦ Distribution Board ¦ Sub | 1 | High | B | 10 | 2034 | 5 | 2 | 2.7 | 12130 | 22269
HVAC ¦ Central Heating (Internally Sourced) ¦ Boiler ¦ Atmospheric Gas Burner/Condensing Combination Boiler | 1 | Medium | B | 8 | 2032 | 5 | 3 | 3.2 | 21144 | 20861
HVAC ¦ Fan ¦ Local and Special Ventilation ¦ Fans Window or Wall Mounted | 1 | Medium | B | 1 | 2025 | 5 | 3 | 3.2 | 21145 | 6573
Fabric ¦ Superstructure ¦ Windows and External Doors ¦ Roller Shutters ¦ Manual Roller Shutter | 1 | High | B | 1 | 2025 | 5 | 2 | 2.7 | 12131 | 3050
Fire ¦ Fire Fighting ¦ Fire Extinguishers ¦ CO2 | 2 | Urgent | B | 2 | 2026 | 5 | 1 | 2.2 | 2389 | 12488
Fabric ¦ Superstructure ¦ Internal Doors ¦ Roller Shutters ¦ Electric Roller Shutter | 1 | Medium | B | 20 | 2044 | 5 | 3 | 3.2 | 21146 | 31669
Fabric ¦ Barriers and Guardrails ¦ Fixed Edge Protection | 1 | High | B | 1 | 2025 | 5 | 2 | 2.7 | 12132 | 3051
Controls ¦ Building Management System (BMS) ¦ BMS Control Panel | 1 | High | B | 6 | 2030 | 5 | 2 | 2.7 | 12133 | 17415
HVAC ¦ Heat Emitters - Local ¦ Electric Heaters | 2 | Medium | B | 1 | 2025 | 5 | 3 | 3.2 | 21147 | 6574
HVAC ¦ Local Air Conditioning ¦ Single-Split Evaporator - Split Systems/Heat Pumps - Air-cooled with Direct Expansion Evaporator (DX) | 1 | Medium | B | 5 | 2029 | 5 | 3 | 3.2 | 21148 | 14855
Fabric ¦ Superstructure ¦ Windows and External Doors ¦ Roller Shutters ¦ Manual Roller Shutter | 1 | High | C | 13 | 2037 | 4 | 2 | 2.4 | 10449 | 26909
HVAC ¦ Fan ¦ Central Air Conditioning ¦ Ventilating - General | 1 | Medium | B | 11 | 2035 | 5 | 3 | 3.2 | 21149 | 24987
Fire ¦ Fire Detection ¦ Fire Alarm Panel / Repeater | 1 | Urgent | B | 10 | 2034 | 5 | 1 | 2.2 | 2390 | 21991
Electrical ¦ Lighting ¦ External ¦ General - LED | 2 | Medium | B | 12 | 2036 | 5 | 3 | 3.2 | 21150 | 26366
Fire ¦ Fire Fighting ¦ Fire Extinguishers ¦ Powder | 5 | Urgent | B | 9 | 2033 | 5 | 1 | 2.2 | 2391 | 21234
HVAC ¦ Local and Special Ventilation ¦ Unit extract fans. | 1 | Medium | B | 5 | 2029 | 5 | 3 | 3.2 | 21151 | 14856
Fabric ¦ Superstructure ¦ Windows and External Doors ¦ Roller Shutters ¦ Electric Roller Shutter | 1 | High | B | 1 | 2025 | 5 | 2 | 2.7 | 12134 | 3052
Electrical ¦ Lighting ¦ Internal ¦ Emergency ¦ Self Contained ¦ LED | 3 | Urgent | B | 11 | 2035 | 5 | 1 | 2.2 | 2392 | 23412
Electrical ¦ Specialist Lighting ¦ Internal ¦ Illuminated Fire Exit Signage | 1 | Urgent | B | 17 | 2041 | 5 | 1 | 2.2 | 2393 | 30021
Fire ¦ Fire Fighting ¦ Fire Extinguishers ¦ Foam | 1 | Urgent | B | 9 | 2033 | 5 | 1 | 2.2 | 2394 | 21235
HVAC ¦ Heat Emitters - Local ¦ Gas Fired Radiant Heaters | 1 | Medium | B | 1 | 2025 | 5 | 3 | 3.2 | 21152 | 6575
Electrical ¦ Specialist Lighting ¦ Internal ¦ Illuminated Fire Exit Signage | 3 | Urgent | B | 10 | 2034 | 5 | 1 | 2.2 | 2395 | 21992
Electrical ¦ Lighting ¦ Internal ¦ Emergency ¦ Self Contained ¦ LED | 2 | Urgent | B | 20 | 2044 | 5 | 1 | 2.2 | 2396 | 31415
Electrical ¦ Lighting ¦ Internal ¦ Emergency ¦ Self Contained ¦ Non LED | 5 | Urgent | B | 11 | 2035 | 5 | 1 | 2.2 | 2397 | 23413
Fire ¦ Fire Fighting ¦ Fire Extinguishers ¦ CO2 | 4 | Urgent | B | 7 | 2031 | 5 | 1 | 2.2 | 2398 | 19196
HVAC ¦ Heat Emitters - Local ¦ Gas Fired Natural and Fan Assisted Heaters | 1 | Medium | B | 5 | 2029 | 5 | 3 | 3.2 | 21153 | 14857
HVAC ¦ Fan ¦ Local and Special Ventilation ¦ Fans Window or Wall Mounted | 1 | Medium | CX | 1 | 2025 | 2 | 3 | 2.3 | 10062 | 2030
HVAC ¦ Fan ¦ Central Cooling ¦ Axial | 1 | Medium | B | 1 | 2025 | 5 | 3 | 3.2 | 21154 | 6576
Fire ¦ Fire Detection ¦ Fire Alarm Panel / Repeater (Vesda) | 1 | Urgent | B | 12 | 2036 | 5 | 1 | 2.2 | 2399 | 25958
Electrical ¦ Specialist Lighting ¦ Internal ¦ Illuminated Fire Exit Signage | 1 | Urgent | B | 1 | 2025 | 5 | 1 | 2.2 | 2400 | 1044
HVAC ¦ Central Air Conditioning ¦ Air Conditioning ¦ Multi-Split Condenser - Split Systems/Heat Pumps - Air-cooled with Direct Expansion Evaporator (DX) | 1 | Medium | B | 1 | 2025 | 5 | 3 | 3.2 | 21155 | 6577
Fabric ¦ Superstructure ¦ Windows and External Doors ¦ External Doors ¦ Manual and Automatic Doors ¦ Emergency and Panic Escape Doors | 1 | Urgent | B | 31 | 2055 | 5 | 1 | 2.2 | 2401 | 33734
Electrical ¦ Specialist Lighting ¦ Internal ¦ Illuminated Fire Exit Signage | 6 | Urgent | B | 16 | 2040 | 5 | 1 | 2.2 | 2402 | 28655
Security ¦ Access ¦ Access Control ¦ Door ¦ Local Lock / Keypad / Manual | 1 | Medium | A | 15 | 2039 | 6 | 3 | 3.5 | 32457 | 28560
Electrical ¦ LV Distribution ¦ Distribution Board ¦ Sub | 1 | High | B | 9 | 2033 | 5 | 2 | 2.7 | 12135 | 21568
Fabric ¦ Superstructure ¦ Windows and External Doors ¦ Roller Shutters ¦ Electric Roller Shutter | 1 | High | B | 11 | 2035 | 5 | 2 | 2.7 | 12136 | 24174
Fuel ¦ Distribution Systems ¦ External Storage ¦ Pumps ¦ Fuel Transfer Pump - Diesel | 1 | Medium | B | 7 | 2031 | 5 | 3 | 3.2 | 21156 | 19793
HVAC ¦ Ductwork ¦ Ductwork, Fittings and Ancillaries ¦ Central Ventilation Systems ¦ Fire Dampers ¦ Fusible Link | 1 | Urgent | B | 1 | 2025 | 5 | 1 | 2.2 | 2403 | 1045
Fire ¦ Fire Fighting ¦ Fire Extinguishers ¦ Foam - P50 | 1 | Urgent | B | 9 | 2033 | 5 | 1 | 2.2 | 2404 | 21236
Fabric ¦ Superstructure ¦ Windows and External Doors ¦ External Doors ¦ Manual and Automatic Doors ¦ Emergency and Panic Escape Doors | 1 | Urgent | B | 16 | 2040 | 5 | 1 | 2.2 | 2405 | 28656
Fabric ¦ Superstructure ¦ Windows and External Doors ¦ Roller Shutters ¦ Manual Roller Shutter | 1 | High | B | 11 | 2035 | 5 | 2 | 2.7 | 12137 | 24175
Fire ¦ Fire Fighting ¦ Fire Extinguishers ¦ CO2 | 2 | Urgent | B | 8 | 2032 | 5 | 1 | 2.2 | 2406 | 20297
HVAC ¦ Local Air Conditioning ¦ Single-Split Condenser - Split Systems/Heat Pumps - Air-cooled with Direct Expansion Evaporator (DX) | 1 | Medium | B | 1 | 2025 | 5 | 3 | 3.2 | 21157 | 6578
Electrical ¦ Lighting ¦ External ¦ General - LED | 3 | Medium | B | 11 | 2035 | 5 | 3 | 3.2 | 21158 | 24988
Electrical ¦ Lighting ¦ Internal ¦ Emergency ¦ Self Contained ¦ Non LED | 2 | Urgent | B | 1 | 2025 | 5 | 1 | 2.2 | 2407 | 1046
Electrical ¦ LV Distribution ¦ Distribution Board ¦ Main | 1 | High | B | 12 | 2036 | 5 | 2 | 2.7 | 12138 | 26145
Controls ¦ Building Management System (BMS) ¦ BMS Control Panel | 1 | High | B | 3 | 2027 | 5 | 2 | 2.7 | 12139 | 13335
Electrical ¦ Lighting ¦ Internal ¦ General ¦ LED Fittings & Luminaires | 7 | Medium | B | 16 | 2040 | 5 | 3 | 3.2 | 21159 | 29366
Fabric ¦ Superstructure ¦ Windows and External Doors ¦ External Doors ¦ Manual and Automatic Doors ¦ Emergency and Panic Escape Doors | 1 | Urgent | C | 10 | 2034 | 4 | 1 | 1.9 | 606 | 21946
Fabric ¦ Superstructure ¦ Windows and External Doors ¦ Roller Shutters ¦ Manual Roller Shutter | 1 | High | B | 1 | 2025 | 5 | 2 | 2.7 | 12140 | 3053
HVAC ¦ Local Air Conditioning ¦ Single-Split Condenser - Split Systems/Heat Pumps - Air-cooled with Direct Expansion Evaporator (DX) | 1 | Medium | B | 5 | 2029 | 5 | 3 | 3.2 | 21160 | 14858
Electrical ¦ LV Distribution ¦ Distribution Board ¦ Sub | 1 | High | C | 1 | 2025 | 4 | 2 | 2.4 | 10450 | 2339
Electrical ¦ LV Distribution ¦ Distribution Board ¦ Sub | 1 | High | B | 12 | 2036 | 5 | 2 | 2.7 | 12141 | 26146
Fire ¦ Fire Detection ¦ Fire Alarm System | 1 | Urgent | B | 1 | 2025 | 5 | 1 | 2.2 | 2408 | 1047
HVAC ¦ Local and Special Ventilation ¦ Unit extract fans. | 1 | Medium | B | 1 | 2025 | 5 | 3 | 3.2 | 21161 | 6579
HVAC ¦ Central Heating (Internally Sourced) ¦ Boiler ¦ Atmospheric Gas Burner Boiler - Small and/or Wall Hung for Domestic Installation | 1 | Medium | CX | 5 | 2029 | 2 | 3 | 2.3 | 10063 | 14527
Electrical ¦ LV Distribution ¦ Distribution Board ¦ Sub | 1 | High | B | 16 | 2040 | 5 | 2 | 2.7 | 12142 | 29107
Fire ¦ Fire Detection ¦ Fire Alarm Panel / Repeater | 1 | Urgent | B | 10 | 2034 | 5 | 1 | 2.2 | 2409 | 21993
Water ¦ Local Hot Water ¦ Package Electric Water Heaters - Non-Drinking Water | 1 | Medium | B | 8 | 2032 | 5 | 3 | 3.2 | 21162 | 20862
Fabric ¦ Superstructure ¦ Windows and External Doors ¦ Roller Shutters ¦ Manual Roller Shutter | 1 | High | B | 1 | 2025 | 5 | 2 | 2.7 | 12143 | 3054
Electrical ¦ LV Distribution ¦ Distribution Board ¦ Main | 1 | High | B | 1 | 2025 | 5 | 2 | 2.7 | 12144 | 3055
Fabric ¦ Superstructure ¦ Windows and External Doors ¦ Roller Shutters ¦ Manual Roller Shutter | 1 | High | B | 1 | 2025 | 5 | 2 | 2.7 | 12145 | 3056
Fabric ¦ Superstructure ¦ Windows and External Doors ¦ External Doors ¦ Manual and Automatic Doors ¦ High Security Door | 1 | High | B | 34 | 2058 | 5 | 2 | 2.7 | 12146 | 33870
Electrical ¦ Specialist Lighting ¦ Internal ¦ Illuminated Fire Exit Signage | 4 | Urgent | B | 6 | 2030 | 5 | 1 | 2.2 | 2410 | 15923
Fabric ¦ Superstructure ¦ Windows and External Doors ¦ External Doors ¦ Entrance Doors | 1 | High | B | 26 | 2050 | 5 | 2 | 2.7 | 12147 | 33478
Fire ¦ Fire Detection ¦ Fire Alarm System | 1 | Urgent | B | 11 | 2035 | 5 | 1 | 2.2 | 2411 | 23414
HVAC ¦ Heat Emitters - Local ¦ Electric Heaters | 1 | Medium | B | 3 | 2027 | 5 | 3 | 3.2 | 21163 | 13454
Electrical ¦ Lighting ¦ Internal ¦ Emergency ¦ Self Contained ¦ LED | 10 | Urgent | B | 21 | 2045 | 5 | 1 | 2.2 | 2412 | 31819
Electrical ¦ Lighting ¦ Internal ¦ General | 6 | Medium | B | 1 | 2025 | 5 | 3 | 3.2 | 21164 | 6580
HVAC ¦ Central Air Conditioning ¦ Air Conditioning ¦ Multi-Split Evaporator - Split Systems/Heat Pumps - Air-cooled with Direct Expansion Evaporator (DX) | 1 | Medium | B | 8 | 2032 | 5 | 3 | 3.2 | 21165 | 20863
HVAC ¦ Fan ¦ Central Ventilation Systems ¦ Ventilating - General | 1 | Low | B | 1 | 2025 | 5 | 4 | 3.7 | 32754 | 11790
Electrical ¦ Lighting ¦ Internal ¦ General | 1 | Medium | DX | 1 | 2025 | 1 | 3 | 2 | 790 | 511
HVAC ¦ Central Air Conditioning ¦ Air Conditioning ¦ Multi-Split Condenser - Split Systems/Heat Pumps - Air-cooled with Direct Expansion Evaporator (DX) | 1 | Medium | B | 8 | 2032 | 5 | 3 | 3.2 | 21166 | 20864
Fabric ¦ Superstructure ¦ Internal Doors ¦ Roller Shutters ¦ Automatic Roller Shutter | 1 | High | B | 10 | 2034 | 5 | 2 | 2.7 | 12148 | 22270
Electrical ¦ Specialist Lighting ¦ Internal ¦ Illuminated Fire Exit Signage | 3 | Urgent | B | 10 | 2034 | 5 | 1 | 2.2 | 2413 | 21994
Fire ¦ Fire Fighting ¦ Fire Extinguishers ¦ CO2 | 2 | Urgent | B | 8 | 2032 | 5 | 1 | 2.2 | 2414 | 20298
Fabric ¦ Superstructure ¦ Windows and External Doors ¦ External Doors ¦ Manual and Automatic Doors ¦ Auto / Powered Sliding Doors | 1 | High | B | 26 | 2050 | 5 | 2 | 2.7 | 12149 | 33479
Fabric ¦ Superstructure ¦ Windows and External Doors ¦ Roller Shutters ¦ Manual Roller Shutter | 1 | High | B | 1 | 2025 | 5 | 2 | 2.7 | 12150 | 3057
Fire ¦ Fire Fighting ¦ Fire Extinguishers ¦ Powder | 1 | Urgent | B | 5 | 2029 | 5 | 1 | 2.2 | 2415 | 14321
Fire ¦ Fire Fighting ¦ Fire Extinguishers ¦ Powder | 1 | Urgent | B | 9 | 2033 | 5 | 1 | 2.2 | 2416 | 21237
Fire ¦ Fire Fighting ¦ Fire Extinguishers ¦ Foam | 6 | Urgent | B | 2 | 2026 | 5 | 1 | 2.2 | 2417 | 12489
Fabric ¦ Superstructure ¦ Internal Doors ¦ Roller Shutters ¦ Automatic Roller Shutter | 1 | High | B | 16 | 2040 | 5 | 2 | 2.7 | 12151 | 29108
Electrical ¦ Specialist Lighting ¦ Internal ¦ Illuminated Fire Exit Signage | 1 | Urgent | B | 15 | 2039 | 5 | 1 | 2.2 | 2418 | 27760
HVAC ¦ Heat Emitters - Local ¦ Electric Heaters | 1 | Medium | B | 3 | 2027 | 5 | 3 | 3.2 | 21167 | 13455
HVAC ¦ Heat Emitters - Local ¦ Electric Heaters | 1 | Medium | B | 1 | 2025 | 5 | 3 | 3.2 | 21168 | 6581
HVAC ¦ Local Air Conditioning ¦ Single-Split Evaporator - Split Systems/Heat Pumps - Air-cooled with Direct Expansion Evaporator (DX) | 1 | Medium | B | 5 | 2029 | 5 | 3 | 3.2 | 21169 | 14859
Fabric ¦ Superstructure ¦ Windows and External Doors ¦ Roller Shutters ¦ Manual Roller Shutter | 1 | High | B | 1 | 2025 | 5 | 2 | 2.7 | 12152 | 3058
Electrical ¦ Lighting ¦ Internal ¦ General | 2 | Medium | B | 1 | 2025 | 5 | 3 | 3.2 | 21170 | 6582
Electrical ¦ Lighting ¦ External ¦ General - LED | 1 | Medium | B | 11 | 2035 | 5 | 3 | 3.2 | 21171 | 24989
Fabric ¦ Superstructure ¦ Internal Doors ¦ Roller Shutters ¦ Electric Roller Shutter | 1 | Medium | B | 19 | 2043 | 5 | 3 | 3.2 | 21172 | 31347
Fabric ¦ Superstructure ¦ Windows and External Doors ¦ External Doors ¦ Manual and Automatic Doors ¦ Auto / Powered Sliding Doors | 1 | High | B | 11 | 2035 | 5 | 2 | 2.7 | 12153 | 24176
Fabric ¦ Superstructure ¦ Windows and External Doors ¦ External Doors ¦ Manual and Automatic Doors ¦ High Security Door | 1 | High | B | 20 | 2044 | 5 | 2 | 2.7 | 12154 | 31596
Fabric ¦ Superstructure ¦ Windows and External Doors ¦ External Doors ¦ Entrance Doors | 1 | High | B | 32 | 2056 | 5 | 2 | 2.7 | 12155 | 33825
Electrical ¦ Specialist Lighting ¦ Internal ¦ Illuminated Fire Exit Signage | 1 | Urgent | B | 4 | 2028 | 5 | 1 | 2.2 | 2419 | 13785
Fabric ¦ Superstructure ¦ Windows and External Doors ¦ External Doors ¦ Manual and Automatic Doors ¦ Emergency and Panic Escape Doors | 1 | Urgent | B | 6 | 2030 | 5 | 1 | 2.2 | 2420 | 15924
Fabric ¦ Superstructure ¦ Windows and External Doors ¦ External Doors ¦ Manual and Automatic Doors ¦ Emergency and Panic Escape Doors | 1 | Urgent | B | 21 | 2045 | 5 | 1 | 2.2 | 2421 | 31820
HVAC ¦ Heat Emitters - Local ¦ Electric Heaters | 3 | Medium | B | 1 | 2025 | 5 | 3 | 3.2 | 21173 | 6583
Electrical ¦ Lighting ¦ Internal ¦ Emergency ¦ Self Contained ¦ LED | 2 | Urgent | B | 21 | 2045 | 5 | 1 | 2.2 | 2422 | 31821
Electrical ¦ Lighting ¦ Internal ¦ General | 8 | Medium | B | 1 | 2025 | 5 | 3 | 3.2 | 21174 | 6584
Electrical ¦ Lighting ¦ Internal ¦ Emergency ¦ Self Contained ¦ Non LED | 2 | Urgent | B | 10 | 2034 | 5 | 1 | 2.2 | 2423 | 21995
Fire ¦ Fire Fighting ¦ Fire Extinguishers ¦ CO2 | 3 | Urgent | B | 7 | 2031 | 5 | 1 | 2.2 | 2424 | 19197
HVAC ¦ Heat Emitters - Local ¦ Electric Heaters | 2 | Medium | B | 1 | 2025 | 5 | 3 | 3.2 | 21175 | 6585
Fire ¦ Fire Fighting ¦ Fire Extinguishers ¦ Foam | 3 | Urgent | B | 6 | 2030 | 5 | 1 | 2.2 | 2425 | 15925
Electrical ¦ Specialist Lighting ¦ Internal ¦ Illuminated Fire Exit Signage | 1 | Urgent | B | 17 | 2041 | 5 | 1 | 2.2 | 2426 | 30022
Fire ¦ Fire Fighting ¦ Fire Blanket | 1 | Urgent | B | 4 | 2028 | 5 | 1 | 2.2 | 2427 | 13786
Fabric ¦ Superstructure ¦ Windows and External Doors ¦ External Doors ¦ Manual and Automatic Doors ¦ Auto / Powered Sliding Doors | 1 | High | B | 29 | 2053 | 5 | 2 | 2.7 | 12156 | 33647
Electrical ¦ LV Distribution ¦ Distribution Board ¦ Sub | 1 | High | D | 1 | 2025 | 3 | 2 | 2.1 | 1052 | 729
Fabric ¦ Superstructure ¦ Windows and External Doors ¦ Roller Shutters ¦ Electric Roller Shutter | 1 | High | B | 1 | 2025 | 5 | 2 | 2.7 | 12157 | 3059
Electrical ¦ Lighting ¦ Internal ¦ General | 48 | Medium | B | 15 | 2039 | 5 | 3 | 3.2 | 21176 | 28369
Electrical ¦ Lighting ¦ Internal ¦ General ¦ LED Fittings & Luminaires | 14 | Medium | B | 16 | 2040 | 5 | 3 | 3.2 | 21177 | 29367
HVAC ¦ Heat Emitters - Central ¦ Radiators ¦ Steel | 11 | Medium | B | 17 | 2041 | 5 | 3 | 3.2 | 21178 | 30403
Water ¦ Local Hot Water ¦ Instantaneous Electric Water Heater - Non-Drinking Water | 1 | Medium | B | 1 | 2025 | 5 | 3 | 3.2 | 21179 | 6586
Fire ¦ Fire Detection ¦ Fire Alarm Panel / Repeater | 1 | Urgent | B | 9 | 2033 | 5 | 1 | 2.2 | 2428 | 21238
Water ¦ Local Hot Water ¦ Instantaneous Electric Water Heater - Non-Drinking Water | 1 | Medium | B | 3 | 2027 | 5 | 3 | 3.2 | 21180 | 13456
Fire ¦ Fire Fighting ¦ Fire Extinguishers ¦ Foam | 2 | Urgent | B | 8 | 2032 | 5 | 1 | 2.2 | 2429 | 20299
HVAC ¦ Local Air Conditioning ¦ Single-Split Condenser - Split Systems/Heat Pumps - Air-cooled with Direct Expansion Evaporator (DX) | 1 | Medium | A | 13 | 2037 | 6 | 3 | 3.5 | 32458 | 27278
Electrical ¦ LV Distribution ¦ Distribution Board ¦ Sub | 1 | High | B | 13 | 2037 | 5 | 2 | 2.7 | 12158 | 26953
Electrical ¦ Specialist Lighting ¦ Internal ¦ Illuminated Fire Exit Signage | 3 | Urgent | B | 16 | 2040 | 5 | 1 | 2.2 | 2430 | 28657
HVAC ¦ Local Air Conditioning ¦ Single-Split Condenser - Split Systems/Heat Pumps - Air-cooled with Direct Expansion Evaporator (DX) | 1 | Medium | B | 13 | 2037 | 5 | 3 | 3.2 | 21181 | 27080
HVAC ¦ Local Air Conditioning ¦ Single-Split Evaporator - Split Systems/Heat Pumps - Air-cooled with Direct Expansion Evaporator (DX) | 1 | Medium | B | 13 | 2037 | 5 | 3 | 3.2 | 21182 | 27081
Electrical ¦ LV Distribution ¦ Distribution Board ¦ Sub | 1 | High | B | 17 | 2041 | 5 | 2 | 2.7 | 12159 | 30289
Electrical ¦ Lighting ¦ Internal ¦ General ¦ LED Fittings & Luminaires | 33 | Medium | B | 14 | 2038 | 5 | 3 | 3.2 | 21183 | 27530
Fire ¦ Fire Fighting ¦ Fire Extinguishers ¦ Foam | 3 | Urgent | B | 8 | 2032 | 5 | 1 | 2.2 | 2431 | 20300
Fabric ¦ Superstructure ¦ Windows and External Doors ¦ External Windows ¦ Roller Shutters ¦ External Window Shutters ¦ Electric | 1 | Medium | B | 1 | 2025 | 5 | 3 | 3.2 | 21184 | 6587
Fire ¦ Fire Detection ¦ Fire Alarm Panel / Repeater | 1 | Urgent | B | 7 | 2031 | 5 | 1 | 2.2 | 2432 | 19198
Electrical ¦ LV Distribution ¦ Main Switch Panel at Supply Intake | 1 | Medium | B | 1 | 2025 | 5 | 3 | 3.2 | 21185 | 6588
Fabric ¦ Superstructure ¦ Windows and External Doors ¦ Roller Shutters ¦ Electric Roller Shutter | 1 | High | B | 1 | 2025 | 5 | 2 | 2.7 | 12160 | 3060
Fabric ¦ Superstructure ¦ Windows and External Doors ¦ External Doors ¦ Entrance Doors | 1 | High | B | 10 | 2034 | 5 | 2 | 2.7 | 12161 | 22271
Fire ¦ Fire Fighting ¦ Fire Extinguishers ¦ CO2 | 4 | Urgent | B | 7 | 2031 | 5 | 1 | 2.2 | 2433 | 19199
HVAC ¦ Heat Emitters - Local ¦ Gas Fired Natural and Fan Assisted Heaters | 1 | Medium | B | 8 | 2032 | 5 | 3 | 3.2 | 21186 | 20865
Security ¦ Access ¦ Access Control ¦ Gate Access - Local Lock / Keypad / Manual (External) | 1 | Medium | B | 1 | 2025 | 5 | 3 | 3.2 | 21187 | 6589
Electrical ¦ Lighting ¦ External ¦ General - Non-LED | 3 | Medium | B | 1 | 2025 | 5 | 3 | 3.2 | 21188 | 6590
Electrical ¦ LV Distribution ¦ Distribution Board ¦ Main | 1 | High | B | 5 | 2029 | 5 | 2 | 2.7 | 12162 | 14588
Fire ¦ Fire Fighting ¦ Fire Extinguishers ¦ CO2 | 5 | Urgent | B | 6 | 2030 | 5 | 1 | 2.2 | 2434 | 15926
Electrical ¦ Lighting ¦ Internal ¦ Emergency ¦ Self Contained ¦ Non LED | 7 | Urgent | B | 15 | 2039 | 5 | 1 | 2.2 | 2435 | 27761
Electrical ¦ Lighting ¦ Internal ¦ Emergency ¦ Self Contained ¦ LED | 4 | Urgent | B | 23 | 2047 | 5 | 1 | 2.2 | 2436 | 33077
Electrical ¦ Lighting ¦ Internal ¦ Emergency ¦ Self Contained ¦ LED | 11 | Urgent | B | 20 | 2044 | 5 | 1 | 2.2 | 2437 | 31416
Electrical ¦ Lighting ¦ External ¦ General - Non-LED | 2 | Medium | B | 1 | 2025 | 5 | 3 | 3.2 | 21189 | 6591
Fabric ¦ Superstructure ¦ Windows and External Doors ¦ External Doors ¦ Manual and Automatic Doors ¦ Emergency and Panic Escape Doors | 1 | Urgent | B | 11 | 2035 | 5 | 1 | 2.2 | 2438 | 23415
Fabric ¦ Superstructure ¦ Windows and External Doors ¦ Roller Shutters ¦ Manual Roller Shutter | 1 | High | B | 13 | 2037 | 5 | 2 | 2.7 | 12163 | 26954
Electrical ¦ Lighting ¦ Internal ¦ Emergency ¦ Self Contained ¦ LED | 5 | Urgent | B | 22 | 2046 | 5 | 1 | 2.2 | 2439 | 32835
Fabric ¦ Superstructure ¦ Windows and External Doors ¦ Roller Shutters ¦ Electric Roller Shutter | 1 | High | B | 1 | 2025 | 5 | 2 | 2.7 | 12164 | 3061
Water ¦ Local Hot Water ¦ Package Electric Water Heaters - Non-Drinking Water | 1 | Medium | D | 2 | 2026 | 3 | 3 | 2.6 | 11051 | 12848
Fabric ¦ Superstructure ¦ Windows and External Doors ¦ External Doors ¦ Manual and Automatic Doors ¦ Emergency and Panic Escape Doors | 1 | Urgent | B | 6 | 2030 | 5 | 1 | 2.2 | 2440 | 15927
Fabric ¦ Superstructure ¦ Windows and External Doors ¦ Roller Shutters ¦ Manual Roller Shutter | 1 | High | D | 1 | 2025 | 3 | 2 | 2.1 | 1053 | 730
Fabric ¦ Superstructure ¦ Windows and External Doors ¦ External Doors ¦ Manual and Automatic Doors ¦ Emergency and Panic Escape Doors | 1 | Urgent | B | 20 | 2044 | 5 | 1 | 2.2 | 2441 | 31417
Fabric ¦ Superstructure ¦ Windows and External Doors ¦ Roller Shutters ¦ Manual Roller Shutter | 1 | High | CX | 1 | 2025 | 2 | 2 | 1.8 | 486 | 393
Electrical ¦ LV Distribution ¦ Distribution Board ¦ Sub | 1 | High | B | 13 | 2037 | 5 | 2 | 2.7 | 12165 | 26955
Fabric ¦ Superstructure ¦ Windows and External Doors ¦ Roller Shutters ¦ Manual Roller Shutter | 1 | High | B | 1 | 2025 | 5 | 2 | 2.7 | 12166 | 3062
Electrical ¦ Lighting ¦ Internal ¦ Emergency ¦ Self Contained ¦ Non LED | 1 | Urgent | B | 6 | 2030 | 5 | 1 | 2.2 | 2442 | 15928
Fire ¦ Fire Fighting ¦ Fire Extinguishers ¦ CO2 | 1 | Urgent | B | 2 | 2026 | 5 | 1 | 2.2 | 2443 | 12490
Water ¦ Local Hot Water ¦ Package Electric Water Heaters - Non-Drinking Water | 1 | Medium | CX | 1 | 2025 | 2 | 3 | 2.3 | 10064 | 2031
Fabric ¦ Superstructure ¦ Windows and External Doors ¦ External Doors ¦ Entrance Doors | 1 | High | B | 25 | 2049 | 5 | 2 | 2.7 | 12167 | 33371
Electrical ¦ Lighting ¦ Internal ¦ Emergency ¦ Self Contained ¦ LED | 1 | Urgent | B | 17 | 2041 | 5 | 1 | 2.2 | 2444 | 30023
Fire ¦ Fire Fighting ¦ Fire Extinguishers ¦ CO2 | 3 | Urgent | B | 9 | 2033 | 5 | 1 | 2.2 | 2445 | 21239
Fabric ¦ Superstructure ¦ Windows and External Doors ¦ Roller Shutters ¦ Manual Roller Shutter | 1 | High | B | 1 | 2025 | 5 | 2 | 2.7 | 12168 | 3063
HVAC ¦ Fan ¦ Central Ventilation Systems ¦ Axial | 1 | Medium | B | 9 | 2033 | 5 | 3 | 3.2 | 21190 | 21699
Water ¦ Local Hot Water ¦ Instantaneous Electric Water Heater - Non-Drinking Water | 1 | Medium | B | 8 | 2032 | 5 | 3 | 3.2 | 21191 | 20866
HVAC ¦ Heat Emitters - Central ¦ Radiators ¦ Steel | 1 | Medium | B | 10 | 2034 | 5 | 3 | 3.2 | 21192 | 22601
HVAC ¦ Fan ¦ Central Ventilation Systems ¦ Ventilating - General | 1 | Low | B | 1 | 2025 | 5 | 4 | 3.7 | 32755 | 11791
Electrical ¦ LV Distribution ¦ Distribution Board ¦ Sub | 1 | High | B | 13 | 2037 | 5 | 2 | 2.7 | 12169 | 26956
HVAC ¦ Local Air Conditioning ¦ Single-Split Evaporator - Split Systems/Heat Pumps - Air-cooled with Direct Expansion Evaporator (DX) | 1 | Medium | C | 1 | 2025 | 4 | 3 | 2.9 | 18447 | 5404
HVAC ¦ Fan ¦ Local and Special Ventilation ¦ Fans Window or Wall Mounted | 1 | Medium | B | 7 | 2031 | 5 | 3 | 3.2 | 21193 | 19794
HVAC ¦ Local and Special Ventilation ¦ Unit extract fans. | 1 | Medium | B | 1 | 2025 | 5 | 3 | 3.2 | 21194 | 6592
Fabric ¦ Superstructure ¦ Windows and External Doors ¦ Roller Shutters ¦ Manual Roller Shutter | 1 | High | D | 1 | 2025 | 3 | 2 | 2.1 | 1054 | 731
Fire ¦ Fire Fighting ¦ Fire Extinguishers ¦ Powder | 1 | Urgent | B | 6 | 2030 | 5 | 1 | 2.2 | 2446 | 15929
Water ¦ Central Hot Water Distribution ¦ Hot water cylinders | 1 | High | B | 1 | 2025 | 5 | 2 | 2.7 | 12170 | 3064
Electrical ¦ Specialist Lighting ¦ Internal ¦ Illuminated Fire Exit Signage | 5 | Urgent | B | 17 | 2041 | 5 | 1 | 2.2 | 2447 | 30024
HVAC ¦ Heat Emitters - Local ¦ Electric Heaters | 1 | Medium | B | 3 | 2027 | 5 | 3 | 3.2 | 21195 | 13457
Fire ¦ Fire Fighting ¦ Fire Extinguishers ¦ CO2 | 2 | Urgent | B | 2 | 2026 | 5 | 1 | 2.2 | 2448 | 12491
Water ¦ Local Hot Water ¦ Package Electric Water Heaters - Non-Drinking Water | 1 | Medium | B | 1 | 2025 | 5 | 3 | 3.2 | 21196 | 6593
HVAC ¦ Heat Emitters - Local ¦ Electric Heaters | 1 | Medium | A | 6 | 2030 | 6 | 3 | 3.5 | 32459 | 19092
Fire ¦ Fire Fighting ¦ Fire Extinguishers ¦ Foam | 8 | Urgent | B | 2 | 2026 | 5 | 1 | 2.2 | 2449 | 12492
Electrical ¦ LV Distribution ¦ Distribution Board ¦ Main | 1 | High | B | 1 | 2025 | 5 | 2 | 2.7 | 12171 | 3065
Fabric ¦ Superstructure ¦ Windows and External Doors ¦ Roller Shutters ¦ Manual Roller Shutter | 1 | High | B | 1 | 2025 | 5 | 2 | 2.7 | 12172 | 3066
HVAC ¦ Fan ¦ Smoke Extract | 1 | Urgent | B | 1 | 2025 | 5 | 1 | 2.2 | 2450 | 1048
HVAC ¦ Heat Emitters - Central ¦ Radiators ¦ Steel | 1 | Medium | B | 10 | 2034 | 5 | 3 | 3.2 | 21197 | 22602
Fabric ¦ Superstructure ¦ Windows and External Doors ¦ Roller Shutters ¦ Manual Roller Shutter | 1 | High | B | 11 | 2035 | 5 | 2 | 2.7 | 12173 | 24177
HVAC ¦ Heat Emitters - Local ¦ Electric Heaters | 6 | Medium | D | 1 | 2025 | 3 | 3 | 2.6 | 11052 | 2580
Fire ¦ Fire Fighting ¦ Fire Extinguishers ¦ Foam | 3 | Urgent | B | 6 | 2030 | 5 | 1 | 2.2 | 2451 | 15930
Fire ¦ Fire Fighting ¦ Fire Extinguishers ¦ CO2 | 1 | Urgent | B | 9 | 2033 | 5 | 1 | 2.2 | 2452 | 21240
HVAC ¦ Fan ¦ Central Ventilation Systems ¦ Ventilating - General | 1 | Low | B | 1 | 2025 | 5 | 4 | 3.7 | 32756 | 11792
Electrical ¦ LV Distribution ¦ Distribution Board ¦ Sub | 1 | High | B | 18 | 2042 | 5 | 2 | 2.7 | 12174 | 30776
Water ¦ Local Hot Water ¦ Package Electric Water Heaters - Non-Drinking Water | 1 | Medium | A | 10 | 2034 | 6 | 3 | 3.5 | 32460 | 23203
Fabric ¦ Superstructure ¦ Windows and External Doors ¦ External Doors ¦ Manual and Automatic Doors ¦ Emergency and Panic Escape Doors | 1 | Urgent | B | 21 | 2045 | 5 | 1 | 2.2 | 2453 | 31822
Electrical ¦ LV Distribution ¦ Main Switch Panel at Supply Intake | 1 | Medium | B | 1 | 2025 | 5 | 3 | 3.2 | 21198 | 6594
Water ¦ Local Hot Water ¦ Package Electric Water Heaters - Non-Drinking Water | 1 | Medium | B | 11 | 2035 | 5 | 3 | 3.2 | 21199 | 24990
Electrical ¦ Specialist Lighting ¦ Internal ¦ Illuminated Fire Exit Signage | 2 | Urgent | B | 12 | 2036 | 5 | 1 | 2.2 | 2454 | 25959
Electrical ¦ LV Distribution ¦ Distribution Board ¦ Sub | 1 | High | B | 1 | 2025 | 5 | 2 | 2.7 | 12175 | 3067
Electrical ¦ LV Distribution ¦ Distribution Board ¦ Sub | 1 | High | B | 1 | 2025 | 5 | 2 | 2.7 | 12176 | 3068
Electrical ¦ LV Distribution ¦ Distribution Board ¦ Main | 1 | High | B | 5 | 2029 | 5 | 2 | 2.7 | 12177 | 14589
HVAC ¦ Central Heating (Internally Sourced) ¦ Boiler ¦ Combination Atmospheric Burner Gas Boiler | 1 | High | B | 1 | 2025 | 5 | 2 | 2.7 | 12178 | 3069
Electrical ¦ Lighting ¦ Internal ¦ General ¦ LED Fittings & Luminaires | 12 | Medium | B | 12 | 2036 | 5 | 3 | 3.2 | 21200 | 26367
Electrical ¦ Lighting ¦ Internal ¦ Emergency ¦ Self Contained ¦ LED | 16 | Urgent | B | 21 | 2045 | 5 | 1 | 2.2 | 2455 | 31823
Electrical ¦ LV Distribution ¦ Distribution Board ¦ Sub | 1 | High | B | 5 | 2029 | 5 | 2 | 2.7 | 12179 | 14590
Fabric ¦ Superstructure ¦ Internal Doors ¦ Roller Shutters ¦ Electric Roller Shutter | 1 | Medium | B | 19 | 2043 | 5 | 3 | 3.2 | 21201 | 31348
HVAC ¦ Fan ¦ Local and Special Ventilation ¦ Fans Window or Wall Mounted | 1 | Medium | B | 6 | 2030 | 5 | 3 | 3.2 | 21202 | 18464
Fabric ¦ Superstructure ¦ Windows and External Doors ¦ External Doors ¦ Manual and Automatic Doors ¦ Emergency and Panic Escape Doors | 1 | Urgent | B | 6 | 2030 | 5 | 1 | 2.2 | 2456 | 15931
Electrical ¦ Lighting ¦ Internal ¦ Emergency ¦ Self Contained ¦ LED | 5 | Urgent | B | 17 | 2041 | 5 | 1 | 2.2 | 2457 | 30025
Electrical ¦ LV Distribution ¦ Distribution Board ¦ Sub | 1 | High | B | 1 | 2025 | 5 | 2 | 2.7 | 12180 | 3070
Fabric ¦ Superstructure ¦ Windows and External Doors ¦ External Windows ¦ Roller Shutters ¦ External Window Shutters ¦ Manual | 1 | Medium | B | 1 | 2025 | 5 | 3 | 3.2 | 21203 | 6595
HVAC ¦ Heat Emitters - Local ¦ Electric Heaters | 2 | Medium | B | 4 | 2028 | 5 | 3 | 3.2 | 21204 | 14050
Water ¦ Local Hot Water ¦ Instantaneous Electric Water Heater - Non-Drinking Water | 1 | Medium | B | 10 | 2034 | 5 | 3 | 3.2 | 21205 | 22603
HVAC ¦ Fan ¦ Smoke Extract ¦ Powered Pressurisation Fan Systems | 1 | High | B | 5 | 2029 | 5 | 2 | 2.7 | 12181 | 14591
HVAC ¦ Local and Special Ventilation ¦ Unit extract fans. | 1 | Medium | B | 1 | 2025 | 5 | 3 | 3.2 | 21206 | 6596
HVAC ¦ Fan ¦ Local and Special Ventilation ¦ Extract | 1 | Medium | B | 1 | 2025 | 5 | 3 | 3.2 | 21207 | 6597
Electrical ¦ Lighting ¦ External ¦ General - LED | 2 | Medium | B | 5 | 2029 | 5 | 3 | 3.2 | 21208 | 14860
Electrical ¦ LV Distribution ¦ Distribution Board ¦ Main | 1 | High | D | 5 | 2029 | 3 | 2 | 2.1 | 1055 | 14288
Transport ¦ Lifts ¦ Passenger Lift electric ¦ Electric | 1 | Medium | B | 10 | 2034 | 5 | 3 | 3.2 | 21209 | 22604
HVAC ¦ Local and Special Ventilation ¦ Unit extract fans. | 1 | Medium | B | 7 | 2031 | 5 | 3 | 3.2 | 21210 | 19795
Fabric ¦ Superstructure ¦ Windows and External Doors ¦ Roller Shutters ¦ Manual Roller Shutter | 1 | High | B | 13 | 2037 | 5 | 2 | 2.7 | 12182 | 26957
HVAC ¦ Heat Emitters - Central ¦ Radiators ¦ Steel | 1 | Medium | B | 10 | 2034 | 5 | 3 | 3.2 | 21211 | 22605
Fire ¦ Fire Fighting ¦ Fire Extinguishers ¦ Foam | 3 | Urgent | B | 9 | 2033 | 5 | 1 | 2.2 | 2458 | 21241
Fire ¦ Fire Fighting ¦ Fire Extinguishers ¦ Foam | 4 | Urgent | B | 6 | 2030 | 5 | 1 | 2.2 | 2459 | 15932
Fabric ¦ Superstructure ¦ Windows and External Doors ¦ Roller Shutters ¦ Manual Roller Shutter | 1 | High | B | 1 | 2025 | 5 | 2 | 2.7 | 12183 | 3071
Fabric ¦ Superstructure ¦ Internal Doors ¦ Roller Shutters ¦ Electric Roller Shutter | 1 | Medium | B | 19 | 2043 | 5 | 3 | 3.2 | 21212 | 31349
HVAC ¦ Fan ¦ Central Ventilation Systems ¦ Ventilating - General | 1 | Low | B | 1 | 2025 | 5 | 4 | 3.7 | 32757 | 11793
HVAC ¦ Fan ¦ Central Ventilation Systems ¦ Ventilating - General | 1 | Low | B | 1 | 2025 | 5 | 4 | 3.7 | 32758 | 11794
Fabric ¦ Superstructure ¦ Windows and External Doors ¦ External Windows ¦ Roller Shutters ¦ External Window Shutters ¦ Electric | 1 | Medium | B | 1 | 2025 | 5 | 3 | 3.2 | 21213 | 6598
Electrical ¦ LV Distribution ¦ Distribution Board ¦ Sub | 1 | High | B | 17 | 2041 | 5 | 2 | 2.7 | 12184 | 30290
Electrical ¦ LV Distribution ¦ Main Switch Panel at Supply Intake | 1 | Medium | B | 1 | 2025 | 5 | 3 | 3.2 | 21214 | 6599
Fabric ¦ Superstructure ¦ Windows and External Doors ¦ Roller Shutters ¦ Manual Roller Shutter | 1 | High | B | 1 | 2025 | 5 | 2 | 2.7 | 12185 | 3072
HVAC ¦ Heat Emitters - Local ¦ Electric Heaters | 3 | Medium | D | 1 | 2025 | 3 | 3 | 2.6 | 11053 | 2581
Fire ¦ Fire Fighting ¦ Fire Extinguishers ¦ CO2 | 1 | Urgent | B | 2 | 2026 | 5 | 1 | 2.2 | 2460 | 12493
Water ¦ Local Hot Water ¦ Instantaneous Electric Water Heater - Non-Drinking Water | 1 | Medium | B | 8 | 2032 | 5 | 3 | 3.2 | 21215 | 20867
Fire ¦ Fire Detection ¦ Fire Alarm Panel / Repeater | 1 | Urgent | B | 9 | 2033 | 5 | 1 | 2.2 | 2461 | 21242
HVAC ¦ Heat Emitters - Central ¦ Radiators ¦ Steel | 1 | Medium | B | 10 | 2034 | 5 | 3 | 3.2 | 21216 | 22606
HVAC ¦ Central Air Conditioning ¦ Air Conditioning ¦ Multi-Split Evaporator - Split Systems/Heat Pumps - Air-cooled with Direct Expansion Evaporator (DX) | 1 | Medium | B | 5 | 2029 | 5 | 3 | 3.2 | 21217 | 14861
Electrical ¦ LV Distribution ¦ Distribution Board ¦ Sub | 1 | High | B | 2 | 2026 | 5 | 2 | 2.7 | 12186 | 12873
Fabric ¦ Superstructure ¦ Windows and External Doors ¦ External Doors ¦ Entrance Doors | 1 | High | B | 11 | 2035 | 5 | 2 | 2.7 | 12187 | 24178
Fire ¦ Fire Fighting ¦ Fire Extinguishers ¦ Foam | 1 | Urgent | B | 9 | 2033 | 5 | 1 | 2.2 | 2462 | 21243
Fabric ¦ Superstructure ¦ Windows and External Doors ¦ Roller Shutters ¦ Manual Roller Shutter | 1 | High | B | 1 | 2025 | 5 | 2 | 2.7 | 12188 | 3073
Security ¦ Access ¦ Access Control ¦ Gate Access - Local Lock / Keypad / Manual (External) | 1 | Medium | B | 1 | 2025 | 5 | 3 | 3.2 | 21218 | 6600
Electrical ¦ LV Distribution ¦ Distribution Board ¦ Sub | 1 | High | D | 6 | 2030 | 3 | 2 | 2.1 | 1056 | 15722
Fire ¦ Fire Detection ¦ Fire Alarm System | 1 | Urgent | B | 11 | 2035 | 5 | 1 | 2.2 | 2463 | 23416
HVAC ¦ Central Air Conditioning ¦ Air Conditioning ¦ Multi-Split Evaporator - Split Systems/Heat Pumps - Air-cooled with Direct Expansion Evaporator (DX) | 1 | Medium | B | 1 | 2025 | 5 | 3 | 3.2 | 21219 | 6601
Electrical ¦ LV Distribution ¦ Distribution Board ¦ Main | 1 | High | B | 16 | 2040 | 5 | 2 | 2.7 | 12189 | 29109
Electrical ¦ LV Distribution ¦ Distribution Board ¦ Main | 1 | High | B | 6 | 2030 | 5 | 2 | 2.7 | 12190 | 17416
Fabric ¦ Superstructure ¦ Windows and External Doors ¦ External Doors ¦ Entrance Doors | 1 | High | B | 11 | 2035 | 5 | 2 | 2.7 | 12191 | 24179
Fire ¦ Fire Detection ¦ Fire Alarm System | 1 | Urgent | B | 5 | 2029 | 5 | 1 | 2.2 | 2464 | 14322
HVAC ¦ Heat Emitters - Local ¦ Gas Fired Natural and Fan Assisted Heaters | 1 | Medium | B | 1 | 2025 | 5 | 3 | 3.2 | 21220 | 6602
HVAC ¦ Fan ¦ Central Ventilation Systems ¦ Ventilating - General | 1 | Low | B | 1 | 2025 | 5 | 4 | 3.7 | 32759 | 11795
Electrical ¦ LV Distribution ¦ Distribution Board ¦ Main | 1 | High | B | 1 | 2025 | 5 | 2 | 2.7 | 12192 | 3074
Fabric ¦ Superstructure ¦ Windows and External Doors ¦ External Doors ¦ Entrance Doors | 1 | High | B | 1 | 2025 | 5 | 2 | 2.7 | 12193 | 3075
HVAC ¦ Local and Special Ventilation ¦ Unit extract fans. | 1 | Medium | B | 12 | 2036 | 5 | 3 | 3.2 | 21221 | 26368
HVAC ¦ Fan ¦ Central Heating ¦ Axial | 1 | High | B | 1 | 2025 | 5 | 2 | 2.7 | 12194 | 3076
Fabric ¦ Superstructure ¦ Windows and External Doors ¦ External Doors ¦ Entrance Doors | 1 | High | B | 1 | 2025 | 5 | 2 | 2.7 | 12195 | 3077
Fabric ¦ Barriers and Guardrails ¦ Vehicle Crash Protection Barrier | 1 | V Low | B | 1 | 2025 | 5 | 4 | 3.7 | 32760 | 11796
HVAC ¦ Fan ¦ Local and Special Ventilation ¦ Centrifugal | 1 | Medium | B | 1 | 2025 | 5 | 3 | 3.2 | 21222 | 6603
HVAC ¦ Fan ¦ Local and Special Ventilation ¦ Centrifugal | 1 | Medium | B | 1 | 2025 | 5 | 3 | 3.2 | 21223 | 6604
Electrical ¦ LV Distribution ¦ Distribution Board ¦ Sub | 1 | High | B | 1 | 2025 | 5 | 2 | 2.7 | 12196 | 3078
Fabric ¦ Superstructure ¦ Internal Doors ¦ Roller Shutters ¦ Internal Manual Roller Shutter | 1 | Medium | B | 1 | 2025 | 5 | 3 | 3.2 | 21224 | 6605
Fabric ¦ Superstructure ¦ Windows and External Doors ¦ Roller Shutters ¦ Manual Roller Shutter | 1 | High | B | 15 | 2039 | 5 | 2 | 2.7 | 12197 | 28091
Fire ¦ Fire Detection ¦ Fire Alarm System | 1 | Urgent | B | 1 | 2025 | 5 | 1 | 2.2 | 2465 | 1049
Water ¦ Central Hot Water Distribution ¦ Hot water cylinders Domestic Type | 1 | Low | B | 14 | 2038 | 5 | 4 | 3.7 | 32761 | 27691
Fabric ¦ Superstructure ¦ Windows and External Doors ¦ External Windows ¦ Roller Shutters ¦ External Window Shutters ¦ Manual | 1 | Medium | B | 1 | 2025 | 5 | 3 | 3.2 | 21225 | 6606
Electrical ¦ Lighting ¦ Internal ¦ General ¦ LED Fittings & Luminaires | 31 | Medium | B | 10 | 2034 | 5 | 3 | 3.2 | 21226 | 22607
Electrical ¦ Lighting ¦ External ¦ General - Non-LED | 20 | Medium | B | 1 | 2025 | 5 | 3 | 3.2 | 21227 | 6607
HVAC ¦ Fan ¦ Central Heating ¦ Axial | 1 | High | B | 1 | 2025 | 5 | 2 | 2.7 | 12198 | 3079
Electrical ¦ Lighting ¦ Internal ¦ Emergency ¦ Self Contained ¦ LED | 4 | Urgent | B | 21 | 2045 | 5 | 1 | 2.2 | 2466 | 31824
Electrical ¦ Specialist Lighting ¦ Internal ¦ Illuminated Fire Exit Signage | 4 | Urgent | B | 16 | 2040 | 5 | 1 | 2.2 | 2467 | 28658
HVAC ¦ Heat Emitters - Local ¦ Electric Heaters | 5 | Medium | B | 2 | 2026 | 5 | 3 | 3.2 | 21228 | 13024
HVAC ¦ Fan ¦ Central Ventilation Systems ¦ Ventilating - General | 1 | Low | B | 1 | 2025 | 5 | 4 | 3.7 | 32762 | 11797
HVAC ¦ Fan ¦ Central Heating ¦ Axial | 1 | High | B | 1 | 2025 | 5 | 2 | 2.7 | 12199 | 3080
Electrical ¦ Lighting ¦ External ¦ General - Non-LED | 3 | Medium | B | 1 | 2025 | 5 | 3 | 3.2 | 21229 | 6608
Electrical ¦ Lighting ¦ Internal ¦ General ¦ LED Fittings & Luminaires | 43 | Medium | B | 17 | 2041 | 5 | 3 | 3.2 | 21230 | 30404
Electrical ¦ Lighting ¦ Internal ¦ General ¦ LED Fittings & Luminaires | 1 | Medium | DX | 10 | 2034 | 1 | 3 | 2 | 791 | 21950
Fire ¦ Fire Fighting ¦ Fire Extinguishers ¦ CO2 | 1 | Urgent | B | 6 | 2030 | 5 | 1 | 2.2 | 2468 | 15933
HVAC ¦ Heat Emitters - Local ¦ Gas Fired Unit Heaters | 1 | Medium | B | 1 | 2025 | 5 | 3 | 3.2 | 21231 | 6609
HVAC ¦ Fan ¦ Local and Special Ventilation ¦ Ventilating - General | 1 | Medium | B | 5 | 2029 | 5 | 3 | 3.2 | 21232 | 14862
HVAC ¦ Central Heating (Internally Sourced) ¦ Boiler ¦ Electric Boilers | 1 | Medium | B | 1 | 2025 | 5 | 3 | 3.2 | 21233 | 6610
Electrical ¦ Lighting ¦ Internal ¦ General ¦ LED Fittings & Luminaires | 70 | Medium | B | 16 | 2040 | 5 | 3 | 3.2 | 21234 | 29368
Security ¦ Access ¦ Access Control ¦ Door ¦ Local Lock / Keypad / Manual | 1 | Medium | B | 9 | 2033 | 5 | 3 | 3.2 | 21235 | 21700
HVAC ¦ Fan ¦ Local and Special Ventilation ¦ Extract | 1 | Medium | CX | 1 | 2025 | 2 | 3 | 2.3 | 10065 | 2032
Electrical ¦ Lighting ¦ Internal ¦ Emergency ¦ Self Contained ¦ LED | 8 | Urgent | B | 22 | 2046 | 5 | 1 | 2.2 | 2469 | 32836
Electrical ¦ LV Distribution ¦ Distribution Board ¦ Main | 1 | High | B | 10 | 2034 | 5 | 2 | 2.7 | 12200 | 22272
Electrical ¦ LV Distribution ¦ Distribution Board ¦ Main | 1 | High | B | 1 | 2025 | 5 | 2 | 2.7 | 12201 | 3081
HVAC ¦ Local and Special Ventilation ¦ Unit extract fans. | 1 | Medium | DX | 1 | 2025 | 1 | 3 | 2 | 792 | 512
Electrical ¦ Specialist Lighting ¦ External ¦ Illuminated External Signs | 1 | Medium | B | 6 | 2030 | 5 | 3 | 3.2 | 21236 | 18465
Electrical ¦ Lighting ¦ Internal ¦ General | 51 | Medium | B | 1 | 2025 | 5 | 3 | 3.2 | 21237 | 6611
Electrical ¦ Lighting ¦ Internal ¦ General | 40 | Medium | B | 10 | 2034 | 5 | 3 | 3.2 | 21238 | 22608
Fire ¦ Fire Fighting ¦ Fire Extinguishers ¦ CO2 | 3 | Urgent | B | 7 | 2031 | 5 | 1 | 2.2 | 2470 | 19200
HVAC ¦ Central Heating (Internally Sourced) ¦ Boiler ¦ Electrode Boilers | 1 | Medium | B | 12 | 2036 | 5 | 3 | 3.2 | 21239 | 26369
Fabric ¦ Superstructure ¦ Windows and External Doors ¦ External Doors ¦ Entrance Doors | 1 | High | B | 6 | 2030 | 5 | 2 | 2.7 | 12202 | 17417
HVAC ¦ Fan ¦ Local and Special Ventilation ¦ Centrifugal | 1 | Medium | B | 1 | 2025 | 5 | 3 | 3.2 | 21240 | 6612
HVAC ¦ Heat Emitters - Local ¦ Electric Heaters | 2 | Medium | D | 1 | 2025 | 3 | 3 | 2.6 | 11054 | 2582
Electrical ¦ Specialist Lighting ¦ Internal ¦ Illuminated Fire Exit Signage | 1 | Urgent | B | 16 | 2040 | 5 | 1 | 2.2 | 2471 | 28659
Fabric ¦ Barriers and Guardrails ¦ Vehicle Crash Protection Barrier | 1 | V Low | B | 1 | 2025 | 5 | 4 | 3.7 | 32763 | 11798
HVAC ¦ Heat Emitters - Local ¦ Gas Fired Unit Heaters | 1 | Medium | B | 1 | 2025 | 5 | 3 | 3.2 | 21241 | 6613
HVAC ¦ Fan ¦ Local and Special Ventilation ¦ Centrifugal | 1 | Medium | B | 1 | 2025 | 5 | 3 | 3.2 | 21242 | 6614
HVAC ¦ Fan ¦ Local and Special Ventilation ¦ Centrifugal | 1 | Medium | B | 1 | 2025 | 5 | 3 | 3.2 | 21243 | 6615
Electrical ¦ Specialist Lighting ¦ Internal ¦ Illuminated Fire Exit Signage | 1 | Urgent | B | 16 | 2040 | 5 | 1 | 2.2 | 2472 | 28660
Fire ¦ Fire Fighting ¦ Fire Extinguishers ¦ Foam | 7 | Urgent | B | 7 | 2031 | 5 | 1 | 2.2 | 2473 | 19201
Fire ¦ Fire Fighting ¦ Fire Extinguishers ¦ Foam | 4 | Urgent | B | 9 | 2033 | 5 | 1 | 2.2 | 2474 | 21244
Fabric ¦ Superstructure ¦ Windows and External Doors ¦ External Doors ¦ Manual and Automatic Doors ¦ Auto / Powered Sliding Doors | 1 | High | B | 21 | 2045 | 5 | 2 | 2.7 | 12203 | 32562
Electrical ¦ Specialist Lighting ¦ Internal ¦ Illuminated Fire Exit Signage | 3 | Urgent | B | 10 | 2034 | 5 | 1 | 2.2 | 2475 | 21996
Fire ¦ Fire Fighting ¦ Fire Extinguishers ¦ CO2 | 4 | Urgent | B | 9 | 2033 | 5 | 1 | 2.2 | 2476 | 21245
HVAC ¦ Heat Emitters - Local ¦ Electric Overdoor Air Curtain/Heater | 1 | Medium | B | 1 | 2025 | 5 | 3 | 3.2 | 21244 | 6616
Controls ¦ Building Management System (BMS) ¦ BMS Control Panel | 1 | High | B | 1 | 2025 | 5 | 2 | 2.7 | 12204 | 3082
Electrical ¦ Specialist Lighting ¦ External ¦ Illuminated External Signs | 2 | Medium | B | 1 | 2025 | 5 | 3 | 3.2 | 21245 | 6617
Electrical ¦ LV Distribution ¦ Distribution Board ¦ Sub | 1 | High | D | 1 | 2025 | 3 | 2 | 2.1 | 1057 | 732
Electrical ¦ Lighting ¦ Internal ¦ General ¦ LED Fittings & Luminaires | 6 | Medium | B | 16 | 2040 | 5 | 3 | 3.2 | 21246 | 29369
HVAC ¦ Heat Emitters - Local ¦ Electric Heaters | 4 | Medium | B | 1 | 2025 | 5 | 3 | 3.2 | 21247 | 6618
Fire ¦ Fire Fighting ¦ Fire Extinguishers ¦ CO2 | 2 | Urgent | B | 6 | 2030 | 5 | 1 | 2.2 | 2477 | 15934
Fabric ¦ Superstructure ¦ Windows and External Doors ¦ Roller Shutters ¦ Electric Roller Shutter | 1 | High | B | 1 | 2025 | 5 | 2 | 2.7 | 12205 | 3083
Electrical ¦ Lighting ¦ Internal ¦ Emergency ¦ Self Contained ¦ LED | 3 | Urgent | B | 22 | 2046 | 5 | 1 | 2.2 | 2478 | 32837
Fire ¦ Fire Fighting ¦ Fire Blanket | 1 | Urgent | B | 4 | 2028 | 5 | 1 | 2.2 | 2479 | 13787
Electrical ¦ LV Distribution ¦ Distribution Board ¦ Main | 1 | High | B | 1 | 2025 | 5 | 2 | 2.7 | 12206 | 3084
Fire ¦ Fire Detection ¦ Fire Alarm Panel / Repeater | 1 | Urgent | B | 1 | 2025 | 5 | 1 | 2.2 | 2480 | 1050
HVAC ¦ Fan ¦ Local and Special Ventilation ¦ Centrifugal | 1 | Medium | B | 1 | 2025 | 5 | 3 | 3.2 | 21248 | 6619
Electrical ¦ Lighting ¦ Internal ¦ General | 11 | Medium | B | 1 | 2025 | 5 | 3 | 3.2 | 21249 | 6620
Electrical ¦ Lighting ¦ Internal ¦ General ¦ LED Fittings & Luminaires | 8 | Medium | B | 16 | 2040 | 5 | 3 | 3.2 | 21250 | 29370
Fire ¦ Fire Fighting ¦ Fire Extinguishers ¦ Foam | 1 | Urgent | B | 7 | 2031 | 5 | 1 | 2.2 | 2481 | 19202
HVAC ¦ Fan ¦ Central Ventilation Systems ¦ Ventilating - General | 1 | Low | B | 1 | 2025 | 5 | 4 | 3.7 | 32764 | 11799
Electrical ¦ LV Distribution ¦ Distribution Board ¦ Sub | 1 | High | B | 19 | 2043 | 5 | 2 | 2.7 | 12207 | 31154
Electrical ¦ Specialist Lighting ¦ Internal ¦ Illuminated Fire Exit Signage | 5 | Urgent | B | 17 | 2041 | 5 | 1 | 2.2 | 2482 | 30026
Electrical ¦ LV Distribution ¦ Distribution Board ¦ Sub | 1 | High | B | 17 | 2041 | 5 | 2 | 2.7 | 12208 | 30291
HVAC ¦ Fan ¦ Local and Special Ventilation ¦ Extract | 1 | Medium | B | 1 | 2025 | 5 | 3 | 3.2 | 21251 | 6621
HVAC ¦ Local Air Conditioning ¦ Single-Split Condenser - Split Systems/Heat Pumps - Air-cooled with Direct Expansion Evaporator (DX) | 1 | Medium | B | 10 | 2034 | 5 | 3 | 3.2 | 21252 | 22609
Electrical ¦ Lighting ¦ Internal ¦ General ¦ LED Fittings & Luminaires | 1 | Medium | B | 10 | 2034 | 5 | 3 | 3.2 | 21253 | 22610
Electrical ¦ Lighting ¦ Internal ¦ Emergency ¦ Self Contained ¦ LED | 7 | Urgent | B | 21 | 2045 | 5 | 1 | 2.2 | 2483 | 31825
Water ¦ Local Hot Water ¦ Package Electric Water Heaters - Non-Drinking Water | 1 | Medium | B | 7 | 2031 | 5 | 3 | 3.2 | 21254 | 19796
Fabric ¦ Barriers and Guardrails ¦ Vehicle Crash Protection Barrier | 1 | V Low | B | 1 | 2025 | 5 | 4 | 3.7 | 32765 | 11800
Electrical ¦ Lighting ¦ Internal ¦ General ¦ LED Fittings & Luminaires | 117 | Medium | B | 17 | 2041 | 5 | 3 | 3.2 | 21255 | 30405
Water ¦ Local Hot Water ¦ Instantaneous Electric Water Heater - Non-Drinking Water | 1 | Medium | B | 7 | 2031 | 5 | 3 | 3.2 | 21256 | 19797
HVAC ¦ Heat Emitters - Local ¦ Electric Heaters | 1 | Medium | D | 1 | 2025 | 3 | 3 | 2.6 | 11055 | 2583
HVAC ¦ Heat Emitters - Central ¦ Radiators ¦ Steel | 5 | Medium | B | 1 | 2025 | 5 | 3 | 3.2 | 21257 | 6622
Fabric ¦ Superstructure ¦ Windows and External Doors ¦ External Doors ¦ Entrance Doors | 1 | High | B | 9 | 2033 | 5 | 2 | 2.7 | 12209 | 21569
Fabric ¦ Superstructure ¦ Internal Doors ¦ Roller Shutters ¦ Electric Roller Shutter | 1 | Medium | B | 1 | 2025 | 5 | 3 | 3.2 | 21258 | 6623
Fabric ¦ Superstructure ¦ Internal Doors ¦ Roller Shutters ¦ Internal Manual Roller Shutter | 1 | Medium | B | 18 | 2042 | 5 | 3 | 3.2 | 21259 | 30924
HVAC ¦ Heat Emitters - Local ¦ Electric Heaters | 1 | Medium | B | 1 | 2025 | 5 | 3 | 3.2 | 21260 | 6624
Fabric ¦ Superstructure ¦ Windows and External Doors ¦ External Doors ¦ Entrance Doors | 1 | High | B | 1 | 2025 | 5 | 2 | 2.7 | 12210 | 3085
Fabric ¦ Superstructure ¦ Windows and External Doors ¦ Roller Shutters ¦ Manual Roller Shutter | 1 | High | B | 1 | 2025 | 5 | 2 | 2.7 | 12211 | 3086
Electrical ¦ Specialist Lighting ¦ Internal ¦ Illuminated Fire Exit Signage | 3 | Urgent | B | 6 | 2030 | 5 | 1 | 2.2 | 2484 | 15935
Electrical ¦ Lighting ¦ Internal ¦ Emergency ¦ Self Contained ¦ LED | 4 | Urgent | B | 21 | 2045 | 5 | 1 | 2.2 | 2485 | 31826
HVAC ¦ Heat Emitters - Local ¦ Electric Heaters | 3 | Medium | B | 1 | 2025 | 5 | 3 | 3.2 | 21261 | 6625
Electrical ¦ Lighting ¦ Internal ¦ Emergency ¦ Externally Powered ¦ Non LED | 8 | Urgent | B | 1 | 2025 | 5 | 1 | 2.2 | 2486 | 1051
Electrical ¦ Lighting ¦ External ¦ General - Non-LED | 3 | Medium | B | 12 | 2036 | 5 | 3 | 3.2 | 21262 | 26370
HVAC ¦ Heat Emitters - Local ¦ Gas Fired Unit Heaters | 1 | Medium | C | 1 | 2025 | 4 | 3 | 2.9 | 18448 | 5405
Water ¦ Local Hot Water ¦ Package Electric Water Heaters - Non-Drinking Water | 1 | Medium | B | 1 | 2025 | 5 | 3 | 3.2 | 21263 | 6626
Electrical ¦ Lighting ¦ External ¦ General - LED | 4 | Medium | B | 5 | 2029 | 5 | 3 | 3.2 | 21264 | 14863
Fire ¦ Fire Fighting ¦ Fire Extinguishers ¦ Foam | 3 | Urgent | B | 1 | 2025 | 5 | 1 | 2.2 | 2487 | 1052
Fabric ¦ Superstructure ¦ Windows and External Doors ¦ Roller Shutters ¦ Manual Roller Shutter | 1 | High | B | 1 | 2025 | 5 | 2 | 2.7 | 12212 | 3087
Security ¦ Access ¦ Access Control ¦ Door ¦ Local Lock / Keypad / Manual | 1 | Medium | B | 5 | 2029 | 5 | 3 | 3.2 | 21265 | 14864
Fire ¦ Fire Detection ¦ Fire Alarm Panel / Repeater | 1 | Urgent | B | 11 | 2035 | 5 | 1 | 2.2 | 2488 | 23417
Fire ¦ Fire Detection ¦ Fire Alarm System | 1 | Urgent | B | 8 | 2032 | 5 | 1 | 2.2 | 2489 | 20301
Electrical ¦ Lighting ¦ External ¦ General - LED | 5 | Medium | B | 5 | 2029 | 5 | 3 | 3.2 | 21266 | 14865
Fire ¦ Fire Fighting ¦ Fire Extinguishers ¦ Foam | 2 | Urgent | B | 6 | 2030 | 5 | 1 | 2.2 | 2490 | 15936
Fire ¦ Fire Fighting ¦ Fire Extinguishers ¦ CO2 | 3 | Urgent | B | 1 | 2025 | 5 | 1 | 2.2 | 2491 | 1053
Water ¦ Local Hot Water ¦ Package Electric Water Heaters - Non-Drinking Water | 1 | Medium | B | 11 | 2035 | 5 | 3 | 3.2 | 21267 | 24991
Fabric ¦ Superstructure ¦ Windows and External Doors ¦ Roller Shutters ¦ Electric Roller Shutter | 1 | High | B | 10 | 2034 | 5 | 2 | 2.7 | 12213 | 22273
HVAC ¦ Local Air Conditioning ¦ Single-Split Condenser - Split Systems/Heat Pumps - Air-cooled with Direct Expansion Evaporator (DX) | 1 | Medium | B | 1 | 2025 | 5 | 3 | 3.2 | 21268 | 6627
HVAC ¦ Central Heating (Internally Sourced) ¦ Boiler ¦ Electric Boilers | 1 | Medium | B | 1 | 2025 | 5 | 3 | 3.2 | 21269 | 6628
HVAC ¦ Heat Emitters - Local ¦ Gas Fired Unit Heaters | 1 | Medium | B | 1 | 2025 | 5 | 3 | 3.2 | 21270 | 6629
Fabric ¦ Superstructure ¦ Windows and External Doors ¦ External Doors ¦ Manual and Automatic Doors ¦ Emergency and Panic Escape Doors | 1 | Urgent | B | 11 | 2035 | 5 | 1 | 2.2 | 2492 | 23418
HVAC ¦ Fan ¦ Central Ventilation Systems ¦ Ventilating - General | 1 | Low | B | 1 | 2025 | 5 | 4 | 3.7 | 32766 | 11801
Water ¦ Local Hot Water ¦ Instantaneous Electric Water Heater - Non-Drinking Water | 1 | Medium | B | 12 | 2036 | 5 | 3 | 3.2 | 21271 | 26371
Fire ¦ Fire Detection ¦ Fire Alarm System | 1 | Urgent | B | 1 | 2025 | 5 | 1 | 2.2 | 2493 | 1054
Electrical ¦ Lighting ¦ Internal ¦ General | 21 | Medium | B | 1 | 2025 | 5 | 3 | 3.2 | 21272 | 6630
Electrical ¦ LV Distribution ¦ Distribution Board ¦ Sub | 1 | High | B | 6 | 2030 | 5 | 2 | 2.7 | 12214 | 17418
Electrical ¦ LV Distribution ¦ Distribution Board ¦ Sub | 1 | High | B | 18 | 2042 | 5 | 2 | 2.7 | 12215 | 30777
HVAC ¦ Heat Emitters - Local ¦ Electric Overdoor Air Curtain/Heater | 1 | Medium | B | 1 | 2025 | 5 | 3 | 3.2 | 21273 | 6631
Fire ¦ Fire Detection ¦ Fire Alarm Panel / Repeater | 1 | Urgent | B | 6 | 2030 | 5 | 1 | 2.2 | 2494 | 15937
Electrical ¦ Lighting ¦ Internal ¦ General ¦ LED Fittings & Luminaires | 96 | Medium | B | 16 | 2040 | 5 | 3 | 3.2 | 21274 | 29371
HVAC ¦ Local Air Conditioning ¦ Single-Split Condenser - Split Systems/Heat Pumps - Air-cooled with Direct Expansion Evaporator (DX) | 1 | Medium | B | 1 | 2025 | 5 | 3 | 3.2 | 21275 | 6632
Electrical ¦ LV Distribution ¦ Distribution Board ¦ Sub | 1 | High | D | 1 | 2025 | 3 | 2 | 2.1 | 1058 | 733
Fabric ¦ Superstructure ¦ Windows and External Doors ¦ External Doors ¦ Manual and Automatic Doors ¦ Auto / Powered Swing Doors | 1 | High | B | 11 | 2035 | 5 | 2 | 2.7 | 12216 | 24180
Electrical ¦ Lighting ¦ Internal ¦ General | 84 | Medium | B | 6 | 2030 | 5 | 3 | 3.2 | 21276 | 18466
Fabric ¦ Barriers and Guardrails ¦ Vehicle Crash Protection Barrier | 1 | V Low | B | 1 | 2025 | 5 | 4 | 3.7 | 32767 | 11802
Water ¦ Local Hot Water ¦ Instantaneous Electric Water Heater - Non-Drinking Water | 1 | Medium | B | 1 | 2025 | 5 | 3 | 3.2 | 21277 | 6633
Fabric ¦ Superstructure ¦ Windows and External Doors ¦ External Doors ¦ Manual and Automatic Doors ¦ High Security Door | 1 | High | B | 11 | 2035 | 5 | 2 | 2.7 | 12217 | 24181
Fire ¦ Fire Fighting ¦ Fire Extinguishers ¦ CO2 | 3 | Urgent | B | 1 | 2025 | 5 | 1 | 2.2 | 2495 | 1055
Fabric ¦ Superstructure ¦ Windows and External Doors ¦ External Doors ¦ Manual and Automatic Doors ¦ Emergency and Panic Escape Doors | 1 | Urgent | B | 10 | 2034 | 5 | 1 | 2.2 | 2496 | 21997
Electrical ¦ LV Distribution ¦ Distribution Board ¦ Main | 1 | High | B | 13 | 2037 | 5 | 2 | 2.7 | 12218 | 26958
Electrical ¦ LV Distribution ¦ Distribution Board ¦ Sub | 1 | High | B | 3 | 2027 | 5 | 2 | 2.7 | 12219 | 13336
Electrical ¦ LV Distribution ¦ Distribution Board ¦ Sub | 1 | High | B | 12 | 2036 | 5 | 2 | 2.7 | 12220 | 26147
Fabric ¦ Superstructure ¦ Windows and External Doors ¦ External Doors ¦ Manual and Automatic Doors ¦ Emergency and Panic Escape Doors | 1 | Urgent | B | 10 | 2034 | 5 | 1 | 2.2 | 2497 | 21998
Electrical ¦ Lighting ¦ Internal ¦ Emergency ¦ Self Contained ¦ LED | 1 | Urgent | B | 15 | 2039 | 5 | 1 | 2.2 | 2498 | 27762
HVAC ¦ Heat Emitters - Local ¦ Electric Overdoor Air Curtain/Heater | 1 | Medium | B | 12 | 2036 | 5 | 3 | 3.2 | 21278 | 26372
Electrical ¦ LV Distribution ¦ Distribution Board ¦ Sub | 1 | High | B | 14 | 2038 | 5 | 2 | 2.7 | 12221 | 27438
HVAC ¦ Fan ¦ Local and Special Ventilation ¦ Axial | 1 | Medium | B | 1 | 2025 | 5 | 3 | 3.2 | 21279 | 6634
Fabric ¦ Superstructure ¦ Windows and External Doors ¦ External Doors ¦ Manual and Automatic Doors ¦ Auto / Powered Sliding Doors | 1 | High | B | 11 | 2035 | 5 | 2 | 2.7 | 12222 | 24182
Fabric ¦ Superstructure ¦ Windows and External Doors ¦ External Windows ¦ Roller Shutters ¦ External Window Shutters ¦ Manual | 1 | Medium | B | 5 | 2029 | 5 | 3 | 3.2 | 21280 | 14866
Electrical ¦ Lighting ¦ Internal ¦ Emergency ¦ Self Contained ¦ LED | 6 | Urgent | A | 23 | 2047 | 6 | 1 | 2.5 | 10824 | 33161
HVAC ¦ Heat Emitters - Local ¦ Electric Heaters | 3 | Medium | B | 1 | 2025 | 5 | 3 | 3.2 | 21281 | 6635
Controls ¦ Multi-System Controls ¦ Control Panel - Electrical Services (excluding Electrical Controllers and Pneumatic Relays) | 1 | Medium | B | 1 | 2025 | 5 | 3 | 3.2 | 21282 | 6636
Fabric ¦ Barriers and Guardrails ¦ Vehicle Crash Protection Barrier | 1 | V Low | B | 1 | 2025 | 5 | 4 | 3.7 | 32768 | 11803
Fire ¦ Fire Fighting ¦ Fire Extinguishers ¦ CO2 | 5 | Urgent | B | 8 | 2032 | 5 | 1 | 2.2 | 2499 | 20302
Fire ¦ Fire Fighting ¦ Fire Extinguishers ¦ Foam | 4 | Urgent | B | 6 | 2030 | 5 | 1 | 2.2 | 2500 | 15938
Electrical ¦ LV Distribution ¦ Distribution Board ¦ Sub | 1 | High | D | 1 | 2025 | 3 | 2 | 2.1 | 1059 | 734
Water ¦ Local Hot Water ¦ Package Electric Water Heaters - Non-Drinking Water | 1 | Medium | B | 8 | 2032 | 5 | 3 | 3.2 | 21283 | 20868
Fabric ¦ Superstructure ¦ Internal Doors ¦ Roller Shutters ¦ Electric Roller Shutter | 1 | Medium | B | 11 | 2035 | 5 | 3 | 3.2 | 21284 | 24992
Fire ¦ Fire Fighting ¦ Fire Extinguishers ¦ Foam | 5 | Urgent | B | 6 | 2030 | 5 | 1 | 2.2 | 2501 | 15939
Fabric ¦ Superstructure ¦ Windows and External Doors ¦ External Doors ¦ Manual and Automatic Doors ¦ Emergency and Panic Escape Doors | 1 | Urgent | B | 27 | 2051 | 5 | 1 | 2.2 | 2502 | 33540
Fabric ¦ Superstructure ¦ Windows and External Doors ¦ External Doors ¦ Manual and Automatic Doors ¦ Emergency and Panic Escape Doors | 1 | Urgent | B | 25 | 2049 | 5 | 1 | 2.2 | 2503 | 33284
Fabric ¦ Superstructure ¦ Windows and External Doors ¦ Roller Shutters ¦ Electric Roller Shutter | 1 | High | B | 1 | 2025 | 5 | 2 | 2.7 | 12223 | 3088
Fabric ¦ Superstructure ¦ Windows and External Doors ¦ Roller Shutters ¦ Electric Roller Shutter | 1 | High | B | 1 | 2025 | 5 | 2 | 2.7 | 12224 | 3089
Electrical ¦ Specialist Lighting ¦ Internal ¦ Illuminated Fire Exit Signage | 1 | Urgent | B | 1 | 2025 | 5 | 1 | 2.2 | 2504 | 1056
Electrical ¦ Lighting ¦ External ¦ General - Non-LED | 8 | Medium | B | 1 | 2025 | 5 | 3 | 3.2 | 21285 | 6637
HVAC ¦ Local and Special Ventilation ¦ Unit extract fans. | 1 | Medium | B | 1 | 2025 | 5 | 3 | 3.2 | 21286 | 6638
Electrical ¦ LV Distribution ¦ Distribution Board ¦ Sub | 1 | High | D | 1 | 2025 | 3 | 2 | 2.1 | 1060 | 735
HVAC ¦ Fan ¦ Central Ventilation Systems ¦ Ventilating - General | 1 | Low | CX | 5 | 2029 | 2 | 4 | 2.8 | 18347 | 14770
HVAC ¦ Local Air Conditioning ¦ Single-Split Condenser - Split Systems/Heat Pumps - Air-cooled with Direct Expansion Evaporator (DX) | 1 | Medium | B | 7 | 2031 | 5 | 3 | 3.2 | 21287 | 19798
Electrical ¦ LV Distribution ¦ Distribution Board ¦ Main | 1 | High | B | 10 | 2034 | 5 | 2 | 2.7 | 12225 | 22274
Fabric ¦ Superstructure ¦ Windows and External Doors ¦ Roller Shutters ¦ Electric Roller Shutter | 1 | High | B | 1 | 2025 | 5 | 2 | 2.7 | 12226 | 3090
HVAC ¦ Central Air Conditioning ¦ Air Conditioning ¦ Multi-Split Condenser - Split Systems/Heat Pumps - Air-cooled with Direct Expansion Evaporator (DX) | 1 | Medium | B | 10 | 2034 | 5 | 3 | 3.2 | 21288 | 22611
HVAC ¦ Fan ¦ Central Heating ¦ Axial | 1 | High | B | 1 | 2025 | 5 | 2 | 2.7 | 12227 | 3091
Fabric ¦ Superstructure ¦ Windows and External Doors ¦ Roller Shutters ¦ Electric Roller Shutter | 1 | High | B | 21 | 2045 | 5 | 2 | 2.7 | 12228 | 32563
Fire ¦ Fire Fighting ¦ Fire Extinguishers ¦ Foam | 3 | Urgent | B | 7 | 2031 | 5 | 1 | 2.2 | 2505 | 19203
Fire ¦ Fire Fighting ¦ Fire Extinguishers ¦ Foam | 2 | Urgent | A | 10 | 2034 | 6 | 1 | 2.5 | 10825 | 22204
Fire ¦ Fire Fighting ¦ Fire Extinguishers ¦ CO2 | 1 | Urgent | B | 9 | 2033 | 5 | 1 | 2.2 | 2506 | 21246
HVAC ¦ Fan ¦ Central Heating ¦ Axial | 1 | High | B | 5 | 2029 | 5 | 2 | 2.7 | 12229 | 14592
Fabric ¦ Superstructure ¦ Windows and External Doors ¦ External Doors ¦ Entrance Doors | 1 | High | B | 15 | 2039 | 5 | 2 | 2.7 | 12230 | 28092
Electrical ¦ LV Distribution ¦ Distribution Board ¦ Main | 1 | High | B | 1 | 2025 | 5 | 2 | 2.7 | 12231 | 3092
Fabric ¦ Superstructure ¦ Windows and External Doors ¦ External Doors ¦ Manual and Automatic Doors ¦ Emergency and Panic Escape Doors | 1 | Urgent | B | 15 | 2039 | 5 | 1 | 2.2 | 2507 | 27763
Fabric ¦ Superstructure ¦ Windows and External Doors ¦ Roller Shutters ¦ Manual Roller Shutter | 1 | High | B | 11 | 2035 | 5 | 2 | 2.7 | 12232 | 24183
Fabric ¦ Superstructure ¦ Windows and External Doors ¦ External Doors ¦ Entrance Doors | 1 | High | B | 11 | 2035 | 5 | 2 | 2.7 | 12233 | 24184
Electrical ¦ Lighting ¦ Internal ¦ Emergency ¦ Self Contained ¦ LED | 9 | Urgent | B | 21 | 2045 | 5 | 1 | 2.2 | 2508 | 31827
Electrical ¦ LV Distribution ¦ Distribution Board ¦ Main | 1 | High | B | 6 | 2030 | 5 | 2 | 2.7 | 12234 | 17419
HVAC ¦ Fan ¦ Local and Special Ventilation ¦ Kitchen Vent ¦ Extract | 1 | Low | B | 12 | 2036 | 5 | 4 | 3.7 | 32769 | 26795
Electrical ¦ LV Distribution ¦ Distribution Board ¦ Main | 1 | High | B | 15 | 2039 | 5 | 2 | 2.7 | 12235 | 28093
HVAC ¦ Fan ¦ Local and Special Ventilation ¦ Fans Window or Wall Mounted | 1 | Medium | CX | 5 | 2029 | 2 | 3 | 2.3 | 10066 | 14528
Fabric ¦ Superstructure ¦ Windows and External Doors ¦ External Doors ¦ Entrance Doors | 1 | High | B | 15 | 2039 | 5 | 2 | 2.7 | 12236 | 28094
HVAC ¦ Fan ¦ Central Ventilation Systems ¦ Ventilating - General | 1 | Low | B | 5 | 2029 | 5 | 4 | 3.7 | 32770 | 15594
Fabric ¦ Superstructure ¦ Windows and External Doors ¦ Roller Shutters ¦ Manual Roller Shutter | 1 | High | B | 11 | 2035 | 5 | 2 | 2.7 | 12237 | 24185
HVAC ¦ Fan ¦ Local and Special Ventilation ¦ Extract | 1 | Medium | D | 5 | 2029 | 3 | 3 | 2.6 | 11056 | 14546
Fabric ¦ Superstructure ¦ Internal Doors ¦ Roller Shutters ¦ Electric Roller Shutter | 1 | Medium | B | 21 | 2045 | 5 | 3 | 3.2 | 21289 | 32783
Electrical ¦ LV Distribution ¦ Distribution Board ¦ Main | 1 | High | B | 6 | 2030 | 5 | 2 | 2.7 | 12238 | 17420
Controls ¦ Building Management System (BMS) ¦ BMS Control Panel | 1 | High | B | 6 | 2030 | 5 | 2 | 2.7 | 12239 | 17421
Fabric ¦ Superstructure ¦ Windows and External Doors ¦ External Doors ¦ Manual and Automatic Doors ¦ Emergency and Panic Escape Doors | 1 | Urgent | B | 6 | 2030 | 5 | 1 | 2.2 | 2509 | 15940
Electrical ¦ Specialist Lighting ¦ Internal ¦ Illuminated Fire Exit Signage | 4 | Urgent | B | 10 | 2034 | 5 | 1 | 2.2 | 2510 | 21999
Fabric ¦ Superstructure ¦ Windows and External Doors ¦ External Doors ¦ Manual and Automatic Doors ¦ Emergency and Panic Escape Doors | 1 | Urgent | B | 15 | 2039 | 5 | 1 | 2.2 | 2511 | 27764
Fabric ¦ Superstructure ¦ Windows and External Doors ¦ Roller Shutters ¦ Manual Roller Shutter | 1 | High | B | 1 | 2025 | 5 | 2 | 2.7 | 12240 | 3093
Electrical ¦ Lighting ¦ Internal ¦ General | 31 | Medium | B | 1 | 2025 | 5 | 3 | 3.2 | 21290 | 6639
Electrical ¦ Specialist Lighting ¦ Internal ¦ Illuminated Fire Exit Signage | 6 | Urgent | B | 16 | 2040 | 5 | 1 | 2.2 | 2512 | 28661
Fire ¦ Fire Fighting ¦ Fire Extinguishers ¦ Foam | 3 | Urgent | A | 10 | 2034 | 6 | 1 | 2.5 | 10826 | 22205
Fire ¦ Fire Fighting ¦ Fire Extinguishers ¦ CO2 | 1 | Urgent | B | 6 | 2030 | 5 | 1 | 2.2 | 2513 | 15941
Fabric ¦ Superstructure ¦ Windows and External Doors ¦ Roller Shutters ¦ Manual Roller Shutter | 1 | High | B | 1 | 2025 | 5 | 2 | 2.7 | 12241 | 3094
Fabric ¦ Superstructure ¦ Windows and External Doors ¦ External Doors ¦ Entrance Doors | 1 | High | B | 11 | 2035 | 5 | 2 | 2.7 | 12242 | 24186
Fire ¦ Fire Fighting ¦ Fire Extinguishers ¦ Powder | 3 | Urgent | CX | 1 | 2025 | 2 | 1 | 1.3 | 325 | 312
Fire ¦ Fire Fighting ¦ Fire Extinguishers ¦ CO2 | 1 | Urgent | CX | 1 | 2025 | 2 | 1 | 1.3 | 326 | 313
HVAC ¦ Fan ¦ Local and Special Ventilation ¦ Kitchen Vent ¦ Extract | 1 | Low | CX | 1 | 2025 | 2 | 4 | 2.8 | 18348 | 5337
Fire ¦ Fire Fighting ¦ Fire Extinguishers ¦ Foam | 1 | Urgent | CX | 1 | 2025 | 2 | 1 | 1.3 | 327 | 314
Electrical ¦ LV Distribution ¦ Distribution Board ¦ Sub | 1 | High | B | 14 | 2038 | 5 | 2 | 2.7 | 12243 | 27439
HVAC ¦ Fan ¦ Local and Special Ventilation ¦ Axial | 1 | Medium | B | 1 | 2025 | 5 | 3 | 3.2 | 21291 | 6640
HVAC ¦ Local Air Conditioning ¦ Single-Split Evaporator - Split Systems/Heat Pumps - Air-cooled with Direct Expansion Evaporator (DX) | 1 | Medium | B | 5 | 2029 | 5 | 3 | 3.2 | 21292 | 14867
Fabric ¦ Superstructure ¦ Windows and External Doors ¦ External Doors ¦ Entrance Doors | 1 | High | B | 11 | 2035 | 5 | 2 | 2.7 | 12244 | 24187
Fabric ¦ Superstructure ¦ Windows and External Doors ¦ External Doors ¦ Entrance Doors | 1 | High | B | 25 | 2049 | 5 | 2 | 2.7 | 12245 | 33372
Fire ¦ Fire Fighting ¦ Fire Extinguishers ¦ Foam | 5 | Urgent | B | 6 | 2030 | 5 | 1 | 2.2 | 2514 | 15942
HVAC ¦ Local Air Conditioning ¦ Single-Split Evaporator - Split Systems/Heat Pumps - Air-cooled with Direct Expansion Evaporator (DX) | 1 | Medium | B | 7 | 2031 | 5 | 3 | 3.2 | 21293 | 19799
HVAC ¦ Fan ¦ Central Heating ¦ Axial | 1 | High | B | 1 | 2025 | 5 | 2 | 2.7 | 12246 | 3095
Electrical ¦ LV Distribution ¦ Distribution Board ¦ Sub | 1 | High | D | 1 | 2025 | 3 | 2 | 2.1 | 1061 | 736
Electrical ¦ LV Distribution ¦ Distribution Board ¦ Sub | 1 | High | B | 1 | 2025 | 5 | 2 | 2.7 | 12247 | 3096
Electrical ¦ LV Distribution ¦ Distribution Board ¦ Sub | 1 | High | B | 1 | 2025 | 5 | 2 | 2.7 | 12248 | 3097
Fabric ¦ Superstructure ¦ Windows and External Doors ¦ Roller Shutters ¦ Manual Roller Shutter | 1 | High | B | 1 | 2025 | 5 | 2 | 2.7 | 12249 | 3098
Fire ¦ Fire Fighting ¦ Fire Extinguishers ¦ CO2 | 4 | Urgent | B | 7 | 2031 | 5 | 1 | 2.2 | 2515 | 19204
Electrical ¦ LV Distribution ¦ Distribution Board ¦ Sub | 1 | High | B | 10 | 2034 | 5 | 2 | 2.7 | 12250 | 22275
Electrical ¦ Lighting ¦ Internal ¦ Emergency ¦ Self Contained ¦ LED | 7 | Urgent | B | 15 | 2039 | 5 | 1 | 2.2 | 2516 | 27765
Fire ¦ Fire Fighting ¦ Fire Extinguishers ¦ Foam | 3 | Urgent | B | 5 | 2029 | 5 | 1 | 2.2 | 2517 | 14323
HVAC ¦ Ventilation ¦ Air Handling Unit (AHU) ¦ Internal ¦ Central Heating (Externally Sourced) ¦ Gas Fired | 1 | Medium | B | 1 | 2025 | 5 | 3 | 3.2 | 21294 | 6641
Fire ¦ Fire Detection ¦ Fire Alarm System | 1 | Urgent | A | 13 | 2037 | 6 | 1 | 2.5 | 10827 | 26914
Electrical ¦ LV Distribution ¦ Distribution Board ¦ Sub | 1 | High | B | 1 | 2025 | 5 | 2 | 2.7 | 12251 | 3099
HVAC ¦ Heat Emitters - Local ¦ Gas Fired Natural and Fan Assisted Heaters | 1 | Medium | B | 6 | 2030 | 5 | 3 | 3.2 | 21295 | 18467
Controls ¦ Multi-System Controls ¦ Control Panel - Electrical Services (excluding Electrical Controllers and Pneumatic Relays) | 1 | Medium | B | 2 | 2026 | 5 | 3 | 3.2 | 21296 | 13025
Electrical ¦ LV Distribution ¦ Distribution Board ¦ Main | 1 | High | B | 1 | 2025 | 5 | 2 | 2.7 | 12252 | 3100
Electrical ¦ LV Distribution ¦ Distribution Board ¦ Sub | 1 | High | B | 10 | 2034 | 5 | 2 | 2.7 | 12253 | 22276
HVAC ¦ Heat Emitters - Local ¦ Gas Fired Natural and Fan Assisted Heaters | 1 | Medium | B | 1 | 2025 | 5 | 3 | 3.2 | 21297 | 6642
HVAC ¦ Fan ¦ Central Ventilation Systems ¦ Axial | 1 | Medium | B | 5 | 2029 | 5 | 3 | 3.2 | 21298 | 14868
HVAC ¦ Central Air Conditioning ¦ Air Conditioning ¦ Multi-Split Evaporator - Split Systems/Heat Pumps - Air-cooled with Direct Expansion Evaporator (DX) | 1 | Medium | B | 5 | 2029 | 5 | 3 | 3.2 | 21299 | 14869
HVAC ¦ Fan ¦ Central Ventilation Systems ¦ Ventilating - General | 1 | Low | B | 1 | 2025 | 5 | 4 | 3.7 | 32771 | 11804
HVAC ¦ Fan ¦ Central Heating & Cooling ¦ Bifurcated | 1 | Medium | B | 1 | 2025 | 5 | 3 | 3.2 | 21300 | 6643
HVAC ¦ Fan ¦ Local and Special Ventilation ¦ Extract | 1 | Medium | CX | 1 | 2025 | 2 | 3 | 2.3 | 10067 | 2033
Fabric ¦ Superstructure ¦ Windows and External Doors ¦ Roller Shutters ¦ Electric Roller Shutter | 1 | High | B | 10 | 2034 | 5 | 2 | 2.7 | 12254 | 22277
HVAC ¦ Fan ¦ Central Ventilation Systems ¦ Axial | 1 | Medium | B | 5 | 2029 | 5 | 3 | 3.2 | 21301 | 14870
HVAC ¦ Fan ¦ Central Ventilation Systems ¦ Ventilating - General | 1 | Low | B | 7 | 2031 | 5 | 4 | 3.7 | 32772 | 20218
Electrical ¦ LV Distribution ¦ Distribution Board ¦ Main | 1 | High | B | 6 | 2030 | 5 | 2 | 2.7 | 12255 | 17422
HVAC ¦ Fan ¦ Local and Special Ventilation ¦ Fans Window or Wall Mounted | 1 | Medium | CX | 3 | 2027 | 2 | 3 | 2.3 | 10068 | 13314
Electrical ¦ LV Distribution ¦ Distribution Board ¦ Main | 1 | High | B | 1 | 2025 | 5 | 2 | 2.7 | 12256 | 3101
Fabric ¦ Superstructure ¦ Windows and External Doors ¦ External Doors ¦ Manual and Automatic Doors ¦ Emergency and Panic Escape Doors | 1 | Urgent | B | 10 | 2034 | 5 | 1 | 2.2 | 2518 | 22000
Fire ¦ Fire Detection ¦ Fire Alarm Panel / Repeater | 1 | Urgent | B | 4 | 2028 | 5 | 1 | 2.2 | 2519 | 13788
Electrical ¦ LV Distribution ¦ Distribution Board ¦ Sub | 1 | High | B | 8 | 2032 | 5 | 2 | 2.7 | 12257 | 20681
HVAC ¦ Heat Emitters - Local ¦ Gas Fired Unit Heaters | 1 | Medium | B | 9 | 2033 | 5 | 3 | 3.2 | 21302 | 21701
HVAC ¦ Fan ¦ Central Ventilation Systems ¦ Ventilating - General | 1 | Low | B | 1 | 2025 | 5 | 4 | 3.7 | 32773 | 11805
Transport ¦ Lifts ¦ Passenger Lift electric ¦ Electric | 1 | Medium | B | 5 | 2029 | 5 | 3 | 3.2 | 21303 | 14871
Fire ¦ Fire Fighting ¦ Fire Extinguishers ¦ Powder | 3 | Urgent | A | 10 | 2034 | 6 | 1 | 2.5 | 10828 | 22206
Fabric ¦ Superstructure ¦ Internal Doors ¦ Roller Shutters ¦ Electric Roller Shutter | 1 | Medium | B | 11 | 2035 | 5 | 3 | 3.2 | 21304 | 24993
Fabric ¦ Superstructure ¦ Internal Doors ¦ Roller Shutters ¦ Internal Manual Roller Shutter | 1 | Medium | B | 10 | 2034 | 5 | 3 | 3.2 | 21305 | 22612
Electrical ¦ Lighting ¦ External ¦ General - LED | 2 | Medium | B | 5 | 2029 | 5 | 3 | 3.2 | 21306 | 14872
Electrical ¦ Lighting ¦ External ¦ General - LED | 1 | Medium | B | 10 | 2034 | 5 | 3 | 3.2 | 21307 | 22613
Fire ¦ Fire Fighting ¦ Fire Extinguishers ¦ CO2 | 3 | Urgent | B | 6 | 2030 | 5 | 1 | 2.2 | 2520 | 15943
Fire ¦ Fire Fighting ¦ Fire Extinguishers ¦ Foam | 4 | Urgent | B | 8 | 2032 | 5 | 1 | 2.2 | 2521 | 20303
Electrical ¦ Specialist Lighting ¦ Internal ¦ Illuminated Fire Exit Signage | 3 | Urgent | B | 16 | 2040 | 5 | 1 | 2.2 | 2522 | 28662
Water ¦ Local Hot Water ¦ Package Electric Water Heaters - Non-Drinking Water | 1 | Medium | B | 7 | 2031 | 5 | 3 | 3.2 | 21308 | 19800
HVAC ¦ Fan ¦ Central Ventilation Systems ¦ Ventilating - General | 1 | Low | B | 1 | 2025 | 5 | 4 | 3.7 | 32774 | 11806
HVAC ¦ Fan ¦ Central Ventilation Systems ¦ Ventilating - General | 1 | Low | B | 11 | 2035 | 5 | 4 | 3.7 | 32775 | 25720
HVAC ¦ Fan ¦ Local and Special Ventilation ¦ Extract | 1 | Medium | DX | 1 | 2025 | 1 | 3 | 2 | 793 | 513
Electrical ¦ Lighting ¦ Internal ¦ General | 41 | Medium | CX | 1 | 2025 | 2 | 3 | 2.3 | 10069 | 2034
Security ¦ Access ¦ Access Control ¦ Door ¦ Local Lock / Keypad / Manual | 1 | Medium | B | 1 | 2025 | 5 | 3 | 3.2 | 21309 | 6644
Water ¦ Local Hot Water ¦ Instantaneous Electric Water Heater - Non-Drinking Water | 1 | Medium | B | 10 | 2034 | 5 | 3 | 3.2 | 21310 | 22614
Fabric ¦ Superstructure ¦ Windows and External Doors ¦ Roller Shutters ¦ Electric Roller Shutter | 1 | High | B | 10 | 2034 | 5 | 2 | 2.7 | 12258 | 22278
Fire ¦ Fire Detection ¦ Fire Alarm System | 1 | Urgent | B | 13 | 2037 | 5 | 1 | 2.2 | 2523 | 26830
HVAC ¦ Heat Emitters - Local ¦ Electric Heaters | 1 | Medium | B | 1 | 2025 | 5 | 3 | 3.2 | 21311 | 6645
HVAC ¦ Local Air Conditioning ¦ Single-Split Condenser - Split Systems/Heat Pumps - Air-cooled with Direct Expansion Evaporator (DX) | 1 | Medium | A | 13 | 2037 | 6 | 3 | 3.5 | 32461 | 27279
Fabric ¦ Superstructure ¦ Windows and External Doors ¦ Roller Shutters ¦ Manual Roller Shutter | 1 | High | B | 1 | 2025 | 5 | 2 | 2.7 | 12259 | 3102
HVAC ¦ Fan ¦ Central Heating & Cooling ¦ Bifurcated | 1 | Medium | B | 1 | 2025 | 5 | 3 | 3.2 | 21312 | 6646
HVAC ¦ Fan ¦ Local and Special Ventilation ¦ Extract | 1 | Medium | B | 1 | 2025 | 5 | 3 | 3.2 | 21313 | 6647
Electrical ¦ LV Distribution ¦ Distribution Board ¦ Main | 1 | High | B | 5 | 2029 | 5 | 2 | 2.7 | 12260 | 14593
Electrical ¦ LV Distribution ¦ Distribution Board ¦ Sub | 1 | High | B | 18 | 2042 | 5 | 2 | 2.7 | 12261 | 30778
Fire ¦ Fire Fighting ¦ Fire Extinguishers ¦ Foam | 1 | Urgent | B | 6 | 2030 | 5 | 1 | 2.2 | 2524 | 15944
HVAC ¦ Heat Emitters - Central ¦ Radiators ¦ Steel | 1 | Medium | B | 6 | 2030 | 5 | 3 | 3.2 | 21314 | 18468
Fire ¦ Fire Fighting ¦ Fire Extinguishers ¦ Foam | 3 | Urgent | B | 6 | 2030 | 5 | 1 | 2.2 | 2525 | 15945
HVAC ¦ Central Air Conditioning ¦ Air Conditioning ¦ Multi-Split Evaporator - Split Systems/Heat Pumps - Air-cooled with Direct Expansion Evaporator (DX) | 1 | Medium | B | 7 | 2031 | 5 | 3 | 3.2 | 21315 | 19801
Electrical ¦ Specialist Lighting ¦ Internal ¦ Illuminated Fire Exit Signage | 3 | Urgent | B | 16 | 2040 | 5 | 1 | 2.2 | 2526 | 28663
Electrical ¦ Lighting ¦ Internal ¦ General ¦ LED Fittings & Luminaires | 87 | Medium | B | 17 | 2041 | 5 | 3 | 3.2 | 21316 | 30406
Electrical ¦ Lighting ¦ Internal ¦ Emergency ¦ Self Contained ¦ LED | 9 | Urgent | B | 23 | 2047 | 5 | 1 | 2.2 | 2527 | 33078
HVAC ¦ Heat Emitters - Local ¦ Electric Heaters | 1 | Medium | B | 5 | 2029 | 5 | 3 | 3.2 | 21317 | 14873
Electrical ¦ Lighting ¦ Internal ¦ Emergency ¦ Self Contained ¦ LED | 1 | Urgent | B | 22 | 2046 | 5 | 1 | 2.2 | 2528 | 32838
Fire ¦ Fire Fighting ¦ Fire Extinguishers ¦ CO2 | 5 | Urgent | B | 6 | 2030 | 5 | 1 | 2.2 | 2529 | 15946
Fire ¦ Fire Fighting ¦ Fire Extinguishers ¦ CO2 | 7 | Urgent | B | 6 | 2030 | 5 | 1 | 2.2 | 2530 | 15947
Electrical ¦ LV Distribution ¦ Distribution Board ¦ Sub | 1 | High | B | 1 | 2025 | 5 | 2 | 2.7 | 12262 | 3103
HVAC ¦ Heat Emitters - Local ¦ Electric Heaters | 3 | Medium | B | 1 | 2025 | 5 | 3 | 3.2 | 21318 | 6648
HVAC ¦ Heat Emitters - Local ¦ Electric Heaters | 1 | Medium | B | 5 | 2029 | 5 | 3 | 3.2 | 21319 | 14874
Fabric ¦ Superstructure ¦ Internal Doors ¦ Roller Shutters ¦ Electric Roller Shutter | 1 | Medium | B | 9 | 2033 | 5 | 3 | 3.2 | 21320 | 21702
HVAC ¦ Fan ¦ Local and Special Ventilation ¦ Axial | 1 | Medium | B | 5 | 2029 | 5 | 3 | 3.2 | 21321 | 14875
Electrical ¦ Specialist Lighting ¦ Internal ¦ Illuminated Fire Exit Signage | 2 | Urgent | B | 15 | 2039 | 5 | 1 | 2.2 | 2531 | 27766
Electrical ¦ Lighting ¦ Internal ¦ Emergency ¦ Self Contained ¦ LED | 2 | Urgent | B | 22 | 2046 | 5 | 1 | 2.2 | 2532 | 32839
HVAC ¦ Fan ¦ Central Ventilation Systems ¦ Ventilating - General | 1 | Low | B | 1 | 2025 | 5 | 4 | 3.7 | 32776 | 11807
Electrical ¦ Specialist Lighting ¦ Internal ¦ Illuminated Fire Exit Signage | 3 | Urgent | B | 17 | 2041 | 5 | 1 | 2.2 | 2533 | 30027
Electrical ¦ Lighting ¦ Internal ¦ General | 11 | Medium | A | 20 | 2044 | 6 | 3 | 3.5 | 32462 | 31694
Electrical ¦ LV Distribution ¦ Distribution Board ¦ Main | 1 | High | B | 6 | 2030 | 5 | 2 | 2.7 | 12263 | 17423
Fabric ¦ Superstructure ¦ Windows and External Doors ¦ External Doors ¦ Entrance Doors | 1 | High | B | 19 | 2043 | 5 | 2 | 2.7 | 12264 | 31155
Fire ¦ Fire Detection ¦ Fire Alarm System | 1 | Urgent | B | 12 | 2036 | 5 | 1 | 2.2 | 2534 | 25960
Fabric ¦ Superstructure ¦ Internal Doors ¦ Roller Shutters ¦ Electric Roller Shutter | 1 | Medium | B | 11 | 2035 | 5 | 3 | 3.2 | 21322 | 24994
Electrical ¦ Specialist Lighting ¦ Internal ¦ Illuminated Fire Exit Signage | 3 | Urgent | B | 6 | 2030 | 5 | 1 | 2.2 | 2535 | 15948
HVAC ¦ Central Air Conditioning ¦ Air Conditioning ¦ Multi-Split Condenser - Split Systems/Heat Pumps - Air-cooled with Direct Expansion Evaporator (DX) | 1 | Medium | B | 3 | 2027 | 5 | 3 | 3.2 | 21323 | 13458
Electrical ¦ LV Distribution ¦ Distribution Board ¦ Main | 1 | High | B | 5 | 2029 | 5 | 2 | 2.7 | 12265 | 14594
Electrical ¦ LV Distribution ¦ Main Switch Panel at Supply Intake | 1 | Medium | A | 20 | 2044 | 6 | 3 | 3.5 | 32463 | 31695
Fire ¦ Fire Fighting ¦ Fire Extinguishers ¦ Foam | 2 | Urgent | B | 6 | 2030 | 5 | 1 | 2.2 | 2536 | 15949
HVAC ¦ Heat Emitters - Local ¦ Gas Radiant Tube Heaters | 1 | Medium | B | 1 | 2025 | 5 | 3 | 3.2 | 21324 | 6649
HVAC ¦ Fan ¦ Central Heating & Cooling ¦ Bifurcated | 1 | Medium | B | 1 | 2025 | 5 | 3 | 3.2 | 21325 | 6650
HVAC ¦ Fan ¦ Local and Special Ventilation ¦ Extract | 1 | Medium | DX | 1 | 2025 | 1 | 3 | 2 | 794 | 514
Electrical ¦ LV Distribution ¦ Distribution Board ¦ Sub | 1 | High | D | 11 | 2035 | 3 | 2 | 2.1 | 1062 | 23307
Electrical ¦ LV Distribution ¦ Distribution Board ¦ Sub | 1 | High | B | 1 | 2025 | 5 | 2 | 2.7 | 12266 | 3104
Electrical ¦ LV Distribution ¦ Distribution Board ¦ Sub | 1 | High | B | 4 | 2028 | 5 | 2 | 2.7 | 12267 | 13910
Electrical ¦ LV Distribution ¦ Main Switch Panel at Supply Intake | 1 | Medium | B | 17 | 2041 | 5 | 3 | 3.2 | 21326 | 30407
Fire ¦ Fire suppression systems ¦ Sprinkler System ¦ Break Tank ¦ Plastic or non metallic | 1 | Urgent | B | 18 | 2042 | 5 | 1 | 2.2 | 2537 | 30622
HVAC ¦ Fan ¦ Local and Special Ventilation ¦ Extract | 1 | Medium | B | 1 | 2025 | 5 | 3 | 3.2 | 21327 | 6651
Electrical ¦ Lighting ¦ Internal ¦ Emergency ¦ Self Contained ¦ LED | 8 | Urgent | B | 22 | 2046 | 5 | 1 | 2.2 | 2538 | 32840
Fire ¦ Fire Fighting ¦ Fire Extinguishers ¦ CO2 | 3 | Urgent | B | 6 | 2030 | 5 | 1 | 2.2 | 2539 | 15950
HVAC ¦ Central Air Conditioning ¦ Air Conditioning ¦ Multi-Split Evaporator - Split Systems/Heat Pumps - Air-cooled with Direct Expansion Evaporator (DX) | 1 | Medium | B | 5 | 2029 | 5 | 3 | 3.2 | 21328 | 14876
Fabric ¦ Superstructure ¦ Internal Doors ¦ Roller Shutters ¦ Electric Roller Shutter | 1 | Medium | B | 11 | 2035 | 5 | 3 | 3.2 | 21329 | 24995
Fabric ¦ Superstructure ¦ Windows and External Doors ¦ Roller Shutters ¦ Manual Roller Shutter | 1 | High | B | 1 | 2025 | 5 | 2 | 2.7 | 12268 | 3105
Electrical ¦ Lighting ¦ Internal ¦ General ¦ LED Fittings & Luminaires | 33 | Medium | B | 9 | 2033 | 5 | 3 | 3.2 | 21330 | 21703
HVAC ¦ Fan ¦ Central Ventilation Systems ¦ Ventilating - General | 1 | Low | B | 6 | 2030 | 5 | 4 | 3.7 | 32777 | 19097
HVAC ¦ Fan ¦ Central Ventilation Systems ¦ Ventilating - General | 1 | Low | B | 1 | 2025 | 5 | 4 | 3.7 | 32778 | 11808
Fabric ¦ Superstructure ¦ Windows and External Doors ¦ Roller Shutters ¦ Manual Roller Shutter | 1 | High | B | 11 | 2035 | 5 | 2 | 2.7 | 12269 | 24188
HVAC ¦ Fan ¦ Local and Special Ventilation ¦ Ventilating - General | 1 | Medium | B | 4 | 2028 | 5 | 3 | 3.2 | 21331 | 14051
Security ¦ Access ¦ Access Control ¦ Door ¦ Local Lock / Keypad / Manual | 1 | Medium | B | 1 | 2025 | 5 | 3 | 3.2 | 21332 | 6652
HVAC ¦ Heat Emitters - Local ¦ Electric Heaters | 1 | Medium | B | 1 | 2025 | 5 | 3 | 3.2 | 21333 | 6653
Fabric ¦ Superstructure ¦ Windows and External Doors ¦ External Doors ¦ Manual and Automatic Doors ¦ High Security Door | 1 | High | B | 17 | 2041 | 5 | 2 | 2.7 | 12270 | 30292
Electrical ¦ Lighting ¦ Internal ¦ Emergency ¦ Self Contained ¦ LED | 10 | Urgent | B | 22 | 2046 | 5 | 1 | 2.2 | 2540 | 32841
Electrical ¦ Specialist Lighting ¦ Internal ¦ Illuminated Fire Exit Signage | 5 | Urgent | A | 19 | 2043 | 6 | 1 | 2.5 | 10829 | 31127
Electrical ¦ Lighting ¦ Internal ¦ Emergency ¦ Self Contained ¦ LED | 11 | Urgent | B | 22 | 2046 | 5 | 1 | 2.2 | 2541 | 32842
Fabric ¦ Superstructure ¦ Windows and External Doors ¦ External Doors ¦ Manual and Automatic Doors ¦ Emergency and Panic Escape Doors | 1 | Urgent | B | 20 | 2044 | 5 | 1 | 2.2 | 2542 | 31418
Fabric ¦ Superstructure ¦ Windows and External Doors ¦ External Doors ¦ Manual and Automatic Doors ¦ Auto / Powered Sliding Doors | 1 | High | B | 17 | 2041 | 5 | 2 | 2.7 | 12271 | 30293
Fire ¦ Fire Fighting ¦ Fire Extinguishers ¦ CO2 | 2 | Urgent | B | 6 | 2030 | 5 | 1 | 2.2 | 2543 | 15951
Electrical ¦ Lighting ¦ Internal ¦ Emergency ¦ Self Contained ¦ LED | 9 | Urgent | A | 24 | 2048 | 6 | 1 | 2.5 | 10830 | 33252
Electrical ¦ Lighting ¦ Internal ¦ General | 3 | Medium | B | 10 | 2034 | 5 | 3 | 3.2 | 21334 | 22615
Fire ¦ Fire Fighting ¦ Fire Extinguishers ¦ Foam | 3 | Urgent | B | 5 | 2029 | 5 | 1 | 2.2 | 2544 | 14324
HVAC ¦ Local Air Conditioning ¦ Single-Split Evaporator - Split Systems/Heat Pumps - Air-cooled with Direct Expansion Evaporator (DX) | 1 | Medium | CX | 1 | 2025 | 2 | 3 | 2.3 | 10070 | 2035
Electrical ¦ LV Distribution ¦ Distribution Board ¦ Sub | 1 | High | B | 1 | 2025 | 5 | 2 | 2.7 | 12272 | 3106
Electrical ¦ Lighting ¦ Internal ¦ General ¦ LED Fittings & Luminaires | 90 | Medium | B | 17 | 2041 | 5 | 3 | 3.2 | 21335 | 30408
HVAC ¦ Central Air Conditioning ¦ Air Conditioning ¦ Multi-Split Condenser - Split Systems/Heat Pumps - Air-cooled with Direct Expansion Evaporator (DX) | 1 | Medium | B | 5 | 2029 | 5 | 3 | 3.2 | 21336 | 14877
Electrical ¦ LV Distribution ¦ Distribution Board ¦ Main | 1 | High | B | 9 | 2033 | 5 | 2 | 2.7 | 12273 | 21570
Fabric ¦ Superstructure ¦ Windows and External Doors ¦ Roller Shutters ¦ Manual Roller Shutter | 1 | High | B | 1 | 2025 | 5 | 2 | 2.7 | 12274 | 3107
Fabric ¦ Superstructure ¦ Windows and External Doors ¦ Roller Shutters ¦ Manual Roller Shutter | 1 | High | B | 1 | 2025 | 5 | 2 | 2.7 | 12275 | 3108
Electrical ¦ Lighting ¦ Internal ¦ Emergency ¦ Self Contained ¦ LED | 11 | Urgent | B | 21 | 2045 | 5 | 1 | 2.2 | 2545 | 31828
HVAC ¦ Fan ¦ Local and Special Ventilation ¦ Axial | 1 | Medium | B | 7 | 2031 | 5 | 3 | 3.2 | 21337 | 19802
Fire ¦ Fire Fighting ¦ Fire Extinguishers ¦ Foam | 1 | Urgent | B | 6 | 2030 | 5 | 1 | 2.2 | 2546 | 15952
Fabric ¦ Superstructure ¦ Windows and External Doors ¦ External Doors ¦ Manual and Automatic Doors ¦ Auto / Powered Sliding Doors | 1 | High | B | 25 | 2049 | 5 | 2 | 2.7 | 12276 | 33373
HVAC ¦ Smoke Extract ¦ Control Panel - smoke ventilation systems. | 1 | Urgent | B | 10 | 2034 | 5 | 1 | 2.2 | 2547 | 22001
HVAC ¦ Heat Emitters - Local ¦ Electric Heaters | 1 | Medium | B | 1 | 2025 | 5 | 3 | 3.2 | 21338 | 6654
HVAC ¦ Fan ¦ Local and Special Ventilation ¦ Kitchen Vent ¦ Extract | 1 | Low | B | 5 | 2029 | 5 | 4 | 3.7 | 32779 | 15595
Electrical ¦ Lighting ¦ Internal ¦ General ¦ LED Fittings & Luminaires | 84 | Medium | A | 18 | 2042 | 6 | 3 | 3.5 | 32464 | 31004
Fire ¦ Fire Fighting ¦ Fire Extinguishers ¦ CO2 | 4 | Urgent | B | 6 | 2030 | 5 | 1 | 2.2 | 2548 | 15953
Communication and Control ¦ Communication Systems ¦ Public Address (PA) System | 1 | Medium | B | 10 | 2034 | 5 | 3 | 3.2 | 21339 | 22616
HVAC ¦ Heat Emitters - Local ¦ Gas Fired Natural and Fan Assisted Heaters | 1 | Medium | B | 13 | 2037 | 5 | 3 | 3.2 | 21340 | 27082
Fire ¦ Fire Fighting ¦ Fire Extinguishers ¦ CO2 | 1 | Urgent | B | 9 | 2033 | 5 | 1 | 2.2 | 2549 | 21247
Fabric ¦ Superstructure ¦ Windows and External Doors ¦ External Doors ¦ Manual and Automatic Doors ¦ Emergency and Panic Escape Doors | 1 | Urgent | B | 11 | 2035 | 5 | 1 | 2.2 | 2550 | 23419
Fire ¦ Fire Detection ¦ Fire Alarm System | 1 | Urgent | B | 7 | 2031 | 5 | 1 | 2.2 | 2551 | 19205
HVAC ¦ Ventilation ¦ Air Handling Unit (AHU) ¦ Internal ¦ Central Air Conditioning ¦ Electric Heating | 1 | High | B | 18 | 2042 | 5 | 2 | 2.7 | 12277 | 30779
Electrical ¦ LV Distribution ¦ Distribution Board ¦ Main | 1 | High | B | 1 | 2025 | 5 | 2 | 2.7 | 12278 | 3109
HVAC ¦ Fan ¦ Local and Special Ventilation ¦ Kitchen Vent ¦ Fans Window or Wall Mounted | 1 | Medium | B | 5 | 2029 | 5 | 3 | 3.2 | 21341 | 14878
Fire ¦ Fire Fighting ¦ Fire Extinguishers ¦ Foam | 4 | Urgent | B | 6 | 2030 | 5 | 1 | 2.2 | 2552 | 15954
Fabric ¦ Superstructure ¦ Windows and External Doors ¦ Roller Shutters ¦ Electric Roller Shutter | 1 | High | B | 21 | 2045 | 5 | 2 | 2.7 | 12279 | 32564
Fabric ¦ Superstructure ¦ Windows and External Doors ¦ External Doors ¦ Manual and Automatic Doors ¦ High Security Door | 1 | High | B | 17 | 2041 | 5 | 2 | 2.7 | 12280 | 30294
HVAC ¦ Heat Emitters - Central ¦ Radiators ¦ Steel | 4 | Medium | B | 1 | 2025 | 5 | 3 | 3.2 | 21342 | 6655
Fire ¦ Fire Fighting ¦ Fire Extinguishers ¦ Foam | 2 | Urgent | B | 9 | 2033 | 5 | 1 | 2.2 | 2553 | 21248
Fabric ¦ Superstructure ¦ Windows and External Doors ¦ External Doors ¦ Entrance Doors | 1 | High | B | 15 | 2039 | 5 | 2 | 2.7 | 12281 | 28095
Electrical ¦ Specialist Lighting ¦ Internal ¦ Illuminated Fire Exit Signage | 9 | Urgent | B | 16 | 2040 | 5 | 1 | 2.2 | 2554 | 28664
Security ¦ Access ¦ Access Control ¦ Door ¦ Local Lock / Keypad / Manual | 1 | Medium | B | 6 | 2030 | 5 | 3 | 3.2 | 21343 | 18469
Fire ¦ Fire Fighting ¦ Fire Extinguishers ¦ CO2 | 2 | Urgent | A | 10 | 2034 | 6 | 1 | 2.5 | 10831 | 22207
Electrical ¦ Lighting ¦ Internal ¦ General | 30 | Medium | B | 17 | 2041 | 5 | 3 | 3.2 | 21344 | 30409
Fabric ¦ Superstructure ¦ Windows and External Doors ¦ External Doors ¦ Manual and Automatic Doors ¦ Emergency and Panic Escape Doors | 1 | Urgent | B | 11 | 2035 | 5 | 1 | 2.2 | 2555 | 23420
Water ¦ Local Hot Water ¦ Package Electric Water Heaters - Non-Drinking Water | 1 | Medium | B | 9 | 2033 | 5 | 3 | 3.2 | 21345 | 21704
Transport ¦ Lifts ¦ Passenger Lift electric ¦ Electric | 1 | Medium | B | 5 | 2029 | 5 | 3 | 3.2 | 21346 | 14879
Electrical ¦ Lighting ¦ Internal ¦ General ¦ LED Fittings & Luminaires | 24 | Medium | A | 20 | 2044 | 6 | 3 | 3.5 | 32465 | 31696
Electrical ¦ Lighting ¦ Internal ¦ Emergency ¦ Self Contained ¦ Non LED | 1 | Urgent | B | 6 | 2030 | 5 | 1 | 2.2 | 2556 | 15955
Electrical ¦ LV Distribution ¦ Distribution Board ¦ Main | 1 | High | B | 1 | 2025 | 5 | 2 | 2.7 | 12282 | 3110
Controls ¦ Multi-System Controls ¦ Control Panel - Electrical Services (excluding Electrical Controllers and Pneumatic Relays) | 1 | Medium | B | 6 | 2030 | 5 | 3 | 3.2 | 21347 | 18470
Fabric ¦ Superstructure ¦ Windows and External Doors ¦ External Doors ¦ Manual and Automatic Doors ¦ High Security Door | 1 | High | B | 20 | 2044 | 5 | 2 | 2.7 | 12283 | 31597
Electrical ¦ Lighting ¦ Internal ¦ General ¦ LED Fittings & Luminaires | 41 | Medium | A | 18 | 2042 | 6 | 3 | 3.5 | 32466 | 31005
Electrical ¦ Lighting ¦ Internal ¦ Emergency ¦ Self Contained ¦ LED | 4 | Urgent | B | 22 | 2046 | 5 | 1 | 2.2 | 2557 | 32843
Fire ¦ Fire Fighting ¦ Fire Blanket | 1 | Urgent | B | 4 | 2028 | 5 | 1 | 2.2 | 2558 | 13789
Fabric ¦ Superstructure ¦ Windows and External Doors ¦ External Doors ¦ Manual and Automatic Doors ¦ Emergency and Panic Escape Doors | 1 | Urgent | B | 11 | 2035 | 5 | 1 | 2.2 | 2559 | 23421
Fabric ¦ Superstructure ¦ Windows and External Doors ¦ External Doors ¦ Entrance Doors | 1 | High | B | 10 | 2034 | 5 | 2 | 2.7 | 12284 | 22279
Electrical ¦ Lighting ¦ Internal ¦ General | 35 | Medium | B | 15 | 2039 | 5 | 3 | 3.2 | 21348 | 28370
Electrical ¦ Specialist Lighting ¦ Internal ¦ Illuminated Fire Exit Signage | 4 | Urgent | B | 16 | 2040 | 5 | 1 | 2.2 | 2560 | 28665
Security ¦ Access ¦ Access Control ¦ Door ¦ Local Lock / Keypad / Manual | 1 | Medium | B | 1 | 2025 | 5 | 3 | 3.2 | 21349 | 6656
Water ¦ Local Hot Water ¦ Instantaneous Electric Water Heater - Non-Drinking Water | 1 | Medium | B | 14 | 2038 | 5 | 3 | 3.2 | 21350 | 27531
HVAC ¦ Fan ¦ Local and Special Ventilation ¦ Axial | 1 | Medium | B | 7 | 2031 | 5 | 3 | 3.2 | 21351 | 19803
Fabric ¦ Superstructure ¦ Windows and External Doors ¦ External Doors ¦ Manual and Automatic Doors ¦ Auto / Powered Sliding Doors | 1 | High | B | 20 | 2044 | 5 | 2 | 2.7 | 12285 | 31598
Fabric ¦ Superstructure ¦ Internal Doors ¦ Roller Shutters ¦ Electric Roller Shutter | 1 | Medium | B | 10 | 2034 | 5 | 3 | 3.2 | 21352 | 22617
Electrical ¦ Lighting ¦ Internal ¦ Emergency ¦ Self Contained ¦ LED | 12 | Urgent | B | 15 | 2039 | 5 | 1 | 2.2 | 2561 | 27767
HVAC ¦ Heat Emitters - Local ¦ Electric Heaters | 1 | Medium | B | 1 | 2025 | 5 | 3 | 3.2 | 21353 | 6657
Electrical ¦ LV Distribution ¦ Distribution Board ¦ Sub | 1 | High | B | 8 | 2032 | 5 | 2 | 2.7 | 12286 | 20682
Electrical ¦ LV Distribution ¦ Distribution Board ¦ Sub | 1 | High | B | 10 | 2034 | 5 | 2 | 2.7 | 12287 | 22280
Fire ¦ Fire Fighting ¦ Fire Extinguishers ¦ Foam | 7 | Urgent | B | 9 | 2033 | 5 | 1 | 2.2 | 2562 | 21249
Fire ¦ Fire Fighting ¦ Fire Extinguishers ¦ CO2 | 1 | Urgent | B | 1 | 2025 | 5 | 1 | 2.2 | 2563 | 1057
Fabric ¦ Superstructure ¦ Windows and External Doors ¦ External Doors ¦ Entrance Doors | 1 | High | B | 24 | 2048 | 5 | 2 | 2.7 | 12288 | 33261
Electrical ¦ Lighting ¦ Internal ¦ General ¦ LED Fittings & Luminaires | 17 | Medium | A | 19 | 2043 | 6 | 3 | 3.5 | 32467 | 31384
Electrical ¦ Lighting ¦ Internal ¦ Emergency ¦ Self Contained ¦ LED | 7 | Urgent | B | 22 | 2046 | 5 | 1 | 2.2 | 2564 | 32844
Electrical ¦ Lighting ¦ Internal ¦ General ¦ LED Fittings & Luminaires | 125 | Medium | B | 17 | 2041 | 5 | 3 | 3.2 | 21354 | 30410
Fire ¦ Fire Fighting ¦ Fire Blanket | 1 | Urgent | B | 1 | 2025 | 5 | 1 | 2.2 | 2565 | 1058
HVAC ¦ Fan ¦ Local and Special Ventilation ¦ Kitchen Vent ¦ Extract | 1 | Low | B | 6 | 2030 | 5 | 4 | 3.7 | 32780 | 19098
Controls ¦ Building Management System (BMS) ¦ BMS Control Panel | 1 | High | A | 9 | 2033 | 6 | 2 | 3 | 19519 | 21658
HVAC ¦ Heat Emitters - Local ¦ Electric Heaters | 1 | Medium | B | 4 | 2028 | 5 | 3 | 3.2 | 21355 | 14052
Electrical ¦ Lighting ¦ External ¦ General - LED | 2 | Medium | B | 5 | 2029 | 5 | 3 | 3.2 | 21356 | 14880
Electrical ¦ LV Distribution ¦ Distribution Board ¦ Main | 1 | High | B | 3 | 2027 | 5 | 2 | 2.7 | 12289 | 13337
Electrical ¦ LV Distribution ¦ Distribution Board ¦ Main | 1 | High | B | 1 | 2025 | 5 | 2 | 2.7 | 12290 | 3111
Fabric ¦ Superstructure ¦ Internal Doors ¦ Roller Shutters ¦ Electric Roller Shutter | 1 | Medium | B | 11 | 2035 | 5 | 3 | 3.2 | 21357 | 24996
Electrical ¦ Lighting ¦ Internal ¦ Emergency ¦ Self Contained ¦ LED | 4 | Urgent | B | 21 | 2045 | 5 | 1 | 2.2 | 2566 | 31829
Fire ¦ Fire Fighting ¦ Fire Extinguishers ¦ Foam | 3 | Urgent | B | 6 | 2030 | 5 | 1 | 2.2 | 2567 | 15956
HVAC ¦ Fan ¦ Central Ventilation Systems ¦ Ventilating - General | 1 | Low | B | 1 | 2025 | 5 | 4 | 3.7 | 32781 | 11809
Electrical ¦ LV Distribution ¦ Distribution Board ¦ Main | 1 | High | B | 6 | 2030 | 5 | 2 | 2.7 | 12291 | 17424
Electrical ¦ Lighting ¦ Internal ¦ Emergency ¦ Self Contained ¦ LED | 23 | Urgent | B | 21 | 2045 | 5 | 1 | 2.2 | 2568 | 31830
Electrical ¦ Lighting ¦ Internal ¦ Emergency ¦ Self Contained ¦ LED | 6 | Urgent | B | 22 | 2046 | 5 | 1 | 2.2 | 2569 | 32845
HVAC ¦ Fan ¦ Local and Special Ventilation ¦ Extract | 1 | Medium | D | 1 | 2025 | 3 | 3 | 2.6 | 11057 | 2584
Electrical ¦ LV Distribution ¦ Distribution Board ¦ Sub | 1 | High | B | 1 | 2025 | 5 | 2 | 2.7 | 12292 | 3112
Electrical ¦ LV Distribution ¦ Distribution Board ¦ Sub | 1 | High | B | 1 | 2025 | 5 | 2 | 2.7 | 12293 | 3113
Electrical ¦ LV Distribution ¦ Distribution Board ¦ Main | 1 | High | B | 1 | 2025 | 5 | 2 | 2.7 | 12294 | 3114
HVAC ¦ Central Air Conditioning ¦ Air Conditioning ¦ Multi-Split Evaporator - Split Systems/Heat Pumps - Air-cooled with Direct Expansion Evaporator (DX) | 1 | Medium | B | 2 | 2026 | 5 | 3 | 3.2 | 21358 | 13026
HVAC ¦ Fan ¦ Central Ventilation Systems ¦ Ventilating - General | 1 | Low | B | 2 | 2026 | 5 | 4 | 3.7 | 32782 | 13225
Fabric ¦ Superstructure ¦ Windows and External Doors ¦ External Doors ¦ Manual and Automatic Doors ¦ Auto / Powered Sliding Doors | 1 | High | B | 11 | 2035 | 5 | 2 | 2.7 | 12295 | 24189
Electrical ¦ LV Distribution ¦ Distribution Board ¦ Main | 1 | High | D | 7 | 2031 | 3 | 2 | 2.1 | 1063 | 19134
Electrical ¦ LV Distribution ¦ Distribution Board ¦ Sub | 1 | High | B | 15 | 2039 | 5 | 2 | 2.7 | 12296 | 28096
HVAC ¦ Heat Emitters - Central ¦ Unit Heaters | 1 | Medium | B | 1 | 2025 | 5 | 3 | 3.2 | 21359 | 6658
Electrical ¦ LV Distribution ¦ Distribution Board ¦ Sub | 1 | High | B | 1 | 2025 | 5 | 2 | 2.7 | 12297 | 3115
Electrical ¦ LV Distribution ¦ Distribution Board ¦ Main | 1 | High | B | 1 | 2025 | 5 | 2 | 2.7 | 12298 | 3116
Electrical ¦ LV Distribution ¦ Distribution Board ¦ Sub | 1 | High | B | 16 | 2040 | 5 | 2 | 2.7 | 12299 | 29110
HVAC ¦ Fan ¦ Local and Special Ventilation ¦ Kitchen Vent ¦ Extract | 1 | Low | A | 13 | 2037 | 6 | 4 | 4 | 33823 | 27315
Controls ¦ Multi-System Controls ¦ Motor Control Centre (MCC) | 1 | Low | B | 1 | 2025 | 5 | 4 | 3.7 | 32783 | 11810
Electrical ¦ Specialist Lighting ¦ Internal ¦ Illuminated Fire Exit Signage | 1 | Urgent | B | 13 | 2037 | 5 | 1 | 2.2 | 2570 | 26831
HVAC ¦ Heat Emitters - Local ¦ Electric Heaters | 2 | Medium | B | 1 | 2025 | 5 | 3 | 3.2 | 21360 | 6659
Electrical ¦ Lighting ¦ External ¦ General - Non-LED | 3 | Medium | B | 1 | 2025 | 5 | 3 | 3.2 | 21361 | 6660
Electrical ¦ Lighting ¦ External ¦ General - LED | 2 | Medium | B | 14 | 2038 | 5 | 3 | 3.2 | 21362 | 27532
Fire ¦ Fire Fighting ¦ Fire Extinguishers ¦ CO2 | 2 | Urgent | B | 6 | 2030 | 5 | 1 | 2.2 | 2571 | 15957
Electrical ¦ LV Distribution ¦ Distribution Board ¦ Main | 1 | High | B | 11 | 2035 | 5 | 2 | 2.7 | 12300 | 24190
Electrical ¦ LV Distribution ¦ Distribution Board ¦ Sub | 1 | High | B | 5 | 2029 | 5 | 2 | 2.7 | 12301 | 14595
Fabric ¦ Superstructure ¦ Windows and External Doors ¦ External Doors ¦ Manual and Automatic Doors ¦ High Security Door | 1 | High | B | 11 | 2035 | 5 | 2 | 2.7 | 12302 | 24191
Electrical ¦ Lighting ¦ Internal ¦ General ¦ LED Fittings & Luminaires | 63 | Medium | B | 17 | 2041 | 5 | 3 | 3.2 | 21363 | 30411
Electrical ¦ Lighting ¦ Internal ¦ General | 33 | Medium | B | 15 | 2039 | 5 | 3 | 3.2 | 21364 | 28371
HVAC ¦ Heat Emitters - Local ¦ Gas Fired Unit Heaters | 1 | Medium | D | 8 | 2032 | 3 | 3 | 2.6 | 11058 | 20667
Fabric ¦ Superstructure ¦ Windows and External Doors ¦ External Doors ¦ Manual and Automatic Doors ¦ Emergency and Panic Escape Doors | 1 | Urgent | B | 6 | 2030 | 5 | 1 | 2.2 | 2572 | 15958
HVAC ¦ Ventilation ¦ Air Handling Unit (AHU) ¦ Internal ¦ Central Air Conditioning ¦ Gas Fired | 1 | Medium | B | 1 | 2025 | 5 | 3 | 3.2 | 21365 | 6661
Fabric ¦ Superstructure ¦ Windows and External Doors ¦ Roller Shutters ¦ Electric Roller Shutter | 1 | High | B | 11 | 2035 | 5 | 2 | 2.7 | 12303 | 24192
Electrical ¦ LV Distribution ¦ Distribution Board ¦ Sub | 1 | High | B | 18 | 2042 | 5 | 2 | 2.7 | 12304 | 30780
Electrical ¦ Lighting ¦ Internal ¦ General ¦ LED Fittings & Luminaires | 1 | Medium | B | 16 | 2040 | 5 | 3 | 3.2 | 21366 | 29372
HVAC ¦ Heat Emitters - Local ¦ Electric Overdoor Air Curtain/Heater | 1 | Medium | B | 5 | 2029 | 5 | 3 | 3.2 | 21367 | 14881
Electrical ¦ LV Distribution ¦ Distribution Board ¦ Sub | 1 | High | B | 11 | 2035 | 5 | 2 | 2.7 | 12305 | 24193
HVAC ¦ Fan ¦ Local and Special Ventilation ¦ Kitchen Vent ¦ Extract | 1 | Low | B | 12 | 2036 | 5 | 4 | 3.7 | 32784 | 26796
Electrical ¦ Specialist Lighting ¦ External ¦ Illuminated External Signs | 1 | Medium | C | 1 | 2025 | 4 | 3 | 2.9 | 18449 | 5406
Electrical ¦ Specialist Lighting ¦ Internal ¦ Illuminated Fire Exit Signage | 6 | Urgent | B | 12 | 2036 | 5 | 1 | 2.2 | 2573 | 25961
Fabric ¦ Superstructure ¦ Windows and External Doors ¦ External Doors ¦ Entrance Doors | 1 | High | B | 6 | 2030 | 5 | 2 | 2.7 | 12306 | 17425
HVAC ¦ Fan ¦ Local and Special Ventilation ¦ Kitchen Vent ¦ Extract | 1 | Low | B | 1 | 2025 | 5 | 4 | 3.7 | 32785 | 11811
Fabric ¦ Superstructure ¦ Windows and External Doors ¦ External Doors ¦ Entrance Doors | 1 | High | B | 11 | 2035 | 5 | 2 | 2.7 | 12307 | 24194
HVAC ¦ Fan ¦ Local and Special Ventilation ¦ Axial | 1 | Medium | C | 1 | 2025 | 4 | 3 | 2.9 | 18450 | 5407
Security ¦ Access ¦ Access Control ¦ Door ¦ Local Lock / Keypad / Manual | 1 | Medium | CX | 5 | 2029 | 2 | 3 | 2.3 | 10071 | 14529
Fire ¦ Fire Fighting ¦ Fire Extinguishers ¦ CO2 | 3 | Urgent | B | 6 | 2030 | 5 | 1 | 2.2 | 2574 | 15959
HVAC ¦ Central Heating (Internally Sourced) ¦ Boiler ¦ Atmospheric Gas Burner Boiler - Small and/or Wall Hung for Domestic Installation | 1 | Medium | DX | 1 | 2025 | 1 | 3 | 2 | 795 | 515
Fabric ¦ Superstructure ¦ Windows and External Doors ¦ Roller Shutters ¦ Electric Roller Shutter | 1 | High | B | 16 | 2040 | 5 | 2 | 2.7 | 12308 | 29111
Fabric ¦ Superstructure ¦ Internal Doors ¦ Roller Shutters ¦ Electric Roller Shutter | 1 | Medium | B | 1 | 2025 | 5 | 3 | 3.2 | 21368 | 6662
Fabric ¦ Superstructure ¦ Windows and External Doors ¦ Roller Shutters ¦ Manual Roller Shutter | 1 | High | B | 1 | 2025 | 5 | 2 | 2.7 | 12309 | 3117
Electrical ¦ Specialist Lighting ¦ Internal ¦ Illuminated Fire Exit Signage | 4 | Urgent | B | 12 | 2036 | 5 | 1 | 2.2 | 2575 | 25962
Electrical ¦ Lighting ¦ Internal ¦ General ¦ LED Fittings & Luminaires | 9 | Medium | B | 15 | 2039 | 5 | 3 | 3.2 | 21369 | 28372
Fabric ¦ Superstructure ¦ Windows and External Doors ¦ External Doors ¦ Manual and Automatic Doors ¦ Emergency and Panic Escape Doors | 1 | Urgent | B | 6 | 2030 | 5 | 1 | 2.2 | 2576 | 15960
Fabric ¦ Superstructure ¦ Windows and External Doors ¦ External Doors ¦ Manual and Automatic Doors ¦ High Security Door | 1 | High | B | 11 | 2035 | 5 | 2 | 2.7 | 12310 | 24195
HVAC ¦ Central Heating (Internally Sourced) ¦ Burner ¦ Forced draft gas burner | 1 | Medium | B | 1 | 2025 | 5 | 3 | 3.2 | 21370 | 6663
Fire ¦ Fire Fighting ¦ Fire Blanket | 2 | Urgent | B | 4 | 2028 | 5 | 1 | 2.2 | 2577 | 13790
Electrical ¦ LV Distribution ¦ Distribution Board ¦ Sub | 1 | High | B | 6 | 2030 | 5 | 2 | 2.7 | 12311 | 17426
Fabric ¦ Superstructure ¦ Windows and External Doors ¦ Roller Shutters ¦ Manual Roller Shutter | 1 | High | B | 1 | 2025 | 5 | 2 | 2.7 | 12312 | 3118
Security ¦ Access ¦ Access Control ¦ Gate Access - Local Lock / Keypad / Manual (External) | 1 | Medium | C | 1 | 2025 | 4 | 3 | 2.9 | 18451 | 5408
Fabric ¦ Superstructure ¦ Internal Doors ¦ Roller Shutters ¦ Electric Roller Shutter | 1 | Medium | B | 12 | 2036 | 5 | 3 | 3.2 | 21371 | 26373
Fabric ¦ Superstructure ¦ Windows and External Doors ¦ Roller Shutters ¦ Electric Roller Shutter | 1 | High | B | 11 | 2035 | 5 | 2 | 2.7 | 12313 | 24196
Electrical ¦ Lighting ¦ Internal ¦ Emergency ¦ Self Contained ¦ LED | 7 | Urgent | B | 20 | 2044 | 5 | 1 | 2.2 | 2578 | 31419
Electrical ¦ Specialist Lighting ¦ Internal ¦ Illuminated Fire Exit Signage | 1 | Urgent | B | 16 | 2040 | 5 | 1 | 2.2 | 2579 | 28666
Electrical ¦ Lighting ¦ External ¦ General - Non-LED | 3 | Medium | B | 1 | 2025 | 5 | 3 | 3.2 | 21372 | 6664
Electrical ¦ LV Distribution ¦ Distribution Board ¦ Main | 1 | High | B | 1 | 2025 | 5 | 2 | 2.7 | 12314 | 3119
HVAC ¦ Central Heating (Internally Sourced) ¦ Boiler ¦ Electric Boilers | 1 | Medium | B | 1 | 2025 | 5 | 3 | 3.2 | 21373 | 6665
Water ¦ Local Hot Water ¦ Package Electric Water Heaters - Non-Drinking Water | 1 | Medium | B | 1 | 2025 | 5 | 3 | 3.2 | 21374 | 6666
Fire ¦ Fire Detection ¦ Fire Alarm Panel / Repeater | 1 | Urgent | B | 11 | 2035 | 5 | 1 | 2.2 | 2580 | 23422
HVAC ¦ Central Air Conditioning ¦ Air Conditioning ¦ Multi-Split Condenser - Split Systems/Heat Pumps - Air-cooled with Direct Expansion Evaporator (DX) | 1 | Medium | B | 1 | 2025 | 5 | 3 | 3.2 | 21375 | 6667
HVAC ¦ Central Air Conditioning ¦ Air Conditioning ¦ Multi-Split Condenser - DX Split Systems (With Gas, Electric or Hot Water Heaters) | 1 | Medium | A | 14 | 2038 | 6 | 3 | 3.5 | 32468 | 27659
HVAC ¦ Fan ¦ Local and Special Ventilation ¦ Extract | 1 | Medium | B | 1 | 2025 | 5 | 3 | 3.2 | 21376 | 6668
HVAC ¦ Local Air Conditioning ¦ Single-Split Evaporator - Split Systems/Heat Pumps - Air-cooled with Direct Expansion Evaporator (DX) | 1 | Medium | B | 2 | 2026 | 5 | 3 | 3.2 | 21377 | 13027
HVAC ¦ Fan ¦ Central Ventilation Systems ¦ Extract | 1 | Medium | B | 1 | 2025 | 5 | 3 | 3.2 | 21378 | 6669
Electrical ¦ LV Distribution ¦ Distribution Board ¦ Main | 1 | High | B | 18 | 2042 | 5 | 2 | 2.7 | 12315 | 30781
Fire ¦ Fire Detection ¦ Fire Alarm System | 1 | Urgent | B | 1 | 2025 | 5 | 1 | 2.2 | 2581 | 1059
HVAC ¦ Heat Emitters - Local ¦ Electric Heaters | 5 | Medium | D | 2 | 2026 | 3 | 3 | 2.6 | 11059 | 12849
Electrical ¦ LV Distribution ¦ Distribution Board ¦ Main | 1 | High | B | 15 | 2039 | 5 | 2 | 2.7 | 12316 | 28097
HVAC ¦ Fan ¦ Central Ventilation Systems ¦ Ventilating - General | 1 | Low | B | 1 | 2025 | 5 | 4 | 3.7 | 32786 | 11812
Electrical ¦ LV Distribution ¦ Distribution Board ¦ Main | 1 | High | B | 1 | 2025 | 5 | 2 | 2.7 | 12317 | 3120
Fabric ¦ Superstructure ¦ Internal Doors ¦ Roller Shutters ¦ Electric Roller Shutter | 1 | Medium | B | 1 | 2025 | 5 | 3 | 3.2 | 21379 | 6670
Fire ¦ Fire Fighting ¦ Fire Extinguishers ¦ CO2 | 3 | Urgent | B | 6 | 2030 | 5 | 1 | 2.2 | 2582 | 15961
HVAC ¦ Central Heating (Internally Sourced) ¦ Burner ¦ Forced draft gas burner | 1 | Medium | B | 1 | 2025 | 5 | 3 | 3.2 | 21380 | 6671
Fabric ¦ Superstructure ¦ Windows and External Doors ¦ External Doors ¦ Entrance Doors | 1 | High | B | 25 | 2049 | 5 | 2 | 2.7 | 12318 | 33374
HVAC ¦ Fan ¦ Local and Special Ventilation ¦ Extract | 1 | Medium | B | 1 | 2025 | 5 | 3 | 3.2 | 21381 | 6672
Electrical ¦ Lighting ¦ External ¦ General - LED | 2 | Medium | B | 11 | 2035 | 5 | 3 | 3.2 | 21382 | 24997
Electrical ¦ Lighting ¦ Internal ¦ Emergency ¦ Externally Powered ¦ Non LED | 10 | Urgent | B | 1 | 2025 | 5 | 1 | 2.2 | 2583 | 1060
HVAC ¦ Heat Emitters - Local ¦ Gas Fired Unit Heaters | 1 | Medium | B | 1 | 2025 | 5 | 3 | 3.2 | 21383 | 6673
HVAC ¦ Fan ¦ Central Ventilation Systems ¦ Ventilating - General | 1 | Low | B | 1 | 2025 | 5 | 4 | 3.7 | 32787 | 11813
Fire ¦ Fire Detection ¦ Fire Alarm Panel / Repeater | 1 | Urgent | B | 11 | 2035 | 5 | 1 | 2.2 | 2584 | 23423
HVAC ¦ Fan ¦ Central Ventilation Systems ¦ Ventilating - General | 1 | Low | B | 1 | 2025 | 5 | 4 | 3.7 | 32788 | 11814
Fabric ¦ Superstructure ¦ Windows and External Doors ¦ Roller Shutters ¦ Manual Roller Shutter | 1 | High | B | 1 | 2025 | 5 | 2 | 2.7 | 12319 | 3121
HVAC ¦ Fan ¦ Local and Special Ventilation ¦ Extract | 1 | Medium | B | 1 | 2025 | 5 | 3 | 3.2 | 21384 | 6674
Electrical ¦ Lighting ¦ Internal ¦ General | 52 | Medium | B | 1 | 2025 | 5 | 3 | 3.2 | 21385 | 6675
Water ¦ Local Hot Water ¦ Package Electric Water Heaters - Non-Drinking Water | 1 | Medium | CX | 7 | 2031 | 2 | 3 | 2.3 | 10072 | 19534
Fabric ¦ Superstructure ¦ Internal Doors ¦ Roller Shutters ¦ Electric Roller Shutter | 1 | Medium | B | 11 | 2035 | 5 | 3 | 3.2 | 21386 | 24998
Fabric ¦ Superstructure ¦ Windows and External Doors ¦ External Doors ¦ Entrance Doors | 1 | High | B | 11 | 2035 | 5 | 2 | 2.7 | 12320 | 24197
Electrical ¦ Lighting ¦ Internal ¦ Emergency ¦ Self Contained ¦ LED | 8 | Urgent | B | 22 | 2046 | 5 | 1 | 2.2 | 2585 | 32846
Electrical ¦ Specialist Lighting ¦ Internal ¦ Illuminated Fire Exit Signage | 3 | Urgent | B | 18 | 2042 | 5 | 1 | 2.2 | 2586 | 30623
HVAC ¦ Heat Emitters - Local ¦ Electric Heaters | 2 | Medium | B | 7 | 2031 | 5 | 3 | 3.2 | 21387 | 19804
Fire ¦ Fire Fighting ¦ Fire Extinguishers ¦ Foam | 3 | Urgent | B | 6 | 2030 | 5 | 1 | 2.2 | 2587 | 15962
Electrical ¦ Lighting ¦ External ¦ General - LED | 2 | Medium | B | 11 | 2035 | 5 | 3 | 3.2 | 21388 | 24999
HVAC ¦ Heat Emitters - Central ¦ Radiators ¦ Steel | 4 | Medium | B | 12 | 2036 | 5 | 3 | 3.2 | 21389 | 26374
Fire ¦ Fire Fighting ¦ Fire Extinguishers ¦ CO2 | 1 | Urgent | B | 6 | 2030 | 5 | 1 | 2.2 | 2588 | 15963
Fire ¦ Fire Fighting ¦ Fire Extinguishers ¦ Powder | 3 | Urgent | B | 2 | 2026 | 5 | 1 | 2.2 | 2589 | 12494
Fire ¦ Fire Fighting ¦ Fire Extinguishers ¦ Foam | 6 | Urgent | B | 8 | 2032 | 5 | 1 | 2.2 | 2590 | 20304
Water ¦ Local Hot Water ¦ Package Electric Water Heaters - Non-Drinking Water | 1 | Medium | B | 6 | 2030 | 5 | 3 | 3.2 | 21390 | 18471
Water ¦ Local Hot Water ¦ Instantaneous Electric Water Heater - Non-Drinking Water | 1 | Medium | B | 9 | 2033 | 5 | 3 | 3.2 | 21391 | 21705
Fabric ¦ Superstructure ¦ Windows and External Doors ¦ External Doors ¦ Manual and Automatic Doors ¦ Auto / Powered Bi-Fold Doors | 1 | Medium | B | 27 | 2051 | 5 | 3 | 3.2 | 21392 | 33594
Water ¦ Local Hot Water ¦ Instantaneous Electric Water Heater - Non-Drinking Water | 1 | Medium | B | 8 | 2032 | 5 | 3 | 3.2 | 21393 | 20869
Fabric ¦ Superstructure ¦ Windows and External Doors ¦ External Doors ¦ Entrance Doors | 1 | High | B | 21 | 2045 | 5 | 2 | 2.7 | 12321 | 32565
HVAC ¦ Fan ¦ Local and Special Ventilation ¦ Extract | 1 | Medium | B | 1 | 2025 | 5 | 3 | 3.2 | 21394 | 6676
Electrical ¦ LV Distribution ¦ Distribution Board ¦ Sub | 1 | High | B | 6 | 2030 | 5 | 2 | 2.7 | 12322 | 17427
Electrical ¦ LV Distribution ¦ Distribution Board ¦ Main | 1 | High | B | 1 | 2025 | 5 | 2 | 2.7 | 12323 | 3122
HVAC ¦ Heat Emitters - Local ¦ Gas Fired Natural and Fan Assisted Heaters | 1 | Medium | B | 6 | 2030 | 5 | 3 | 3.2 | 21395 | 18472
Electrical ¦ LV Distribution ¦ Distribution Board ¦ Sub | 1 | High | B | 1 | 2025 | 5 | 2 | 2.7 | 12324 | 3123
HVAC ¦ Fan ¦ Local and Special Ventilation ¦ Fans Window or Wall Mounted | 1 | Medium | B | 7 | 2031 | 5 | 3 | 3.2 | 21396 | 19805
Fabric ¦ Superstructure ¦ Windows and External Doors ¦ External Doors ¦ Manual and Automatic Doors ¦ High Security Door | 1 | High | B | 21 | 2045 | 5 | 2 | 2.7 | 12325 | 32566
Fire ¦ Fire Fighting ¦ Fire Extinguishers ¦ Foam | 6 | Urgent | B | 9 | 2033 | 5 | 1 | 2.2 | 2591 | 21250
HVAC ¦ Heat Emitters - Local ¦ Electric Heaters | 1 | Medium | B | 1 | 2025 | 5 | 3 | 3.2 | 21397 | 6677
Fire ¦ Fire Fighting ¦ Fire Extinguishers ¦ CO2 | 5 | Urgent | B | 6 | 2030 | 5 | 1 | 2.2 | 2592 | 15964
Fabric ¦ Superstructure ¦ Windows and External Doors ¦ External Doors ¦ Manual and Automatic Doors ¦ Emergency and Panic Escape Doors | 1 | Urgent | B | 26 | 2050 | 5 | 1 | 2.2 | 2593 | 33455
Fabric ¦ Superstructure ¦ Internal Doors ¦ Roller Shutters ¦ Electric Roller Shutter | 1 | Medium | B | 12 | 2036 | 5 | 3 | 3.2 | 21398 | 26375
Fabric ¦ Superstructure ¦ Windows and External Doors ¦ Roller Shutters ¦ Manual Roller Shutter | 1 | High | B | 1 | 2025 | 5 | 2 | 2.7 | 12326 | 3124
Fabric ¦ Superstructure ¦ Windows and External Doors ¦ External Doors ¦ Manual and Automatic Doors ¦ Emergency and Panic Escape Doors | 1 | Urgent | B | 31 | 2055 | 5 | 1 | 2.2 | 2594 | 33735
HVAC ¦ Fan ¦ Local and Special Ventilation ¦ Extract | 1 | Medium | B | 1 | 2025 | 5 | 3 | 3.2 | 21399 | 6678
Fire ¦ Fire Fighting ¦ Fire Extinguishers ¦ Foam | 1 | Urgent | B | 6 | 2030 | 5 | 1 | 2.2 | 2595 | 15965
Fire ¦ Fire Fighting ¦ Fire Extinguishers ¦ CO2 | 2 | Urgent | B | 1 | 2025 | 5 | 1 | 2.2 | 2596 | 1061
Electrical ¦ LV Distribution ¦ Distribution Board ¦ Main | 1 | High | B | 18 | 2042 | 5 | 2 | 2.7 | 12327 | 30782
Fabric ¦ Superstructure ¦ Internal Doors ¦ Roller Shutters ¦ Internal Manual Roller Shutter | 1 | Medium | B | 16 | 2040 | 5 | 3 | 3.2 | 21400 | 29373
HVAC ¦ Heat Emitters - Local ¦ Gas Fired Natural and Fan Assisted Heaters | 1 | Medium | DX | 1 | 2025 | 1 | 3 | 2 | 796 | 516
Fabric ¦ Superstructure ¦ Internal Doors ¦ Roller Shutters ¦ Internal Manual Roller Shutter | 1 | Medium | B | 1 | 2025 | 5 | 3 | 3.2 | 21401 | 6679
Fabric ¦ Superstructure ¦ Windows and External Doors ¦ External Doors ¦ Manual and Automatic Doors ¦ Emergency and Panic Escape Doors | 1 | Urgent | B | 21 | 2045 | 5 | 1 | 2.2 | 2597 | 31831
HVAC ¦ Heat Emitters - Local ¦ Electric Heaters | 5 | Medium | B | 1 | 2025 | 5 | 3 | 3.2 | 21402 | 6680
Fire ¦ Fire Fighting ¦ Fire Extinguishers ¦ Powder | 1 | Urgent | B | 6 | 2030 | 5 | 1 | 2.2 | 2598 | 15966
HVAC ¦ Fan ¦ Central Ventilation Systems ¦ Extract | 1 | Medium | B | 1 | 2025 | 5 | 3 | 3.2 | 21403 | 6681
Electrical ¦ LV Distribution ¦ Distribution Board ¦ Main | 1 | High | B | 1 | 2025 | 5 | 2 | 2.7 | 12328 | 3125
Fabric ¦ Superstructure ¦ Windows and External Doors ¦ Roller Shutters ¦ Manual Roller Shutter | 1 | High | B | 11 | 2035 | 5 | 2 | 2.7 | 12329 | 24198
Electrical ¦ Lighting ¦ Internal ¦ Emergency ¦ Self Contained ¦ Non LED | 8 | Urgent | B | 1 | 2025 | 5 | 1 | 2.2 | 2599 | 1062
Fire ¦ Fire Fighting ¦ Fire Extinguishers ¦ Foam | 5 | Urgent | B | 1 | 2025 | 5 | 1 | 2.2 | 2600 | 1063
Electrical ¦ LV Distribution ¦ Distribution Board ¦ Sub | 1 | High | B | 7 | 2031 | 5 | 2 | 2.7 | 12330 | 19579
Electrical ¦ LV Distribution ¦ Distribution Board ¦ Sub | 1 | High | B | 19 | 2043 | 5 | 2 | 2.7 | 12331 | 31156
Electrical ¦ LV Distribution ¦ Distribution Board ¦ Main | 1 | High | B | 18 | 2042 | 5 | 2 | 2.7 | 12332 | 30783
Electrical ¦ LV Distribution ¦ Distribution Board ¦ Main | 1 | High | B | 1 | 2025 | 5 | 2 | 2.7 | 12333 | 3126
Fabric ¦ Superstructure ¦ Windows and External Doors ¦ External Doors ¦ Manual and Automatic Doors ¦ High Security Door | 1 | High | B | 11 | 2035 | 5 | 2 | 2.7 | 12334 | 24199
Fire ¦ Fire Fighting ¦ Fire Extinguishers ¦ CO2 | 3 | Urgent | B | 6 | 2030 | 5 | 1 | 2.2 | 2601 | 15967
Fabric ¦ Superstructure ¦ Internal Doors ¦ Roller Shutters ¦ Electric Roller Shutter | 1 | Medium | B | 1 | 2025 | 5 | 3 | 3.2 | 21404 | 6682
Electrical ¦ Lighting ¦ Internal ¦ General | 4 | Medium | B | 1 | 2025 | 5 | 3 | 3.2 | 21405 | 6683
Fire ¦ Fire Fighting ¦ Fire Extinguishers ¦ Foam | 2 | Urgent | B | 1 | 2025 | 5 | 1 | 2.2 | 2602 | 1064
Electrical ¦ LV Distribution ¦ Distribution Board ¦ Sub | 1 | High | B | 6 | 2030 | 5 | 2 | 2.7 | 12335 | 17428
Water ¦ Local Hot Water ¦ Instantaneous Electric Water Heater - Non-Drinking Water | 1 | Medium | B | 1 | 2025 | 5 | 3 | 3.2 | 21406 | 6684
Water ¦ Local Hot Water ¦ Package Electric Water Heaters - Non-Drinking Water | 1 | Medium | B | 7 | 2031 | 5 | 3 | 3.2 | 21407 | 19806
Fabric ¦ Superstructure ¦ Windows and External Doors ¦ Roller Shutters ¦ Manual Roller Shutter | 1 | High | B | 1 | 2025 | 5 | 2 | 2.7 | 12336 | 3127
HVAC ¦ Central Air Conditioning ¦ Air Conditioning ¦ Multi-Split Evaporator - Split Systems/Heat Pumps - Air-cooled with Direct Expansion Evaporator (DX) | 1 | Medium | B | 10 | 2034 | 5 | 3 | 3.2 | 21408 | 22618
Fabric ¦ Superstructure ¦ Windows and External Doors ¦ Roller Shutters ¦ Manual Roller Shutter | 1 | High | B | 1 | 2025 | 5 | 2 | 2.7 | 12337 | 3128
Electrical ¦ LV Distribution ¦ Distribution Board ¦ Sub | 1 | High | B | 1 | 2025 | 5 | 2 | 2.7 | 12338 | 3129
Electrical ¦ LV Distribution ¦ Distribution Board ¦ Sub | 1 | High | B | 1 | 2025 | 5 | 2 | 2.7 | 12339 | 3130
Controls ¦ Building Management System (BMS) ¦ BMS Control Panel | 1 | High | B | 6 | 2030 | 5 | 2 | 2.7 | 12340 | 17429
HVAC ¦ Fan ¦ Central Ventilation Systems ¦ Ventilating - General | 1 | Low | B | 1 | 2025 | 5 | 4 | 3.7 | 32789 | 11815
Electrical ¦ LV Distribution ¦ Distribution Board ¦ Sub | 1 | High | B | 18 | 2042 | 5 | 2 | 2.7 | 12341 | 30784
Electrical ¦ LV Distribution ¦ Distribution Board ¦ Sub | 1 | High | B | 18 | 2042 | 5 | 2 | 2.7 | 12342 | 30785
Fire ¦ Fire Detection ¦ Fire Alarm System | 1 | Urgent | B | 1 | 2025 | 5 | 1 | 2.2 | 2603 | 1065
Electrical ¦ LV Distribution ¦ Distribution Board ¦ Main | 1 | High | B | 1 | 2025 | 5 | 2 | 2.7 | 12343 | 3131
Electrical ¦ LV Distribution ¦ Distribution Board ¦ Sub | 1 | High | B | 1 | 2025 | 5 | 2 | 2.7 | 12344 | 3132
HVAC ¦ Heat Emitters - Local ¦ Electric Overdoor Air Curtain/Heater | 1 | Medium | B | 7 | 2031 | 5 | 3 | 3.2 | 21409 | 19807
Fabric ¦ Superstructure ¦ Windows and External Doors ¦ Roller Shutters ¦ Manual Roller Shutter | 1 | High | B | 1 | 2025 | 5 | 2 | 2.7 | 12345 | 3133
Electrical ¦ LV Distribution ¦ Distribution Board ¦ Sub | 1 | High | A | 19 | 2043 | 6 | 2 | 3 | 19520 | 31286
Fabric ¦ Superstructure ¦ Windows and External Doors ¦ External Doors ¦ Manual and Automatic Doors ¦ Auto / Powered Sliding Doors | 1 | High | B | 11 | 2035 | 5 | 2 | 2.7 | 12346 | 24200
Electrical ¦ Lighting ¦ Internal ¦ General ¦ LED Fittings & Luminaires | 25 | Medium | A | 18 | 2042 | 6 | 3 | 3.5 | 32469 | 31006
Electrical ¦ Lighting ¦ Internal ¦ General ¦ LED Fittings & Luminaires | 10 | Medium | B | 16 | 2040 | 5 | 3 | 3.2 | 21410 | 29374
Fire ¦ Fire Fighting ¦ Fire Blanket | 3 | Urgent | B | 4 | 2028 | 5 | 1 | 2.2 | 2604 | 13791
Electrical ¦ LV Distribution ¦ Distribution Board ¦ Sub | 1 | High | B | 6 | 2030 | 5 | 2 | 2.7 | 12347 | 17430
Electrical ¦ Lighting ¦ Internal ¦ General ¦ LED Fittings & Luminaires | 56 | Medium | B | 12 | 2036 | 5 | 3 | 3.2 | 21411 | 26376
Electrical ¦ Specialist Lighting ¦ Internal ¦ Illuminated Fire Exit Signage | 3 | Urgent | B | 16 | 2040 | 5 | 1 | 2.2 | 2605 | 28667
Electrical ¦ Lighting ¦ Internal ¦ Emergency ¦ Externally Powered ¦ Non LED | 6 | Urgent | B | 1 | 2025 | 5 | 1 | 2.2 | 2606 | 1066
Electrical ¦ Lighting ¦ External ¦ General - LED | 2 | Medium | B | 10 | 2034 | 5 | 3 | 3.2 | 21412 | 22619
Electrical ¦ Lighting ¦ Internal ¦ General | 6 | Medium | B | 4 | 2028 | 5 | 3 | 3.2 | 21413 | 14053
Fabric ¦ Superstructure ¦ Windows and External Doors ¦ External Doors ¦ Entrance Doors | 1 | High | B | 9 | 2033 | 5 | 2 | 2.7 | 12348 | 21571
HVAC ¦ Heat Emitters - Local ¦ Electric Heaters | 5 | Medium | B | 1 | 2025 | 5 | 3 | 3.2 | 21414 | 6685
Electrical ¦ Specialist Lighting ¦ Internal ¦ Illuminated Fire Exit Signage | 2 | Urgent | B | 16 | 2040 | 5 | 1 | 2.2 | 2607 | 28668
Fire ¦ Fire Fighting ¦ Fire Extinguishers ¦ CO2 | 2 | Urgent | B | 6 | 2030 | 5 | 1 | 2.2 | 2608 | 15968
Electrical ¦ Lighting ¦ External ¦ General - LED | 2 | Medium | B | 7 | 2031 | 5 | 3 | 3.2 | 21415 | 19808
HVAC ¦ Fan ¦ Local and Special Ventilation ¦ Extract | 1 | Medium | B | 1 | 2025 | 5 | 3 | 3.2 | 21416 | 6686
Fabric ¦ Superstructure ¦ Windows and External Doors ¦ External Doors ¦ Entrance Doors | 1 | High | B | 11 | 2035 | 5 | 2 | 2.7 | 12349 | 24201
Electrical ¦ Specialist Lighting ¦ Internal ¦ Illuminated Fire Exit Signage | 2 | Urgent | A | 18 | 2042 | 6 | 1 | 2.5 | 10832 | 30736
Electrical ¦ Lighting ¦ Internal ¦ Emergency ¦ Self Contained ¦ LED | 16 | Urgent | B | 22 | 2046 | 5 | 1 | 2.2 | 2609 | 32847
Water ¦ Local Hot Water ¦ Instantaneous Electric Water Heater - Non-Drinking Water | 1 | Medium | CX | 1 | 2025 | 2 | 3 | 2.3 | 10073 | 2036
Controls ¦ Multi-System Controls ¦ Motor Control Centre (MCC) | 1 | Low | B | 1 | 2025 | 5 | 4 | 3.7 | 32790 | 11816
Fire ¦ Fire Fighting ¦ Fire Extinguishers ¦ Powder | 2 | Urgent | B | 6 | 2030 | 5 | 1 | 2.2 | 2610 | 15969
Fire ¦ Fire Fighting ¦ Fire Extinguishers ¦ Foam | 1 | Urgent | B | 6 | 2030 | 5 | 1 | 2.2 | 2611 | 15970
Electrical ¦ Specialist Lighting ¦ Internal ¦ Illuminated Fire Exit Signage | 5 | Urgent | B | 14 | 2038 | 5 | 1 | 2.2 | 2612 | 27337
Electrical ¦ LV Distribution ¦ Distribution Board ¦ Sub | 1 | High | A | 19 | 2043 | 6 | 2 | 3 | 19521 | 31287
Electrical ¦ LV Distribution ¦ Distribution Board ¦ Sub | 1 | High | B | 3 | 2027 | 5 | 2 | 2.7 | 12350 | 13338
HVAC ¦ Fan ¦ Local and Special Ventilation ¦ Kitchen Vent ¦ Extract | 1 | Low | B | 5 | 2029 | 5 | 4 | 3.7 | 32791 | 15596
Controls ¦ Building Management System (BMS) ¦ BMS Control Panel | 1 | High | A | 9 | 2033 | 6 | 2 | 3 | 19522 | 21659
Electrical ¦ Lighting ¦ Internal ¦ General ¦ LED Fittings & Luminaires | 115 | Medium | B | 17 | 2041 | 5 | 3 | 3.2 | 21417 | 30412
Electrical ¦ LV Distribution ¦ Distribution Board ¦ Sub | 1 | High | B | 1 | 2025 | 5 | 2 | 2.7 | 12351 | 3134
HVAC ¦ Ventilation ¦ Air Handling Unit (AHU) ¦ Internal ¦ Central Ventilation Systems ¦ Ventilation Only | 1 | Medium | B | 1 | 2025 | 5 | 3 | 3.2 | 21418 | 6687
HVAC ¦ Heat Emitters - Central ¦ Radiators ¦ Steel | 4 | Medium | B | 11 | 2035 | 5 | 3 | 3.2 | 21419 | 25000
Electrical ¦ Lighting ¦ Internal ¦ Emergency ¦ Self Contained ¦ Non LED | 1 | Urgent | B | 4 | 2028 | 5 | 1 | 2.2 | 2613 | 13792
Electrical ¦ Lighting ¦ Internal ¦ Emergency ¦ Externally Powered ¦ Non LED | 4 | Urgent | B | 1 | 2025 | 5 | 1 | 2.2 | 2614 | 1067
Fabric ¦ Superstructure ¦ Windows and External Doors ¦ Roller Shutters ¦ Manual Roller Shutter | 1 | High | B | 1 | 2025 | 5 | 2 | 2.7 | 12352 | 3135
HVAC ¦ Fan ¦ Local and Special Ventilation ¦ Extract | 1 | Medium | B | 1 | 2025 | 5 | 3 | 3.2 | 21420 | 6688
Electrical ¦ Specialist Lighting ¦ Internal ¦ Illuminated Fire Exit Signage | 4 | Urgent | B | 17 | 2041 | 5 | 1 | 2.2 | 2615 | 30028
HVAC ¦ Central Air Conditioning ¦ Air Conditioning ¦ Multi-Split Condenser - Split Systems/Heat Pumps - Air-cooled with Direct Expansion Evaporator (DX) | 1 | Medium | B | 1 | 2025 | 5 | 3 | 3.2 | 21421 | 6689
Fabric ¦ Superstructure ¦ Windows and External Doors ¦ External Doors ¦ Manual and Automatic Doors ¦ High Security Door | 1 | High | B | 1 | 2025 | 5 | 2 | 2.7 | 12353 | 3136
Fabric ¦ Superstructure ¦ Windows and External Doors ¦ Roller Shutters ¦ Electric Roller Shutter | 1 | High | B | 12 | 2036 | 5 | 2 | 2.7 | 12354 | 26148
Electrical ¦ Lighting ¦ Internal ¦ General | 43 | Medium | C | 2 | 2026 | 4 | 3 | 2.9 | 18452 | 12970
Electrical ¦ Lighting ¦ External ¦ General - LED | 3 | Medium | B | 11 | 2035 | 5 | 3 | 3.2 | 21422 | 25001
Electrical ¦ Lighting ¦ Internal ¦ Emergency ¦ Self Contained ¦ LED | 11 | Urgent | B | 21 | 2045 | 5 | 1 | 2.2 | 2616 | 31832
Electrical ¦ Specialist Lighting ¦ Internal ¦ Illuminated Fire Exit Signage | 1 | Urgent | B | 12 | 2036 | 5 | 1 | 2.2 | 2617 | 25963
Electrical ¦ Specialist Lighting ¦ Internal ¦ Illuminated Fire Exit Signage | 4 | Urgent | B | 16 | 2040 | 5 | 1 | 2.2 | 2618 | 28669
Electrical ¦ Lighting ¦ External ¦ General - LED | 3 | Medium | B | 12 | 2036 | 5 | 3 | 3.2 | 21423 | 26377
Fire ¦ Fire Fighting ¦ Fire Extinguishers ¦ CO2 | 4 | Urgent | B | 1 | 2025 | 5 | 1 | 2.2 | 2619 | 1068
Fabric ¦ Superstructure ¦ Windows and External Doors ¦ Roller Shutters ¦ Manual Roller Shutter | 1 | High | B | 10 | 2034 | 5 | 2 | 2.7 | 12355 | 22281
HVAC ¦ Fan ¦ Local and Special Ventilation ¦ Kitchen Vent ¦ Extract | 1 | Low | B | 5 | 2029 | 5 | 4 | 3.7 | 32792 | 15597
Electrical ¦ Lighting ¦ Internal ¦ General ¦ LED Fittings & Luminaires | 80 | Medium | A | 18 | 2042 | 6 | 3 | 3.5 | 32470 | 31007
Electrical ¦ Specialist Lighting ¦ Internal ¦ Illuminated Fire Exit Signage | 2 | Urgent | B | 1 | 2025 | 5 | 1 | 2.2 | 2620 | 1069
Fabric ¦ Superstructure ¦ Windows and External Doors ¦ External Doors ¦ Entrance Doors | 1 | High | B | 11 | 2035 | 5 | 2 | 2.7 | 12356 | 24202
Security ¦ Access ¦ Access Control ¦ Gate Access - Local Lock / Keypad / Manual (External) | 1 | Medium | C | 1 | 2025 | 4 | 3 | 2.9 | 18453 | 5409
Electrical ¦ Lighting ¦ Internal ¦ Emergency ¦ Self Contained ¦ LED | 4 | Urgent | B | 17 | 2041 | 5 | 1 | 2.2 | 2621 | 30029
Electrical ¦ Lighting ¦ Internal ¦ General | 18 | Medium | B | 6 | 2030 | 5 | 3 | 3.2 | 21424 | 18473
HVAC ¦ Fan ¦ Local and Special Ventilation ¦ Axial | 1 | Medium | B | 1 | 2025 | 5 | 3 | 3.2 | 21425 | 6690
Electrical ¦ Lighting ¦ Internal ¦ Emergency ¦ Self Contained ¦ LED | 1 | Urgent | B | 21 | 2045 | 5 | 1 | 2.2 | 2622 | 31833
Fabric ¦ Superstructure ¦ Windows and External Doors ¦ External Doors ¦ Manual and Automatic Doors ¦ Auto / Powered Swing Doors | 1 | High | B | 31 | 2055 | 5 | 2 | 2.7 | 12357 | 33783
HVAC ¦ Fan ¦ Local and Special Ventilation ¦ Axial | 1 | Medium | B | 1 | 2025 | 5 | 3 | 3.2 | 21426 | 6691
HVAC ¦ Local Air Conditioning ¦ Single-Split Evaporator - Split Systems/Heat Pumps - Air-cooled with Direct Expansion Evaporator (DX) | 1 | Medium | B | 10 | 2034 | 5 | 3 | 3.2 | 21427 | 22620
Fabric ¦ Superstructure ¦ Windows and External Doors ¦ External Doors ¦ Entrance Doors | 1 | High | B | 16 | 2040 | 5 | 2 | 2.7 | 12358 | 29112
Fire ¦ Fire Fighting ¦ Fire Extinguishers ¦ CO2 | 2 | Urgent | B | 6 | 2030 | 5 | 1 | 2.2 | 2623 | 15971
Electrical ¦ Lighting ¦ External ¦ General - Non-LED | 1 | Medium | B | 1 | 2025 | 5 | 3 | 3.2 | 21428 | 6692
HVAC ¦ Local Air Conditioning ¦ Single-Split Condenser - Split Systems/Heat Pumps - Air-cooled with Direct Expansion Evaporator (DX) | 1 | Medium | B | 1 | 2025 | 5 | 3 | 3.2 | 21429 | 6693
HVAC ¦ Fan ¦ Local and Special Ventilation ¦ Extract | 1 | Medium | C | 1 | 2025 | 4 | 3 | 2.9 | 18454 | 5410
Fabric ¦ Superstructure ¦ Windows and External Doors ¦ External Doors ¦ Manual and Automatic Doors ¦ Auto / Powered Sliding Doors | 1 | High | B | 27 | 2051 | 5 | 2 | 2.7 | 12359 | 33562
Fabric ¦ Superstructure ¦ Windows and External Doors ¦ External Doors ¦ Entrance Doors | 1 | High | B | 11 | 2035 | 5 | 2 | 2.7 | 12360 | 24203
HVAC ¦ Fan ¦ Local and Special Ventilation ¦ Extract | 1 | Medium | B | 1 | 2025 | 5 | 3 | 3.2 | 21430 | 6694
HVAC ¦ Ventilation ¦ Air Handling Unit (AHU) ¦ Internal ¦ Central Air Conditioning ¦ Gas Fired | 1 | Medium | B | 6 | 2030 | 5 | 3 | 3.2 | 21431 | 18474
HVAC ¦ Central Heating (Internally Sourced) ¦ Boiler ¦ Atmospheric Gas Burner/Condensing Combination Boiler (domestic type) | 1 | High | B | 1 | 2025 | 5 | 2 | 2.7 | 12361 | 3137
HVAC ¦ Heat Emitters - Local ¦ Electric Overdoor Air Curtain/Heater | 1 | Medium | B | 7 | 2031 | 5 | 3 | 3.2 | 21432 | 19809
Electrical ¦ Lighting ¦ Internal ¦ General ¦ LED Fittings & Luminaires | 6 | Medium | B | 17 | 2041 | 5 | 3 | 3.2 | 21433 | 30413
Fire ¦ Fire Fighting ¦ Fire Extinguishers ¦ Foam | 5 | Urgent | B | 2 | 2026 | 5 | 1 | 2.2 | 2624 | 12495
HVAC ¦ Fan ¦ Local and Special Ventilation ¦ Kitchen Vent ¦ Extract | 1 | Low | B | 5 | 2029 | 5 | 4 | 3.7 | 32793 | 15598
Fire ¦ Fire Fighting ¦ Fire Extinguishers ¦ CO2 | 2 | Urgent | B | 6 | 2030 | 5 | 1 | 2.2 | 2625 | 15972
HVAC ¦ Heat Emitters - Local ¦ Gas Fired Natural and Fan Assisted Heaters | 1 | Medium | B | 1 | 2025 | 5 | 3 | 3.2 | 21434 | 6695
HVAC ¦ Central Heating (Internally Sourced) ¦ Boiler ¦ Atmospheric Gas Burner/Condensing Combination Boiler (domestic type) | 1 | High | B | 6 | 2030 | 5 | 2 | 2.7 | 12362 | 17431
Fabric ¦ Superstructure ¦ Internal Doors ¦ Roller Shutters ¦ Internal Manual Roller Shutter | 1 | Medium | B | 5 | 2029 | 5 | 3 | 3.2 | 21435 | 14882
Electrical ¦ Lighting ¦ Internal ¦ General ¦ LED Fittings & Luminaires | 34 | Medium | B | 16 | 2040 | 5 | 3 | 3.2 | 21436 | 29375
HVAC ¦ Local Air Conditioning ¦ Single-Split Condenser - Split Systems/Heat Pumps - Air-cooled with Direct Expansion Evaporator (DX) | 1 | Medium | B | 1 | 2025 | 5 | 3 | 3.2 | 21437 | 6696
Fabric ¦ Superstructure ¦ Windows and External Doors ¦ Roller Shutters ¦ Manual Roller Shutter | 1 | High | B | 11 | 2035 | 5 | 2 | 2.7 | 12363 | 24204
Fabric ¦ Superstructure ¦ Windows and External Doors ¦ External Doors ¦ Entrance Doors | 1 | High | B | 11 | 2035 | 5 | 2 | 2.7 | 12364 | 24205
Electrical ¦ Lighting ¦ Internal ¦ Emergency ¦ Self Contained ¦ LED | 13 | Urgent | B | 21 | 2045 | 5 | 1 | 2.2 | 2626 | 31834
Fire ¦ Fire Fighting ¦ Fire Extinguishers ¦ Foam | 1 | Urgent | B | 8 | 2032 | 5 | 1 | 2.2 | 2627 | 20305
Electrical ¦ Specialist Lighting ¦ Internal ¦ Illuminated Fire Exit Signage | 6 | Urgent | B | 12 | 2036 | 5 | 1 | 2.2 | 2628 | 25964
Fire ¦ Fire Fighting ¦ Fire Extinguishers ¦ CO2 | 4 | Urgent | B | 6 | 2030 | 5 | 1 | 2.2 | 2629 | 15973
Lightning Protection ¦ System | 1 | High | B | 6 | 2030 | 5 | 2 | 2.7 | 12365 | 17432
HVAC ¦ Fan ¦ Central Ventilation Systems ¦ Ventilating - General | 1 | Low | B | 1 | 2025 | 5 | 4 | 3.7 | 32794 | 11817
HVAC ¦ Fan ¦ Local and Special Ventilation ¦ Extract | 1 | Medium | B | 1 | 2025 | 5 | 3 | 3.2 | 21438 | 6697
Electrical ¦ Lighting ¦ Internal ¦ General ¦ LED Fittings & Luminaires | 7 | Medium | B | 16 | 2040 | 5 | 3 | 3.2 | 21439 | 29376
Security ¦ Access ¦ Access Control ¦ Door ¦ Local Lock / Keypad / Manual | 2 | Medium | B | 7 | 2031 | 5 | 3 | 3.2 | 21440 | 19810
Fire ¦ Fire Fighting ¦ Fire Extinguishers ¦ Foam | 2 | Urgent | B | 6 | 2030 | 5 | 1 | 2.2 | 2630 | 15974
Fabric ¦ Superstructure ¦ Windows and External Doors ¦ Roller Shutters ¦ Electric Roller Shutter | 1 | High | B | 11 | 2035 | 5 | 2 | 2.7 | 12366 | 24206
HVAC ¦ Fan ¦ Central Heating & Cooling ¦ Bifurcated | 1 | Medium | B | 2 | 2026 | 5 | 3 | 3.2 | 21441 | 13028
Electrical ¦ Lighting ¦ Internal ¦ Emergency ¦ Self Contained ¦ LED | 1 | Urgent | B | 21 | 2045 | 5 | 1 | 2.2 | 2631 | 31835
Electrical ¦ Specialist Lighting ¦ Internal ¦ Illuminated Fire Exit Signage | 2 | Urgent | B | 12 | 2036 | 5 | 1 | 2.2 | 2632 | 25965
Electrical ¦ Lighting ¦ External ¦ General - Non-LED | 4 | Medium | B | 1 | 2025 | 5 | 3 | 3.2 | 21442 | 6698
Electrical ¦ Lighting ¦ Internal ¦ General ¦ LED Fittings & Luminaires | 45 | Medium | B | 16 | 2040 | 5 | 3 | 3.2 | 21443 | 29377
Electrical ¦ Lighting ¦ External ¦ General - LED | 2 | Medium | B | 11 | 2035 | 5 | 3 | 3.2 | 21444 | 25002
Electrical ¦ Lighting ¦ Internal ¦ General | 9 | Medium | B | 1 | 2025 | 5 | 3 | 3.2 | 21445 | 6699
Fire ¦ Fire Fighting ¦ Fire Extinguishers ¦ CO2 | 4 | Urgent | B | 2 | 2026 | 5 | 1 | 2.2 | 2633 | 12496
HVAC ¦ Fan ¦ Local and Special Ventilation ¦ Axial | 1 | Medium | B | 1 | 2025 | 5 | 3 | 3.2 | 21446 | 6700
Fabric ¦ Superstructure ¦ Windows and External Doors ¦ Roller Shutters ¦ Manual Roller Shutter | 1 | High | B | 1 | 2025 | 5 | 2 | 2.7 | 12367 | 3138
Fabric ¦ Superstructure ¦ Windows and External Doors ¦ Roller Shutters ¦ Manual Roller Shutter | 1 | High | B | 1 | 2025 | 5 | 2 | 2.7 | 12368 | 3139
HVAC ¦ Heat Emitters - Local ¦ Electric Heaters | 4 | Medium | B | 1 | 2025 | 5 | 3 | 3.2 | 21447 | 6701
Fire ¦ Fire Fighting ¦ Fire Extinguishers ¦ CO2 | 4 | Urgent | B | 6 | 2030 | 5 | 1 | 2.2 | 2634 | 15975
Electrical ¦ Lighting ¦ Internal ¦ Emergency ¦ Self Contained ¦ LED | 3 | Urgent | B | 22 | 2046 | 5 | 1 | 2.2 | 2635 | 32848
Electrical ¦ Lighting ¦ Internal ¦ General ¦ LED Fittings & Luminaires | 7 | Medium | A | 18 | 2042 | 6 | 3 | 3.5 | 32471 | 31008
Water ¦ Local Hot Water ¦ Instantaneous Electric Water Heater - Non-Drinking Water | 1 | Medium | B | 1 | 2025 | 5 | 3 | 3.2 | 21448 | 6702
Electrical ¦ Specialist Lighting ¦ Internal ¦ Illuminated Fire Exit Signage | 4 | Urgent | B | 15 | 2039 | 5 | 1 | 2.2 | 2636 | 27768
Electrical ¦ LV Distribution ¦ Distribution Board ¦ Sub | 1 | High | B | 12 | 2036 | 5 | 2 | 2.7 | 12369 | 26149
HVAC ¦ Fan ¦ Local and Special Ventilation ¦ Axial | 1 | Medium | B | 1 | 2025 | 5 | 3 | 3.2 | 21449 | 6703
Electrical ¦ Specialist Lighting ¦ Internal ¦ Illuminated Fire Exit Signage | 2 | Urgent | B | 17 | 2041 | 5 | 1 | 2.2 | 2637 | 30030
Electrical ¦ Specialist Lighting ¦ Internal ¦ Illuminated Fire Exit Signage | 2 | Urgent | B | 16 | 2040 | 5 | 1 | 2.2 | 2638 | 28670
HVAC ¦ Heat Emitters - Local ¦ Electric Overdoor Air Curtain/Heater | 1 | Medium | B | 1 | 2025 | 5 | 3 | 3.2 | 21450 | 6704
HVAC ¦ Fan ¦ Local and Special Ventilation ¦ Kitchen Vent ¦ Extract | 1 | Low | B | 10 | 2034 | 5 | 4 | 3.7 | 32795 | 23212
HVAC ¦ Heat Emitters - Local ¦ Fan Convector - Electric | 1 | Medium | CX | 1 | 2025 | 2 | 3 | 2.3 | 10074 | 2037
Fire ¦ Fire Fighting ¦ Fire Extinguishers ¦ CO2 | 3 | Urgent | B | 6 | 2030 | 5 | 1 | 2.2 | 2639 | 15976
HVAC ¦ Fan ¦ Local and Special Ventilation ¦ Fans Window or Wall Mounted | 1 | Medium | B | 11 | 2035 | 5 | 3 | 3.2 | 21451 | 25003
Fabric ¦ Superstructure ¦ Windows and External Doors ¦ External Doors ¦ Manual and Automatic Doors ¦ Emergency and Panic Escape Doors | 1 | Urgent | B | 21 | 2045 | 5 | 1 | 2.2 | 2640 | 31836
Electrical ¦ LV Distribution ¦ Distribution Board ¦ Sub | 1 | High | B | 16 | 2040 | 5 | 2 | 2.7 | 12370 | 29113
HVAC ¦ Heat Emitters - Central ¦ Radiators ¦ Steel | 2 | Medium | B | 11 | 2035 | 5 | 3 | 3.2 | 21452 | 25004
Electrical ¦ Lighting ¦ External ¦ General - LED | 1 | Medium | B | 11 | 2035 | 5 | 3 | 3.2 | 21453 | 25005
HVAC ¦ Ventilation ¦ Air Handling Unit (AHU) ¦ Internal ¦ Central Heating & Cooling ¦ Electric & DX | 1 | Medium | B | 6 | 2030 | 5 | 3 | 3.2 | 21454 | 18475
HVAC ¦ Fan ¦ Local and Special Ventilation ¦ Axial | 1 | Medium | B | 1 | 2025 | 5 | 3 | 3.2 | 21455 | 6705
HVAC ¦ Fan ¦ Local and Special Ventilation ¦ Extract | 1 | Medium | B | 1 | 2025 | 5 | 3 | 3.2 | 21456 | 6706
Electrical ¦ Lighting ¦ Internal ¦ General ¦ LED Fittings & Luminaires | 78 | Medium | B | 16 | 2040 | 5 | 3 | 3.2 | 21457 | 29378
Fire ¦ Fire Fighting ¦ Fire Extinguishers ¦ Foam | 6 | Urgent | B | 6 | 2030 | 5 | 1 | 2.2 | 2641 | 15977
Electrical ¦ LV Distribution ¦ Distribution Board ¦ Sub | 1 | High | B | 2 | 2026 | 5 | 2 | 2.7 | 12371 | 12874
Controls ¦ Multi-System Controls ¦ Instrument Control Panel | 1 | Medium | B | 13 | 2037 | 5 | 3 | 3.2 | 21458 | 27083
Electrical ¦ Specialist Lighting ¦ External ¦ Illuminated External Signs | 1 | Medium | B | 6 | 2030 | 5 | 3 | 3.2 | 21459 | 18476
Electrical ¦ LV Distribution ¦ Distribution Board ¦ Main | 1 | High | B | 1 | 2025 | 5 | 2 | 2.7 | 12372 | 3140
Fabric ¦ Superstructure ¦ Windows and External Doors ¦ External Doors ¦ Manual and Automatic Doors ¦ Emergency and Panic Escape Doors | 1 | Urgent | B | 21 | 2045 | 5 | 1 | 2.2 | 2642 | 31837
Electrical ¦ Lighting ¦ Internal ¦ Emergency ¦ Self Contained ¦ LED | 6 | Urgent | A | 23 | 2047 | 6 | 1 | 2.5 | 10833 | 33162
Fire ¦ Fire Detection ¦ Fire Alarm Panel / Repeater | 1 | Urgent | B | 11 | 2035 | 5 | 1 | 2.2 | 2643 | 23424
Fabric ¦ Superstructure ¦ Windows and External Doors ¦ Roller Shutters ¦ Manual Roller Shutter | 1 | High | C | 1 | 2025 | 4 | 2 | 2.4 | 10451 | 2340
HVAC ¦ Local Air Conditioning ¦ Single-Split Evaporator - Split Systems/Heat Pumps - Air-cooled with Direct Expansion Evaporator (DX) | 1 | Medium | B | 1 | 2025 | 5 | 3 | 3.2 | 21460 | 6707
Electrical ¦ LV Distribution ¦ Distribution Board ¦ Sub | 1 | High | B | 12 | 2036 | 5 | 2 | 2.7 | 12373 | 26150
Fabric ¦ Superstructure ¦ Internal Doors ¦ Roller Shutters ¦ Internal Manual Roller Shutter | 1 | Medium | B | 1 | 2025 | 5 | 3 | 3.2 | 21461 | 6708
Fabric ¦ Superstructure ¦ Windows and External Doors ¦ Roller Shutters ¦ Electric Roller Shutter | 1 | High | B | 11 | 2035 | 5 | 2 | 2.7 | 12374 | 24207
Fire ¦ Fire Fighting ¦ Fire Extinguishers ¦ Foam | 5 | Urgent | B | 6 | 2030 | 5 | 1 | 2.2 | 2644 | 15978
Electrical ¦ Lighting ¦ External ¦ General - LED | 2 | Medium | B | 7 | 2031 | 5 | 3 | 3.2 | 21462 | 19811
HVAC ¦ Fan ¦ Central Ventilation Systems ¦ Ventilating - General | 1 | Low | B | 1 | 2025 | 5 | 4 | 3.7 | 32796 | 11818
HVAC ¦ Local Air Conditioning ¦ Single-Split Condenser - Split Systems/Heat Pumps - Air-cooled with Direct Expansion Evaporator (DX) | 1 | Medium | B | 8 | 2032 | 5 | 3 | 3.2 | 21463 | 20870
Electrical ¦ LV Distribution ¦ Distribution Board ¦ Main | 1 | High | B | 10 | 2034 | 5 | 2 | 2.7 | 12375 | 22282
Fabric ¦ Superstructure ¦ Windows and External Doors ¦ External Doors ¦ Manual and Automatic Doors ¦ Auto / Powered Sliding Doors | 1 | High | B | 27 | 2051 | 5 | 2 | 2.7 | 12376 | 33563
HVAC ¦ Central Heating (Internally Sourced) ¦ Boiler ¦ Atmospheric Gas Burner/Condensing Combination Boiler (domestic type) | 1 | High | A | 10 | 2034 | 6 | 2 | 3 | 19523 | 22541
HVAC ¦ Heat Emitters - Local ¦ Gas Fired Natural and Fan Assisted Heaters | 1 | Medium | B | 7 | 2031 | 5 | 3 | 3.2 | 21464 | 19812
Electrical ¦ LV Distribution ¦ Distribution Board ¦ Sub | 1 | High | B | 1 | 2025 | 5 | 2 | 2.7 | 12377 | 3141
Water ¦ Local Hot Water ¦ Instantaneous Electric Water Heater - Non-Drinking Water | 1 | Medium | B | 10 | 2034 | 5 | 3 | 3.2 | 21465 | 22621
Fire ¦ Fire Fighting ¦ Fire Extinguishers ¦ CO2 | 4 | Urgent | B | 6 | 2030 | 5 | 1 | 2.2 | 2645 | 15979
Security ¦ Access ¦ Access Control ¦ Gate Access - Local Lock / Keypad / Manual (External) | 1 | Medium | B | 1 | 2025 | 5 | 3 | 3.2 | 21466 | 6709
Electrical ¦ Lighting ¦ Internal ¦ Emergency ¦ Self Contained ¦ Non LED | 13 | Urgent | B | 7 | 2031 | 5 | 1 | 2.2 | 2646 | 19206
Electrical ¦ LV Distribution ¦ Distribution Board ¦ Sub | 1 | High | B | 11 | 2035 | 5 | 2 | 2.7 | 12378 | 24208
Fabric ¦ Superstructure ¦ Windows and External Doors ¦ External Doors ¦ Manual and Automatic Doors ¦ Auto / Powered Swing Doors | 1 | High | B | 26 | 2050 | 5 | 2 | 2.7 | 12379 | 33480
HVAC ¦ Fan ¦ Central Heating & Cooling ¦ Bifurcated | 1 | Medium | B | 1 | 2025 | 5 | 3 | 3.2 | 21467 | 6710
Fabric ¦ Superstructure ¦ Windows and External Doors ¦ External Doors ¦ Manual and Automatic Doors ¦ Emergency and Panic Escape Doors | 1 | Urgent | B | 11 | 2035 | 5 | 1 | 2.2 | 2647 | 23425
Electrical ¦ Lighting ¦ Internal ¦ General ¦ LED Fittings & Luminaires | 104 | Medium | B | 15 | 2039 | 5 | 3 | 3.2 | 21468 | 28373
Fabric ¦ Superstructure ¦ Windows and External Doors ¦ Roller Shutters ¦ Manual Roller Shutter | 1 | High | B | 1 | 2025 | 5 | 2 | 2.7 | 12380 | 3142
Electrical ¦ Lighting ¦ Internal ¦ General ¦ LED Fittings & Luminaires | 78 | Medium | B | 16 | 2040 | 5 | 3 | 3.2 | 21469 | 29379
Electrical ¦ Lighting ¦ Internal ¦ General ¦ LED Fittings & Luminaires | 1 | Medium | B | 12 | 2036 | 5 | 3 | 3.2 | 21470 | 26378
Electrical ¦ Lighting ¦ Internal ¦ Emergency ¦ Self Contained ¦ LED | 8 | Urgent | B | 22 | 2046 | 5 | 1 | 2.2 | 2648 | 32849
HVAC ¦ Heat Emitters - Local ¦ Gas Fired Unit Heaters | 1 | Medium | B | 6 | 2030 | 5 | 3 | 3.2 | 21471 | 18477
Fire ¦ Fire Fighting ¦ Fire Extinguishers ¦ Foam | 4 | Urgent | B | 2 | 2026 | 5 | 1 | 2.2 | 2649 | 12497
Fire ¦ Fire Fighting ¦ Fire Extinguishers ¦ CO2 | 1 | Urgent | B | 1 | 2025 | 5 | 1 | 2.2 | 2650 | 1070
Electrical ¦ LV Distribution ¦ Distribution Board ¦ Sub | 1 | High | B | 1 | 2025 | 5 | 2 | 2.7 | 12381 | 3143
Electrical ¦ LV Distribution ¦ Distribution Board ¦ Sub | 1 | High | B | 1 | 2025 | 5 | 2 | 2.7 | 12382 | 3144
HVAC ¦ Heat Emitters - Local ¦ Electric Heaters | 1 | Medium | B | 1 | 2025 | 5 | 3 | 3.2 | 21472 | 6711
Fire ¦ Fire Fighting ¦ Fire Extinguishers ¦ Foam | 2 | Urgent | B | 2 | 2026 | 5 | 1 | 2.2 | 2651 | 12498
HVAC ¦ Fan ¦ Central Ventilation Systems ¦ Ventilating - General | 1 | Low | B | 1 | 2025 | 5 | 4 | 3.7 | 32797 | 11819
Fabric ¦ Superstructure ¦ Windows and External Doors ¦ External Doors ¦ Manual and Automatic Doors ¦ Emergency and Panic Escape Doors | 1 | Urgent | B | 15 | 2039 | 5 | 1 | 2.2 | 2652 | 27769
HVAC ¦ Fan ¦ Local and Special Ventilation ¦ Extract | 1 | Medium | B | 7 | 2031 | 5 | 3 | 3.2 | 21473 | 19813
Electrical ¦ Lighting ¦ External ¦ General - LED | 3 | Medium | B | 7 | 2031 | 5 | 3 | 3.2 | 21474 | 19814
Electrical ¦ LV Distribution ¦ Distribution Board ¦ Sub | 1 | High | B | 12 | 2036 | 5 | 2 | 2.7 | 12383 | 26151
Fabric ¦ Superstructure ¦ Windows and External Doors ¦ External Doors ¦ Manual and Automatic Doors ¦ Emergency and Panic Escape Doors | 1 | Urgent | B | 11 | 2035 | 5 | 1 | 2.2 | 2653 | 23426
Electrical ¦ Lighting ¦ Internal ¦ Emergency ¦ Self Contained ¦ LED | 3 | Urgent | B | 21 | 2045 | 5 | 1 | 2.2 | 2654 | 31838
Water ¦ Local Hot Water ¦ Package Electric Water Heaters - Non-Drinking Water | 1 | Medium | B | 7 | 2031 | 5 | 3 | 3.2 | 21475 | 19815
Fire ¦ Fire Detection ¦ Fire Alarm System | 1 | Urgent | A | 14 | 2038 | 6 | 1 | 2.5 | 10834 | 27411
Electrical ¦ LV Distribution ¦ Distribution Board ¦ Sub | 1 | High | B | 1 | 2025 | 5 | 2 | 2.7 | 12384 | 3145
HVAC ¦ Heat Emitters - Local ¦ Gas Fired Natural and Fan Assisted Heaters | 1 | Medium | B | 1 | 2025 | 5 | 3 | 3.2 | 21476 | 6712
HVAC ¦ Ductwork ¦ Ductwork, Fittings and Ancillaries ¦ Central Ventilation Systems ¦ Fire Dampers ¦ Automatic | 1 | Urgent | B | 1 | 2025 | 5 | 1 | 2.2 | 2655 | 1071
HVAC ¦ Heat Emitters - Local ¦ Electric Heaters | 1 | Medium | B | 1 | 2025 | 5 | 3 | 3.2 | 21477 | 6713
HVAC ¦ Local Air Conditioning ¦ Single-Split Evaporator - Split Systems/Heat Pumps - Air-cooled with Direct Expansion Evaporator (DX) | 1 | Medium | B | 1 | 2025 | 5 | 3 | 3.2 | 21478 | 6714
Electrical ¦ LV Distribution ¦ Distribution Board ¦ Sub | 1 | High | B | 12 | 2036 | 5 | 2 | 2.7 | 12385 | 26152
HVAC ¦ Fan ¦ Local and Special Ventilation ¦ Axial | 1 | Medium | B | 1 | 2025 | 5 | 3 | 3.2 | 21479 | 6715
Fire ¦ Fire Fighting ¦ Fire Extinguishers ¦ Foam | 2 | Urgent | B | 6 | 2030 | 5 | 1 | 2.2 | 2656 | 15980
Fire ¦ Fire Fighting ¦ Fire Extinguishers ¦ Water | 1 | Urgent | B | 6 | 2030 | 5 | 1 | 2.2 | 2657 | 15981
HVAC ¦ Heat Emitters - Local ¦ Gas Fired Natural and Fan Assisted Heaters | 1 | Medium | CX | 1 | 2025 | 2 | 3 | 2.3 | 10075 | 2038
Electrical ¦ LV Distribution ¦ Distribution Board ¦ Sub | 1 | High | B | 12 | 2036 | 5 | 2 | 2.7 | 12386 | 26153
HVAC ¦ Fan ¦ Local and Special Ventilation ¦ Extract | 1 | Medium | B | 1 | 2025 | 5 | 3 | 3.2 | 21480 | 6716
Electrical ¦ Lighting ¦ External ¦ General - LED | 4 | Medium | B | 12 | 2036 | 5 | 3 | 3.2 | 21481 | 26379
Fire ¦ Fire Fighting ¦ Fire Extinguishers ¦ CO2 | 5 | Urgent | B | 2 | 2026 | 5 | 1 | 2.2 | 2658 | 12499
Fabric ¦ Superstructure ¦ Windows and External Doors ¦ External Doors ¦ Entrance Doors | 1 | High | B | 11 | 2035 | 5 | 2 | 2.7 | 12387 | 24209
Fabric ¦ Superstructure ¦ Windows and External Doors ¦ Roller Shutters ¦ Electric Roller Shutter | 1 | High | B | 18 | 2042 | 5 | 2 | 2.7 | 12388 | 30786
Fabric ¦ Superstructure ¦ Windows and External Doors ¦ External Doors ¦ Entrance Doors | 1 | High | DX | 10 | 2034 | 1 | 2 | 1.5 | 370 | 21940
Fabric ¦ Superstructure ¦ Windows and External Doors ¦ Roller Shutters ¦ Manual Roller Shutter | 1 | High | D | 1 | 2025 | 3 | 2 | 2.1 | 1064 | 737
Water ¦ Local Hot Water ¦ Package Electric Water Heaters - Non-Drinking Water | 1 | Medium | B | 4 | 2028 | 5 | 3 | 3.2 | 21482 | 14054
HVAC ¦ Central Air Conditioning ¦ Air Conditioning ¦ Multi-Split Condenser - DX Split Systems (With Gas, Electric or Hot Water Heaters) | 1 | Medium | B | 5 | 2029 | 5 | 3 | 3.2 | 21483 | 14883
HVAC ¦ Central Air Conditioning ¦ Air Conditioning ¦ Multi-Split Evaporator - Split Systems/Heat Pumps - Air-cooled with Direct Expansion Evaporator (DX) | 1 | Medium | B | 9 | 2033 | 5 | 3 | 3.2 | 21484 | 21706
HVAC ¦ Central Air Conditioning ¦ Air Conditioning ¦ Multi-Split Evaporator - Split Systems/Heat Pumps - Air-cooled with Direct Expansion Evaporator (DX) | 1 | Medium | B | 9 | 2033 | 5 | 3 | 3.2 | 21485 | 21707
Controls ¦ Building Management System (BMS) ¦ Central Operating Station | 1 | High | B | 1 | 2025 | 5 | 2 | 2.7 | 12389 | 3146
Water ¦ Central Hot Water Distribution ¦ Pumps ¦ Domestic Water Accelerators | 1 | High | B | 1 | 2025 | 5 | 2 | 2.7 | 12390 | 3147
HVAC ¦ Central Heating (Internally Sourced) ¦ Boiler ¦ Electric Boilers | 1 | Medium | B | 3 | 2027 | 5 | 3 | 3.2 | 21486 | 13459
Fire ¦ Fire Detection ¦ Fire Alarm Panel / Repeater | 1 | Urgent | B | 7 | 2031 | 5 | 1 | 2.2 | 2659 | 19207
Controls ¦ Building Management System (BMS) ¦ BMS Control Panel | 1 | High | B | 5 | 2029 | 5 | 2 | 2.7 | 12391 | 14596
Electrical ¦ LV Distribution ¦ Distribution Board ¦ Sub | 1 | High | B | 1 | 2025 | 5 | 2 | 2.7 | 12392 | 3148
HVAC ¦ Ventilation ¦ Air Handling Unit (AHU) ¦ Internal ¦ Central Heating & Cooling ¦ Electric & DX | 1 | Medium | B | 14 | 2038 | 5 | 3 | 3.2 | 21487 | 27533
HVAC ¦ Fan ¦ Local and Special Ventilation ¦ Fans Window or Wall Mounted | 1 | Medium | B | 10 | 2034 | 5 | 3 | 3.2 | 21488 | 22622
HVAC ¦ Heat Emitters - Local ¦ Gas Fired Unit Heaters | 1 | Medium | B | 1 | 2025 | 5 | 3 | 3.2 | 21489 | 6717
HVAC ¦ Fan ¦ Local and Special Ventilation ¦ Extract | 1 | Medium | C | 7 | 2031 | 4 | 3 | 2.9 | 18455 | 19720
Fire ¦ Fire Detection ¦ Fire Alarm System | 1 | Urgent | B | 10 | 2034 | 5 | 1 | 2.2 | 2660 | 22002
Electrical ¦ LV Distribution ¦ Distribution Board ¦ Sub | 1 | High | D | 1 | 2025 | 3 | 2 | 2.1 | 1065 | 738
Fabric ¦ Superstructure ¦ Windows and External Doors ¦ External Doors ¦ Manual and Automatic Doors ¦ Emergency and Panic Escape Doors | 1 | Urgent | B | 21 | 2045 | 5 | 1 | 2.2 | 2661 | 31839
HVAC ¦ Fan ¦ Local and Special Ventilation ¦ Extract | 1 | Medium | B | 1 | 2025 | 5 | 3 | 3.2 | 21490 | 6718
Electrical ¦ Lighting ¦ Internal ¦ General | 34 | Medium | D | 1 | 2025 | 3 | 3 | 2.6 | 11060 | 2585
Electrical ¦ LV Distribution ¦ Distribution Board ¦ Sub | 1 | High | B | 6 | 2030 | 5 | 2 | 2.7 | 12393 | 17433
Electrical ¦ LV Distribution ¦ Distribution Board ¦ Sub | 1 | High | B | 6 | 2030 | 5 | 2 | 2.7 | 12394 | 17434
Water ¦ Local Hot Water ¦ Electric Water Heater - Drinking Water ¦ Instantaneous Potable Combination Hot, Chilled and Carbonated Water Tap (Fluorinated Gas) | 1 | Low | A | 14 | 2038 | 6 | 4 | 4 | 33824 | 27706
Fabric ¦ Superstructure ¦ Windows and External Doors ¦ Roller Shutters ¦ Manual Roller Shutter | 1 | High | B | 1 | 2025 | 5 | 2 | 2.7 | 12395 | 3149
Electrical ¦ Specialist Lighting ¦ Internal ¦ Illuminated Fire Exit Signage | 4 | Urgent | B | 12 | 2036 | 5 | 1 | 2.2 | 2662 | 25966
Electrical ¦ Lighting ¦ Internal ¦ Emergency ¦ Externally Powered ¦ Non LED | 4 | Urgent | B | 11 | 2035 | 5 | 1 | 2.2 | 2663 | 23427
Fire ¦ Fire Fighting ¦ Fire Extinguishers ¦ CO2 | 3 | Urgent | B | 6 | 2030 | 5 | 1 | 2.2 | 2664 | 15982
Electrical ¦ LV Distribution ¦ Distribution Board ¦ Main | 1 | High | CX | 6 | 2030 | 2 | 2 | 1.8 | 487 | 15700
Electrical ¦ LV Distribution ¦ Distribution Board ¦ Sub | 1 | High | B | 12 | 2036 | 5 | 2 | 2.7 | 12396 | 26154
Security ¦ Access ¦ Access Control ¦ Gate Access - Local Lock / Keypad / Manual (External) | 1 | Medium | B | 1 | 2025 | 5 | 3 | 3.2 | 21491 | 6719
Electrical ¦ Specialist Lighting ¦ Internal ¦ Illuminated Fire Exit Signage | 4 | Urgent | B | 12 | 2036 | 5 | 1 | 2.2 | 2665 | 25967
Electrical ¦ Lighting ¦ Internal ¦ Emergency ¦ Externally Powered ¦ Non LED | 3 | Urgent | B | 11 | 2035 | 5 | 1 | 2.2 | 2666 | 23428
Water ¦ Local Hot Water ¦ Package Electric Water Heaters - Non-Drinking Water | 1 | Medium | B | 4 | 2028 | 5 | 3 | 3.2 | 21492 | 14055
HVAC ¦ Ductwork ¦ Ductwork, Fittings and Ancillaries ¦ Central Ventilation Systems ¦ Fire Dampers ¦ Automatic | 1 | Urgent | B | 1 | 2025 | 5 | 1 | 2.2 | 2667 | 1072
Fire ¦ Fire Fighting ¦ Fire Extinguishers ¦ Foam | 1 | Urgent | B | 1 | 2025 | 5 | 1 | 2.2 | 2668 | 1073
HVAC ¦ Fan ¦ Local and Special Ventilation ¦ Ventilating - General | 1 | Medium | B | 5 | 2029 | 5 | 3 | 3.2 | 21493 | 14884
Fabric ¦ Superstructure ¦ Internal Doors ¦ Roller Shutters ¦ Electric Roller Shutter | 1 | Medium | B | 7 | 2031 | 5 | 3 | 3.2 | 21494 | 19816
Fabric ¦ Superstructure ¦ Windows and External Doors ¦ External Doors ¦ Manual and Automatic Doors ¦ Emergency and Panic Escape Doors | 1 | Urgent | B | 11 | 2035 | 5 | 1 | 2.2 | 2669 | 23429
Electrical ¦ Lighting ¦ Internal ¦ Emergency ¦ Self Contained ¦ LED | 13 | Urgent | B | 22 | 2046 | 5 | 1 | 2.2 | 2670 | 32850
Fabric ¦ Superstructure ¦ Windows and External Doors ¦ External Doors ¦ Manual and Automatic Doors ¦ Emergency and Panic Escape Doors | 1 | Urgent | B | 20 | 2044 | 5 | 1 | 2.2 | 2671 | 31420
Electrical ¦ Lighting ¦ External ¦ General - Non-LED | 1 | Medium | CX | 1 | 2025 | 2 | 3 | 2.3 | 10076 | 2039
Electrical ¦ Lighting ¦ External ¦ General - LED | 7 | Medium | B | 8 | 2032 | 5 | 3 | 3.2 | 21495 | 20871
Fabric ¦ Superstructure ¦ Windows and External Doors ¦ External Windows ¦ Roller Shutters ¦ External Window Shutters ¦ Manual | 1 | Medium | B | 1 | 2025 | 5 | 3 | 3.2 | 21496 | 6720
Fabric ¦ Superstructure ¦ Windows and External Doors ¦ Roller Shutters ¦ Manual Roller Shutter | 1 | High | B | 10 | 2034 | 5 | 2 | 2.7 | 12397 | 22283
Electrical ¦ Lighting ¦ Internal ¦ Emergency ¦ Self Contained ¦ LED | 9 | Urgent | B | 21 | 2045 | 5 | 1 | 2.2 | 2672 | 31840
Electrical ¦ Specialist Lighting ¦ Internal ¦ Illuminated Fire Exit Signage | 2 | Urgent | B | 16 | 2040 | 5 | 1 | 2.2 | 2673 | 28671
Electrical ¦ Lighting ¦ Internal ¦ Emergency ¦ Self Contained ¦ Non LED | 2 | Urgent | B | 7 | 2031 | 5 | 1 | 2.2 | 2674 | 19208
HVAC ¦ Fan ¦ Central Ventilation Systems ¦ Ventilating - General | 1 | Low | B | 1 | 2025 | 5 | 4 | 3.7 | 32798 | 11820
Fabric ¦ Superstructure ¦ Windows and External Doors ¦ External Doors ¦ Entrance Doors | 1 | High | B | 21 | 2045 | 5 | 2 | 2.7 | 12398 | 32567
HVAC ¦ Fan ¦ Central Ventilation Systems ¦ Extract | 1 | Medium | B | 1 | 2025 | 5 | 3 | 3.2 | 21497 | 6721
HVAC ¦ Fan ¦ Central Ventilation Systems ¦ Extract | 1 | Medium | B | 1 | 2025 | 5 | 3 | 3.2 | 21498 | 6722
Fire ¦ Fire Detection ¦ Fire Alarm Panel / Repeater | 1 | Urgent | B | 1 | 2025 | 5 | 1 | 2.2 | 2675 | 1074
Fire ¦ Fire Fighting ¦ Fire Extinguishers ¦ CO2 | 1 | Urgent | C | 2 | 2026 | 4 | 1 | 1.9 | 607 | 12433
HVAC ¦ Heat Emitters - Local ¦ Fan Convector - Electric | 1 | Medium | B | 1 | 2025 | 5 | 3 | 3.2 | 21499 | 6723
Electrical ¦ LV Distribution ¦ Distribution Board ¦ Sub | 1 | High | B | 3 | 2027 | 5 | 2 | 2.7 | 12399 | 13339
Fabric ¦ Superstructure ¦ Windows and External Doors ¦ External Doors ¦ Manual and Automatic Doors ¦ Auto / Powered Sliding Doors | 1 | High | B | 21 | 2045 | 5 | 2 | 2.7 | 12400 | 32568
HVAC ¦ Heat Emitters - Central ¦ Radiators ¦ Steel | 3 | Medium | B | 10 | 2034 | 5 | 3 | 3.2 | 21500 | 22623
Electrical ¦ Lighting ¦ Internal ¦ Emergency ¦ Self Contained ¦ LED | 6 | Urgent | B | 21 | 2045 | 5 | 1 | 2.2 | 2676 | 31841
HVAC ¦ Central Air Conditioning ¦ Air Conditioning ¦ Multi-Split Condenser - DX Split Systems (With Gas, Electric or Hot Water Heaters) | 1 | Medium | B | 5 | 2029 | 5 | 3 | 3.2 | 21501 | 14885
Electrical ¦ LV Distribution ¦ Distribution Board ¦ Sub | 1 | High | A | 18 | 2042 | 6 | 2 | 3 | 19524 | 30899
Fabric ¦ Superstructure ¦ Internal Doors ¦ Roller Shutters ¦ Electric Roller Shutter | 1 | Medium | B | 6 | 2030 | 5 | 3 | 3.2 | 21502 | 18478
Water ¦ Local Hot Water ¦ Electric Water Heater - Drinking Water ¦ Instantaneous Potable Combination Hot, Chilled and Carbonated Water Tap (Fluorinated Gas) | 1 | Low | A | 14 | 2038 | 6 | 4 | 4 | 33825 | 27707
Fabric ¦ Superstructure ¦ Windows and External Doors ¦ Roller Shutters ¦ Electric Roller Shutter | 1 | High | B | 10 | 2034 | 5 | 2 | 2.7 | 12401 | 22284
HVAC ¦ Fan ¦ Local and Special Ventilation ¦ Extract | 1 | Medium | B | 1 | 2025 | 5 | 3 | 3.2 | 21503 | 6724
Electrical ¦ Specialist Lighting ¦ Internal ¦ Illuminated Fire Exit Signage | 3 | Urgent | B | 15 | 2039 | 5 | 1 | 2.2 | 2677 | 27770
Water ¦ Local Hot Water ¦ Package Electric Water Heaters - Non-Drinking Water | 1 | Medium | B | 8 | 2032 | 5 | 3 | 3.2 | 21504 | 20872
HVAC ¦ Fan ¦ Local and Special Ventilation ¦ Fans Window or Wall Mounted | 1 | Medium | B | 5 | 2029 | 5 | 3 | 3.2 | 21505 | 14886
HVAC ¦ Central Heating (Internally Sourced) ¦ Boiler ¦ Atmospheric Gas Burner/Condensing Combination Boiler (domestic type) | 1 | High | B | 3 | 2027 | 5 | 2 | 2.7 | 12402 | 13340
HVAC ¦ Fan ¦ Local and Special Ventilation ¦ Extract | 1 | Medium | B | 1 | 2025 | 5 | 3 | 3.2 | 21506 | 6725
Fabric ¦ Superstructure ¦ Windows and External Doors ¦ External Doors ¦ Entrance Doors | 1 | High | B | 25 | 2049 | 5 | 2 | 2.7 | 12403 | 33375
Fabric ¦ Superstructure ¦ Windows and External Doors ¦ External Doors ¦ Entrance Doors | 1 | High | B | 11 | 2035 | 5 | 2 | 2.7 | 12404 | 24210
Electrical ¦ Specialist Lighting ¦ Internal ¦ Illuminated Fire Exit Signage | 2 | Urgent | B | 15 | 2039 | 5 | 1 | 2.2 | 2678 | 27771
Fire ¦ Fire Fighting ¦ Fire Extinguishers ¦ CO2 | 5 | Urgent | B | 6 | 2030 | 5 | 1 | 2.2 | 2679 | 15983
Electrical ¦ Lighting ¦ Internal ¦ General | 11 | Medium | B | 6 | 2030 | 5 | 3 | 3.2 | 21507 | 18479
Fabric ¦ Superstructure ¦ Windows and External Doors ¦ Roller Shutters ¦ Electric Roller Shutter | 1 | High | B | 1 | 2025 | 5 | 2 | 2.7 | 12405 | 3150
Security ¦ Access ¦ Access Control ¦ Door ¦ Local Lock / Keypad / Manual | 1 | Medium | B | 12 | 2036 | 5 | 3 | 3.2 | 21508 | 26380
Fire ¦ Fire Fighting ¦ Fire Extinguishers ¦ CO2 | 1 | Urgent | B | 1 | 2025 | 5 | 1 | 2.2 | 2680 | 1075
HVAC ¦ Ductwork ¦ Ductwork, Fittings and Ancillaries ¦ Central Ventilation Systems ¦ Fire Dampers ¦ Fusible Link | 1 | Urgent | B | 1 | 2025 | 5 | 1 | 2.2 | 2681 | 1076
Fabric ¦ Superstructure ¦ Windows and External Doors ¦ Roller Shutters ¦ Electric Roller Shutter | 1 | High | B | 17 | 2041 | 5 | 2 | 2.7 | 12406 | 30295
Fabric ¦ Superstructure ¦ Windows and External Doors ¦ Roller Shutters ¦ Electric Roller Shutter | 1 | High | B | 11 | 2035 | 5 | 2 | 2.7 | 12407 | 24211
Fire ¦ Fire Fighting ¦ Fire Extinguishers ¦ CO2 | 2 | Urgent | B | 6 | 2030 | 5 | 1 | 2.2 | 2682 | 15984
Fire ¦ Fire Fighting ¦ Fire Extinguishers ¦ Foam | 2 | Urgent | B | 2 | 2026 | 5 | 1 | 2.2 | 2683 | 12500
HVAC ¦ Local Air Conditioning ¦ Single-Split Condenser - Split Systems/Heat Pumps - Air-cooled with Direct Expansion Evaporator (DX) | 1 | Medium | B | 1 | 2025 | 5 | 3 | 3.2 | 21509 | 6726
HVAC ¦ Local Air Conditioning ¦ Single-Split Evaporator - Split Systems/Heat Pumps - Air-cooled with Direct Expansion Evaporator (DX) | 1 | Medium | B | 8 | 2032 | 5 | 3 | 3.2 | 21510 | 20873
HVAC ¦ Ductwork ¦ Ductwork, Fittings and Ancillaries ¦ Central Ventilation Systems ¦ Fire Dampers ¦ Automatic | 1 | Urgent | B | 1 | 2025 | 5 | 1 | 2.2 | 2684 | 1077
HVAC ¦ Fan ¦ Local and Special Ventilation ¦ Extract | 1 | Medium | B | 7 | 2031 | 5 | 3 | 3.2 | 21511 | 19817
HVAC ¦ Fan ¦ Local and Special Ventilation ¦ Extract | 1 | Medium | CX | 1 | 2025 | 2 | 3 | 2.3 | 10077 | 2040
Electrical ¦ Lighting ¦ Internal ¦ Emergency ¦ Self Contained ¦ LED | 2 | Urgent | C | 20 | 2044 | 4 | 1 | 1.9 | 608 | 31393
HVAC ¦ Heat Emitters - Central ¦ Radiators ¦ Steel | 3 | Medium | B | 5 | 2029 | 5 | 3 | 3.2 | 21512 | 14887
Fire ¦ Fire Fighting ¦ Fire Extinguishers ¦ CO2 | 3 | Urgent | B | 6 | 2030 | 5 | 1 | 2.2 | 2685 | 15985
Water ¦ Central Hot Water Distribution ¦ Hot water cylinders | 1 | High | B | 10 | 2034 | 5 | 2 | 2.7 | 12408 | 22285
Electrical ¦ LV Distribution ¦ Distribution Board ¦ Main | 1 | High | B | 10 | 2034 | 5 | 2 | 2.7 | 12409 | 22286
HVAC ¦ Fan ¦ Central Ventilation Systems ¦ Ventilating - General | 1 | Low | B | 1 | 2025 | 5 | 4 | 3.7 | 32799 | 11821
HVAC ¦ Heat Emitters - Local ¦ Fan Convector - Electric | 1 | Medium | B | 7 | 2031 | 5 | 3 | 3.2 | 21513 | 19818
HVAC ¦ Fan ¦ Local and Special Ventilation ¦ Kitchen Vent ¦ Extract | 1 | Low | B | 5 | 2029 | 5 | 4 | 3.7 | 32800 | 15599
Electrical ¦ LV Distribution ¦ Distribution Board ¦ Sub | 1 | High | B | 12 | 2036 | 5 | 2 | 2.7 | 12410 | 26155
HVAC ¦ Fan ¦ Central Ventilation Systems ¦ Ventilating - General | 1 | Low | B | 1 | 2025 | 5 | 4 | 3.7 | 32801 | 11822
Electrical ¦ LV Distribution ¦ Distribution Board ¦ Sub | 1 | High | B | 1 | 2025 | 5 | 2 | 2.7 | 12411 | 3151
HVAC ¦ Fan ¦ Local and Special Ventilation ¦ Kitchen Vent ¦ Extract | 1 | Low | B | 5 | 2029 | 5 | 4 | 3.7 | 32802 | 15600
HVAC ¦ Fan ¦ Central Ventilation Systems ¦ Extract | 1 | Medium | B | 1 | 2025 | 5 | 3 | 3.2 | 21514 | 6727
Fabric ¦ Superstructure ¦ Windows and External Doors ¦ Roller Shutters ¦ Electric Roller Shutter | 1 | High | B | 10 | 2034 | 5 | 2 | 2.7 | 12412 | 22287
Electrical ¦ Lighting ¦ Internal ¦ Emergency ¦ Self Contained ¦ LED | 15 | Urgent | B | 21 | 2045 | 5 | 1 | 2.2 | 2686 | 31842
HVAC ¦ Local Air Conditioning ¦ Single-Split Condenser - Split Systems/Heat Pumps - Air-cooled with Direct Expansion Evaporator (DX) | 1 | Medium | B | 1 | 2025 | 5 | 3 | 3.2 | 21515 | 6728
Fabric ¦ Superstructure ¦ Windows and External Doors ¦ External Windows ¦ Roller Shutters ¦ External Window Shutters ¦ Manual | 1 | Medium | B | 1 | 2025 | 5 | 3 | 3.2 | 21516 | 6729
HVAC ¦ Fan ¦ Central Ventilation Systems ¦ Extract | 1 | Medium | B | 5 | 2029 | 5 | 3 | 3.2 | 21517 | 14888
Electrical ¦ Lighting ¦ Internal ¦ General | 15 | Medium | B | 6 | 2030 | 5 | 3 | 3.2 | 21518 | 18480
Fire ¦ Fire Fighting ¦ Fire Extinguishers ¦ CO2 | 1 | Urgent | B | 2 | 2026 | 5 | 1 | 2.2 | 2687 | 12501
HVAC ¦ Central Air Conditioning ¦ Air Conditioning ¦ Multi-Split Condenser - Split Systems/Heat Pumps - Air-cooled with Direct Expansion Evaporator (DX) | 1 | Medium | CX | 1 | 2025 | 2 | 3 | 2.3 | 10078 | 2041
Fire ¦ Fire Detection ¦ Fire Alarm System | 1 | Urgent | B | 14 | 2038 | 5 | 1 | 2.2 | 2688 | 27338
Fire ¦ Fire Fighting ¦ Fire Extinguishers ¦ CO2 | 1 | Urgent | B | 6 | 2030 | 5 | 1 | 2.2 | 2689 | 15986
Electrical ¦ LV Distribution ¦ Distribution Board ¦ Sub | 1 | High | B | 1 | 2025 | 5 | 2 | 2.7 | 12413 | 3152
Electrical ¦ LV Distribution ¦ Distribution Board ¦ Sub | 1 | High | B | 6 | 2030 | 5 | 2 | 2.7 | 12414 | 17435
Electrical ¦ LV Distribution ¦ Distribution Board ¦ Main | 1 | High | B | 1 | 2025 | 5 | 2 | 2.7 | 12415 | 3153
Electrical ¦ LV Distribution ¦ Distribution Board ¦ Sub | 1 | High | B | 11 | 2035 | 5 | 2 | 2.7 | 12416 | 24212
HVAC ¦ Fan ¦ Local and Special Ventilation ¦ Extract | 1 | Medium | CX | 1 | 2025 | 2 | 3 | 2.3 | 10079 | 2042
Fire ¦ Fire Fighting ¦ Fire Extinguishers ¦ Powder | 2 | Urgent | B | 6 | 2030 | 5 | 1 | 2.2 | 2690 | 15987
Fire ¦ Fire Fighting ¦ Fire Extinguishers ¦ Water | 1 | Urgent | B | 2 | 2026 | 5 | 1 | 2.2 | 2691 | 12502
Fire ¦ Fire Fighting ¦ Fire Blanket | 1 | Urgent | B | 4 | 2028 | 5 | 1 | 2.2 | 2692 | 13793
Fabric ¦ Superstructure ¦ Windows and External Doors ¦ External Doors ¦ Manual and Automatic Doors ¦ Powered Bi-Fold Doors | 1 | Medium | B | 21 | 2045 | 5 | 3 | 3.2 | 21519 | 32784
Fabric ¦ Superstructure ¦ Windows and External Doors ¦ Roller Shutters ¦ Manual Roller Shutter | 1 | High | B | 7 | 2031 | 5 | 2 | 2.7 | 12417 | 19580
Electrical ¦ Lighting ¦ Internal ¦ General ¦ LED Fittings & Luminaires | 48 | Medium | B | 15 | 2039 | 5 | 3 | 3.2 | 21520 | 28374
Electrical ¦ LV Distribution ¦ Distribution Board ¦ Sub | 1 | High | B | 12 | 2036 | 5 | 2 | 2.7 | 12418 | 26156
Fire ¦ Fire Fighting ¦ Fire Extinguishers ¦ Foam | 4 | Urgent | D | 6 | 2030 | 3 | 1 | 1.6 | 427 | 15695
Electrical ¦ Specialist Lighting ¦ Internal ¦ Illuminated Fire Exit Signage | 4 | Urgent | C | 1 | 2025 | 4 | 1 | 1.9 | 609 | 462
Electrical ¦ Lighting ¦ Internal ¦ Emergency ¦ Self Contained ¦ LED | 6 | Urgent | B | 20 | 2044 | 5 | 1 | 2.2 | 2693 | 31421
Fire ¦ Fire Fighting ¦ Fire Extinguishers ¦ Foam | 2 | Urgent | B | 2 | 2026 | 5 | 1 | 2.2 | 2694 | 12503
Fabric ¦ Superstructure ¦ Windows and External Doors ¦ External Doors ¦ Manual and Automatic Doors ¦ Emergency and Panic Escape Doors | 1 | Urgent | B | 20 | 2044 | 5 | 1 | 2.2 | 2695 | 31422
Fire ¦ Fire Detection ¦ Fire Alarm Panel / Repeater | 1 | Urgent | B | 1 | 2025 | 5 | 1 | 2.2 | 2696 | 1078
Fabric ¦ Superstructure ¦ Windows and External Doors ¦ Roller Shutters ¦ Manual Roller Shutter | 1 | High | B | 15 | 2039 | 5 | 2 | 2.7 | 12419 | 28098
Water ¦ Local Hot Water ¦ Instantaneous Electric Water Heater - Non-Drinking Water | 1 | Medium | B | 5 | 2029 | 5 | 3 | 3.2 | 21521 | 14889
HVAC ¦ Central Heating (Internally Sourced) ¦ Boiler ¦ Atmospheric Gas Burner/Condensing Combination Boiler (domestic type) | 1 | High | B | 2 | 2026 | 5 | 2 | 2.7 | 12420 | 12875
Electrical ¦ Specialist Lighting ¦ Internal ¦ Illuminated Fire Exit Signage | 3 | Urgent | B | 18 | 2042 | 5 | 1 | 2.2 | 2697 | 30624
Fire ¦ Fire Fighting ¦ Fire Extinguishers ¦ Foam | 5 | Urgent | B | 2 | 2026 | 5 | 1 | 2.2 | 2698 | 12504
Water ¦ Local Hot Water ¦ Package Electric Water Heaters - Non-Drinking Water | 1 | Medium | B | 9 | 2033 | 5 | 3 | 3.2 | 21522 | 21708
Fabric ¦ Superstructure ¦ Windows and External Doors ¦ External Doors ¦ Entrance Doors | 1 | High | B | 15 | 2039 | 5 | 2 | 2.7 | 12421 | 28099
Fire ¦ Fire Detection ¦ Fire Alarm System | 1 | Urgent | B | 11 | 2035 | 5 | 1 | 2.2 | 2699 | 23430
Electrical ¦ LV Distribution ¦ Distribution Board ¦ Main | 1 | High | B | 12 | 2036 | 5 | 2 | 2.7 | 12422 | 26157
HVAC ¦ Heat Emitters - Local ¦ Electric Heaters | 5 | Medium | B | 1 | 2025 | 5 | 3 | 3.2 | 21523 | 6730
HVAC ¦ Central Air Conditioning ¦ Air Conditioning ¦ Multi-Split Condenser - DX Split Systems (With Gas, Electric or Hot Water Heaters) | 1 | Medium | C | 1 | 2025 | 4 | 3 | 2.9 | 18456 | 5411
Water ¦ Local Hot Water ¦ Package Electric Water Heaters - Non-Drinking Water | 1 | Medium | B | 4 | 2028 | 5 | 3 | 3.2 | 21524 | 14056
Electrical ¦ LV Distribution ¦ Distribution Board ¦ Sub | 1 | High | B | 12 | 2036 | 5 | 2 | 2.7 | 12423 | 26158
Water ¦ Local Hot Water ¦ Instantaneous Electric Water Heater - Non-Drinking Water | 1 | Medium | B | 1 | 2025 | 5 | 3 | 3.2 | 21525 | 6731
HVAC ¦ Fan ¦ Local and Special Ventilation ¦ Extract | 1 | Medium | CX | 1 | 2025 | 2 | 3 | 2.3 | 10080 | 2043
Electrical ¦ Specialist Lighting ¦ Internal ¦ Illuminated Fire Exit Signage | 4 | Urgent | B | 16 | 2040 | 5 | 1 | 2.2 | 2700 | 28672
Security ¦ Access ¦ Access Control ¦ Door ¦ Local Lock / Keypad / Manual | 1 | Medium | B | 1 | 2025 | 5 | 3 | 3.2 | 21526 | 6732
HVAC ¦ Central Heating (Internally Sourced) ¦ Boiler ¦ Electric Boilers | 1 | Medium | B | 1 | 2025 | 5 | 3 | 3.2 | 21527 | 6733
HVAC ¦ Fan ¦ Local and Special Ventilation ¦ Kitchen Vent ¦ Extract | 1 | Low | B | 1 | 2025 | 5 | 4 | 3.7 | 32803 | 11823
Fabric ¦ Superstructure ¦ Windows and External Doors ¦ External Doors ¦ Manual and Automatic Doors ¦ Emergency and Panic Escape Doors | 1 | Urgent | B | 20 | 2044 | 5 | 1 | 2.2 | 2701 | 31423
Fabric ¦ Superstructure ¦ Windows and External Doors ¦ External Doors ¦ Manual and Automatic Doors ¦ Emergency and Panic Escape Doors | 1 | Urgent | B | 20 | 2044 | 5 | 1 | 2.2 | 2702 | 31424
Fire ¦ Fire Fighting ¦ Fire Extinguishers ¦ CO2 | 2 | Urgent | B | 6 | 2030 | 5 | 1 | 2.2 | 2703 | 15988
Electrical ¦ LV Distribution ¦ Distribution Board ¦ Main | 1 | High | B | 1 | 2025 | 5 | 2 | 2.7 | 12424 | 3154
HVAC ¦ Fan ¦ Central Ventilation Systems ¦ Extract | 1 | Medium | B | 1 | 2025 | 5 | 3 | 3.2 | 21528 | 6734
Fire ¦ Fire Detection ¦ Fire Alarm System | 1 | Urgent | B | 11 | 2035 | 5 | 1 | 2.2 | 2704 | 23431
HVAC ¦ Heat Emitters - Central ¦ Radiators ¦ Aluminium | 4 | Medium | B | 1 | 2025 | 5 | 3 | 3.2 | 21529 | 6735
Fire ¦ Fire Fighting ¦ Fire Extinguishers ¦ CO2 | 4 | Urgent | B | 2 | 2026 | 5 | 1 | 2.2 | 2705 | 12505
Water ¦ Local Hot Water ¦ Instantaneous Electric Water Heater - Non-Drinking Water | 1 | Medium | A | 13 | 2037 | 6 | 3 | 3.5 | 32472 | 27280
Water ¦ Local Hot Water ¦ Package Electric Water Heaters - Non-Drinking Water | 1 | Medium | B | 4 | 2028 | 5 | 3 | 3.2 | 21530 | 14057
HVAC ¦ Fan ¦ Central Ventilation Systems ¦ Extract | 1 | Medium | B | 1 | 2025 | 5 | 3 | 3.2 | 21531 | 6736
Electrical ¦ Lighting ¦ Internal ¦ General | 21 | Medium | B | 17 | 2041 | 5 | 3 | 3.2 | 21532 | 30414
HVAC ¦ Heat Emitters - Local ¦ Electric Heaters | 4 | Medium | B | 1 | 2025 | 5 | 3 | 3.2 | 21533 | 6737
Fire ¦ Fire Fighting ¦ Fire Extinguishers ¦ CO2 | 2 | Urgent | B | 2 | 2026 | 5 | 1 | 2.2 | 2706 | 12506
Fabric ¦ Superstructure ¦ Windows and External Doors ¦ External Doors ¦ Manual and Automatic Doors ¦ High Security Door | 1 | High | B | 17 | 2041 | 5 | 2 | 2.7 | 12425 | 30296
HVAC ¦ Heat Emitters - Central ¦ Radiators ¦ Steel | 7 | Medium | B | 5 | 2029 | 5 | 3 | 3.2 | 21534 | 14890
Electrical ¦ LV Distribution ¦ Distribution Board ¦ Main | 1 | High | B | 15 | 2039 | 5 | 2 | 2.7 | 12426 | 28100
Fire ¦ Fire Fighting ¦ Fire Extinguishers ¦ Foam | 2 | Urgent | B | 2 | 2026 | 5 | 1 | 2.2 | 2707 | 12507
Fire ¦ Fire Fighting ¦ Fire Extinguishers ¦ Foam | 1 | Urgent | B | 1 | 2025 | 5 | 1 | 2.2 | 2708 | 1079
Electrical ¦ LV Distribution ¦ Distribution Board ¦ Sub | 1 | High | B | 12 | 2036 | 5 | 2 | 2.7 | 12427 | 26159
Electrical ¦ LV Distribution ¦ Distribution Board ¦ Sub | 1 | High | B | 6 | 2030 | 5 | 2 | 2.7 | 12428 | 17436
HVAC ¦ Heat Emitters - Local ¦ Gas Fired Natural and Fan Assisted Heaters | 1 | Medium | B | 1 | 2025 | 5 | 3 | 3.2 | 21535 | 6738
Fabric ¦ Superstructure ¦ Internal Doors ¦ Roller Shutters ¦ Electric Roller Shutter | 1 | Medium | B | 1 | 2025 | 5 | 3 | 3.2 | 21536 | 6739
HVAC ¦ Heat Emitters - Local ¦ Fan Convector - Electric | 1 | Medium | B | 1 | 2025 | 5 | 3 | 3.2 | 21537 | 6740
Fabric ¦ Superstructure ¦ Windows and External Doors ¦ Roller Shutters ¦ Manual Roller Shutter | 1 | High | B | 5 | 2029 | 5 | 2 | 2.7 | 12429 | 14597
Electrical ¦ Lighting ¦ Internal ¦ Emergency ¦ Externally Powered ¦ Non LED | 3 | Urgent | B | 11 | 2035 | 5 | 1 | 2.2 | 2709 | 23432
Fire ¦ Fire Fighting ¦ Fire Extinguishers ¦ CO2 | 1 | Urgent | B | 6 | 2030 | 5 | 1 | 2.2 | 2710 | 15989
Electrical ¦ LV Distribution ¦ Distribution Board ¦ Main | 1 | High | B | 1 | 2025 | 5 | 2 | 2.7 | 12430 | 3155
Fire ¦ Fire Fighting ¦ Fire Extinguishers ¦ CO2 | 5 | Urgent | B | 6 | 2030 | 5 | 1 | 2.2 | 2711 | 15990
HVAC ¦ Heat Emitters - Local ¦ Electric Overdoor Air Curtain/Heater | 1 | Medium | B | 1 | 2025 | 5 | 3 | 3.2 | 21538 | 6741
Fabric ¦ Superstructure ¦ Windows and External Doors ¦ External Doors ¦ Manual and Automatic Doors ¦ Emergency and Panic Escape Doors | 1 | Urgent | C | 11 | 2035 | 4 | 1 | 1.9 | 610 | 23259
HVAC ¦ Heat Emitters - Central ¦ Radiators ¦ Aluminium | 4 | Medium | C | 1 | 2025 | 4 | 3 | 2.9 | 18457 | 5412
Electrical ¦ Lighting ¦ External ¦ General - LED | 2 | Medium | B | 5 | 2029 | 5 | 3 | 3.2 | 21539 | 14891
Electrical ¦ Lighting ¦ Internal ¦ Emergency ¦ Externally Powered ¦ Non LED | 3 | Urgent | B | 11 | 2035 | 5 | 1 | 2.2 | 2712 | 23433
HVAC ¦ Local Air Conditioning ¦ Single-Split Evaporator - Split Systems/Heat Pumps - Air-cooled with Direct Expansion Evaporator (DX) | 1 | Medium | B | 1 | 2025 | 5 | 3 | 3.2 | 21540 | 6742
Electrical ¦ LV Distribution ¦ Distribution Board ¦ Sub | 1 | High | B | 6 | 2030 | 5 | 2 | 2.7 | 12431 | 17437
Water ¦ Local Hot Water ¦ Instantaneous Electric Water Heater - Non-Drinking Water | 1 | Medium | B | 10 | 2034 | 5 | 3 | 3.2 | 21541 | 22624
Fabric ¦ Superstructure ¦ Windows and External Doors ¦ External Doors ¦ Entrance Doors | 1 | High | B | 20 | 2044 | 5 | 2 | 2.7 | 12432 | 31599
Electrical ¦ Lighting ¦ External ¦ General - Non-LED | 2 | Medium | B | 1 | 2025 | 5 | 3 | 3.2 | 21542 | 6743
Electrical ¦ LV Distribution ¦ Distribution Board ¦ Sub | 1 | High | B | 1 | 2025 | 5 | 2 | 2.7 | 12433 | 3156
Fabric ¦ Superstructure ¦ Internal Doors ¦ Roller Shutters ¦ Electric Roller Shutter | 1 | Medium | B | 1 | 2025 | 5 | 3 | 3.2 | 21543 | 6744
HVAC ¦ Fan ¦ Central Ventilation Systems ¦ Extract | 1 | Medium | B | 1 | 2025 | 5 | 3 | 3.2 | 21544 | 6745
HVAC ¦ Fan ¦ Local and Special Ventilation ¦ Extract | 1 | Medium | B | 1 | 2025 | 5 | 3 | 3.2 | 21545 | 6746
Electrical ¦ Lighting ¦ Internal ¦ General ¦ LED Fittings & Luminaires | 6 | Medium | B | 15 | 2039 | 5 | 3 | 3.2 | 21546 | 28375
HVAC ¦ Pump ¦ Central Heating (Internally Sourced) ¦ Circulating | 1 | High | D | 1 | 2025 | 3 | 2 | 2.1 | 1066 | 739
HVAC ¦ Heat Emitters - Local ¦ Electric Heaters | 2 | Medium | B | 1 | 2025 | 5 | 3 | 3.2 | 21547 | 6747
Electrical ¦ LV Distribution ¦ Distribution Board ¦ Sub | 1 | High | D | 15 | 2039 | 3 | 2 | 2.1 | 1067 | 27723
Electrical ¦ LV Distribution ¦ Distribution Board ¦ Main | 1 | High | B | 10 | 2034 | 5 | 2 | 2.7 | 12434 | 22288
HVAC ¦ Fan ¦ Local and Special Ventilation ¦ Axial | 1 | Medium | B | 1 | 2025 | 5 | 3 | 3.2 | 21548 | 6748
HVAC ¦ Heat Emitters - Local ¦ Gas Fired Unit Heaters | 1 | Medium | B | 1 | 2025 | 5 | 3 | 3.2 | 21549 | 6749
Electrical ¦ LV Distribution ¦ Distribution Board ¦ Main | 1 | High | B | 16 | 2040 | 5 | 2 | 2.7 | 12435 | 29114
Controls ¦ Building Management System (BMS) ¦ BMS Control Panel | 1 | High | B | 7 | 2031 | 5 | 2 | 2.7 | 12436 | 19581
Controls ¦ Building Management System (BMS) ¦ BMS Control Panel | 1 | High | B | 5 | 2029 | 5 | 2 | 2.7 | 12437 | 14598
Electrical ¦ LV Distribution ¦ Distribution Board ¦ Main | 1 | High | B | 10 | 2034 | 5 | 2 | 2.7 | 12438 | 22289
Water ¦ Local Hot Water ¦ Instantaneous Electric Water Heater - Non-Drinking Water | 1 | Medium | A | 14 | 2038 | 6 | 3 | 3.5 | 32473 | 27660
HVAC ¦ Ventilation ¦ Air Handling Unit (AHU) ¦ Internal ¦ Central Ventilation Systems ¦ Ventilation Only | 1 | Medium | B | 10 | 2034 | 5 | 3 | 3.2 | 21550 | 22625
Electrical ¦ LV Distribution ¦ Distribution Board ¦ Main | 1 | High | B | 1 | 2025 | 5 | 2 | 2.7 | 12439 | 3157
HVAC ¦ Fan ¦ Local and Special Ventilation ¦ Kitchen Vent ¦ Ventilating - General | 1 | Medium | B | 1 | 2025 | 5 | 3 | 3.2 | 21551 | 6750
Fabric ¦ Superstructure ¦ Windows and External Doors ¦ Roller Shutters ¦ Automatic Roller Shutter | 1 | High | B | 20 | 2044 | 5 | 2 | 2.7 | 12440 | 31600
Electrical ¦ LV Distribution ¦ Distribution Board ¦ Main | 1 | High | B | 10 | 2034 | 5 | 2 | 2.7 | 12441 | 22290
Water ¦ Local Hot Water ¦ Instantaneous Electric Water Heater - Non-Drinking Water | 1 | Medium | B | 12 | 2036 | 5 | 3 | 3.2 | 21552 | 26381
Fabric ¦ Superstructure ¦ Windows and External Doors ¦ Roller Shutters ¦ Manual Roller Shutter | 1 | High | B | 15 | 2039 | 5 | 2 | 2.7 | 12442 | 28101
Fire ¦ Fire Detection ¦ Fire Alarm System | 1 | Urgent | B | 5 | 2029 | 5 | 1 | 2.2 | 2713 | 14325
Fabric ¦ Superstructure ¦ Internal Doors ¦ Roller Shutters ¦ Internal Manual Roller Shutter | 1 | Medium | B | 1 | 2025 | 5 | 3 | 3.2 | 21553 | 6751
Fire ¦ Fire Fighting ¦ Fire Extinguishers ¦ CO2 | 5 | Urgent | B | 8 | 2032 | 5 | 1 | 2.2 | 2714 | 20306
Security ¦ Access ¦ Access Control ¦ Gate Access - Local Lock / Keypad / Manual (External) | 1 | Medium | B | 1 | 2025 | 5 | 3 | 3.2 | 21554 | 6752
Electrical ¦ Lighting ¦ Internal ¦ Emergency ¦ Self Contained ¦ LED | 17 | Urgent | B | 15 | 2039 | 5 | 1 | 2.2 | 2715 | 27772
Electrical ¦ Lighting ¦ Internal ¦ Emergency ¦ Self Contained ¦ LED | 5 | Urgent | B | 19 | 2043 | 5 | 1 | 2.2 | 2716 | 31042
HVAC ¦ Heat Emitters - Local ¦ Electric Heaters | 1 | Medium | B | 3 | 2027 | 5 | 3 | 3.2 | 21555 | 13460
Fire ¦ Fire Fighting ¦ Fire Extinguishers ¦ CO2 | 5 | Urgent | A | 8 | 2032 | 6 | 1 | 2.5 | 10835 | 20650
Electrical ¦ LV Distribution ¦ Distribution Board ¦ Sub | 1 | High | B | 1 | 2025 | 5 | 2 | 2.7 | 12443 | 3158
Electrical ¦ Specialist Lighting ¦ Internal ¦ Illuminated Fire Exit Signage | 1 | Urgent | B | 15 | 2039 | 5 | 1 | 2.2 | 2717 | 27773
Electrical ¦ Lighting ¦ Internal ¦ General ¦ LED Fittings & Luminaires | 22 | Medium | B | 15 | 2039 | 5 | 3 | 3.2 | 21556 | 28376
Electrical ¦ Lighting ¦ External ¦ General - LED | 2 | Medium | B | 5 | 2029 | 5 | 3 | 3.2 | 21557 | 14892
Electrical ¦ LV Distribution ¦ Distribution Board ¦ Sub | 1 | High | B | 1 | 2025 | 5 | 2 | 2.7 | 12444 | 3159
HVAC ¦ Heat Emitters - Local ¦ Gas Fired Unit Heaters | 1 | Medium | B | 1 | 2025 | 5 | 3 | 3.2 | 21558 | 6753
Fabric ¦ Superstructure ¦ Windows and External Doors ¦ External Doors ¦ Manual and Automatic Doors ¦ Emergency and Panic Escape Doors | 1 | Urgent | B | 21 | 2045 | 5 | 1 | 2.2 | 2718 | 31843
Electrical ¦ Specialist Lighting ¦ Internal ¦ Illuminated Fire Exit Signage | 2 | Urgent | B | 6 | 2030 | 5 | 1 | 2.2 | 2719 | 15991
Fabric ¦ Superstructure ¦ Windows and External Doors ¦ Roller Shutters ¦ Manual Roller Shutter | 1 | High | B | 11 | 2035 | 5 | 2 | 2.7 | 12445 | 24213
Electrical ¦ Lighting ¦ Internal ¦ General ¦ LED Fittings & Luminaires | 21 | Medium | B | 10 | 2034 | 5 | 3 | 3.2 | 21559 | 22626
Electrical ¦ Lighting ¦ Internal ¦ Emergency ¦ Self Contained ¦ LED | 7 | Urgent | B | 15 | 2039 | 5 | 1 | 2.2 | 2720 | 27774
Electrical ¦ LV Distribution ¦ Distribution Board ¦ Main | 1 | High | C | 1 | 2025 | 4 | 2 | 2.4 | 10452 | 2341
Fabric ¦ Superstructure ¦ Internal Doors ¦ Roller Shutters ¦ Electric Roller Shutter | 1 | Medium | B | 8 | 2032 | 5 | 3 | 3.2 | 21560 | 20874
Fabric ¦ Superstructure ¦ Windows and External Doors ¦ External Doors ¦ Manual and Automatic Doors ¦ Emergency and Panic Escape Doors | 1 | Urgent | B | 30 | 2054 | 5 | 1 | 2.2 | 2721 | 33665
Fabric ¦ Superstructure ¦ Windows and External Doors ¦ External Doors ¦ Entrance Doors | 1 | High | B | 16 | 2040 | 5 | 2 | 2.7 | 12446 | 29115
Fire ¦ Fire Detection ¦ Fire Alarm Panel / Repeater | 1 | Urgent | B | 11 | 2035 | 5 | 1 | 2.2 | 2722 | 23434
Fire ¦ Fire Fighting ¦ Fire Extinguishers ¦ Foam | 6 | Urgent | B | 7 | 2031 | 5 | 1 | 2.2 | 2723 | 19209
HVAC ¦ Local Air Conditioning ¦ Single-Split Condenser - Split Systems/Heat Pumps - Air-cooled with Direct Expansion Evaporator (DX) | 1 | Medium | B | 10 | 2034 | 5 | 3 | 3.2 | 21561 | 22627
Electrical ¦ LV Distribution ¦ Distribution Board ¦ Sub | 1 | High | B | 15 | 2039 | 5 | 2 | 2.7 | 12447 | 28102
Fabric ¦ Superstructure ¦ Windows and External Doors ¦ External Doors ¦ Manual and Automatic Doors ¦ Emergency and Panic Escape Doors | 1 | Urgent | B | 16 | 2040 | 5 | 1 | 2.2 | 2724 | 28673
HVAC ¦ Heat Emitters - Local ¦ Gas Fired Unit Heaters | 1 | Medium | B | 3 | 2027 | 5 | 3 | 3.2 | 21562 | 13461
Electrical ¦ LV Distribution ¦ Distribution Board ¦ Sub | 1 | High | B | 1 | 2025 | 5 | 2 | 2.7 | 12448 | 3160
HVAC ¦ Heat Emitters - Local ¦ Gas Fired Unit Heaters | 1 | Medium | B | 5 | 2029 | 5 | 3 | 3.2 | 21563 | 14893
Electrical ¦ Lighting ¦ Internal ¦ Emergency ¦ Self Contained ¦ LED | 3 | Urgent | B | 20 | 2044 | 5 | 1 | 2.2 | 2725 | 31425
Electrical ¦ Lighting ¦ Internal ¦ General | 6 | Medium | B | 3 | 2027 | 5 | 3 | 3.2 | 21564 | 13462
Fire ¦ Fire Fighting ¦ Fire Extinguishers ¦ Powder | 4 | Urgent | B | 5 | 2029 | 5 | 1 | 2.2 | 2726 | 14326
Fabric ¦ Superstructure ¦ Internal Doors ¦ Roller Shutters ¦ Internal Manual Roller Shutter | 1 | Medium | C | 1 | 2025 | 4 | 3 | 2.9 | 18458 | 5413
Fabric ¦ Superstructure ¦ Windows and External Doors ¦ Roller Shutters ¦ Manual Roller Shutter | 1 | High | B | 15 | 2039 | 5 | 2 | 2.7 | 12449 | 28103
Fabric ¦ Superstructure ¦ Windows and External Doors ¦ Roller Shutters ¦ Manual Roller Shutter | 1 | High | B | 1 | 2025 | 5 | 2 | 2.7 | 12450 | 3161
Electrical ¦ Lighting ¦ Internal ¦ Emergency ¦ Self Contained ¦ LED | 11 | Urgent | B | 15 | 2039 | 5 | 1 | 2.2 | 2727 | 27775
Fire ¦ Fire Fighting ¦ Fire Extinguishers ¦ Powder | 2 | Urgent | B | 6 | 2030 | 5 | 1 | 2.2 | 2728 | 15992
Fabric ¦ Superstructure ¦ Windows and External Doors ¦ Roller Shutters ¦ Manual Roller Shutter | 1 | High | C | 1 | 2025 | 4 | 2 | 2.4 | 10453 | 2342
Fabric ¦ Superstructure ¦ Windows and External Doors ¦ Roller Shutters ¦ Manual Roller Shutter | 1 | High | B | 1 | 2025 | 5 | 2 | 2.7 | 12451 | 3162
Security ¦ Access ¦ Access Control ¦ Gate Access - Local Lock / Keypad / Manual (External) | 1 | Medium | B | 1 | 2025 | 5 | 3 | 3.2 | 21565 | 6754
Fire ¦ Fire Fighting ¦ Fire Extinguishers ¦ Powder | 1 | Urgent | A | 8 | 2032 | 6 | 1 | 2.5 | 10836 | 20651
Water ¦ Local Hot Water ¦ Instantaneous Electric Water Heater - Non-Drinking Water | 1 | Medium | C | 1 | 2025 | 4 | 3 | 2.9 | 18459 | 5414
Fabric ¦ Superstructure ¦ Windows and External Doors ¦ External Doors ¦ Entrance Doors | 1 | High | B | 6 | 2030 | 5 | 2 | 2.7 | 12452 | 17438
Electrical ¦ Specialist Lighting ¦ Internal ¦ Illuminated Fire Exit Signage | 3 | Urgent | B | 16 | 2040 | 5 | 1 | 2.2 | 2729 | 28674
Fire ¦ Fire Detection ¦ Fire Alarm System | 1 | Urgent | B | 15 | 2039 | 5 | 1 | 2.2 | 2730 | 27776
Fabric ¦ Superstructure ¦ Windows and External Doors ¦ External Doors ¦ Manual and Automatic Doors ¦ Auto / Powered Sliding Doors | 1 | High | B | 6 | 2030 | 5 | 2 | 2.7 | 12453 | 17439
Electrical ¦ Specialist Lighting ¦ Internal ¦ Illuminated Fire Exit Signage | 1 | Urgent | B | 17 | 2041 | 5 | 1 | 2.2 | 2731 | 30031
Fabric ¦ Superstructure ¦ Windows and External Doors ¦ Roller Shutters ¦ Manual Roller Shutter | 1 | High | C | 1 | 2025 | 4 | 2 | 2.4 | 10454 | 2343
Controls ¦ Building Management System (BMS) ¦ BMS Control Panel | 1 | High | B | 5 | 2029 | 5 | 2 | 2.7 | 12454 | 14599
Electrical ¦ Lighting ¦ Internal ¦ General | 9 | Medium | C | 1 | 2025 | 4 | 3 | 2.9 | 18460 | 5415
Water ¦ Local Hot Water ¦ Instantaneous Electric Water Heater - Non-Drinking Water | 1 | Medium | B | 3 | 2027 | 5 | 3 | 3.2 | 21566 | 13463
Electrical ¦ Lighting ¦ Internal ¦ General | 16 | Medium | B | 1 | 2025 | 5 | 3 | 3.2 | 21567 | 6755
HVAC ¦ Heat Emitters - Local ¦ Gas Fired Unit Heaters | 1 | Medium | B | 6 | 2030 | 5 | 3 | 3.2 | 21568 | 18481
HVAC ¦ Fan ¦ Local and Special Ventilation ¦ Extract | 1 | Medium | B | 1 | 2025 | 5 | 3 | 3.2 | 21569 | 6756
Fabric ¦ Barriers and Guardrails ¦ Vehicle Crash Protection Barrier | 5 | V Low | B | 1 | 2025 | 5 | 4 | 3.7 | 32804 | 11824
Electrical ¦ Lighting ¦ External ¦ General - Non-LED | 1 | Medium | B | 5 | 2029 | 5 | 3 | 3.2 | 21570 | 14894
Fire ¦ Fire Fighting ¦ Fire Extinguishers ¦ CO2 | 2 | Urgent | B | 7 | 2031 | 5 | 1 | 2.2 | 2732 | 19210
Fabric ¦ Superstructure ¦ Windows and External Doors ¦ Roller Shutters ¦ Manual Roller Shutter | 1 | High | C | 1 | 2025 | 4 | 2 | 2.4 | 10455 | 2344
Fabric ¦ Superstructure ¦ Windows and External Doors ¦ External Doors ¦ Manual and Automatic Doors ¦ Emergency and Panic Escape Doors | 1 | Urgent | B | 29 | 2053 | 5 | 1 | 2.2 | 2733 | 33637
Fire ¦ Fire Detection ¦ Fire Alarm Panel / Repeater | 1 | Urgent | B | 5 | 2029 | 5 | 1 | 2.2 | 2734 | 14327
Electrical ¦ Lighting ¦ Internal ¦ General | 37 | Medium | D | 1 | 2025 | 3 | 3 | 2.6 | 11061 | 2586
Electrical ¦ Lighting ¦ Internal ¦ Emergency ¦ Self Contained ¦ LED | 9 | Urgent | B | 21 | 2045 | 5 | 1 | 2.2 | 2735 | 31844
HVAC ¦ Fan ¦ Local and Special Ventilation ¦ Fans Window or Wall Mounted | 1 | Medium | B | 1 | 2025 | 5 | 3 | 3.2 | 21571 | 6757
Electrical ¦ LV Distribution ¦ Distribution Board ¦ Sub | 1 | High | B | 8 | 2032 | 5 | 2 | 2.7 | 12455 | 20683
Water ¦ Local Hot Water ¦ Instantaneous Electric Water Heater - Non-Drinking Water | 1 | Medium | B | 11 | 2035 | 5 | 3 | 3.2 | 21572 | 25006
Electrical ¦ Lighting ¦ Internal ¦ General ¦ LED Fittings & Luminaires | 72 | Medium | B | 15 | 2039 | 5 | 3 | 3.2 | 21573 | 28377
Water ¦ Local Hot Water ¦ Instantaneous Electric Water Heater - Non-Drinking Water | 1 | Medium | B | 2 | 2026 | 5 | 3 | 3.2 | 21574 | 13029
Electrical ¦ Lighting ¦ Internal ¦ General ¦ LED Fittings & Luminaires | 98 | Medium | B | 10 | 2034 | 5 | 3 | 3.2 | 21575 | 22628
Electrical ¦ Specialist Lighting ¦ Internal ¦ Illuminated Fire Exit Signage | 2 | Urgent | B | 17 | 2041 | 5 | 1 | 2.2 | 2736 | 30032
HVAC ¦ Heat Emitters - Local ¦ Electric Heaters | 3 | Medium | C | 1 | 2025 | 4 | 3 | 2.9 | 18461 | 5416
Electrical ¦ LV Distribution ¦ Distribution Board ¦ Sub | 1 | High | C | 1 | 2025 | 4 | 2 | 2.4 | 10456 | 2345
Fabric ¦ Superstructure ¦ Windows and External Doors ¦ External Doors ¦ Manual and Automatic Doors ¦ Auto / Powered Sliding Doors | 1 | High | B | 30 | 2054 | 5 | 2 | 2.7 | 12456 | 33704
HVAC ¦ Local and Special Ventilation ¦ Unit extract fans. | 1 | Medium | DX | 1 | 2025 | 1 | 3 | 2 | 797 | 517
Fabric ¦ Superstructure ¦ Internal Doors ¦ Roller Shutters ¦ Internal Manual Roller Shutter | 1 | Medium | B | 1 | 2025 | 5 | 3 | 3.2 | 21576 | 6758
Electrical ¦ Lighting ¦ Internal ¦ Emergency ¦ Self Contained ¦ LED | 1 | Urgent | B | 8 | 2032 | 5 | 1 | 2.2 | 2737 | 20307
Electrical ¦ Lighting ¦ Internal ¦ General | 20 | Medium | B | 10 | 2034 | 5 | 3 | 3.2 | 21577 | 22629
HVAC ¦ Heat Emitters - Local ¦ Gas Fired Unit Heaters | 1 | Medium | DX | 1 | 2025 | 1 | 3 | 2 | 798 | 518
Water ¦ Local Hot Water ¦ Instantaneous Electric Water Heater - Non-Drinking Water | 1 | Medium | B | 10 | 2034 | 5 | 3 | 3.2 | 21578 | 22630
Electrical ¦ LV Distribution ¦ Distribution Board ¦ Main | 1 | High | B | 10 | 2034 | 5 | 2 | 2.7 | 12457 | 22291
Fabric ¦ Superstructure ¦ Windows and External Doors ¦ Roller Shutters ¦ Manual Roller Shutter | 1 | High | B | 11 | 2035 | 5 | 2 | 2.7 | 12458 | 24214
Electrical ¦ Lighting ¦ Internal ¦ General ¦ LED Fittings & Luminaires | 42 | Medium | B | 16 | 2040 | 5 | 3 | 3.2 | 21579 | 29380
Fire ¦ Fire Fighting ¦ Fire Extinguishers ¦ CO2 | 1 | Urgent | B | 5 | 2029 | 5 | 1 | 2.2 | 2738 | 14328
Electrical ¦ LV Distribution ¦ Distribution Board ¦ Sub | 1 | High | B | 1 | 2025 | 5 | 2 | 2.7 | 12459 | 3163
Electrical ¦ LV Distribution ¦ Feeder Pillar | 1 | Urgent | B | 1 | 2025 | 5 | 1 | 2.2 | 2739 | 1080
Fabric ¦ Superstructure ¦ Windows and External Doors ¦ Roller Shutters ¦ Manual Roller Shutter | 1 | High | B | 1 | 2025 | 5 | 2 | 2.7 | 12460 | 3164
HVAC ¦ Central Air Conditioning ¦ Air Conditioning ¦ Multi-Split Condenser - Split Systems/Heat Pumps - Air-cooled with Direct Expansion Evaporator (DX) | 1 | Medium | B | 5 | 2029 | 5 | 3 | 3.2 | 21580 | 14895
Fire ¦ Fire Detection ¦ Fire Alarm Panel / Repeater | 1 | Urgent | B | 5 | 2029 | 5 | 1 | 2.2 | 2740 | 14329
Electrical ¦ Lighting ¦ External ¦ General - Non-LED | 4 | Medium | C | 1 | 2025 | 4 | 3 | 2.9 | 18462 | 5417
Electrical ¦ Lighting ¦ External ¦ General - Non-LED | 1 | Medium | DX | 3 | 2027 | 1 | 3 | 2 | 799 | 13256
Electrical ¦ Lighting ¦ Internal ¦ Emergency ¦ Self Contained ¦ LED | 4 | Urgent | B | 15 | 2039 | 5 | 1 | 2.2 | 2741 | 27777
Electrical ¦ LV Distribution ¦ Distribution Board ¦ Sub | 1 | High | D | 16 | 2040 | 3 | 2 | 2.1 | 1068 | 28598
Fire ¦ Fire Detection ¦ Fire Alarm System | 1 | Urgent | B | 11 | 2035 | 5 | 1 | 2.2 | 2742 | 23435
Electrical ¦ Lighting ¦ Internal ¦ General | 30 | Medium | B | 1 | 2025 | 5 | 3 | 3.2 | 21581 | 6759
Fabric ¦ Superstructure ¦ Internal Doors ¦ Fire Doors ¦ Internal Roller Shutter- Fire Rated | 1 | Urgent | B | 20 | 2044 | 5 | 1 | 2.2 | 2743 | 31426
Fabric ¦ Superstructure ¦ Windows and External Doors ¦ External Doors ¦ Manual and Automatic Doors ¦ Emergency and Panic Escape Doors | 1 | Urgent | B | 25 | 2049 | 5 | 1 | 2.2 | 2744 | 33285
Electrical ¦ Lighting ¦ External ¦ General - LED | 9 | Medium | A | 13 | 2037 | 6 | 3 | 3.5 | 32474 | 27281
HVAC ¦ Local and Special Ventilation ¦ Unit extract fans. | 1 | Medium | DX | 1 | 2025 | 1 | 3 | 2 | 800 | 519
Water ¦ Local Hot Water ¦ Instantaneous Electric Water Heater - Non-Drinking Water | 1 | Medium | D | 1 | 2025 | 3 | 3 | 2.6 | 11062 | 2587
Electrical ¦ Specialist Lighting ¦ Internal ¦ Illuminated Fire Exit Signage | 3 | Urgent | B | 10 | 2034 | 5 | 1 | 2.2 | 2745 | 22003
Electrical ¦ Lighting ¦ Internal ¦ Emergency ¦ Self Contained ¦ LED | 4 | Urgent | B | 20 | 2044 | 5 | 1 | 2.2 | 2746 | 31427
HVAC ¦ Heat Emitters - Local ¦ Gas Fired Unit Heaters | 1 | Medium | B | 1 | 2025 | 5 | 3 | 3.2 | 21582 | 6760
Electrical ¦ LV Distribution ¦ Distribution Board ¦ Sub | 1 | High | B | 6 | 2030 | 5 | 2 | 2.7 | 12461 | 17440
Fabric ¦ Superstructure ¦ Windows and External Doors ¦ External Doors ¦ Manual and Automatic Doors ¦ Auto / Powered Sliding Doors | 1 | High | B | 21 | 2045 | 5 | 2 | 2.7 | 12462 | 32569
Electrical ¦ LV Distribution ¦ Distribution Board ¦ Main | 1 | High | B | 10 | 2034 | 5 | 2 | 2.7 | 12463 | 22292
HVAC ¦ Fan ¦ Central Ventilation Systems ¦ Ventilating - General | 1 | Low | B | 1 | 2025 | 5 | 4 | 3.7 | 32805 | 11825
HVAC ¦ Heat Emitters - Central ¦ Radiators ¦ Steel | 4 | Medium | C | 1 | 2025 | 4 | 3 | 2.9 | 18463 | 5418
HVAC ¦ Central Air Conditioning ¦ Air Conditioning ¦ Multi-Split Condenser - Split Systems/Heat Pumps - Air-cooled with Direct Expansion Evaporator (DX) | 1 | Medium | B | 5 | 2029 | 5 | 3 | 3.2 | 21583 | 14896
Electrical ¦ LV Distribution ¦ Distribution Board ¦ Sub | 1 | High | D | 11 | 2035 | 3 | 2 | 2.1 | 1069 | 23308
Fabric ¦ Superstructure ¦ Windows and External Doors ¦ External Doors ¦ Manual and Automatic Doors ¦ Emergency and Panic Escape Doors | 1 | Urgent | B | 31 | 2055 | 5 | 1 | 2.2 | 2747 | 33736
Controls ¦ Building Management System (BMS) ¦ BMS Control Panel | 1 | High | D | 7 | 2031 | 3 | 2 | 2.1 | 1070 | 19135
Electrical ¦ Lighting ¦ Internal ¦ Emergency ¦ Self Contained ¦ LED | 5 | Urgent | B | 20 | 2044 | 5 | 1 | 2.2 | 2748 | 31428
Electrical ¦ LV Distribution ¦ Distribution Board ¦ Sub | 1 | High | C | 1 | 2025 | 4 | 2 | 2.4 | 10457 | 2346
Fabric ¦ Superstructure ¦ Windows and External Doors ¦ External Doors ¦ Manual and Automatic Doors ¦ Emergency and Panic Escape Doors | 1 | Urgent | B | 30 | 2054 | 5 | 1 | 2.2 | 2749 | 33666
HVAC ¦ Fan ¦ Local and Special Ventilation ¦ Axial | 1 | Medium | B | 1 | 2025 | 5 | 3 | 3.2 | 21584 | 6761
Fabric ¦ Superstructure ¦ Windows and External Doors ¦ External Doors ¦ Manual and Automatic Doors ¦ Emergency and Panic Escape Doors | 1 | Urgent | B | 30 | 2054 | 5 | 1 | 2.2 | 2750 | 33667
Electrical ¦ Lighting ¦ Internal ¦ General ¦ LED Fittings & Luminaires | 28 | Medium | B | 17 | 2041 | 5 | 3 | 3.2 | 21585 | 30415
HVAC ¦ Fan ¦ Local and Special Ventilation ¦ Axial | 1 | Medium | B | 1 | 2025 | 5 | 3 | 3.2 | 21586 | 6762
Fire ¦ Fire Detection ¦ Fire Alarm Panel / Repeater | 1 | Urgent | B | 5 | 2029 | 5 | 1 | 2.2 | 2751 | 14330
Fire ¦ Fire Fighting ¦ Fire Extinguishers ¦ CO2 | 4 | Urgent | B | 8 | 2032 | 5 | 1 | 2.2 | 2752 | 20308
Fabric ¦ Superstructure ¦ Internal Doors ¦ Roller Shutters ¦ Internal Manual Roller Shutter | 1 | Medium | B | 1 | 2025 | 5 | 3 | 3.2 | 21587 | 6763
Electrical ¦ Lighting ¦ Internal ¦ Emergency ¦ Self Contained ¦ LED | 6 | Urgent | B | 22 | 2046 | 5 | 1 | 2.2 | 2753 | 32851
HVAC ¦ Central Heating (Internally Sourced) ¦ Boiler ¦ Atmospheric Gas Burner/Condensing Combination Boiler (domestic type) | 1 | High | B | 1 | 2025 | 5 | 2 | 2.7 | 12464 | 3165
HVAC ¦ Heat Emitters - Local ¦ Electric Heaters | 6 | Medium | CX | 1 | 2025 | 2 | 3 | 2.3 | 10081 | 2044
HVAC ¦ Ventilation ¦ Air Handling Unit (AHU) ¦ Internal ¦ Central Heating & Cooling ¦ Electric & DX | 1 | Medium | B | 1 | 2025 | 5 | 3 | 3.2 | 21588 | 6764
Fabric ¦ Superstructure ¦ Windows and External Doors ¦ External Doors ¦ Manual and Automatic Doors ¦ Emergency and Panic Escape Doors | 1 | Urgent | B | 32 | 2056 | 5 | 1 | 2.2 | 2754 | 33812
Electrical ¦ Lighting ¦ Internal ¦ Emergency ¦ Self Contained ¦ Non LED | 1 | Urgent | B | 22 | 2046 | 5 | 1 | 2.2 | 2755 | 32852
HVAC ¦ Heat Emitters - Central ¦ Radiators ¦ Steel | 3 | Medium | B | 1 | 2025 | 5 | 3 | 3.2 | 21589 | 6765
Electrical ¦ LV Distribution ¦ Distribution Board ¦ Sub | 1 | High | D | 1 | 2025 | 3 | 2 | 2.1 | 1071 | 740
Fire ¦ Fire Detection ¦ Fire Alarm Panel / Repeater | 1 | Urgent | B | 1 | 2025 | 5 | 1 | 2.2 | 2756 | 1081
Fabric ¦ Superstructure ¦ Windows and External Doors ¦ External Doors ¦ Manual and Automatic Doors ¦ Emergency and Panic Escape Doors | 1 | Urgent | B | 30 | 2054 | 5 | 1 | 2.2 | 2757 | 33668
Water ¦ Local Hot Water ¦ Instantaneous Electric Water Heater - Non-Drinking Water | 1 | Medium | B | 5 | 2029 | 5 | 3 | 3.2 | 21590 | 14897
Fabric ¦ Superstructure ¦ Windows and External Doors ¦ External Doors ¦ Manual and Automatic Doors ¦ Emergency and Panic Escape Doors | 1 | Urgent | B | 6 | 2030 | 5 | 1 | 2.2 | 2758 | 15993
Fabric ¦ Superstructure ¦ Windows and External Doors ¦ Roller Shutters ¦ Manual Roller Shutter | 1 | High | B | 1 | 2025 | 5 | 2 | 2.7 | 12465 | 3166
Electrical ¦ Lighting ¦ Internal ¦ General ¦ LED Fittings & Luminaires | 5 | Medium | B | 10 | 2034 | 5 | 3 | 3.2 | 21591 | 22631
Electrical ¦ Specialist Lighting ¦ Internal ¦ Illuminated Fire Exit Signage | 2 | Urgent | B | 10 | 2034 | 5 | 1 | 2.2 | 2759 | 22004
Fabric ¦ Superstructure ¦ Windows and External Doors ¦ External Doors ¦ Entrance Doors | 1 | High | B | 23 | 2047 | 5 | 2 | 2.7 | 12466 | 33192
Fire ¦ Fire Fighting ¦ Fire Extinguishers ¦ CO2 | 2 | Urgent | B | 10 | 2034 | 5 | 1 | 2.2 | 2760 | 22005
Fabric ¦ Superstructure ¦ Internal Doors ¦ Roller Shutters ¦ Electric Roller Shutter | 1 | Medium | B | 13 | 2037 | 5 | 3 | 3.2 | 21592 | 27084
Transport ¦ Lifts ¦ Disabled Lift ¦ Electric | 1 | High | B | 10 | 2034 | 5 | 2 | 2.7 | 12467 | 22293
Electrical ¦ Lighting ¦ External ¦ General - Non-LED | 1 | Medium | DX | 1 | 2025 | 1 | 3 | 2 | 801 | 520
Fire ¦ Fire Fighting ¦ Fire Extinguishers ¦ CO2 | 4 | Urgent | B | 5 | 2029 | 5 | 1 | 2.2 | 2761 | 14331
HVAC ¦ Local and Special Ventilation ¦ Unit extract fans. | 1 | Medium | B | 1 | 2025 | 5 | 3 | 3.2 | 21593 | 6766
Electrical ¦ LV Distribution ¦ Distribution Board ¦ Main | 1 | High | B | 15 | 2039 | 5 | 2 | 2.7 | 12468 | 28104
Fabric ¦ Superstructure ¦ Windows and External Doors ¦ External Doors ¦ Entrance Doors | 1 | High | B | 6 | 2030 | 5 | 2 | 2.7 | 12469 | 17441
Electrical ¦ LV Distribution ¦ Distribution Board ¦ Main | 1 | High | B | 15 | 2039 | 5 | 2 | 2.7 | 12470 | 28105
Fabric ¦ Superstructure ¦ Windows and External Doors ¦ External Windows ¦ Roller Shutters ¦ External Window Shutters ¦ Manual | 1 | Medium | B | 1 | 2025 | 5 | 3 | 3.2 | 21594 | 6767
Electrical ¦ Specialist Lighting ¦ Internal ¦ Illuminated Fire Exit Signage | 5 | Urgent | B | 10 | 2034 | 5 | 1 | 2.2 | 2762 | 22006
Electrical ¦ Lighting ¦ Internal ¦ Emergency ¦ Self Contained ¦ LED | 8 | Urgent | B | 19 | 2043 | 5 | 1 | 2.2 | 2763 | 31043
HVAC ¦ Fan ¦ Local and Special Ventilation ¦ Extract | 1 | Medium | B | 1 | 2025 | 5 | 3 | 3.2 | 21595 | 6768
Electrical ¦ Lighting ¦ Internal ¦ General ¦ LED Fittings & Luminaires | 101 | Medium | B | 16 | 2040 | 5 | 3 | 3.2 | 21596 | 29381
Electrical ¦ Lighting ¦ Internal ¦ General | 30 | Medium | B | 7 | 2031 | 5 | 3 | 3.2 | 21597 | 19819
Electrical ¦ LV Distribution ¦ Distribution Board ¦ Main | 1 | High | B | 14 | 2038 | 5 | 2 | 2.7 | 12471 | 27440
Fabric ¦ Superstructure ¦ Windows and External Doors ¦ External Doors ¦ Manual and Automatic Doors ¦ Powered Swing Doors (Push Pad) | 1 | High | DX | 21 | 2045 | 1 | 2 | 1.5 | 371 | 31701
Fabric ¦ Superstructure ¦ Windows and External Doors ¦ External Doors ¦ Manual and Automatic Doors ¦ Emergency and Panic Escape Doors | 1 | Urgent | B | 31 | 2055 | 5 | 1 | 2.2 | 2764 | 33737
Controls ¦ Building Management System (BMS) ¦ Central Operating Station | 1 | High | B | 6 | 2030 | 5 | 2 | 2.7 | 12472 | 17442
Electrical ¦ LV Distribution ¦ Distribution Board ¦ Main | 1 | High | B | 6 | 2030 | 5 | 2 | 2.7 | 12473 | 17443
Electrical ¦ LV Distribution ¦ Distribution Board ¦ Main | 1 | High | B | 6 | 2030 | 5 | 2 | 2.7 | 12474 | 17444
HVAC ¦ Fan ¦ Local and Special Ventilation ¦ Extract | 1 | Medium | B | 1 | 2025 | 5 | 3 | 3.2 | 21598 | 6769
Fabric ¦ Superstructure ¦ Windows and External Doors ¦ External Doors ¦ Manual and Automatic Doors ¦ Emergency and Panic Escape Doors | 1 | Urgent | C | 11 | 2035 | 4 | 1 | 1.9 | 611 | 23260
Electrical ¦ LV Distribution ¦ Distribution Board ¦ Sub | 1 | High | B | 1 | 2025 | 5 | 2 | 2.7 | 12475 | 3167
Fabric ¦ Superstructure ¦ Windows and External Doors ¦ Roller Shutters ¦ Manual Roller Shutter | 1 | High | B | 11 | 2035 | 5 | 2 | 2.7 | 12476 | 24215
HVAC ¦ Heat Emitters - Local ¦ Electric Heaters | 6 | Medium | B | 4 | 2028 | 5 | 3 | 3.2 | 21599 | 14058
Fabric ¦ Barriers and Guardrails ¦ Vehicle Crash Protection Barrier | 1 | V Low | B | 1 | 2025 | 5 | 4 | 3.7 | 32806 | 11826
Electrical ¦ LV Distribution ¦ Distribution Board ¦ Sub | 1 | High | B | 18 | 2042 | 5 | 2 | 2.7 | 12477 | 30787
Fabric ¦ Superstructure ¦ Windows and External Doors ¦ External Doors ¦ Manual and Automatic Doors ¦ Emergency and Panic Escape Doors | 1 | Urgent | B | 31 | 2055 | 5 | 1 | 2.2 | 2765 | 33738
Fabric ¦ Superstructure ¦ Windows and External Doors ¦ Roller Shutters ¦ Electric Roller Shutter | 1 | High | B | 18 | 2042 | 5 | 2 | 2.7 | 12478 | 30788
Fabric ¦ Barriers and Guardrails ¦ Vehicle Crash Protection Barrier | 1 | V Low | B | 1 | 2025 | 5 | 4 | 3.7 | 32807 | 11827
Fabric ¦ Barriers and Guardrails ¦ Vehicle Crash Protection Barrier | 1 | V Low | B | 2 | 2026 | 5 | 4 | 3.7 | 32808 | 13226
Electrical ¦ LV Distribution ¦ Distribution Board ¦ Main | 1 | High | DX | 1 | 2025 | 1 | 2 | 1.5 | 372 | 333
Fabric ¦ Barriers and Guardrails ¦ Vehicle Crash Protection Barrier | 1 | V Low | B | 1 | 2025 | 5 | 4 | 3.7 | 32809 | 11828
HVAC ¦ Central Heating (Internally Sourced) ¦ Burner ¦ Forced draft gas burner | 1 | Medium | B | 1 | 2025 | 5 | 3 | 3.2 | 21600 | 6770
Fabric ¦ Barriers and Guardrails ¦ Vehicle Crash Protection Barrier | 1 | V Low | B | 1 | 2025 | 5 | 4 | 3.7 | 32810 | 11829
Electrical ¦ LV Distribution ¦ Distribution Board ¦ Main | 1 | High | B | 19 | 2043 | 5 | 2 | 2.7 | 12479 | 31157
HVAC ¦ Fan ¦ Central Air Conditioning ¦ Centrifugal | 1 | Medium | D | 1 | 2025 | 3 | 3 | 2.6 | 11063 | 2588
Fabric ¦ Superstructure ¦ Windows and External Doors ¦ External Doors ¦ Entrance Doors | 1 | High | B | 31 | 2055 | 5 | 2 | 2.7 | 12480 | 33784
Fire ¦ Fire Detection ¦ Fire Alarm Panel / Repeater | 1 | Urgent | B | 12 | 2036 | 5 | 1 | 2.2 | 2766 | 25968
Electrical ¦ Specialist Lighting ¦ External ¦ Illuminated External Signs | 16 | Medium | DX | 1 | 2025 | 1 | 3 | 2 | 802 | 521
Fabric ¦ Barriers and Guardrails ¦ Vehicle Crash Protection Barrier | 1 | V Low | B | 1 | 2025 | 5 | 4 | 3.7 | 32811 | 11830
Fabric ¦ Superstructure ¦ Windows and External Doors ¦ Roller Shutters ¦ Manual Roller Shutter | 1 | High | B | 19 | 2043 | 5 | 2 | 2.7 | 12481 | 31158
Fire ¦ Fire Fighting ¦ Fire Extinguishers ¦ Powder - P50 | 1 | Urgent | B | 6 | 2030 | 5 | 1 | 2.2 | 2767 | 15994
Electrical ¦ Specialist Lighting ¦ Internal ¦ Illuminated Fire Exit Signage | 3 | Urgent | B | 6 | 2030 | 5 | 1 | 2.2 | 2768 | 15995
Fire ¦ Fire Fighting ¦ Fire Extinguishers ¦ Powder | 4 | Urgent | B | 9 | 2033 | 5 | 1 | 2.2 | 2769 | 21251
Fabric ¦ Superstructure ¦ Internal Doors ¦ Roller Shutters ¦ Electric Roller Shutter | 1 | Medium | B | 3 | 2027 | 5 | 3 | 3.2 | 21601 | 13464
Electrical ¦ Lighting ¦ Internal ¦ Emergency ¦ Self Contained ¦ LED | 10 | Urgent | B | 21 | 2045 | 5 | 1 | 2.2 | 2770 | 31845
Electrical ¦ LV Distribution ¦ Distribution Board ¦ Main | 1 | High | D | 6 | 2030 | 3 | 2 | 2.1 | 1072 | 15723
HVAC ¦ Heat Emitters - Local ¦ Electric Overdoor Air Curtain/Heater | 1 | Medium | DX | 1 | 2025 | 1 | 3 | 2 | 803 | 522
Fabric ¦ Superstructure ¦ Internal Doors ¦ Roller Shutters ¦ Internal Manual Roller Shutter | 1 | Medium | B | 19 | 2043 | 5 | 3 | 3.2 | 21602 | 31350
Fire ¦ Fire Fighting ¦ Fire Extinguishers ¦ Foam | 2 | Urgent | B | 6 | 2030 | 5 | 1 | 2.2 | 2771 | 15996
Fire ¦ Fire Fighting ¦ Fire Extinguishers ¦ Foam | 4 | Urgent | B | 6 | 2030 | 5 | 1 | 2.2 | 2772 | 15997
Controls ¦ Multi-System Controls ¦ Instrument Control Panel | 1 | Medium | CX | 1 | 2025 | 2 | 3 | 2.3 | 10082 | 2045
Fabric ¦ Superstructure ¦ Windows and External Doors ¦ External Doors ¦ Manual and Automatic Doors ¦ Auto / Powered Sliding Doors | 1 | High | B | 6 | 2030 | 5 | 2 | 2.7 | 12482 | 17445
Fire ¦ Fire Fighting ¦ Fire Extinguishers ¦ CO2 | 6 | Urgent | B | 6 | 2030 | 5 | 1 | 2.2 | 2773 | 15998
Electrical ¦ LV Distribution ¦ Distribution Board ¦ Sub | 1 | High | B | 1 | 2025 | 5 | 2 | 2.7 | 12483 | 3168
HVAC ¦ Fan ¦ Local and Special Ventilation ¦ Ventilating - General | 1 | Medium | C | 1 | 2025 | 4 | 3 | 2.9 | 18464 | 5419
HVAC ¦ Fan ¦ Local and Special Ventilation ¦ Extract | 1 | Medium | B | 1 | 2025 | 5 | 3 | 3.2 | 21603 | 6771
Fabric ¦ Barriers and Guardrails ¦ Vehicle Crash Protection Barrier | 1 | V Low | B | 1 | 2025 | 5 | 4 | 3.7 | 32812 | 11831
Fabric ¦ Superstructure ¦ Internal Doors ¦ Roller Shutters ¦ Internal Manual Roller Shutter | 1 | Medium | B | 19 | 2043 | 5 | 3 | 3.2 | 21604 | 31351
Fabric ¦ Barriers and Guardrails ¦ Vehicle Crash Protection Barrier | 1 | V Low | B | 1 | 2025 | 5 | 4 | 3.7 | 32813 | 11832
HVAC ¦ Fan ¦ Local and Special Ventilation ¦ Extract | 1 | Medium | DX | 1 | 2025 | 1 | 3 | 2 | 804 | 523
HVAC ¦ Central Heating (Internally Sourced) ¦ Boiler ¦ Atmospheric Gas Burner/Condensing Combination Boiler (domestic type) | 1 | High | B | 4 | 2028 | 5 | 2 | 2.7 | 12484 | 13911
Fabric ¦ Superstructure ¦ Windows and External Doors ¦ Roller Shutters ¦ Manual Roller Shutter | 1 | High | B | 1 | 2025 | 5 | 2 | 2.7 | 12485 | 3169
Fire ¦ Fire Detection ¦ Fire Alarm System | 1 | Urgent | B | 1 | 2025 | 5 | 1 | 2.2 | 2774 | 1082
Fabric ¦ Barriers and Guardrails ¦ Vehicle Crash Protection Barrier | 1 | V Low | B | 1 | 2025 | 5 | 4 | 3.7 | 32814 | 11833
HVAC ¦ Local and Special Ventilation ¦ Unit extract fans. | 1 | Medium | DX | 1 | 2025 | 1 | 3 | 2 | 805 | 524
Fabric ¦ Barriers and Guardrails ¦ Vehicle Crash Protection Barrier | 1 | V Low | B | 1 | 2025 | 5 | 4 | 3.7 | 32815 | 11834
Fabric ¦ Superstructure ¦ Windows and External Doors ¦ Roller Shutters ¦ Manual Roller Shutter | 1 | High | CX | 4 | 2028 | 2 | 2 | 1.8 | 488 | 13739
Electrical ¦ Lighting ¦ Internal ¦ Emergency ¦ Self Contained ¦ Non LED | 1 | Urgent | B | 11 | 2035 | 5 | 1 | 2.2 | 2775 | 23436
Fabric ¦ Superstructure ¦ Windows and External Doors ¦ External Doors ¦ Manual and Automatic Doors ¦ Emergency and Panic Escape Doors | 1 | Urgent | B | 21 | 2045 | 5 | 1 | 2.2 | 2776 | 31846
Fabric ¦ Barriers and Guardrails ¦ Vehicle Crash Protection Barrier | 7 | V Low | C | 1 | 2025 | 4 | 4 | 3.4 | 32406 | 11692
Fire ¦ Fire Fighting ¦ Fire Extinguishers ¦ Foam | 2 | Urgent | B | 7 | 2031 | 5 | 1 | 2.2 | 2777 | 19211
HVAC ¦ Fan ¦ Local and Special Ventilation ¦ Extract | 1 | Medium | DX | 1 | 2025 | 1 | 3 | 2 | 806 | 525
Fire ¦ Fire Fighting ¦ Fire Extinguishers ¦ Foam | 2 | Urgent | B | 7 | 2031 | 5 | 1 | 2.2 | 2778 | 19212
Fire ¦ Fire Fighting ¦ Fire Extinguishers ¦ Foam | 6 | Urgent | B | 7 | 2031 | 5 | 1 | 2.2 | 2779 | 19213
Fabric ¦ Barriers and Guardrails ¦ Vehicle Crash Protection Barrier | 1 | V Low | B | 1 | 2025 | 5 | 4 | 3.7 | 32816 | 11835
Fire ¦ Fire Fighting ¦ Fire Extinguishers ¦ CO2 | 2 | Urgent | B | 3 | 2027 | 5 | 1 | 2.2 | 2780 | 13278
Electrical ¦ LV Distribution ¦ Distribution Board ¦ Main | 1 | High | B | 6 | 2030 | 5 | 2 | 2.7 | 12486 | 17446
Security ¦ Barriers and Guardrails ¦ Manual Vehicle Barrier | 1 | Medium | B | 11 | 2035 | 5 | 3 | 3.2 | 21605 | 25007
Electrical ¦ Lighting ¦ Internal ¦ General ¦ LED Fittings & Luminaires | 16 | Medium | B | 16 | 2040 | 5 | 3 | 3.2 | 21606 | 29382
HVAC ¦ Heat Emitters - Local ¦ Electric Heaters | 5 | Medium | B | 1 | 2025 | 5 | 3 | 3.2 | 21607 | 6772
Electrical ¦ Lighting ¦ Internal ¦ General ¦ LED Fittings & Luminaires | 66 | Medium | B | 17 | 2041 | 5 | 3 | 3.2 | 21608 | 30416
Fire ¦ Fire Fighting ¦ Fire Extinguishers ¦ Dry Chemical | 5 | Urgent | B | 6 | 2030 | 5 | 1 | 2.2 | 2781 | 15999
HVAC ¦ Fan ¦ Local and Special Ventilation ¦ Fans Window or Wall Mounted | 1 | Medium | B | 6 | 2030 | 5 | 3 | 3.2 | 21609 | 18482
Fire ¦ Fire Detection ¦ Fire Alarm Panel / Repeater | 1 | Urgent | B | 1 | 2025 | 5 | 1 | 2.2 | 2782 | 1083
Electrical ¦ LV Distribution ¦ Distribution Board ¦ Sub | 1 | High | B | 12 | 2036 | 5 | 2 | 2.7 | 12487 | 26160
Electrical ¦ Lighting ¦ Internal ¦ General ¦ LED Fittings & Luminaires | 28 | Medium | B | 14 | 2038 | 5 | 3 | 3.2 | 21610 | 27534
Electrical ¦ Lighting ¦ Internal ¦ General ¦ LED Fittings & Luminaires | 73 | Medium | B | 19 | 2043 | 5 | 3 | 3.2 | 21611 | 31352
Electrical ¦ Lighting ¦ External ¦ General - LED | 1 | Medium | B | 11 | 2035 | 5 | 3 | 3.2 | 21612 | 25008
Fabric ¦ Barriers and Guardrails ¦ Vehicle Crash Protection Barrier | 1 | V Low | B | 2 | 2026 | 5 | 4 | 3.7 | 32817 | 13227
Water ¦ Local Hot Water ¦ Instantaneous Electric Water Heater - Non-Drinking Water | 1 | Medium | B | 1 | 2025 | 5 | 3 | 3.2 | 21613 | 6773
Fabric ¦ Superstructure ¦ Windows and External Doors ¦ Roller Shutters ¦ Manual Roller Shutter | 1 | High | B | 1 | 2025 | 5 | 2 | 2.7 | 12488 | 3170
HVAC ¦ Heat Emitters - Central ¦ Radiators ¦ Steel | 4 | Medium | B | 1 | 2025 | 5 | 3 | 3.2 | 21614 | 6774
Electrical ¦ Lighting ¦ Internal ¦ General ¦ LED Fittings & Luminaires | 4 | Medium | B | 16 | 2040 | 5 | 3 | 3.2 | 21615 | 29383
Fabric ¦ Superstructure ¦ Windows and External Doors ¦ External Doors ¦ Manual and Automatic Doors ¦ Auto / Powered Sliding Doors | 1 | High | B | 21 | 2045 | 5 | 2 | 2.7 | 12489 | 32570
Water ¦ Local Hot Water ¦ Package Electric Water Heaters - Non-Drinking Water | 1 | Medium | CX | 1 | 2025 | 2 | 3 | 2.3 | 10083 | 2046
Electrical ¦ Specialist Lighting ¦ Internal ¦ Illuminated Fire Exit Signage | 2 | Urgent | B | 13 | 2037 | 5 | 1 | 2.2 | 2783 | 26832
Electrical ¦ Lighting ¦ Internal ¦ General ¦ LED Fittings & Luminaires | 27 | Medium | B | 16 | 2040 | 5 | 3 | 3.2 | 21616 | 29384
Fire ¦ Fire Fighting ¦ Fire Extinguishers ¦ CO2 | 1 | Urgent | B | 7 | 2031 | 5 | 1 | 2.2 | 2784 | 19214
HVAC ¦ Fan ¦ Local and Special Ventilation ¦ Ventilating - General | 1 | Medium | DX | 1 | 2025 | 1 | 3 | 2 | 807 | 526
Security ¦ Barriers and Guardrails ¦ Manual Vehicle Barrier | 1 | Medium | B | 1 | 2025 | 5 | 3 | 3.2 | 21617 | 6775
Electrical ¦ Specialist Lighting ¦ External ¦ Illuminated External Signs | 6 | Medium | DX | 6 | 2030 | 1 | 3 | 2 | 808 | 15715
HVAC ¦ Heat Emitters - Central ¦ Radiators ¦ Steel | 4 | Medium | B | 1 | 2025 | 5 | 3 | 3.2 | 21618 | 6776
Electrical ¦ LV Distribution ¦ Distribution Board ¦ Main | 1 | High | B | 6 | 2030 | 5 | 2 | 2.7 | 12490 | 17447
HVAC ¦ Fan ¦ Local and Special Ventilation ¦ Fans Window or Wall Mounted | 1 | Medium | B | 1 | 2025 | 5 | 3 | 3.2 | 21619 | 6777
Electrical ¦ Specialist Lighting ¦ Internal ¦ Illuminated Fire Exit Signage | 3 | Urgent | B | 17 | 2041 | 5 | 1 | 2.2 | 2785 | 30033
Fabric ¦ Superstructure ¦ Windows and External Doors ¦ External Doors ¦ Entrance Doors | 1 | High | B | 29 | 2053 | 5 | 2 | 2.7 | 12491 | 33648
HVAC ¦ Heat Emitters - Central ¦ Radiators ¦ Steel | 3 | Medium | B | 1 | 2025 | 5 | 3 | 3.2 | 21620 | 6778
Electrical ¦ Specialist Lighting ¦ Internal ¦ Illuminated Fire Exit Signage | 2 | Urgent | B | 16 | 2040 | 5 | 1 | 2.2 | 2786 | 28675
Electrical ¦ Lighting ¦ Internal ¦ Emergency ¦ Self Contained ¦ LED | 17 | Urgent | B | 21 | 2045 | 5 | 1 | 2.2 | 2787 | 31847
Electrical ¦ LV Distribution ¦ Distribution Board ¦ Main | 1 | High | B | 6 | 2030 | 5 | 2 | 2.7 | 12492 | 17448
Electrical ¦ Lighting ¦ Internal ¦ Emergency ¦ Self Contained ¦ LED | 1 | Urgent | B | 21 | 2045 | 5 | 1 | 2.2 | 2788 | 31848
Fire ¦ Fire Fighting ¦ Fire Extinguishers ¦ CO2 | 2 | Urgent | B | 8 | 2032 | 5 | 1 | 2.2 | 2789 | 20309
Fire ¦ Fire Fighting ¦ Fire Extinguishers ¦ CO2 | 3 | Urgent | B | 6 | 2030 | 5 | 1 | 2.2 | 2790 | 16000
Fabric ¦ Superstructure ¦ Internal Doors ¦ Roller Shutters ¦ Internal Manual Roller Shutter | 1 | Medium | B | 21 | 2045 | 5 | 3 | 3.2 | 21621 | 32785
Fabric ¦ Superstructure ¦ Windows and External Doors ¦ External Doors ¦ Manual and Automatic Doors ¦ Emergency and Panic Escape Doors | 1 | Urgent | B | 11 | 2035 | 5 | 1 | 2.2 | 2791 | 23437
Communication and Control ¦ Communication Systems ¦ Public Address (PA) System | 1 | Medium | B | 16 | 2040 | 5 | 3 | 3.2 | 21622 | 29385
Security ¦ Access ¦ Access Control ¦ Door ¦ Local Lock / Keypad / Manual | 1 | Medium | B | 13 | 2037 | 5 | 3 | 3.2 | 21623 | 27085
Fire ¦ Fire Fighting ¦ Fire Extinguishers ¦ Foam | 4 | Urgent | B | 8 | 2032 | 5 | 1 | 2.2 | 2792 | 20310
Electrical ¦ LV Distribution ¦ Distribution Board ¦ Main | 1 | High | B | 1 | 2025 | 5 | 2 | 2.7 | 12493 | 3171
Fabric ¦ Superstructure ¦ Windows and External Doors ¦ Roller Shutters ¦ Manual Roller Shutter | 1 | High | B | 19 | 2043 | 5 | 2 | 2.7 | 12494 | 31159
Electrical ¦ Lighting ¦ Internal ¦ General | 11 | Medium | B | 6 | 2030 | 5 | 3 | 3.2 | 21624 | 18483
Electrical ¦ Lighting ¦ Internal ¦ General ¦ LED Fittings & Luminaires | 25 | Medium | B | 14 | 2038 | 5 | 3 | 3.2 | 21625 | 27535
Electrical ¦ Lighting ¦ Internal ¦ Emergency ¦ Self Contained ¦ Non LED | 8 | Urgent | B | 11 | 2035 | 5 | 1 | 2.2 | 2793 | 23438
HVAC ¦ Heat Emitters - Local ¦ Gas Fired Natural and Fan Assisted Heaters | 1 | Medium | CX | 1 | 2025 | 2 | 3 | 2.3 | 10084 | 2047
HVAC ¦ Heat Emitters - Local ¦ Electric Heaters | 2 | Medium | B | 4 | 2028 | 5 | 3 | 3.2 | 21626 | 14059
Electrical ¦ Lighting ¦ Internal ¦ Emergency ¦ Self Contained ¦ Non LED | 15 | Urgent | B | 15 | 2039 | 5 | 1 | 2.2 | 2794 | 27778
HVAC ¦ Heat Emitters - Local ¦ Gas Fired Unit Heaters | 1 | Medium | B | 1 | 2025 | 5 | 3 | 3.2 | 21627 | 6779
Fabric ¦ Superstructure ¦ Windows and External Doors ¦ External Doors ¦ Manual and Automatic Doors ¦ Emergency and Panic Escape Doors | 1 | Urgent | B | 21 | 2045 | 5 | 1 | 2.2 | 2795 | 31849
HVAC ¦ Fan ¦ Local and Special Ventilation ¦ Extract | 1 | Medium | B | 1 | 2025 | 5 | 3 | 3.2 | 21628 | 6780
HVAC ¦ Heat Emitters - Local ¦ Electric Heaters | 4 | Medium | B | 4 | 2028 | 5 | 3 | 3.2 | 21629 | 14060
Fire ¦ Fire Fighting ¦ Fire Extinguishers ¦ CO2 | 2 | Urgent | B | 8 | 2032 | 5 | 1 | 2.2 | 2796 | 20311
Fire ¦ Fire Fighting ¦ Fire Extinguishers ¦ Foam | 4 | Urgent | B | 7 | 2031 | 5 | 1 | 2.2 | 2797 | 19215
HVAC ¦ Fan ¦ Local and Special Ventilation ¦ Extract | 1 | Medium | B | 1 | 2025 | 5 | 3 | 3.2 | 21630 | 6781
HVAC ¦ Heat Emitters - Local ¦ Electric Overdoor Air Curtain/Heater | 1 | Medium | DX | 1 | 2025 | 1 | 3 | 2 | 809 | 527
Electrical ¦ LV Distribution ¦ Distribution Board ¦ Sub | 1 | High | B | 9 | 2033 | 5 | 2 | 2.7 | 12495 | 21572
Electrical ¦ LV Distribution ¦ Distribution Board ¦ Main | 1 | High | B | 1 | 2025 | 5 | 2 | 2.7 | 12496 | 3172
HVAC ¦ Central Heating (Internally Sourced) ¦ Burner ¦ Forced draft gas burner | 1 | Medium | B | 1 | 2025 | 5 | 3 | 3.2 | 21631 | 6782
Fire ¦ Fire Detection ¦ Fire Alarm Panel / Repeater | 1 | Urgent | B | 8 | 2032 | 5 | 1 | 2.2 | 2798 | 20312
Electrical ¦ Lighting ¦ Internal ¦ Emergency ¦ Self Contained ¦ Non LED | 4 | Urgent | CX | 11 | 2035 | 2 | 1 | 1.3 | 328 | 23237
Electrical ¦ Lighting ¦ Internal ¦ Emergency ¦ Self Contained ¦ LED | 12 | Urgent | B | 21 | 2045 | 5 | 1 | 2.2 | 2799 | 31850
HVAC ¦ Fan ¦ Local and Special Ventilation ¦ Extract | 1 | Medium | B | 1 | 2025 | 5 | 3 | 3.2 | 21632 | 6783
Fire ¦ Fire Fighting ¦ Fire Extinguishers ¦ CO2 | 4 | Urgent | B | 2 | 2026 | 5 | 1 | 2.2 | 2800 | 12508
Fire ¦ Fire Fighting ¦ Fire Extinguishers ¦ Powder | 1 | Urgent | B | 6 | 2030 | 5 | 1 | 2.2 | 2801 | 16001
HVAC ¦ Fan ¦ Local and Special Ventilation ¦ Fans Window or Wall Mounted | 1 | Medium | C | 6 | 2030 | 4 | 3 | 2.9 | 18465 | 17929
HVAC ¦ Heat Emitters - Local ¦ Electric Overdoor Air Curtain/Heater | 1 | Medium | B | 6 | 2030 | 5 | 3 | 3.2 | 21633 | 18484
Fabric ¦ Barriers and Guardrails ¦ Vehicle Crash Protection Barrier | 1 | V Low | B | 1 | 2025 | 5 | 4 | 3.7 | 32818 | 11836
Fabric ¦ Superstructure ¦ Windows and External Doors ¦ External Doors ¦ Manual and Automatic Doors ¦ High Security Door | 1 | High | B | 9 | 2033 | 5 | 2 | 2.7 | 12497 | 21573
Fabric ¦ Superstructure ¦ Windows and External Doors ¦ Roller Shutters ¦ Manual Roller Shutter | 1 | High | B | 1 | 2025 | 5 | 2 | 2.7 | 12498 | 3173
Electrical ¦ Lighting ¦ Internal ¦ General ¦ LED Fittings & Luminaires | 29 | Medium | B | 16 | 2040 | 5 | 3 | 3.2 | 21634 | 29386
HVAC ¦ Local Air Conditioning ¦ Single-Split Evaporator - Split Systems/Heat Pumps - Air-cooled with Direct Expansion Evaporator (DX) | 1 | Medium | B | 13 | 2037 | 5 | 3 | 3.2 | 21635 | 27086
HVAC ¦ Fan ¦ Local and Special Ventilation ¦ Extract | 1 | Medium | B | 1 | 2025 | 5 | 3 | 3.2 | 21636 | 6784
HVAC ¦ Heat Emitters - Local ¦ Electric Heaters | 3 | Medium | B | 2 | 2026 | 5 | 3 | 3.2 | 21637 | 13030
Fire ¦ Fire Fighting ¦ Fire Extinguishers ¦ CO2 | 1 | Urgent | B | 2 | 2026 | 5 | 1 | 2.2 | 2802 | 12509
HVAC ¦ Heat Emitters - Central ¦ Unit Heaters | 1 | Medium | DX | 1 | 2025 | 1 | 3 | 2 | 810 | 528
HVAC ¦ Fan ¦ Local and Special Ventilation ¦ Fans Window or Wall Mounted | 1 | Medium | A | 14 | 2038 | 6 | 3 | 3.5 | 32475 | 27661
Electrical ¦ Lighting ¦ Internal ¦ General ¦ LED Fittings & Luminaires | 6 | Medium | B | 16 | 2040 | 5 | 3 | 3.2 | 21638 | 29387
Electrical ¦ LV Distribution ¦ Distribution Board ¦ Main | 1 | High | DX | 1 | 2025 | 1 | 2 | 1.5 | 373 | 334
Electrical ¦ Lighting ¦ Internal ¦ Emergency ¦ Self Contained ¦ LED | 1 | Urgent | B | 24 | 2048 | 5 | 1 | 2.2 | 2803 | 33235
Electrical ¦ Lighting ¦ Internal ¦ Emergency ¦ Self Contained ¦ LED | 6 | Urgent | B | 21 | 2045 | 5 | 1 | 2.2 | 2804 | 31851
HVAC ¦ Heat Emitters - Local ¦ Gas Fired Unit Heaters | 1 | Medium | B | 6 | 2030 | 5 | 3 | 3.2 | 21639 | 18485
Fabric ¦ Superstructure ¦ Internal Doors ¦ Roller Shutters ¦ Internal Manual Roller Shutter | 1 | Medium | B | 21 | 2045 | 5 | 3 | 3.2 | 21640 | 32786
Electrical ¦ LV Distribution ¦ Distribution Board ¦ Sub | 1 | High | C | 1 | 2025 | 4 | 2 | 2.4 | 10458 | 2347
Water ¦ Local Hot Water ¦ Instantaneous Electric Water Heater - Non-Drinking Water | 1 | Medium | B | 11 | 2035 | 5 | 3 | 3.2 | 21641 | 25009
HVAC ¦ Fan ¦ Local and Special Ventilation ¦ Fans Window or Wall Mounted | 1 | Medium | CX | 1 | 2025 | 2 | 3 | 2.3 | 10085 | 2048
Fire ¦ Fire Detection ¦ Fire Alarm Panel / Repeater | 1 | Urgent | B | 5 | 2029 | 5 | 1 | 2.2 | 2805 | 14332
Electrical ¦ LV Distribution ¦ Distribution Board ¦ Sub | 1 | High | B | 6 | 2030 | 5 | 2 | 2.7 | 12499 | 17449
Controls ¦ Building Management System (BMS) ¦ BMS Control Panel | 1 | High | B | 7 | 2031 | 5 | 2 | 2.7 | 12500 | 19582
Fabric ¦ Superstructure ¦ Windows and External Doors ¦ External Doors ¦ Entrance Doors | 1 | High | B | 26 | 2050 | 5 | 2 | 2.7 | 12501 | 33481
Fire ¦ Fire Fighting ¦ Fire Extinguishers ¦ CO2 | 4 | Urgent | B | 6 | 2030 | 5 | 1 | 2.2 | 2806 | 16002
Electrical ¦ Lighting ¦ Internal ¦ Emergency ¦ Self Contained ¦ LED | 3 | Urgent | B | 21 | 2045 | 5 | 1 | 2.2 | 2807 | 31852
Fabric ¦ Barriers and Guardrails ¦ Vehicle Crash Protection Barrier | 1 | V Low | B | 1 | 2025 | 5 | 4 | 3.7 | 32819 | 11837
Electrical ¦ Lighting ¦ Internal ¦ General ¦ LED Fittings & Luminaires | 6 | Medium | B | 16 | 2040 | 5 | 3 | 3.2 | 21642 | 29388
Electrical ¦ LV Distribution ¦ Distribution Board ¦ Main | 1 | High | B | 20 | 2044 | 5 | 2 | 2.7 | 12502 | 31601
Electrical ¦ LV Distribution ¦ Distribution Board ¦ Sub | 1 | High | C | 1 | 2025 | 4 | 2 | 2.4 | 10459 | 2348
Electrical ¦ Lighting ¦ Internal ¦ Emergency ¦ Self Contained ¦ Non LED | 3 | Urgent | B | 21 | 2045 | 5 | 1 | 2.2 | 2808 | 31853
Electrical ¦ LV Distribution ¦ Distribution Board ¦ Sub | 1 | High | B | 19 | 2043 | 5 | 2 | 2.7 | 12503 | 31160
HVAC ¦ Fan ¦ Local and Special Ventilation ¦ Extract | 1 | Medium | B | 7 | 2031 | 5 | 3 | 3.2 | 21643 | 19820
Fabric ¦ Barriers and Guardrails ¦ Vehicle Crash Protection Barrier | 1 | V Low | B | 1 | 2025 | 5 | 4 | 3.7 | 32820 | 11838
HVAC ¦ Heat Emitters - Local ¦ Electric Heaters | 1 | Medium | B | 1 | 2025 | 5 | 3 | 3.2 | 21644 | 6785
Electrical ¦ LV Distribution ¦ Distribution Board ¦ Sub | 1 | High | C | 1 | 2025 | 4 | 2 | 2.4 | 10460 | 2349
Electrical ¦ LV Distribution ¦ Distribution Board ¦ Sub | 1 | High | B | 4 | 2028 | 5 | 2 | 2.7 | 12504 | 13912
Fabric ¦ Superstructure ¦ Windows and External Doors ¦ External Doors ¦ Manual and Automatic Doors ¦ Auto / Powered Sliding Doors | 1 | High | B | 21 | 2045 | 5 | 2 | 2.7 | 12505 | 32571
Electrical ¦ Lighting ¦ Internal ¦ Emergency ¦ Self Contained ¦ Non LED | 6 | Urgent | B | 17 | 2041 | 5 | 1 | 2.2 | 2809 | 30034
Electrical ¦ Lighting ¦ External ¦ General - LED | 1 | Medium | B | 13 | 2037 | 5 | 3 | 3.2 | 21645 | 27087
HVAC ¦ Ventilation ¦ Air Handling Unit (AHU) ¦ Internal ¦ Central Heating (Internally Sourced) ¦ Gas Fired | 1 | Medium | B | 6 | 2030 | 5 | 3 | 3.2 | 21646 | 18486
HVAC ¦ Fan ¦ Local and Special Ventilation ¦ Fans Window or Wall Mounted | 1 | Medium | B | 9 | 2033 | 5 | 3 | 3.2 | 21647 | 21709
Electrical ¦ LV Distribution ¦ Distribution Board ¦ Sub | 1 | High | B | 6 | 2030 | 5 | 2 | 2.7 | 12506 | 17450
Electrical ¦ LV Distribution ¦ Distribution Board ¦ Main | 1 | High | DX | 1 | 2025 | 1 | 2 | 1.5 | 374 | 335
HVAC ¦ Fan ¦ Local and Special Ventilation ¦ Fans Window or Wall Mounted | 1 | Medium | B | 7 | 2031 | 5 | 3 | 3.2 | 21648 | 19821
Fire ¦ Fire Fighting ¦ Fire Extinguishers ¦ Dry Chemical | 1 | Urgent | B | 8 | 2032 | 5 | 1 | 2.2 | 2810 | 20313
Fabric ¦ Superstructure ¦ Windows and External Doors ¦ Roller Shutters ¦ Manual Roller Shutter | 1 | High | DX | 1 | 2025 | 1 | 2 | 1.5 | 375 | 336
HVAC ¦ Fan ¦ Local and Special Ventilation ¦ Centrifugal | 1 | Medium | B | 1 | 2025 | 5 | 3 | 3.2 | 21649 | 6786
Electrical ¦ Lighting ¦ Internal ¦ General | 4 | Medium | B | 7 | 2031 | 5 | 3 | 3.2 | 21650 | 19822
Fire ¦ Fire Fighting ¦ Fire Extinguishers ¦ Foam | 4 | Urgent | B | 8 | 2032 | 5 | 1 | 2.2 | 2811 | 20314
Fabric ¦ Barriers and Guardrails ¦ Vehicle Crash Protection Barrier | 1 | V Low | B | 1 | 2025 | 5 | 4 | 3.7 | 32821 | 11839
Electrical ¦ Lighting ¦ Internal ¦ Emergency ¦ Self Contained ¦ Non LED | 1 | Urgent | B | 16 | 2040 | 5 | 1 | 2.2 | 2812 | 28676
Electrical ¦ LV Distribution ¦ Distribution Board ¦ Sub | 1 | High | D | 2 | 2026 | 3 | 2 | 2.1 | 1073 | 12436
Security ¦ Barriers and Guardrails ¦ Manual Vehicle Barrier | 1 | Medium | B | 11 | 2035 | 5 | 3 | 3.2 | 21651 | 25010
HVAC ¦ Local Air Conditioning ¦ Single-Split Condenser - Split Systems/Heat Pumps - Air-cooled with Direct Expansion Evaporator (DX) | 1 | Medium | B | 1 | 2025 | 5 | 3 | 3.2 | 21652 | 6787
Fabric ¦ Superstructure ¦ Internal Doors ¦ Roller Shutters ¦ Internal Manual Roller Shutter | 1 | Medium | B | 12 | 2036 | 5 | 3 | 3.2 | 21653 | 26382
HVAC ¦ Central Heating (Internally Sourced) ¦ Boiler ¦ Combination Atmospheric Burner Gas Boiler | 1 | High | B | 1 | 2025 | 5 | 2 | 2.7 | 12507 | 3174
HVAC ¦ Fan ¦ Local and Special Ventilation ¦ Fans Window or Wall Mounted | 1 | Medium | DX | 1 | 2025 | 1 | 3 | 2 | 811 | 529
HVAC ¦ Fan ¦ Local and Special Ventilation ¦ Extract | 1 | Medium | C | 1 | 2025 | 4 | 3 | 2.9 | 18466 | 5420
Electrical ¦ Lighting ¦ External ¦ General - LED | 1 | Medium | B | 1 | 2025 | 5 | 3 | 3.2 | 21654 | 6788
HVAC ¦ Local Air Conditioning ¦ Single-Split Evaporator - Split Systems/Heat Pumps - Air-cooled with Direct Expansion Evaporator (DX) | 1 | Medium | B | 13 | 2037 | 5 | 3 | 3.2 | 21655 | 27088
Electrical ¦ LV Distribution ¦ Distribution Board ¦ Main | 1 | High | DX | 1 | 2025 | 1 | 2 | 1.5 | 376 | 337
Electrical ¦ LV Distribution ¦ Distribution Board ¦ Main | 1 | High | B | 1 | 2025 | 5 | 2 | 2.7 | 12508 | 3175
HVAC ¦ Fan ¦ Central Air Conditioning ¦ Centrifugal | 1 | Medium | C | 1 | 2025 | 4 | 3 | 2.9 | 18467 | 5421
Fire ¦ Fire Detection ¦ Fire Alarm Panel / Repeater | 1 | Urgent | B | 11 | 2035 | 5 | 1 | 2.2 | 2813 | 23439
Electrical ¦ Lighting ¦ Internal ¦ Emergency ¦ Self Contained ¦ LED | 10 | Urgent | B | 22 | 2046 | 5 | 1 | 2.2 | 2814 | 32853
HVAC ¦ Local Air Conditioning ¦ Single-Split Condenser - Split Systems/Heat Pumps - Air-cooled with Direct Expansion Evaporator (DX) | 1 | Medium | B | 1 | 2025 | 5 | 3 | 3.2 | 21656 | 6789
Electrical ¦ Lighting ¦ Internal ¦ General | 10 | Medium | B | 1 | 2025 | 5 | 3 | 3.2 | 21657 | 6790
Fire ¦ Fire Detection ¦ Fire Alarm Panel / Repeater | 1 | Urgent | B | 10 | 2034 | 5 | 1 | 2.2 | 2815 | 22007
HVAC ¦ Heat Emitters - Local ¦ Electric Overdoor Air Curtain/Heater | 1 | Medium | B | 4 | 2028 | 5 | 3 | 3.2 | 21658 | 14061
Electrical ¦ LV Distribution ¦ Distribution Board ¦ Sub | 1 | High | B | 10 | 2034 | 5 | 2 | 2.7 | 12509 | 22294
Fabric ¦ Superstructure ¦ Windows and External Doors ¦ Roller Shutters ¦ Manual Roller Shutter | 1 | High | B | 11 | 2035 | 5 | 2 | 2.7 | 12510 | 24216
HVAC ¦ Local Air Conditioning ¦ Single-Split Condenser - Split Systems/Heat Pumps - Air-cooled with Direct Expansion Evaporator (DX) | 1 | Medium | B | 13 | 2037 | 5 | 3 | 3.2 | 21659 | 27089
Electrical ¦ LV Distribution ¦ Distribution Board ¦ Main | 1 | High | B | 1 | 2025 | 5 | 2 | 2.7 | 12511 | 3176
HVAC ¦ Fan ¦ Local and Special Ventilation ¦ Extract | 1 | Medium | B | 7 | 2031 | 5 | 3 | 3.2 | 21660 | 19823
HVAC ¦ Central Heating (Internally Sourced) ¦ Boiler ¦ Combination Atmospheric Burner Gas Boiler | 1 | High | B | 2 | 2026 | 5 | 2 | 2.7 | 12512 | 12876
Electrical ¦ LV Distribution ¦ Distribution Board ¦ Sub | 1 | High | B | 13 | 2037 | 5 | 2 | 2.7 | 12513 | 26959
Fabric ¦ Superstructure ¦ Internal Doors ¦ Roller Shutters ¦ Electric Roller Shutter | 1 | Medium | B | 15 | 2039 | 5 | 3 | 3.2 | 21661 | 28378
Water ¦ Local Hot Water ¦ Package Electric Water Heaters - Non-Drinking Water | 1 | Medium | B | 4 | 2028 | 5 | 3 | 3.2 | 21662 | 14062
Fabric ¦ Barriers and Guardrails ¦ Vehicle Crash Protection Barrier | 1 | V Low | B | 1 | 2025 | 5 | 4 | 3.7 | 32822 | 11840
Fabric ¦ Superstructure ¦ Windows and External Doors ¦ Roller Shutters ¦ Manual Roller Shutter | 1 | High | B | 1 | 2025 | 5 | 2 | 2.7 | 12514 | 3177
HVAC ¦ Fan ¦ Local and Special Ventilation ¦ Fans Window or Wall Mounted | 1 | Medium | CX | 1 | 2025 | 2 | 3 | 2.3 | 10086 | 2049
Fabric ¦ Superstructure ¦ Windows and External Doors ¦ Roller Shutters ¦ Manual Roller Shutter | 1 | High | B | 1 | 2025 | 5 | 2 | 2.7 | 12515 | 3178
Electrical ¦ Lighting ¦ Internal ¦ General | 10 | Medium | B | 18 | 2042 | 5 | 3 | 3.2 | 21663 | 30925
Electrical ¦ Lighting ¦ Internal ¦ General ¦ LED Fittings & Luminaires | 1 | Medium | A | 19 | 2043 | 6 | 3 | 3.5 | 32476 | 31385
Electrical ¦ LV Distribution ¦ Distribution Board ¦ Sub | 1 | High | B | 10 | 2034 | 5 | 2 | 2.7 | 12516 | 22295
Water ¦ Local Hot Water ¦ Instantaneous Electric Water Heater - Non-Drinking Water | 1 | Medium | B | 1 | 2025 | 5 | 3 | 3.2 | 21664 | 6791
HVAC ¦ Local and Special Ventilation ¦ Unit extract fans. | 1 | Medium | B | 12 | 2036 | 5 | 3 | 3.2 | 21665 | 26383
Fabric ¦ Superstructure ¦ Windows and External Doors ¦ Roller Shutters ¦ Manual Roller Shutter | 1 | High | CX | 7 | 2031 | 2 | 2 | 1.8 | 489 | 19122
Electrical ¦ Specialist Lighting ¦ Internal ¦ Illuminated Fire Exit Signage | 4 | Urgent | B | 19 | 2043 | 5 | 1 | 2.2 | 2816 | 31044
Fire ¦ Fire Fighting ¦ Fire Extinguishers ¦ CO2 | 2 | Urgent | B | 8 | 2032 | 5 | 1 | 2.2 | 2817 | 20315
Electrical ¦ Lighting ¦ Internal ¦ Emergency ¦ Self Contained ¦ LED | 1 | Urgent | B | 23 | 2047 | 5 | 1 | 2.2 | 2818 | 33079
Electrical ¦ LV Distribution ¦ Distribution Board ¦ Sub | 1 | High | B | 1 | 2025 | 5 | 2 | 2.7 | 12517 | 3179
HVAC ¦ Fan ¦ Local and Special Ventilation ¦ Fans Window or Wall Mounted | 1 | Medium | B | 10 | 2034 | 5 | 3 | 3.2 | 21666 | 22632
HVAC ¦ Fan ¦ Local and Special Ventilation ¦ Extract | 1 | Medium | B | 7 | 2031 | 5 | 3 | 3.2 | 21667 | 19824
Fire ¦ Fire Fighting ¦ Fire Extinguishers ¦ Foam | 1 | Urgent | B | 2 | 2026 | 5 | 1 | 2.2 | 2819 | 12510
HVAC ¦ Fan ¦ Local and Special Ventilation ¦ Extract | 1 | Medium | C | 1 | 2025 | 4 | 3 | 2.9 | 18468 | 5422
Fabric ¦ Barriers and Guardrails ¦ Vehicle Crash Protection Barrier | 1 | V Low | B | 1 | 2025 | 5 | 4 | 3.7 | 32823 | 11841
Fire ¦ Fire Fighting ¦ Fire Extinguishers ¦ CO2 | 5 | Urgent | B | 7 | 2031 | 5 | 1 | 2.2 | 2820 | 19216
HVAC ¦ Heat Emitters - Local ¦ Electric Heaters | 1 | Medium | B | 1 | 2025 | 5 | 3 | 3.2 | 21668 | 6792
Electrical ¦ LV Distribution ¦ Distribution Board ¦ Main | 1 | High | C | 1 | 2025 | 4 | 2 | 2.4 | 10461 | 2350
Electrical ¦ Lighting ¦ Internal ¦ Emergency ¦ Self Contained ¦ LED | 9 | Urgent | B | 17 | 2041 | 5 | 1 | 2.2 | 2821 | 30035
Electrical ¦ Lighting ¦ Internal ¦ General ¦ LED Fittings & Luminaires | 5 | Medium | B | 18 | 2042 | 5 | 3 | 3.2 | 21669 | 30926
Electrical ¦ LV Distribution ¦ Distribution Board ¦ Sub | 1 | High | DX | 1 | 2025 | 1 | 2 | 1.5 | 377 | 338
Fabric ¦ Superstructure ¦ Internal Doors ¦ Roller Shutters ¦ Electric Roller Shutter | 1 | Medium | B | 1 | 2025 | 5 | 3 | 3.2 | 21670 | 6793
Electrical ¦ Lighting ¦ Internal ¦ General ¦ LED Fittings & Luminaires | 16 | Medium | B | 6 | 2030 | 5 | 3 | 3.2 | 21671 | 18487
Electrical ¦ Lighting ¦ Internal ¦ General | 65 | Medium | B | 18 | 2042 | 5 | 3 | 3.2 | 21672 | 30927
Fire ¦ Fire Fighting ¦ Fire Extinguishers ¦ CO2 | 1 | Urgent | B | 8 | 2032 | 5 | 1 | 2.2 | 2822 | 20316
Fire ¦ Fire Fighting ¦ Fire Extinguishers ¦ CO2 | 1 | Urgent | B | 7 | 2031 | 5 | 1 | 2.2 | 2823 | 19217
Fire ¦ Fire Fighting ¦ Fire Extinguishers ¦ Foam | 4 | Urgent | B | 9 | 2033 | 5 | 1 | 2.2 | 2824 | 21252
Electrical ¦ LV Distribution ¦ Distribution Board ¦ Sub | 1 | High | B | 17 | 2041 | 5 | 2 | 2.7 | 12518 | 30297
Water ¦ Local Hot Water ¦ Package Electric Water Heaters - Non-Drinking Water | 1 | Medium | B | 1 | 2025 | 5 | 3 | 3.2 | 21673 | 6794
Electrical ¦ Specialist Lighting ¦ Internal ¦ Illuminated Fire Exit Signage | 3 | Urgent | B | 14 | 2038 | 5 | 1 | 2.2 | 2825 | 27339
Electrical ¦ Lighting ¦ Internal ¦ General ¦ LED Fittings & Luminaires | 52 | Medium | A | 19 | 2043 | 6 | 3 | 3.5 | 32477 | 31386
Fire ¦ Fire Fighting ¦ Fire Extinguishers ¦ Foam | 2 | Urgent | B | 8 | 2032 | 5 | 1 | 2.2 | 2826 | 20317
Electrical ¦ LV Distribution ¦ Distribution Board ¦ Sub | 1 | High | B | 4 | 2028 | 5 | 2 | 2.7 | 12519 | 13913
Electrical ¦ LV Distribution ¦ Distribution Board ¦ Sub | 1 | High | CX | 1 | 2025 | 2 | 2 | 1.8 | 490 | 394
Fire ¦ Fire Fighting ¦ Fire Extinguishers ¦ Foam | 6 | Urgent | B | 8 | 2032 | 5 | 1 | 2.2 | 2827 | 20318
HVAC ¦ Heat Emitters - Central ¦ Radiators ¦ Steel | 1 | Medium | B | 10 | 2034 | 5 | 3 | 3.2 | 21674 | 22633
Electrical ¦ Lighting ¦ Internal ¦ Emergency ¦ Self Contained ¦ Non LED | 1 | Urgent | CX | 7 | 2031 | 2 | 1 | 1.3 | 329 | 19114
Electrical ¦ Lighting ¦ Internal ¦ General ¦ LED Fittings & Luminaires | 84 | Medium | B | 16 | 2040 | 5 | 3 | 3.2 | 21675 | 29389
HVAC ¦ Heat Emitters - Local ¦ Gas Fired Unit Heaters | 1 | Medium | B | 7 | 2031 | 5 | 3 | 3.2 | 21676 | 19825
Electrical ¦ Lighting ¦ Internal ¦ General ¦ LED Fittings & Luminaires | 45 | Medium | B | 1 | 2025 | 5 | 3 | 3.2 | 21677 | 6795
Fire ¦ Fire Fighting ¦ Fire Extinguishers ¦ Foam | 6 | Urgent | B | 5 | 2029 | 5 | 1 | 2.2 | 2828 | 14333
Transport ¦ Lifts ¦ Disabled Lift ¦ Electric | 1 | High | B | 7 | 2031 | 5 | 2 | 2.7 | 12520 | 19583
Electrical ¦ Lighting ¦ Internal ¦ Emergency ¦ Self Contained ¦ LED | 5 | Urgent | B | 21 | 2045 | 5 | 1 | 2.2 | 2829 | 31854
HVAC ¦ Heat Emitters - Central ¦ Radiators ¦ Steel | 1 | Medium | B | 1 | 2025 | 5 | 3 | 3.2 | 21678 | 6796
Fire ¦ Fire Fighting ¦ Fire Extinguishers ¦ CO2 | 2 | Urgent | B | 7 | 2031 | 5 | 1 | 2.2 | 2830 | 19218
Electrical ¦ Lighting ¦ Internal ¦ General ¦ LED Fittings & Luminaires | 43 | Medium | B | 15 | 2039 | 5 | 3 | 3.2 | 21679 | 28379
Fire ¦ Fire Fighting ¦ Fire Extinguishers ¦ Foam | 7 | Urgent | B | 7 | 2031 | 5 | 1 | 2.2 | 2831 | 19219
Electrical ¦ Lighting ¦ Internal ¦ Emergency ¦ Self Contained ¦ LED | 3 | Urgent | B | 22 | 2046 | 5 | 1 | 2.2 | 2832 | 32854
Electrical ¦ Lighting ¦ Internal ¦ Emergency ¦ Self Contained ¦ LED | 2 | Urgent | B | 17 | 2041 | 5 | 1 | 2.2 | 2833 | 30036
Electrical ¦ LV Distribution ¦ Distribution Board ¦ Main | 1 | High | B | 1 | 2025 | 5 | 2 | 2.7 | 12521 | 3180
HVAC ¦ Local Air Conditioning ¦ Single-Split Condenser - Split Systems/Heat Pumps - Air-cooled with Direct Expansion Evaporator (DX) | 1 | Medium | B | 1 | 2025 | 5 | 3 | 3.2 | 21680 | 6797
Fabric ¦ Superstructure ¦ Internal Doors ¦ Roller Shutters ¦ Electric Roller Shutter | 1 | Medium | B | 1 | 2025 | 5 | 3 | 3.2 | 21681 | 6798
HVAC ¦ Central Heating (Internally Sourced) ¦ Boiler ¦ Atmospheric Gas Burner - Free Standing Boiler | 1 | Medium | B | 10 | 2034 | 5 | 3 | 3.2 | 21682 | 22634
Water ¦ Local Hot Water ¦ Instantaneous Electric Water Heater - Non-Drinking Water | 1 | Medium | B | 7 | 2031 | 5 | 3 | 3.2 | 21683 | 19826
Electrical ¦ LV Distribution ¦ Distribution Board ¦ Main | 1 | High | B | 1 | 2025 | 5 | 2 | 2.7 | 12522 | 3181
HVAC ¦ Central Heating (Internally Sourced) ¦ Boiler ¦ Atmospheric Gas Burner - Condensing Boiler | 1 | High | B | 6 | 2030 | 5 | 2 | 2.7 | 12523 | 17451
Electrical ¦ Lighting ¦ External ¦ General - LED | 3 | Medium | B | 1 | 2025 | 5 | 3 | 3.2 | 21684 | 6799
Electrical ¦ Lighting ¦ Internal ¦ Emergency ¦ Self Contained ¦ LED | 2 | Urgent | B | 21 | 2045 | 5 | 1 | 2.2 | 2834 | 31855
Electrical ¦ Lighting ¦ Internal ¦ Emergency ¦ Self Contained ¦ LED | 1 | Urgent | B | 17 | 2041 | 5 | 1 | 2.2 | 2835 | 30037
HVAC ¦ Fan ¦ Central Heating & Cooling ¦ Ventilating - General | 1 | Medium | B | 7 | 2031 | 5 | 3 | 3.2 | 21685 | 19827
Water ¦ Local Hot Water ¦ Instantaneous Electric Water Heater - Non-Drinking Water | 1 | Medium | B | 9 | 2033 | 5 | 3 | 3.2 | 21686 | 21710
HVAC ¦ Fan ¦ Local and Special Ventilation ¦ Extract | 1 | Medium | B | 1 | 2025 | 5 | 3 | 3.2 | 21687 | 6800
HVAC ¦ Fan ¦ Local and Special Ventilation ¦ Axial | 1 | Medium | B | 1 | 2025 | 5 | 3 | 3.2 | 21688 | 6801
Electrical ¦ Specialist Lighting ¦ External ¦ Illuminated External Signs | 1 | Medium | C | 1 | 2025 | 4 | 3 | 2.9 | 18469 | 5423
Electrical ¦ Specialist Lighting ¦ Internal ¦ Illuminated Fire Exit Signage | 1 | Urgent | B | 16 | 2040 | 5 | 1 | 2.2 | 2836 | 28677
HVAC ¦ Fan ¦ Local and Special Ventilation ¦ Fans Window or Wall Mounted | 1 | Medium | B | 11 | 2035 | 5 | 3 | 3.2 | 21689 | 25011
Controls ¦ Multi-System Controls ¦ Multi-Input Controllers | 1 | Medium | B | 4 | 2028 | 5 | 3 | 3.2 | 21690 | 14063
HVAC ¦ Heat Emitters - Local ¦ Electric Heaters | 1 | Medium | B | 1 | 2025 | 5 | 3 | 3.2 | 21691 | 6802
HVAC ¦ Central Air Conditioning ¦ Air Conditioning ¦ Multi-Split Evaporator - Split Systems/Heat Pumps - Air-cooled with Direct Expansion Evaporator (DX) | 1 | Medium | B | 7 | 2031 | 5 | 3 | 3.2 | 21692 | 19828
Water ¦ Local Hot Water ¦ Instantaneous Electric Water Heater - Non-Drinking Water | 1 | Medium | B | 6 | 2030 | 5 | 3 | 3.2 | 21693 | 18488
HVAC ¦ Heat Emitters - Local ¦ Gas Fired Natural and Fan Assisted Heaters | 1 | Medium | B | 10 | 2034 | 5 | 3 | 3.2 | 21694 | 22635
Fabric ¦ Barriers and Guardrails ¦ Vehicle Crash Protection Barrier | 1 | V Low | B | 1 | 2025 | 5 | 4 | 3.7 | 32824 | 11842
Electrical ¦ Lighting ¦ Internal ¦ General ¦ LED Fittings & Luminaires | 75 | Medium | B | 17 | 2041 | 5 | 3 | 3.2 | 21695 | 30417
HVAC ¦ Heat Emitters - Central ¦ Radiators ¦ Steel | 1 | Medium | B | 10 | 2034 | 5 | 3 | 3.2 | 21696 | 22636
Electrical ¦ LV Distribution ¦ Distribution Board ¦ Sub | 1 | High | B | 1 | 2025 | 5 | 2 | 2.7 | 12524 | 3182
Fabric ¦ Superstructure ¦ Windows and External Doors ¦ External Doors ¦ Manual and Automatic Doors ¦ Auto / Powered Sliding Doors | 1 | High | B | 26 | 2050 | 5 | 2 | 2.7 | 12525 | 33482
Electrical ¦ Specialist Lighting ¦ Internal ¦ Illuminated Fire Exit Signage | 1 | Urgent | B | 16 | 2040 | 5 | 1 | 2.2 | 2837 | 28678
HVAC ¦ Local Air Conditioning ¦ Single-Split Condenser - Split Systems/Heat Pumps - Air-cooled with Direct Expansion Evaporator (DX) | 1 | Medium | B | 5 | 2029 | 5 | 3 | 3.2 | 21697 | 14898
Fabric ¦ Superstructure ¦ Windows and External Doors ¦ External Doors ¦ Entrance Doors | 1 | High | B | 6 | 2030 | 5 | 2 | 2.7 | 12526 | 17452
Fire ¦ Fire Fighting ¦ Fire Extinguishers ¦ Foam | 5 | Urgent | B | 8 | 2032 | 5 | 1 | 2.2 | 2838 | 20319
Fire ¦ Fire Fighting ¦ Fire Extinguishers ¦ CO2 | 3 | Urgent | B | 7 | 2031 | 5 | 1 | 2.2 | 2839 | 19220
Electrical ¦ Lighting ¦ Internal ¦ General ¦ LED Fittings & Luminaires | 1 | Medium | B | 11 | 2035 | 5 | 3 | 3.2 | 21698 | 25012
Fabric ¦ Superstructure ¦ Windows and External Doors ¦ External Doors ¦ Entrance Doors | 1 | High | B | 16 | 2040 | 5 | 2 | 2.7 | 12527 | 29116
Fire ¦ Fire Fighting ¦ Fire Extinguishers ¦ Foam | 3 | Urgent | B | 6 | 2030 | 5 | 1 | 2.2 | 2840 | 16003
Electrical ¦ Lighting ¦ Internal ¦ Emergency ¦ Self Contained ¦ Non LED | 4 | Urgent | B | 11 | 2035 | 5 | 1 | 2.2 | 2841 | 23440
Fire ¦ Fire Fighting ¦ Fire Extinguishers ¦ CO2 | 3 | Urgent | B | 7 | 2031 | 5 | 1 | 2.2 | 2842 | 19221
Electrical ¦ Specialist Lighting ¦ Internal ¦ Illuminated Fire Exit Signage | 2 | Urgent | B | 11 | 2035 | 5 | 1 | 2.2 | 2843 | 23441
Electrical ¦ LV Distribution ¦ Distribution Board ¦ Sub | 1 | High | A | 18 | 2042 | 6 | 2 | 3 | 19525 | 30900
HVAC ¦ Fan ¦ Local and Special Ventilation ¦ Fans Window or Wall Mounted | 1 | Medium | B | 1 | 2025 | 5 | 3 | 3.2 | 21699 | 6803
Electrical ¦ Lighting ¦ Internal ¦ Emergency ¦ Self Contained ¦ LED | 1 | Urgent | B | 21 | 2045 | 5 | 1 | 2.2 | 2844 | 31856
HVAC ¦ Heat Emitters - Local ¦ Gas Fired Natural and Fan Assisted Heaters | 1 | Medium | B | 6 | 2030 | 5 | 3 | 3.2 | 21700 | 18489
HVAC ¦ Fan ¦ Local and Special Ventilation ¦ Fans Window or Wall Mounted | 1 | Medium | B | 10 | 2034 | 5 | 3 | 3.2 | 21701 | 22637
HVAC ¦ Fan ¦ Local and Special Ventilation ¦ Fans Window or Wall Mounted | 1 | Medium | B | 7 | 2031 | 5 | 3 | 3.2 | 21702 | 19829
Fabric ¦ Superstructure ¦ Windows and External Doors ¦ Roller Shutters ¦ Manual Roller Shutter | 1 | High | B | 1 | 2025 | 5 | 2 | 2.7 | 12528 | 3183
Fire ¦ Fire Fighting ¦ Fire Extinguishers ¦ Foam | 3 | Urgent | B | 8 | 2032 | 5 | 1 | 2.2 | 2845 | 20320
HVAC ¦ Heat Emitters - Local ¦ Electric Heaters | 1 | Medium | C | 1 | 2025 | 4 | 3 | 2.9 | 18470 | 5424
Fabric ¦ Superstructure ¦ Windows and External Doors ¦ Roller Shutters ¦ Electric Roller Shutter | 1 | High | B | 5 | 2029 | 5 | 2 | 2.7 | 12529 | 14600
Fabric ¦ Superstructure ¦ Internal Doors ¦ Roller Shutters ¦ Automatic Fabric Roll Up Door | 1 | High | B | 11 | 2035 | 5 | 2 | 2.7 | 12530 | 24217
Fire ¦ Fire Fighting ¦ Fire Extinguishers ¦ CO2 | 2 | Urgent | B | 3 | 2027 | 5 | 1 | 2.2 | 2846 | 13279
HVAC ¦ Fan ¦ Local and Special Ventilation ¦ Fans Window or Wall Mounted | 1 | Medium | B | 11 | 2035 | 5 | 3 | 3.2 | 21703 | 25013
Electrical ¦ Lighting ¦ Internal ¦ Emergency ¦ Self Contained ¦ LED | 2 | Urgent | A | 24 | 2048 | 6 | 1 | 2.5 | 10837 | 33253
HVAC ¦ Heat Emitters - Central ¦ Radiators ¦ Steel | 4 | Medium | B | 10 | 2034 | 5 | 3 | 3.2 | 21704 | 22638
Electrical ¦ Lighting ¦ Internal ¦ General | 2 | Medium | B | 11 | 2035 | 5 | 3 | 3.2 | 21705 | 25014
HVAC ¦ Local Air Conditioning ¦ Single-Split Condenser - Split Systems/Heat Pumps - Air-cooled with Direct Expansion Evaporator (DX) | 1 | Medium | B | 6 | 2030 | 5 | 3 | 3.2 | 21706 | 18490
Fire ¦ Fire Detection ¦ Fire Alarm Panel / Repeater | 1 | Urgent | B | 10 | 2034 | 5 | 1 | 2.2 | 2847 | 22008
Fabric ¦ Superstructure ¦ Windows and External Doors ¦ Roller Shutters ¦ Manual Roller Shutter | 1 | High | C | 4 | 2028 | 4 | 2 | 2.4 | 10462 | 13886
HVAC ¦ Local Air Conditioning ¦ Single-Split Evaporator - Split Systems/Heat Pumps - Air-cooled with Direct Expansion Evaporator (DX) | 1 | Medium | B | 13 | 2037 | 5 | 3 | 3.2 | 21707 | 27090
Electrical ¦ LV Distribution ¦ Distribution Board ¦ Sub | 1 | High | B | 6 | 2030 | 5 | 2 | 2.7 | 12531 | 17453
Fabric ¦ Superstructure ¦ Windows and External Doors ¦ External Doors ¦ Manual and Automatic Doors ¦ Emergency and Panic Escape Doors | 1 | Urgent | C | 11 | 2035 | 4 | 1 | 1.9 | 612 | 23261
HVAC ¦ Fan ¦ Local and Special Ventilation ¦ Extract Fans - Twin Toilet | 1 | Medium | B | 12 | 2036 | 5 | 3 | 3.2 | 21708 | 26384
HVAC ¦ Heat Emitters - Central ¦ Radiators ¦ Steel | 1 | Medium | B | 10 | 2034 | 5 | 3 | 3.2 | 21709 | 22639
Electrical ¦ Lighting ¦ Internal ¦ General ¦ LED Fittings & Luminaires | 4 | Medium | B | 12 | 2036 | 5 | 3 | 3.2 | 21710 | 26385
Electrical ¦ Specialist Lighting ¦ External ¦ Illuminated External Signs | 1 | Medium | C | 1 | 2025 | 4 | 3 | 2.9 | 18471 | 5425
HVAC ¦ Heat Emitters - Local ¦ Gas Fired Natural and Fan Assisted Heaters | 1 | Medium | B | 1 | 2025 | 5 | 3 | 3.2 | 21711 | 6804
Electrical ¦ Lighting ¦ Internal ¦ General ¦ LED Fittings & Luminaires | 11 | Medium | B | 12 | 2036 | 5 | 3 | 3.2 | 21712 | 26386
Electrical ¦ LV Distribution ¦ Distribution Board ¦ Sub | 1 | High | CX | 1 | 2025 | 2 | 2 | 1.8 | 491 | 395
HVAC ¦ Fan ¦ Local and Special Ventilation ¦ Extract | 1 | Medium | B | 1 | 2025 | 5 | 3 | 3.2 | 21713 | 6805
Fire ¦ Fire Detection ¦ Fire Alarm System | 1 | Urgent | B | 11 | 2035 | 5 | 1 | 2.2 | 2848 | 23442
Electrical ¦ LV Distribution ¦ Distribution Board ¦ Sub | 1 | High | DX | 6 | 2030 | 1 | 2 | 1.5 | 378 | 15692
HVAC ¦ Central Heating (Internally Sourced) ¦ Boiler ¦ Atmospheric Gas Burner Boiler - Small and/or Wall Hung for Light Commercial Installation | 1 | Medium | B | 8 | 2032 | 5 | 3 | 3.2 | 21714 | 20875
HVAC ¦ Fan ¦ Local and Special Ventilation ¦ Extract | 1 | Medium | B | 7 | 2031 | 5 | 3 | 3.2 | 21715 | 19830
Electrical ¦ Specialist Lighting ¦ Internal ¦ Illuminated Fire Exit Signage | 3 | Urgent | B | 11 | 2035 | 5 | 1 | 2.2 | 2849 | 23443
Fabric ¦ Superstructure ¦ Windows and External Doors ¦ External Doors ¦ Entrance Doors | 1 | High | B | 11 | 2035 | 5 | 2 | 2.7 | 12532 | 24218
Electrical ¦ LV Distribution ¦ Distribution Board ¦ Main | 1 | High | C | 6 | 2030 | 4 | 2 | 2.4 | 10463 | 17326
HVAC ¦ Ventilation ¦ Air Handling Unit (AHU) ¦ External ¦ Central Heating (Externally Sourced) ¦ Gas Fired | 1 | Medium | B | 1 | 2025 | 5 | 3 | 3.2 | 21716 | 6806
Electrical ¦ LV Distribution ¦ Distribution Board ¦ Sub | 1 | High | B | 15 | 2039 | 5 | 2 | 2.7 | 12533 | 28106
Controls ¦ Multi-System Controls ¦ Instrument Control Panel | 1 | Medium | A | 18 | 2042 | 6 | 3 | 3.5 | 32478 | 31009
Electrical ¦ Lighting ¦ Internal ¦ General ¦ LED Fittings & Luminaires | 32 | Medium | B | 19 | 2043 | 5 | 3 | 3.2 | 21717 | 31353
HVAC ¦ Heat Emitters - Central ¦ Radiators ¦ Steel | 3 | Medium | B | 5 | 2029 | 5 | 3 | 3.2 | 21718 | 14899
HVAC ¦ Local Air Conditioning ¦ Single-Split Condenser - Split Systems/Heat Pumps - Air-cooled with Direct Expansion Evaporator (DX) | 1 | Medium | B | 6 | 2030 | 5 | 3 | 3.2 | 21719 | 18491
Electrical ¦ Lighting ¦ Internal ¦ Emergency ¦ Self Contained ¦ LED | 2 | Urgent | B | 19 | 2043 | 5 | 1 | 2.2 | 2850 | 31045
Electrical ¦ LV Distribution ¦ Distribution Board ¦ Sub | 1 | High | CX | 1 | 2025 | 2 | 2 | 1.8 | 492 | 396
Electrical ¦ LV Distribution ¦ Distribution Board ¦ Sub | 1 | High | B | 6 | 2030 | 5 | 2 | 2.7 | 12534 | 17454
Fire ¦ Fire Detection ¦ Fire Alarm System | 1 | Urgent | B | 5 | 2029 | 5 | 1 | 2.2 | 2851 | 14334
Electrical ¦ Lighting ¦ Internal ¦ Emergency ¦ Self Contained ¦ Non LED | 1 | Urgent | B | 23 | 2047 | 5 | 1 | 2.2 | 2852 | 33080
Electrical ¦ LV Distribution ¦ Distribution Board ¦ Sub | 1 | High | B | 19 | 2043 | 5 | 2 | 2.7 | 12535 | 31161
Fabric ¦ Superstructure ¦ Windows and External Doors ¦ Roller Shutters ¦ Manual Roller Shutter | 1 | High | B | 11 | 2035 | 5 | 2 | 2.7 | 12536 | 24219
Fabric ¦ Superstructure ¦ Windows and External Doors ¦ External Doors ¦ Manual and Automatic Doors ¦ Emergency and Panic Escape Doors | 1 | Urgent | B | 15 | 2039 | 5 | 1 | 2.2 | 2853 | 27779
HVAC ¦ Fan ¦ Local and Special Ventilation ¦ Extract | 1 | Medium | B | 7 | 2031 | 5 | 3 | 3.2 | 21720 | 19831
Electrical ¦ Lighting ¦ Internal ¦ General | 14 | Medium | B | 18 | 2042 | 5 | 3 | 3.2 | 21721 | 30928
Electrical ¦ Lighting ¦ Internal ¦ Emergency ¦ Self Contained ¦ LED | 4 | Urgent | B | 21 | 2045 | 5 | 1 | 2.2 | 2854 | 31857
HVAC ¦ Ventilation ¦ Air Handling Unit (AHU) ¦ Internal ¦ Central Heating (Internally Sourced) ¦ Gas Fired | 1 | Medium | B | 1 | 2025 | 5 | 3 | 3.2 | 21722 | 6807
Electrical ¦ LV Distribution ¦ Distribution Board ¦ Sub | 1 | High | B | 12 | 2036 | 5 | 2 | 2.7 | 12537 | 26161
Fabric ¦ Superstructure ¦ Windows and External Doors ¦ External Doors ¦ Manual and Automatic Doors ¦ Emergency and Panic Escape Doors | 1 | Urgent | B | 19 | 2043 | 5 | 1 | 2.2 | 2855 | 31046
Communication and Control ¦ Communication Systems ¦ Public Address (PA) System | 1 | Medium | B | 6 | 2030 | 5 | 3 | 3.2 | 21723 | 18492
Fire ¦ Fire Detection ¦ Fire Alarm Panel / Repeater | 1 | Urgent | B | 14 | 2038 | 5 | 1 | 2.2 | 2856 | 27340
Fabric ¦ Barriers and Guardrails ¦ Vehicle Crash Protection Barrier | 1 | V Low | B | 1 | 2025 | 5 | 4 | 3.7 | 32825 | 11843
HVAC ¦ Central Heating (Internally Sourced) ¦ Burner ¦ Forced draft gas burner | 1 | Medium | B | 1 | 2025 | 5 | 3 | 3.2 | 21724 | 6808
Fire ¦ Fire Fighting ¦ Fire Extinguishers ¦ CO2 | 5 | Urgent | B | 8 | 2032 | 5 | 1 | 2.2 | 2857 | 20321
Electrical ¦ Lighting ¦ Internal ¦ General | 2 | Medium | B | 12 | 2036 | 5 | 3 | 3.2 | 21725 | 26387
Electrical ¦ Lighting ¦ Internal ¦ Emergency ¦ Self Contained ¦ LED | 1 | Urgent | B | 16 | 2040 | 5 | 1 | 2.2 | 2858 | 28679
HVAC ¦ Local Air Conditioning ¦ Single-Split Condenser - Split Systems/Heat Pumps - Air-cooled with Direct Expansion Evaporator (DX) | 1 | Medium | B | 11 | 2035 | 5 | 3 | 3.2 | 21726 | 25015
Fabric ¦ Superstructure ¦ Windows and External Doors ¦ External Doors ¦ Entrance Doors | 1 | High | C | 7 | 2031 | 4 | 2 | 2.4 | 10464 | 19543
HVAC ¦ Heat Emitters - Central ¦ Radiators ¦ Steel | 3 | Medium | B | 1 | 2025 | 5 | 3 | 3.2 | 21727 | 6809
HVAC ¦ Local Air Conditioning ¦ Single-Split Condenser - Split Systems/Heat Pumps - Air-cooled with Direct Expansion Evaporator (DX) | 1 | Medium | B | 1 | 2025 | 5 | 3 | 3.2 | 21728 | 6810
Electrical ¦ LV Distribution ¦ Distribution Board ¦ Sub | 1 | High | C | 1 | 2025 | 4 | 2 | 2.4 | 10465 | 2351
Water ¦ Local Hot Water ¦ Package Electric Water Heaters - Non-Drinking Water | 1 | Medium | C | 2 | 2026 | 4 | 3 | 2.9 | 18472 | 12971
Fabric ¦ Superstructure ¦ Internal Doors ¦ Roller Shutters ¦ Automatic Fabric Roll Up Door | 1 | High | B | 11 | 2035 | 5 | 2 | 2.7 | 12538 | 24220
Fire ¦ Fire Fighting ¦ Fire Extinguishers ¦ CO2 | 3 | Urgent | B | 7 | 2031 | 5 | 1 | 2.2 | 2859 | 19222
HVAC ¦ Local Air Conditioning ¦ Single-Split Condenser - Split Systems/Heat Pumps - Air-cooled with Direct Expansion Evaporator (DX) | 1 | Medium | B | 1 | 2025 | 5 | 3 | 3.2 | 21729 | 6811
Electrical ¦ LV Distribution ¦ Distribution Board ¦ Sub | 1 | High | B | 16 | 2040 | 5 | 2 | 2.7 | 12539 | 29117
HVAC ¦ Pump ¦ Central Heating (Internally Sourced) ¦ Circulating | 1 | High | B | 11 | 2035 | 5 | 2 | 2.7 | 12540 | 24221
Fire ¦ Fire Detection ¦ Fire Alarm Panel / Repeater | 1 | Urgent | B | 12 | 2036 | 5 | 1 | 2.2 | 2860 | 25969
Electrical ¦ Lighting ¦ Internal ¦ Emergency ¦ Self Contained ¦ LED | 1 | Urgent | B | 21 | 2045 | 5 | 1 | 2.2 | 2861 | 31858
HVAC ¦ Central Air Conditioning ¦ Air Conditioning ¦ Multi-Split Evaporator - Split Systems/Heat Pumps - Air-cooled with Direct Expansion Evaporator (DX) | 1 | Medium | B | 7 | 2031 | 5 | 3 | 3.2 | 21730 | 19832
Controls ¦ Multi-System Controls ¦ Control Panel - Electrical Services (excluding Electrical Controllers and Pneumatic Relays) | 1 | Medium | C | 16 | 2040 | 4 | 3 | 2.9 | 18473 | 29285
Electrical ¦ LV Distribution ¦ Distribution Board ¦ Sub | 1 | High | A | 19 | 2043 | 6 | 2 | 3 | 19526 | 31288
Fabric ¦ Barriers and Guardrails ¦ Vehicle Crash Protection Barrier | 6 | V Low | C | 1 | 2025 | 4 | 4 | 3.4 | 32407 | 11693
HVAC ¦ Fan ¦ Local and Special Ventilation ¦ Extract | 1 | Medium | B | 7 | 2031 | 5 | 3 | 3.2 | 21731 | 19833
Electrical ¦ Specialist Lighting ¦ Internal ¦ Illuminated Fire Exit Signage | 6 | Urgent | B | 14 | 2038 | 5 | 1 | 2.2 | 2862 | 27341
Electrical ¦ LV Distribution ¦ Distribution Board ¦ Sub | 1 | High | A | 19 | 2043 | 6 | 2 | 3 | 19527 | 31289
HVAC ¦ Fan ¦ Local and Special Ventilation ¦ Extract Fans - Twin Toilet | 1 | Medium | B | 1 | 2025 | 5 | 3 | 3.2 | 21732 | 6812
Fabric ¦ Superstructure ¦ Windows and External Doors ¦ External Doors ¦ Entrance Doors | 1 | High | B | 18 | 2042 | 5 | 2 | 2.7 | 12541 | 30789
HVAC ¦ Local Air Conditioning ¦ Single-Split Condenser - Split Systems/Heat Pumps - Air-cooled with Direct Expansion Evaporator (DX) | 1 | Medium | B | 1 | 2025 | 5 | 3 | 3.2 | 21733 | 6813
Electrical ¦ LV Distribution ¦ Distribution Board ¦ Sub | 1 | High | B | 10 | 2034 | 5 | 2 | 2.7 | 12542 | 22296
Fabric ¦ Superstructure ¦ Windows and External Doors ¦ Roller Shutters ¦ Manual Roller Shutter | 1 | High | B | 1 | 2025 | 5 | 2 | 2.7 | 12543 | 3184
Fabric ¦ Superstructure ¦ Windows and External Doors ¦ External Doors ¦ Entrance Doors | 1 | High | B | 21 | 2045 | 5 | 2 | 2.7 | 12544 | 32572
HVAC ¦ Local Air Conditioning ¦ Single-Split Evaporator - Split Systems/Heat Pumps - Air-cooled with Direct Expansion Evaporator (DX) | 1 | Medium | B | 11 | 2035 | 5 | 3 | 3.2 | 21734 | 25016
HVAC ¦ Fan ¦ Local and Special Ventilation ¦ Fans Window or Wall Mounted | 1 | Medium | B | 12 | 2036 | 5 | 3 | 3.2 | 21735 | 26388
HVAC ¦ Local Air Conditioning ¦ Single-Split Condenser - Split Systems/Heat Pumps - Air-cooled with Direct Expansion Evaporator (DX) | 1 | Medium | B | 9 | 2033 | 5 | 3 | 3.2 | 21736 | 21711
Electrical ¦ LV Distribution ¦ Distribution Board ¦ Main | 1 | High | B | 6 | 2030 | 5 | 2 | 2.7 | 12545 | 17455
Electrical ¦ LV Distribution ¦ Distribution Board ¦ Main | 1 | High | B | 6 | 2030 | 5 | 2 | 2.7 | 12546 | 17456
HVAC ¦ Central Heating (Internally Sourced) ¦ Boiler ¦ Atmospheric Gas Burner - Condensing Boiler | 1 | High | B | 15 | 2039 | 5 | 2 | 2.7 | 12547 | 28107
Electrical ¦ Lighting ¦ Internal ¦ Emergency ¦ Self Contained ¦ LED | 10 | Urgent | B | 23 | 2047 | 5 | 1 | 2.2 | 2863 | 33081
Drainage ¦ Foul Drainage ¦ Sump Pumps-Extended Shaft | 1 | High | B | 1 | 2025 | 5 | 2 | 2.7 | 12548 | 3185
Electrical ¦ LV Distribution ¦ Distribution Board ¦ Sub | 1 | High | B | 3 | 2027 | 5 | 2 | 2.7 | 12549 | 13341
Fabric ¦ Superstructure ¦ Windows and External Doors ¦ Roller Shutters ¦ Manual Roller Shutter | 1 | High | B | 1 | 2025 | 5 | 2 | 2.7 | 12550 | 3186
Controls ¦ Multi-System Controls ¦ Instrument Control Panel | 1 | Medium | CX | 6 | 2030 | 2 | 3 | 2.3 | 10087 | 17318
Fire ¦ Fire Detection ¦ Fire Alarm System | 1 | Urgent | B | 11 | 2035 | 5 | 1 | 2.2 | 2864 | 23444
Fabric ¦ Superstructure ¦ Windows and External Doors ¦ External Doors ¦ Manual and Automatic Doors ¦ Emergency and Panic Escape Doors | 1 | Urgent | B | 6 | 2030 | 5 | 1 | 2.2 | 2865 | 16004
Fabric ¦ Superstructure ¦ Windows and External Doors ¦ External Doors ¦ Entrance Doors | 1 | High | B | 11 | 2035 | 5 | 2 | 2.7 | 12551 | 24222
Fabric ¦ Superstructure ¦ Windows and External Doors ¦ External Doors ¦ Entrance Doors | 1 | High | B | 31 | 2055 | 5 | 2 | 2.7 | 12552 | 33785
HVAC ¦ Central Air Conditioning ¦ Air Conditioning ¦ Multi-Split Condenser - DX Split Systems (With Gas, Electric or Hot Water Heaters) | 1 | Medium | C | 1 | 2025 | 4 | 3 | 2.9 | 18474 | 5426
Electrical ¦ LV Distribution ¦ Distribution Board ¦ Main | 1 | High | B | 1 | 2025 | 5 | 2 | 2.7 | 12553 | 3187
HVAC ¦ Heat Emitters - Local ¦ Electric Heaters | 3 | Medium | CX | 2 | 2026 | 2 | 3 | 2.3 | 10088 | 12834
Electrical ¦ Lighting ¦ External ¦ General - Non-LED | 4 | Medium | B | 1 | 2025 | 5 | 3 | 3.2 | 21737 | 6814
HVAC ¦ Fan ¦ Local and Special Ventilation ¦ Ventilating - General | 1 | Medium | B | 5 | 2029 | 5 | 3 | 3.2 | 21738 | 14900
Electrical ¦ LV Distribution ¦ Distribution Board ¦ Main | 1 | High | B | 1 | 2025 | 5 | 2 | 2.7 | 12554 | 3188
Fire ¦ Fire Fighting ¦ Fire Extinguishers ¦ CO2 | 1 | Urgent | B | 2 | 2026 | 5 | 1 | 2.2 | 2866 | 12511
HVAC ¦ Heat Emitters - Local ¦ Gas Fired Unit Heaters | 1 | Medium | B | 10 | 2034 | 5 | 3 | 3.2 | 21739 | 22640
Electrical ¦ Lighting ¦ Internal ¦ Emergency ¦ Self Contained ¦ LED | 7 | Urgent | B | 15 | 2039 | 5 | 1 | 2.2 | 2867 | 27780
Electrical ¦ Lighting ¦ Internal ¦ General ¦ LED Fittings & Luminaires | 32 | Medium | B | 14 | 2038 | 5 | 3 | 3.2 | 21740 | 27536
Fire ¦ Fire Fighting ¦ Fire Extinguishers ¦ CO2 | 1 | Urgent | B | 6 | 2030 | 5 | 1 | 2.2 | 2868 | 16005
Electrical ¦ Lighting ¦ Internal ¦ General | 27 | Medium | B | 1 | 2025 | 5 | 3 | 3.2 | 21741 | 6815
Fabric ¦ Superstructure ¦ Windows and External Doors ¦ Roller Shutters ¦ Electric Roller Shutter | 1 | High | B | 11 | 2035 | 5 | 2 | 2.7 | 12555 | 24223
Fabric ¦ Superstructure ¦ Windows and External Doors ¦ Roller Shutters ¦ Electric Roller Shutter | 1 | High | B | 16 | 2040 | 5 | 2 | 2.7 | 12556 | 29118
Fire ¦ Fire Fighting ¦ Fire Extinguishers ¦ CO2 | 5 | Urgent | B | 6 | 2030 | 5 | 1 | 2.2 | 2869 | 16006
Fire ¦ Fire Fighting ¦ Fire Extinguishers ¦ Foam | 5 | Urgent | B | 6 | 2030 | 5 | 1 | 2.2 | 2870 | 16007
HVAC ¦ Local Air Conditioning ¦ Single-Split Condenser - Split Systems/Heat Pumps - Air-cooled with Direct Expansion Evaporator (DX) | 1 | Medium | B | 1 | 2025 | 5 | 3 | 3.2 | 21742 | 6816
Electrical ¦ LV Distribution ¦ Distribution Board ¦ Sub | 1 | High | B | 1 | 2025 | 5 | 2 | 2.7 | 12557 | 3189
Fabric ¦ Superstructure ¦ Windows and External Doors ¦ Roller Shutters ¦ Electric Roller Shutter | 1 | High | B | 11 | 2035 | 5 | 2 | 2.7 | 12558 | 24224
Fire ¦ Fire Detection ¦ Fire Alarm System | 1 | Urgent | B | 9 | 2033 | 5 | 1 | 2.2 | 2871 | 21253
HVAC ¦ Heat Emitters - Local ¦ Electric Heaters | 4 | Medium | B | 1 | 2025 | 5 | 3 | 3.2 | 21743 | 6817
Fire ¦ Fire Fighting ¦ Fire Extinguishers ¦ CO2 | 1 | Urgent | B | 7 | 2031 | 5 | 1 | 2.2 | 2872 | 19223
Fabric ¦ Superstructure ¦ Windows and External Doors ¦ External Doors ¦ Entrance Doors | 1 | High | B | 26 | 2050 | 5 | 2 | 2.7 | 12559 | 33483
Fabric ¦ Barriers and Guardrails ¦ Vehicle Crash Protection Barrier | 1 | V Low | B | 1 | 2025 | 5 | 4 | 3.7 | 32826 | 11844
Fire ¦ Fire Fighting ¦ Fire Extinguishers ¦ Foam | 4 | Urgent | B | 6 | 2030 | 5 | 1 | 2.2 | 2873 | 16008
Electrical ¦ Lighting ¦ Internal ¦ General ¦ LED Fittings & Luminaires | 6 | Medium | B | 16 | 2040 | 5 | 3 | 3.2 | 21744 | 29390
Fire ¦ Fire Fighting ¦ Fire Extinguishers ¦ Foam | 7 | Urgent | B | 6 | 2030 | 5 | 1 | 2.2 | 2874 | 16009
Electrical ¦ LV Distribution ¦ Distribution Board ¦ Main | 1 | High | B | 1 | 2025 | 5 | 2 | 2.7 | 12560 | 3190
Fabric ¦ Superstructure ¦ Windows and External Doors ¦ External Doors ¦ Entrance Doors | 1 | High | B | 6 | 2030 | 5 | 2 | 2.7 | 12561 | 17457
HVAC ¦ Heat Emitters - Local ¦ Electric Heaters | 3 | Medium | B | 1 | 2025 | 5 | 3 | 3.2 | 21745 | 6818
Fire ¦ Fire Fighting ¦ Fire Extinguishers ¦ CO2 | 2 | Urgent | A | 8 | 2032 | 6 | 1 | 2.5 | 10838 | 20652
Controls ¦ Building Management System (BMS) ¦ BMS Control Panel | 1 | High | B | 4 | 2028 | 5 | 2 | 2.7 | 12562 | 13914
Fabric ¦ Superstructure ¦ Windows and External Doors ¦ External Doors ¦ Manual and Automatic Doors ¦ Emergency and Panic Escape Doors | 1 | Urgent | B | 6 | 2030 | 5 | 1 | 2.2 | 2875 | 16010
Fabric ¦ Superstructure ¦ Windows and External Doors ¦ External Doors ¦ Manual and Automatic Doors ¦ Emergency and Panic Escape Doors | 1 | Urgent | B | 25 | 2049 | 5 | 1 | 2.2 | 2876 | 33286
Fabric ¦ Superstructure ¦ Windows and External Doors ¦ Roller Shutters ¦ Electric Roller Shutter | 1 | High | B | 21 | 2045 | 5 | 2 | 2.7 | 12563 | 32573
Electrical ¦ Specialist Lighting ¦ Internal ¦ Illuminated Fire Exit Signage | 3 | Urgent | A | 18 | 2042 | 6 | 1 | 2.5 | 10839 | 30737
Electrical ¦ Lighting ¦ Internal ¦ General | 1 | Medium | B | 1 | 2025 | 5 | 3 | 3.2 | 21746 | 6819
Fabric ¦ Superstructure ¦ Windows and External Doors ¦ Roller Shutters ¦ Electric Roller Shutter | 1 | High | B | 1 | 2025 | 5 | 2 | 2.7 | 12564 | 3191
Electrical ¦ Lighting ¦ Internal ¦ General | 6 | Medium | B | 1 | 2025 | 5 | 3 | 3.2 | 21747 | 6820
Fire ¦ Fire Fighting ¦ Fire Extinguishers ¦ Foam | 1 | Urgent | B | 2 | 2026 | 5 | 1 | 2.2 | 2877 | 12512
HVAC ¦ Local and Special Ventilation ¦ Unit extract fans. | 1 | Medium | DX | 1 | 2025 | 1 | 3 | 2 | 812 | 530
HVAC ¦ Local and Special Ventilation ¦ Unit extract fans. | 1 | Medium | DX | 1 | 2025 | 1 | 3 | 2 | 813 | 531
Fabric ¦ Superstructure ¦ Internal Doors ¦ Roller Shutters ¦ Internal Manual Roller Shutter | 1 | Medium | B | 1 | 2025 | 5 | 3 | 3.2 | 21748 | 6821
Fabric ¦ Barriers and Guardrails ¦ Vehicle Crash Protection Barrier | 1 | V Low | B | 1 | 2025 | 5 | 4 | 3.7 | 32827 | 11845
Electrical ¦ Lighting ¦ Internal ¦ General ¦ LED Fittings & Luminaires | 4 | Medium | B | 16 | 2040 | 5 | 3 | 3.2 | 21749 | 29391
Electrical ¦ Lighting ¦ Internal ¦ General | 9 | Medium | B | 16 | 2040 | 5 | 3 | 3.2 | 21750 | 29392
Electrical ¦ Specialist Lighting ¦ Internal ¦ Illuminated Fire Exit Signage | 4 | Urgent | B | 15 | 2039 | 5 | 1 | 2.2 | 2878 | 27781
Electrical ¦ Lighting ¦ External ¦ General - Non-LED | 4 | Medium | B | 1 | 2025 | 5 | 3 | 3.2 | 21751 | 6822
Electrical ¦ Specialist Lighting ¦ Internal ¦ Illuminated Fire Exit Signage | 3 | Urgent | B | 16 | 2040 | 5 | 1 | 2.2 | 2879 | 28680
Electrical ¦ Lighting ¦ Internal ¦ General | 1 | Medium | B | 1 | 2025 | 5 | 3 | 3.2 | 21752 | 6823
HVAC ¦ Heat Emitters - Local ¦ Electric Heaters | 1 | Medium | B | 1 | 2025 | 5 | 3 | 3.2 | 21753 | 6824
Electrical ¦ Lighting ¦ External ¦ General - LED | 4 | Medium | B | 12 | 2036 | 5 | 3 | 3.2 | 21754 | 26389
HVAC ¦ Fan ¦ Local and Special Ventilation ¦ Extract | 1 | Medium | B | 1 | 2025 | 5 | 3 | 3.2 | 21755 | 6825
Electrical ¦ Specialist Lighting ¦ Internal ¦ Illuminated Fire Exit Signage | 1 | Urgent | B | 1 | 2025 | 5 | 1 | 2.2 | 2880 | 1084
Fire ¦ Fire Fighting ¦ Fire Extinguishers ¦ Foam | 6 | Urgent | B | 8 | 2032 | 5 | 1 | 2.2 | 2881 | 20322
Fabric ¦ Superstructure ¦ Internal Doors ¦ Roller Shutters ¦ Electric Roller Shutter | 1 | Medium | B | 21 | 2045 | 5 | 3 | 3.2 | 21756 | 32787
Fabric ¦ Superstructure ¦ Windows and External Doors ¦ Roller Shutters ¦ Manual Roller Shutter | 1 | High | B | 1 | 2025 | 5 | 2 | 2.7 | 12565 | 3192
Fabric ¦ Superstructure ¦ Internal Doors ¦ Roller Shutters ¦ Electric Roller Shutter | 1 | Medium | B | 17 | 2041 | 5 | 3 | 3.2 | 21757 | 30418
HVAC ¦ Fan ¦ Local and Special Ventilation ¦ Kitchen Vent ¦ Fans Window or Wall Mounted | 1 | Medium | B | 12 | 2036 | 5 | 3 | 3.2 | 21758 | 26390
HVAC ¦ Fan ¦ Local and Special Ventilation ¦ Fans Window or Wall Mounted | 1 | Medium | C | 9 | 2033 | 4 | 3 | 2.9 | 18475 | 21653
Electrical ¦ Specialist Lighting ¦ Internal ¦ Illuminated Fire Exit Signage | 3 | Urgent | B | 10 | 2034 | 5 | 1 | 2.2 | 2882 | 22009
Electrical ¦ Lighting ¦ Internal ¦ General | 8 | Medium | B | 1 | 2025 | 5 | 3 | 3.2 | 21759 | 6826
Electrical ¦ LV Distribution ¦ Distribution Board ¦ Sub | 1 | High | B | 1 | 2025 | 5 | 2 | 2.7 | 12566 | 3193
Electrical ¦ LV Distribution ¦ Distribution Board ¦ Sub | 1 | High | B | 14 | 2038 | 5 | 2 | 2.7 | 12567 | 27441
HVAC ¦ Fan ¦ Local and Special Ventilation ¦ Extract | 1 | Medium | B | 11 | 2035 | 5 | 3 | 3.2 | 21760 | 25017
HVAC ¦ Heat Emitters - Local ¦ Electric Heaters | 1 | Medium | B | 4 | 2028 | 5 | 3 | 3.2 | 21761 | 14064
Fabric ¦ Superstructure ¦ Windows and External Doors ¦ Roller Shutters ¦ Electric Roller Shutter | 1 | High | B | 11 | 2035 | 5 | 2 | 2.7 | 12568 | 24225
Electrical ¦ Lighting ¦ External ¦ General - Non-LED | 1 | Medium | CX | 1 | 2025 | 2 | 3 | 2.3 | 10089 | 2050
Electrical ¦ Lighting ¦ Internal ¦ Emergency ¦ Self Contained ¦ LED | 18 | Urgent | B | 21 | 2045 | 5 | 1 | 2.2 | 2883 | 31859
Electrical ¦ LV Distribution ¦ Distribution Board ¦ Sub | 1 | High | D | 16 | 2040 | 3 | 2 | 2.1 | 1074 | 28599
Fabric ¦ Superstructure ¦ Windows and External Doors ¦ External Doors ¦ Manual and Automatic Doors ¦ Emergency and Panic Escape Doors | 1 | Urgent | B | 21 | 2045 | 5 | 1 | 2.2 | 2884 | 31860
Fabric ¦ Superstructure ¦ Internal Doors ¦ Roller Shutters ¦ Internal Manual Roller Shutter | 1 | Medium | B | 1 | 2025 | 5 | 3 | 3.2 | 21762 | 6827
HVAC ¦ Heat Emitters - Local ¦ Electric Heaters | 4 | Medium | B | 1 | 2025 | 5 | 3 | 3.2 | 21763 | 6828
HVAC ¦ Fan ¦ Local and Special Ventilation ¦ Ventilating - General | 1 | Medium | B | 5 | 2029 | 5 | 3 | 3.2 | 21764 | 14901
Electrical ¦ LV Distribution ¦ Distribution Board ¦ Sub | 1 | High | B | 1 | 2025 | 5 | 2 | 2.7 | 12569 | 3194
Fabric ¦ Superstructure ¦ Windows and External Doors ¦ External Doors ¦ Manual and Automatic Doors ¦ Auto / Powered Sliding Doors | 1 | High | B | 18 | 2042 | 5 | 2 | 2.7 | 12570 | 30790
Fabric ¦ Superstructure ¦ Windows and External Doors ¦ External Doors ¦ Entrance Doors | 1 | High | B | 6 | 2030 | 5 | 2 | 2.7 | 12571 | 17458
Fabric ¦ Superstructure ¦ Windows and External Doors ¦ Roller Shutters ¦ Electric Roller Shutter | 1 | High | B | 20 | 2044 | 5 | 2 | 2.7 | 12572 | 31602
Fabric ¦ Superstructure ¦ Windows and External Doors ¦ Roller Shutters ¦ Electric Roller Shutter | 1 | High | B | 1 | 2025 | 5 | 2 | 2.7 | 12573 | 3195
Electrical ¦ Specialist Lighting ¦ Internal ¦ Illuminated Fire Exit Signage | 2 | Urgent | B | 10 | 2034 | 5 | 1 | 2.2 | 2885 | 22010
Fire ¦ Fire Fighting ¦ Fire Extinguishers ¦ CO2 | 3 | Urgent | B | 9 | 2033 | 5 | 1 | 2.2 | 2886 | 21254
Fabric ¦ Superstructure ¦ Windows and External Doors ¦ External Doors ¦ Entrance Doors | 1 | High | B | 11 | 2035 | 5 | 2 | 2.7 | 12574 | 24226
Electrical ¦ Lighting ¦ Internal ¦ Emergency ¦ Self Contained ¦ LED | 2 | Urgent | B | 21 | 2045 | 5 | 1 | 2.2 | 2887 | 31861
Fire ¦ Fire Fighting ¦ Fire Extinguishers ¦ Powder | 2 | Urgent | B | 2 | 2026 | 5 | 1 | 2.2 | 2888 | 12513
Electrical ¦ Lighting ¦ Internal ¦ Emergency ¦ Self Contained ¦ LED | 21 | Urgent | B | 23 | 2047 | 5 | 1 | 2.2 | 2889 | 33082
Electrical ¦ Lighting ¦ Internal ¦ Emergency ¦ Self Contained ¦ LED | 1 | Urgent | B | 11 | 2035 | 5 | 1 | 2.2 | 2890 | 23445
Electrical ¦ Lighting ¦ External ¦ General - LED | 3 | Medium | B | 5 | 2029 | 5 | 3 | 3.2 | 21765 | 14902
Electrical ¦ Specialist Lighting ¦ Internal ¦ Illuminated Fire Exit Signage | 4 | Urgent | B | 14 | 2038 | 5 | 1 | 2.2 | 2891 | 27342
HVAC ¦ Fan ¦ Local and Special Ventilation ¦ Extract | 1 | Medium | B | 11 | 2035 | 5 | 3 | 3.2 | 21766 | 25018
Electrical ¦ Lighting ¦ Internal ¦ General ¦ LED Fittings & Luminaires | 1 | Medium | B | 12 | 2036 | 5 | 3 | 3.2 | 21767 | 26391
Water ¦ Local Hot Water ¦ Package Electric Water Heaters - Non-Drinking Water | 1 | Medium | CX | 1 | 2025 | 2 | 3 | 2.3 | 10090 | 2051
Fabric ¦ Superstructure ¦ Windows and External Doors ¦ External Doors ¦ Entrance Doors | 1 | High | B | 31 | 2055 | 5 | 2 | 2.7 | 12575 | 33786
HVAC ¦ Heat Emitters - Local ¦ Gas Fired Unit Heaters | 1 | Medium | B | 1 | 2025 | 5 | 3 | 3.2 | 21768 | 6829
HVAC ¦ Fan ¦ Local and Special Ventilation ¦ Fans Window or Wall Mounted | 1 | Medium | B | 7 | 2031 | 5 | 3 | 3.2 | 21769 | 19834
Fire ¦ Fire Fighting ¦ Fire Extinguishers ¦ CO2 | 2 | Urgent | B | 10 | 2034 | 5 | 1 | 2.2 | 2892 | 22011
Electrical ¦ Lighting ¦ Internal ¦ Emergency ¦ Self Contained ¦ LED | 1 | Urgent | B | 21 | 2045 | 5 | 1 | 2.2 | 2893 | 31862
HVAC ¦ Heat Emitters - Local ¦ Gas Fired Unit Heaters | 1 | Medium | DX | 1 | 2025 | 1 | 3 | 2 | 814 | 532
Fabric ¦ Superstructure ¦ Windows and External Doors ¦ Roller Shutters ¦ Manual Roller Shutter | 1 | High | DX | 1 | 2025 | 1 | 2 | 1.5 | 379 | 339
Electrical ¦ LV Distribution ¦ Distribution Board ¦ Sub | 1 | High | B | 1 | 2025 | 5 | 2 | 2.7 | 12576 | 3196
HVAC ¦ Fan ¦ Local and Special Ventilation ¦ Fans Window or Wall Mounted | 1 | Medium | CX | 1 | 2025 | 2 | 3 | 2.3 | 10091 | 2052
Electrical ¦ Lighting ¦ Internal ¦ General ¦ LED Fittings & Luminaires | 90 | Medium | A | 18 | 2042 | 6 | 3 | 3.5 | 32479 | 31010
HVAC ¦ Central Air Conditioning ¦ Air Conditioning ¦ Multi-Split Condenser - Split Systems/Heat Pumps - Air-cooled with Direct Expansion Evaporator (DX) | 1 | Medium | B | 11 | 2035 | 5 | 3 | 3.2 | 21770 | 25019
Fire ¦ Fire Fighting ¦ Fire Extinguishers ¦ Foam | 4 | Urgent | B | 9 | 2033 | 5 | 1 | 2.2 | 2894 | 21255
HVAC ¦ Fan ¦ Local and Special Ventilation ¦ Extract | 1 | Medium | DX | 1 | 2025 | 1 | 3 | 2 | 815 | 533
Electrical ¦ LV Distribution ¦ LV Switch Panel | 1 | High | B | 1 | 2025 | 5 | 2 | 2.7 | 12577 | 3197
Water ¦ Local Hot Water ¦ Instantaneous Electric Water Heater - Non-Drinking Water | 1 | Medium | B | 1 | 2025 | 5 | 3 | 3.2 | 21771 | 6830
Water ¦ Local Hot Water ¦ Instantaneous Electric Water Heater - Non-Drinking Water | 1 | Medium | B | 5 | 2029 | 5 | 3 | 3.2 | 21772 | 14903
Electrical ¦ Lighting ¦ External ¦ General - LED | 8 | Medium | B | 11 | 2035 | 5 | 3 | 3.2 | 21773 | 25020
Fire ¦ Fire Fighting ¦ Fire Extinguishers ¦ Foam | 1 | Urgent | B | 8 | 2032 | 5 | 1 | 2.2 | 2895 | 20323
Electrical ¦ LV Distribution ¦ Distribution Board ¦ Sub | 1 | High | B | 1 | 2025 | 5 | 2 | 2.7 | 12578 | 3198
HVAC ¦ Heat Emitters - Central ¦ Radiators ¦ Steel | 6 | Medium | B | 1 | 2025 | 5 | 3 | 3.2 | 21774 | 6831
Fire ¦ Fire Fighting ¦ Fire Extinguishers ¦ Foam | 1 | Urgent | B | 2 | 2026 | 5 | 1 | 2.2 | 2896 | 12514
Electrical ¦ Lighting ¦ Internal ¦ Emergency ¦ Self Contained ¦ LED | 4 | Urgent | B | 21 | 2045 | 5 | 1 | 2.2 | 2897 | 31863
HVAC ¦ Fan ¦ Local and Special Ventilation ¦ Extract | 1 | Medium | B | 1 | 2025 | 5 | 3 | 3.2 | 21775 | 6832
Fabric ¦ Superstructure ¦ Windows and External Doors ¦ External Doors ¦ Entrance Doors | 1 | High | B | 16 | 2040 | 5 | 2 | 2.7 | 12579 | 29119
Fabric ¦ Superstructure ¦ Windows and External Doors ¦ Roller Shutters ¦ Electric Roller Shutter | 1 | High | B | 1 | 2025 | 5 | 2 | 2.7 | 12580 | 3199
Electrical ¦ Lighting ¦ Internal ¦ General | 30 | Medium | B | 1 | 2025 | 5 | 3 | 3.2 | 21776 | 6833
Water ¦ Local Hot Water ¦ Package Electric Water Heaters - Non-Drinking Water | 1 | Medium | B | 1 | 2025 | 5 | 3 | 3.2 | 21777 | 6834
HVAC ¦ Fan ¦ Local and Special Ventilation ¦ Hazardous Area Extract Fan | 1 | Medium | B | 9 | 2033 | 5 | 3 | 3.2 | 21778 | 21712
Electrical ¦ Lighting ¦ Internal ¦ Emergency ¦ Self Contained ¦ LED | 4 | Urgent | B | 20 | 2044 | 5 | 1 | 2.2 | 2898 | 31429
HVAC ¦ Local Air Conditioning ¦ Single-Split Condenser - Split Systems/Heat Pumps - Air-cooled with Direct Expansion Evaporator (DX) | 1 | Medium | B | 1 | 2025 | 5 | 3 | 3.2 | 21779 | 6835
HVAC ¦ Heat Emitters - Local ¦ Gas Fired Unit Heaters | 1 | Medium | B | 1 | 2025 | 5 | 3 | 3.2 | 21780 | 6836
Fabric ¦ Superstructure ¦ Windows and External Doors ¦ External Doors ¦ Manual and Automatic Doors ¦ Emergency and Panic Escape Doors | 1 | Urgent | B | 18 | 2042 | 5 | 1 | 2.2 | 2899 | 30625
Electrical ¦ Lighting ¦ External ¦ General - LED | 5 | Medium | B | 11 | 2035 | 5 | 3 | 3.2 | 21781 | 25021
Transport ¦ Lifts ¦ Disabled Lift ¦ Electric | 1 | High | B | 11 | 2035 | 5 | 2 | 2.7 | 12581 | 24227
Electrical ¦ Lighting ¦ Internal ¦ General ¦ LED Fittings & Luminaires | 34 | Medium | B | 10 | 2034 | 5 | 3 | 3.2 | 21782 | 22641
Electrical ¦ Lighting ¦ External ¦ General - LED | 2 | Medium | B | 11 | 2035 | 5 | 3 | 3.2 | 21783 | 25022
HVAC ¦ Heat Emitters - Local ¦ Gas Fired Unit Heaters | 1 | Medium | B | 1 | 2025 | 5 | 3 | 3.2 | 21784 | 6837
Electrical ¦ Lighting ¦ Internal ¦ Emergency ¦ Self Contained ¦ LED | 6 | Urgent | B | 19 | 2043 | 5 | 1 | 2.2 | 2900 | 31047
Electrical ¦ Lighting ¦ Internal ¦ General ¦ LED Fittings & Luminaires | 48 | Medium | B | 18 | 2042 | 5 | 3 | 3.2 | 21785 | 30929
Electrical ¦ LV Distribution ¦ Distribution Board ¦ Main | 1 | High | B | 1 | 2025 | 5 | 2 | 2.7 | 12582 | 3200
Fabric ¦ Superstructure ¦ Windows and External Doors ¦ External Doors ¦ Entrance Doors | 1 | High | B | 11 | 2035 | 5 | 2 | 2.7 | 12583 | 24228
Fabric ¦ Superstructure ¦ Windows and External Doors ¦ External Doors ¦ Manual and Automatic Doors ¦ Emergency and Panic Escape Doors | 1 | Urgent | B | 6 | 2030 | 5 | 1 | 2.2 | 2901 | 16011
Electrical ¦ Lighting ¦ Internal ¦ General ¦ LED Fittings & Luminaires | 2 | Medium | B | 6 | 2030 | 5 | 3 | 3.2 | 21786 | 18493
Electrical ¦ Lighting ¦ Internal ¦ General | 35 | Medium | B | 1 | 2025 | 5 | 3 | 3.2 | 21787 | 6838
Fire ¦ Fire Fighting ¦ Fire Extinguishers ¦ Powder | 1 | Urgent | B | 6 | 2030 | 5 | 1 | 2.2 | 2902 | 16012
HVAC ¦ Central Heating (Internally Sourced) ¦ Boiler ¦ Atmospheric Gas Burner/Condensing Combination Boiler (domestic type) | 1 | High | B | 6 | 2030 | 5 | 2 | 2.7 | 12584 | 17459
HVAC ¦ Fan ¦ Local and Special Ventilation ¦ Extract | 1 | Medium | B | 1 | 2025 | 5 | 3 | 3.2 | 21788 | 6839
Water ¦ Local Hot Water ¦ Package Electric Water Heaters - Non-Drinking Water | 1 | Medium | B | 8 | 2032 | 5 | 3 | 3.2 | 21789 | 20876
HVAC ¦ Fan ¦ Local and Special Ventilation ¦ Fans Window or Wall Mounted | 1 | Medium | B | 5 | 2029 | 5 | 3 | 3.2 | 21790 | 14904
Fabric ¦ Superstructure ¦ Windows and External Doors ¦ Roller Shutters ¦ Manual Roller Shutter | 1 | High | B | 1 | 2025 | 5 | 2 | 2.7 | 12585 | 3201
Electrical ¦ Lighting ¦ Internal ¦ Emergency ¦ Self Contained ¦ Non LED | 1 | Urgent | B | 1 | 2025 | 5 | 1 | 2.2 | 2903 | 1085
Fabric ¦ Superstructure ¦ Windows and External Doors ¦ External Doors ¦ Entrance Doors | 1 | High | C | 1 | 2025 | 4 | 2 | 2.4 | 10466 | 2352
Electrical ¦ Lighting ¦ Internal ¦ General | 16 | Medium | CX | 1 | 2025 | 2 | 3 | 2.3 | 10092 | 2053
Fire ¦ Fire Detection ¦ Fire Alarm Panel / Repeater | 1 | Urgent | B | 11 | 2035 | 5 | 1 | 2.2 | 2904 | 23446
Electrical ¦ Lighting ¦ Internal ¦ General ¦ LED Fittings & Luminaires | 38 | Medium | B | 18 | 2042 | 5 | 3 | 3.2 | 21791 | 30930
HVAC ¦ Fan ¦ Local and Special Ventilation ¦ Fans Window or Wall Mounted | 1 | Medium | B | 6 | 2030 | 5 | 3 | 3.2 | 21792 | 18494
HVAC ¦ Heat Emitters - Local ¦ Electric Overdoor Air Curtain/Heater | 1 | Medium | B | 1 | 2025 | 5 | 3 | 3.2 | 21793 | 6840
Security ¦ Access ¦ Access Control ¦ Door ¦ Local Lock / Keypad / Manual | 1 | Medium | B | 10 | 2034 | 5 | 3 | 3.2 | 21794 | 22642
Electrical ¦ Lighting ¦ External ¦ General - LED | 1 | Medium | B | 13 | 2037 | 5 | 3 | 3.2 | 21795 | 27091
Electrical ¦ Lighting ¦ External ¦ General - LED | 2 | Medium | B | 12 | 2036 | 5 | 3 | 3.2 | 21796 | 26392
Fabric ¦ Superstructure ¦ Windows and External Doors ¦ External Windows ¦ Roller Shutters ¦ External Window Shutters ¦ Electric | 1 | Medium | B | 1 | 2025 | 5 | 3 | 3.2 | 21797 | 6841
HVAC ¦ Heat Emitters - Local ¦ Electric Overdoor Air Curtain/Heater | 1 | Medium | A | 15 | 2039 | 6 | 3 | 3.5 | 32480 | 28561
Electrical ¦ Lighting ¦ Internal ¦ General | 2 | Medium | B | 1 | 2025 | 5 | 3 | 3.2 | 21798 | 6842
Electrical ¦ Specialist Lighting ¦ Internal ¦ Illuminated Fire Exit Signage | 3 | Urgent | B | 16 | 2040 | 5 | 1 | 2.2 | 2905 | 28681
HVAC ¦ Heat Emitters - Local ¦ Electric Heaters | 1 | Medium | B | 1 | 2025 | 5 | 3 | 3.2 | 21799 | 6843
HVAC ¦ Heat Emitters - Local ¦ Electric Heaters | 2 | Medium | B | 1 | 2025 | 5 | 3 | 3.2 | 21800 | 6844
Electrical ¦ LV Distribution ¦ Distribution Board ¦ Sub | 1 | High | B | 10 | 2034 | 5 | 2 | 2.7 | 12586 | 22297
Fabric ¦ Superstructure ¦ Windows and External Doors ¦ Roller Shutters ¦ Manual Roller Shutter | 1 | High | B | 1 | 2025 | 5 | 2 | 2.7 | 12587 | 3202
Fabric ¦ Superstructure ¦ Windows and External Doors ¦ Roller Shutters ¦ Manual Roller Shutter | 1 | High | CX | 1 | 2025 | 2 | 2 | 1.8 | 493 | 397
HVAC ¦ Fan ¦ Central Heating ¦ Axial | 1 | High | B | 1 | 2025 | 5 | 2 | 2.7 | 12588 | 3203
Fabric ¦ Superstructure ¦ Windows and External Doors ¦ Roller Shutters ¦ Electric Roller Shutter | 1 | High | D | 1 | 2025 | 3 | 2 | 2.1 | 1075 | 741
HVAC ¦ Local Air Conditioning ¦ Single-Split Condenser - Split Systems/Heat Pumps - Air-cooled with Direct Expansion Evaporator (DX) | 1 | Medium | DX | 1 | 2025 | 1 | 3 | 2 | 816 | 534
Electrical ¦ Specialist Lighting ¦ Internal ¦ Illuminated Fire Exit Signage | 2 | Urgent | B | 1 | 2025 | 5 | 1 | 2.2 | 2906 | 1086
Electrical ¦ Lighting ¦ Internal ¦ General ¦ LED Fittings & Luminaires | 97 | Medium | B | 10 | 2034 | 5 | 3 | 3.2 | 21801 | 22643
Fire ¦ Fire Detection ¦ Fire Alarm Panel / Repeater | 1 | Urgent | B | 11 | 2035 | 5 | 1 | 2.2 | 2907 | 23447
Fire ¦ Fire Detection ¦ Fire Alarm System | 1 | Urgent | B | 10 | 2034 | 5 | 1 | 2.2 | 2908 | 22012
Electrical ¦ LV Distribution ¦ Distribution Board ¦ Main | 1 | High | B | 10 | 2034 | 5 | 2 | 2.7 | 12589 | 22298
Fabric ¦ Barriers and Guardrails ¦ Vehicle Crash Protection Barrier | 1 | V Low | B | 14 | 2038 | 5 | 4 | 3.7 | 32828 | 27692
HVAC ¦ Central Heating (Internally Sourced) ¦ Boiler ¦ Atmospheric Gas Burner Boiler - Small and/or Wall Hung for Light Commercial Installation | 1 | Medium | B | 1 | 2025 | 5 | 3 | 3.2 | 21802 | 6845
Electrical ¦ Lighting ¦ Internal ¦ General ¦ LED Fittings & Luminaires | 10 | Medium | C | 14 | 2038 | 4 | 3 | 2.9 | 18476 | 27508
Fabric ¦ Superstructure ¦ Windows and External Doors ¦ Roller Shutters ¦ Electric Roller Shutter | 1 | High | B | 8 | 2032 | 5 | 2 | 2.7 | 12590 | 20684
HVAC ¦ Fan ¦ Local and Special Ventilation ¦ Extract | 1 | Medium | B | 11 | 2035 | 5 | 3 | 3.2 | 21803 | 25023
Electrical ¦ LV Distribution ¦ Distribution Board ¦ Main | 1 | High | B | 10 | 2034 | 5 | 2 | 2.7 | 12591 | 22299
Fabric ¦ Superstructure ¦ Windows and External Doors ¦ External Windows ¦ Roller Shutters ¦ External Window Shutters ¦ Manual | 1 | Medium | B | 5 | 2029 | 5 | 3 | 3.2 | 21804 | 14905
Electrical ¦ Lighting ¦ Internal ¦ General ¦ LED Fittings & Luminaires | 2 | Medium | B | 16 | 2040 | 5 | 3 | 3.2 | 21805 | 29393
Electrical ¦ Specialist Lighting ¦ Internal ¦ Illuminated Fire Exit Signage | 2 | Urgent | B | 10 | 2034 | 5 | 1 | 2.2 | 2909 | 22013
Fabric ¦ Superstructure ¦ Windows and External Doors ¦ External Doors ¦ Manual and Automatic Doors ¦ Emergency and Panic Escape Doors | 1 | Urgent | B | 11 | 2035 | 5 | 1 | 2.2 | 2910 | 23448
Transport ¦ Lifts ¦ Disabled Lift ¦ Electric | 1 | High | B | 1 | 2025 | 5 | 2 | 2.7 | 12592 | 3204
Water ¦ Local Hot Water ¦ Instantaneous Electric Water Heater - Non-Drinking Water | 1 | Medium | B | 11 | 2035 | 5 | 3 | 3.2 | 21806 | 25024
HVAC ¦ Fan ¦ Local and Special Ventilation ¦ Axial | 1 | Medium | B | 1 | 2025 | 5 | 3 | 3.2 | 21807 | 6846
Fabric ¦ Superstructure ¦ Internal Doors ¦ Roller Shutters ¦ Electric Roller Shutter | 1 | Medium | B | 11 | 2035 | 5 | 3 | 3.2 | 21808 | 25025
Electrical ¦ Lighting ¦ Internal ¦ Emergency ¦ Self Contained ¦ LED | 3 | Urgent | B | 20 | 2044 | 5 | 1 | 2.2 | 2911 | 31430
Electrical ¦ Lighting ¦ Internal ¦ General ¦ LED Fittings & Luminaires | 1 | Medium | B | 16 | 2040 | 5 | 3 | 3.2 | 21809 | 29394
Electrical ¦ LV Distribution ¦ Distribution Board ¦ Main | 1 | High | CX | 1 | 2025 | 2 | 2 | 1.8 | 494 | 398
Fabric ¦ Superstructure ¦ Windows and External Doors ¦ Roller Shutters ¦ Manual Roller Shutter | 1 | High | B | 1 | 2025 | 5 | 2 | 2.7 | 12593 | 3205
Fabric ¦ Superstructure ¦ Windows and External Doors ¦ External Doors ¦ Manual and Automatic Doors ¦ Emergency and Panic Escape Doors | 1 | Urgent | B | 18 | 2042 | 5 | 1 | 2.2 | 2912 | 30626
Electrical ¦ Lighting ¦ Internal ¦ General ¦ LED Fittings & Luminaires | 104 | Medium | B | 16 | 2040 | 5 | 3 | 3.2 | 21810 | 29395
Electrical ¦ Lighting ¦ Internal ¦ Emergency ¦ Self Contained ¦ LED | 1 | Urgent | B | 11 | 2035 | 5 | 1 | 2.2 | 2913 | 23449
Fabric ¦ Superstructure ¦ Windows and External Doors ¦ External Doors ¦ Entrance Doors | 1 | High | B | 21 | 2045 | 5 | 2 | 2.7 | 12594 | 32574
Electrical ¦ Lighting ¦ Internal ¦ General | 9 | Medium | B | 6 | 2030 | 5 | 3 | 3.2 | 21811 | 18495
Electrical ¦ Lighting ¦ Internal ¦ Emergency ¦ Self Contained ¦ LED | 17 | Urgent | B | 20 | 2044 | 5 | 1 | 2.2 | 2914 | 31431
Security ¦ Access ¦ Access Control ¦ Gate Access - Local Lock / Keypad / Manual (External) | 1 | Medium | B | 1 | 2025 | 5 | 3 | 3.2 | 21812 | 6847
Electrical ¦ Lighting ¦ External ¦ General - Non-LED | 2 | Medium | B | 1 | 2025 | 5 | 3 | 3.2 | 21813 | 6848
Electrical ¦ LV Distribution ¦ Distribution Board ¦ Sub | 1 | High | B | 11 | 2035 | 5 | 2 | 2.7 | 12595 | 24229
Electrical ¦ LV Distribution ¦ Distribution Board ¦ Main | 1 | High | B | 1 | 2025 | 5 | 2 | 2.7 | 12596 | 3206
Fabric ¦ Superstructure ¦ Windows and External Doors ¦ External Doors ¦ Entrance Doors | 1 | High | B | 30 | 2054 | 5 | 2 | 2.7 | 12597 | 33705
Fire ¦ Fire Fighting ¦ Fire Extinguishers ¦ CO2 | 4 | Urgent | B | 8 | 2032 | 5 | 1 | 2.2 | 2915 | 20324
Electrical ¦ LV Distribution ¦ Distribution Board ¦ Sub | 1 | High | B | 2 | 2026 | 5 | 2 | 2.7 | 12598 | 12877
Electrical ¦ LV Distribution ¦ Distribution Board ¦ Main | 1 | High | B | 15 | 2039 | 5 | 2 | 2.7 | 12599 | 28108
Electrical ¦ Specialist Lighting ¦ Internal ¦ Illuminated Fire Exit Signage | 1 | Urgent | B | 16 | 2040 | 5 | 1 | 2.2 | 2916 | 28682
Fire ¦ Fire Fighting ¦ Fire Extinguishers ¦ Foam | 2 | Urgent | B | 9 | 2033 | 5 | 1 | 2.2 | 2917 | 21256
Electrical ¦ Specialist Lighting ¦ Internal ¦ Illuminated Fire Exit Signage | 1 | Urgent | B | 1 | 2025 | 5 | 1 | 2.2 | 2918 | 1087
Fire ¦ Fire Fighting ¦ Fire Extinguishers ¦ CO2 | 1 | Urgent | B | 2 | 2026 | 5 | 1 | 2.2 | 2919 | 12515
Electrical ¦ Specialist Lighting ¦ Internal ¦ Illuminated Fire Exit Signage | 5 | Urgent | B | 16 | 2040 | 5 | 1 | 2.2 | 2920 | 28683
Fire ¦ Fire Fighting ¦ Fire Extinguishers ¦ CO2 | 2 | Urgent | B | 8 | 2032 | 5 | 1 | 2.2 | 2921 | 20325
Fire ¦ Fire Fighting ¦ Fire Extinguishers ¦ CO2 | 1 | Urgent | B | 6 | 2030 | 5 | 1 | 2.2 | 2922 | 16013
Electrical ¦ Lighting ¦ Internal ¦ Emergency ¦ Self Contained ¦ LED | 11 | Urgent | B | 21 | 2045 | 5 | 1 | 2.2 | 2923 | 31864
Electrical ¦ LV Distribution ¦ Distribution Board ¦ Main | 1 | High | D | 10 | 2034 | 3 | 2 | 2.1 | 1076 | 21954
HVAC ¦ Fan ¦ Local and Special Ventilation ¦ Ventilating - General | 1 | Medium | B | 1 | 2025 | 5 | 3 | 3.2 | 21814 | 6849
Fabric ¦ Superstructure ¦ Windows and External Doors ¦ External Doors ¦ Manual and Automatic Doors ¦ Auto / Powered Sliding Doors | 1 | High | B | 18 | 2042 | 5 | 2 | 2.7 | 12600 | 30791
HVAC ¦ Fan ¦ Local and Special Ventilation ¦ Extract | 1 | Medium | C | 1 | 2025 | 4 | 3 | 2.9 | 18477 | 5427
HVAC ¦ Fan ¦ Local and Special Ventilation ¦ Ventilating - General | 1 | Medium | B | 1 | 2025 | 5 | 3 | 3.2 | 21815 | 6850
Electrical ¦ Lighting ¦ External ¦ General - LED | 1 | Medium | B | 5 | 2029 | 5 | 3 | 3.2 | 21816 | 14906
Fabric ¦ Superstructure ¦ Windows and External Doors ¦ Roller Shutters ¦ Manual Roller Shutter ¦ 24 High x 25 Wide | 1 | Urgent | B | 1 | 2025 | 5 | 1 | 2.2 | 2924 | 1088
Fabric ¦ Superstructure ¦ Windows and External Doors ¦ Roller Shutters ¦ Manual Roller Shutter | 1 | High | C | 25 | 2049 | 4 | 2 | 2.4 | 10467 | 33350
HVAC ¦ Heat Emitters - Local ¦ Electric Overdoor Air Curtain/Heater | 1 | Medium | B | 11 | 2035 | 5 | 3 | 3.2 | 21817 | 25026
HVAC ¦ Heat Emitters - Central ¦ Radiators ¦ Steel | 5 | Medium | B | 3 | 2027 | 5 | 3 | 3.2 | 21818 | 13465
HVAC ¦ Fan ¦ Central Heating ¦ Axial | 1 | High | B | 1 | 2025 | 5 | 2 | 2.7 | 12601 | 3207
Fabric ¦ Superstructure ¦ Windows and External Doors ¦ External Doors ¦ Manual and Automatic Doors ¦ Emergency and Panic Escape Doors | 1 | Urgent | B | 21 | 2045 | 5 | 1 | 2.2 | 2925 | 31865
Security ¦ Access ¦ Access Control ¦ Gate Access - Local Lock / Keypad / Manual (External) | 1 | Medium | B | 1 | 2025 | 5 | 3 | 3.2 | 21819 | 6851
HVAC ¦ Central Air Conditioning ¦ Air Conditioning ¦ Multi-Split Evaporator - Split Systems/Heat Pumps - Air-cooled with Direct Expansion Evaporator (DX) | 1 | Medium | B | 6 | 2030 | 5 | 3 | 3.2 | 21820 | 18496
Electrical ¦ LV Distribution ¦ Distribution Board ¦ Sub | 1 | High | B | 1 | 2025 | 5 | 2 | 2.7 | 12602 | 3208
Communication and Control ¦ Communication Systems ¦ Public Address (PA) System | 1 | Medium | B | 1 | 2025 | 5 | 3 | 3.2 | 21821 | 6852
Electrical ¦ Specialist Lighting ¦ Internal ¦ Illuminated Fire Exit Signage | 2 | Urgent | B | 1 | 2025 | 5 | 1 | 2.2 | 2926 | 1089
HVAC ¦ Fan ¦ Local and Special Ventilation ¦ Fans Window or Wall Mounted | 1 | Medium | B | 1 | 2025 | 5 | 3 | 3.2 | 21822 | 6853
Water ¦ Local Hot Water ¦ Instantaneous Electric Water Heater - Non-Drinking Water | 1 | Medium | B | 6 | 2030 | 5 | 3 | 3.2 | 21823 | 18497
Electrical ¦ Lighting ¦ Internal ¦ Emergency ¦ Self Contained ¦ LED | 5 | Urgent | B | 11 | 2035 | 5 | 1 | 2.2 | 2927 | 23450
Fire ¦ Fire Fighting ¦ Fire Extinguishers ¦ CO2 | 1 | Urgent | B | 6 | 2030 | 5 | 1 | 2.2 | 2928 | 16014
Electrical ¦ LV Distribution ¦ Distribution Board ¦ Sub | 1 | High | B | 1 | 2025 | 5 | 2 | 2.7 | 12603 | 3209
HVAC ¦ Fan ¦ Local and Special Ventilation ¦ Ventilating - General | 1 | Medium | A | 14 | 2038 | 6 | 3 | 3.5 | 32481 | 27662
HVAC ¦ Heat Emitters - Local ¦ Gas Fired Unit Heaters | 1 | Medium | B | 1 | 2025 | 5 | 3 | 3.2 | 21824 | 6854
HVAC ¦ Heat Emitters - Local ¦ Oil Fired Unit Heaters | 1 | Medium | B | 10 | 2034 | 5 | 3 | 3.2 | 21825 | 22644
Electrical ¦ LV Distribution ¦ Distribution Board ¦ Sub | 1 | High | B | 1 | 2025 | 5 | 2 | 2.7 | 12604 | 3210
Fire ¦ Fire Fighting ¦ Fire Extinguishers ¦ CO2 | 1 | Urgent | B | 6 | 2030 | 5 | 1 | 2.2 | 2929 | 16015
Electrical ¦ Lighting ¦ External ¦ General - LED | 2 | Medium | B | 11 | 2035 | 5 | 3 | 3.2 | 21826 | 25027
HVAC ¦ Local Air Conditioning ¦ Single-Split Evaporator - Split Systems/Heat Pumps - Air-cooled with Direct Expansion Evaporator (DX) | 1 | Medium | B | 1 | 2025 | 5 | 3 | 3.2 | 21827 | 6855
Electrical ¦ LV Distribution ¦ Distribution Board ¦ Sub | 1 | High | D | 1 | 2025 | 3 | 2 | 2.1 | 1077 | 742
Fabric ¦ Superstructure ¦ Windows and External Doors ¦ External Doors ¦ Manual and Automatic Doors ¦ Auto / Powered Sliding Doors | 1 | High | B | 16 | 2040 | 5 | 2 | 2.7 | 12605 | 29120
HVAC ¦ Fan ¦ Local and Special Ventilation ¦ Extract | 1 | Medium | B | 10 | 2034 | 5 | 3 | 3.2 | 21828 | 22645
Electrical ¦ Specialist Lighting ¦ Internal ¦ Illuminated Fire Exit Signage | 2 | Urgent | A | 18 | 2042 | 6 | 1 | 2.5 | 10840 | 30738
HVAC ¦ Local Air Conditioning ¦ Single-Split Evaporator - Split Systems/Heat Pumps - Air-cooled with Direct Expansion Evaporator (DX) | 1 | Medium | B | 1 | 2025 | 5 | 3 | 3.2 | 21829 | 6856
HVAC ¦ Fan ¦ Local and Special Ventilation ¦ Extract | 1 | Medium | B | 1 | 2025 | 5 | 3 | 3.2 | 21830 | 6857
Fabric ¦ Barriers and Guardrails ¦ Vehicle Crash Protection Barrier | 1 | V Low | B | 1 | 2025 | 5 | 4 | 3.7 | 32829 | 11846
Electrical ¦ Lighting ¦ External ¦ General - LED | 1 | Medium | B | 5 | 2029 | 5 | 3 | 3.2 | 21831 | 14907
HVAC ¦ Fan ¦ Central Ventilation Systems ¦ Ventilating - General | 1 | Low | C | 1 | 2025 | 4 | 4 | 3.4 | 32408 | 11694
HVAC ¦ Fan ¦ Local and Special Ventilation ¦ Fans Window or Wall Mounted | 1 | Medium | D | 1 | 2025 | 3 | 3 | 2.6 | 11064 | 2589
Fabric ¦ Superstructure ¦ Windows and External Doors ¦ External Windows ¦ Roller Shutters ¦ External Window Shutters ¦ Manual | 1 | Medium | B | 1 | 2025 | 5 | 3 | 3.2 | 21832 | 6858
Fire ¦ Fire Fighting ¦ Fire Extinguishers ¦ CO2 | 1 | Urgent | B | 6 | 2030 | 5 | 1 | 2.2 | 2930 | 16016
Fire ¦ Fire Fighting ¦ Fire Extinguishers ¦ Foam | 2 | Urgent | B | 6 | 2030 | 5 | 1 | 2.2 | 2931 | 16017
Fire ¦ Fire Fighting ¦ Fire Extinguishers ¦ Foam | 1 | Urgent | B | 8 | 2032 | 5 | 1 | 2.2 | 2932 | 20326
HVAC ¦ Fan ¦ Local and Special Ventilation ¦ Ventilating - General | 1 | Medium | B | 1 | 2025 | 5 | 3 | 3.2 | 21833 | 6859
Fabric ¦ Superstructure ¦ Windows and External Doors ¦ External Doors ¦ Manual and Automatic Doors ¦ Powered Swing Doors (Push Pad) | 1 | High | B | 25 | 2049 | 5 | 2 | 2.7 | 12606 | 33376
Fire ¦ Fire Fighting ¦ Fire Extinguishers ¦ Foam | 1 | Urgent | B | 6 | 2030 | 5 | 1 | 2.2 | 2933 | 16018
Electrical ¦ Lighting ¦ Internal ¦ General ¦ LED Fittings & Luminaires | 47 | Medium | B | 10 | 2034 | 5 | 3 | 3.2 | 21834 | 22646
Fabric ¦ Superstructure ¦ Windows and External Doors ¦ External Doors ¦ Manual and Automatic Doors ¦ High Security Door | 1 | High | B | 26 | 2050 | 5 | 2 | 2.7 | 12607 | 33484
Fire ¦ Fire Fighting ¦ Fire Extinguishers ¦ Foam | 6 | Urgent | B | 6 | 2030 | 5 | 1 | 2.2 | 2934 | 16019
Electrical ¦ Specialist Lighting ¦ Internal ¦ Illuminated Fire Exit Signage | 2 | Urgent | B | 12 | 2036 | 5 | 1 | 2.2 | 2935 | 25970
Fire ¦ Fire Fighting ¦ Fire Extinguishers ¦ CO2 | 3 | Urgent | B | 5 | 2029 | 5 | 1 | 2.2 | 2936 | 14335
Fabric ¦ Superstructure ¦ Internal Doors ¦ Roller Shutters ¦ Electric Roller Shutter | 1 | Medium | B | 1 | 2025 | 5 | 3 | 3.2 | 21835 | 6860
Fabric ¦ Superstructure ¦ Windows and External Doors ¦ External Doors ¦ Entrance Doors | 1 | High | B | 20 | 2044 | 5 | 2 | 2.7 | 12608 | 31603
HVAC ¦ Heat Emitters - Central ¦ Radiators ¦ Steel | 1 | Medium | B | 6 | 2030 | 5 | 3 | 3.2 | 21836 | 18498
Electrical ¦ Lighting ¦ Internal ¦ General ¦ LED Fittings & Luminaires | 26 | Medium | B | 16 | 2040 | 5 | 3 | 3.2 | 21837 | 29396
Electrical ¦ Lighting ¦ Internal ¦ Emergency ¦ Self Contained ¦ LED | 10 | Urgent | B | 20 | 2044 | 5 | 1 | 2.2 | 2937 | 31432
Fire ¦ Fire Fighting ¦ Fire Extinguishers ¦ Foam | 5 | Urgent | B | 6 | 2030 | 5 | 1 | 2.2 | 2938 | 16020
HVAC ¦ Heat Emitters - Local ¦ Electric Heaters | 1 | Medium | B | 1 | 2025 | 5 | 3 | 3.2 | 21838 | 6861
Electrical ¦ Lighting ¦ Internal ¦ Emergency ¦ Self Contained ¦ LED | 5 | Urgent | B | 15 | 2039 | 5 | 1 | 2.2 | 2939 | 27782
Electrical ¦ Lighting ¦ Internal ¦ Emergency ¦ Self Contained ¦ Non LED | 7 | Urgent | B | 6 | 2030 | 5 | 1 | 2.2 | 2940 | 16021
Electrical ¦ LV Distribution ¦ Distribution Board ¦ Sub | 1 | High | D | 1 | 2025 | 3 | 2 | 2.1 | 1078 | 743
Fabric ¦ Superstructure ¦ Windows and External Doors ¦ Roller Shutters ¦ Manual Roller Shutter | 1 | High | C | 25 | 2049 | 4 | 2 | 2.4 | 10468 | 33351
Fabric ¦ Superstructure ¦ Windows and External Doors ¦ Roller Shutters ¦ Manual Roller Shutter | 1 | High | B | 1 | 2025 | 5 | 2 | 2.7 | 12609 | 3211
HVAC ¦ Heat Emitters - Local ¦ Gas Fired Natural and Fan Assisted Heaters | 1 | Medium | B | 4 | 2028 | 5 | 3 | 3.2 | 21839 | 14065
Fabric ¦ Superstructure ¦ Windows and External Doors ¦ Roller Shutters ¦ Manual Roller Shutter | 1 | High | B | 21 | 2045 | 5 | 2 | 2.7 | 12610 | 32575
Electrical ¦ Lighting ¦ Internal ¦ General ¦ LED Fittings & Luminaires | 8 | Medium | B | 6 | 2030 | 5 | 3 | 3.2 | 21840 | 18499
Fabric ¦ Superstructure ¦ Windows and External Doors ¦ External Doors ¦ Entrance Doors | 1 | High | B | 12 | 2036 | 5 | 2 | 2.7 | 12611 | 26162
Electrical ¦ Lighting ¦ External ¦ General - Non-LED | 4 | Medium | DX | 1 | 2025 | 1 | 3 | 2 | 817 | 535
Fabric ¦ Superstructure ¦ Windows and External Doors ¦ Roller Shutters ¦ Manual Roller Shutter | 1 | High | B | 1 | 2025 | 5 | 2 | 2.7 | 12612 | 3212
Electrical ¦ Specialist Lighting ¦ Internal ¦ Illuminated Fire Exit Signage | 2 | Urgent | B | 15 | 2039 | 5 | 1 | 2.2 | 2941 | 27783
HVAC ¦ Heat Emitters - Central ¦ Radiators ¦ Steel | 3 | Medium | B | 1 | 2025 | 5 | 3 | 3.2 | 21841 | 6862
Electrical ¦ Lighting ¦ Internal ¦ General | 1 | Medium | B | 1 | 2025 | 5 | 3 | 3.2 | 21842 | 6863
Electrical ¦ LV Distribution ¦ Distribution Board ¦ Main | 1 | High | B | 18 | 2042 | 5 | 2 | 2.7 | 12613 | 30792
HVAC ¦ Local and Special Ventilation ¦ Unit extract fans. | 1 | Medium | D | 1 | 2025 | 3 | 3 | 2.6 | 11065 | 2590
Fabric ¦ Superstructure ¦ Windows and External Doors ¦ External Doors ¦ Manual and Automatic Doors ¦ Emergency and Panic Escape Doors | 1 | Urgent | B | 6 | 2030 | 5 | 1 | 2.2 | 2942 | 16022
Fire ¦ Fire Detection ¦ Fire Alarm System | 1 | Urgent | B | 10 | 2034 | 5 | 1 | 2.2 | 2943 | 22014
Fire ¦ Fire Fighting ¦ Fire Extinguishers ¦ CO2 | 1 | Urgent | B | 8 | 2032 | 5 | 1 | 2.2 | 2944 | 20327
Electrical ¦ Specialist Lighting ¦ Internal ¦ Illuminated Fire Exit Signage | 3 | Urgent | B | 10 | 2034 | 5 | 1 | 2.2 | 2945 | 22015
HVAC ¦ Heat Emitters - Local ¦ Electric Heaters | 5 | Medium | B | 3 | 2027 | 5 | 3 | 3.2 | 21843 | 13466
HVAC ¦ Central Air Conditioning ¦ Air Conditioning ¦ Multi-Split Condenser - Split Systems/Heat Pumps - Air-cooled with Direct Expansion Evaporator (DX) | 1 | Medium | B | 10 | 2034 | 5 | 3 | 3.2 | 21844 | 22647
Electrical ¦ LV Distribution ¦ Distribution Board ¦ Sub | 1 | High | D | 3 | 2027 | 3 | 2 | 2.1 | 1079 | 13260
HVAC ¦ Heat Emitters - Local ¦ Fan Convector - Electric | 1 | Medium | B | 6 | 2030 | 5 | 3 | 3.2 | 21845 | 18500
HVAC ¦ Fan ¦ Local and Special Ventilation ¦ Fans Window or Wall Mounted | 1 | Medium | DX | 1 | 2025 | 1 | 3 | 2 | 818 | 536
HVAC ¦ Heat Emitters - Central ¦ Radiators ¦ Steel | 1 | Medium | B | 6 | 2030 | 5 | 3 | 3.2 | 21846 | 18501
Fire ¦ Fire Detection ¦ Fire Alarm System | 1 | Urgent | B | 1 | 2025 | 5 | 1 | 2.2 | 2946 | 1090
Electrical ¦ Lighting ¦ Internal ¦ General ¦ LED Fittings & Luminaires | 18 | Medium | B | 14 | 2038 | 5 | 3 | 3.2 | 21847 | 27537
Fire ¦ Fire Fighting ¦ Fire Extinguishers ¦ Powder | 1 | Urgent | B | 6 | 2030 | 5 | 1 | 2.2 | 2947 | 16023
Fabric ¦ Superstructure ¦ Windows and External Doors ¦ Roller Shutters ¦ Manual Roller Shutter | 1 | High | B | 1 | 2025 | 5 | 2 | 2.7 | 12614 | 3213
HVAC ¦ Central Heating (Internally Sourced) ¦ Burner ¦ Forced draft gas burner | 1 | Medium | B | 1 | 2025 | 5 | 3 | 3.2 | 21848 | 6864
Fabric ¦ Superstructure ¦ Internal Doors ¦ Roller Shutters ¦ Electric Roller Shutter | 1 | Medium | B | 11 | 2035 | 5 | 3 | 3.2 | 21849 | 25028
HVAC ¦ Heat Emitters - Local ¦ Electric Heaters | 2 | Medium | B | 1 | 2025 | 5 | 3 | 3.2 | 21850 | 6865
HVAC ¦ Central Air Conditioning ¦ Air Conditioning ¦ Multi-Split Condenser - Split Systems/Heat Pumps - Air-cooled with Direct Expansion Evaporator (DX) | 1 | Medium | B | 1 | 2025 | 5 | 3 | 3.2 | 21851 | 6866
Fire ¦ Fire Detection ¦ Fire Alarm System | 1 | Urgent | B | 1 | 2025 | 5 | 1 | 2.2 | 2948 | 1091
Fabric ¦ Superstructure ¦ Windows and External Doors ¦ External Doors ¦ Manual and Automatic Doors ¦ Emergency and Panic Escape Doors | 1 | Urgent | B | 18 | 2042 | 5 | 1 | 2.2 | 2949 | 30627
Fire ¦ Fire Fighting ¦ Fire Extinguishers ¦ Foam | 2 | Urgent | B | 5 | 2029 | 5 | 1 | 2.2 | 2950 | 14336
Electrical ¦ Lighting ¦ Internal ¦ Emergency ¦ Self Contained ¦ LED | 11 | Urgent | B | 20 | 2044 | 5 | 1 | 2.2 | 2951 | 31433
HVAC ¦ Local and Special Ventilation ¦ Unit extract fans. | 1 | Medium | C | 6 | 2030 | 4 | 3 | 2.9 | 18478 | 17930
Fabric ¦ Superstructure ¦ Windows and External Doors ¦ External Doors ¦ Entrance Doors | 1 | High | B | 11 | 2035 | 5 | 2 | 2.7 | 12615 | 24230
Fabric ¦ Superstructure ¦ Windows and External Doors ¦ External Doors ¦ Manual and Automatic Doors ¦ Emergency and Panic Escape Doors | 1 | Urgent | B | 21 | 2045 | 5 | 1 | 2.2 | 2952 | 31866
Fire ¦ Fire Detection ¦ Fire Alarm System | 1 | Urgent | B | 6 | 2030 | 5 | 1 | 2.2 | 2953 | 16024
Electrical ¦ Lighting ¦ Internal ¦ Emergency ¦ Self Contained ¦ LED | 4 | Urgent | B | 19 | 2043 | 5 | 1 | 2.2 | 2954 | 31048
HVAC ¦ Fan ¦ Local and Special Ventilation ¦ Ventilating - General | 1 | Medium | B | 6 | 2030 | 5 | 3 | 3.2 | 21852 | 18502
HVAC ¦ Heat Emitters - Local ¦ Gas Fired Unit Heaters | 1 | Medium | B | 1 | 2025 | 5 | 3 | 3.2 | 21853 | 6867
Electrical ¦ Lighting ¦ Internal ¦ Emergency ¦ Self Contained ¦ LED | 9 | Urgent | B | 21 | 2045 | 5 | 1 | 2.2 | 2955 | 31867
Fire ¦ Fire Fighting ¦ Fire Extinguishers ¦ Foam | 1 | Urgent | B | 8 | 2032 | 5 | 1 | 2.2 | 2956 | 20328
Electrical ¦ LV Distribution ¦ Distribution Board ¦ Sub | 1 | High | B | 3 | 2027 | 5 | 2 | 2.7 | 12616 | 13342
Fabric ¦ Superstructure ¦ Windows and External Doors ¦ Roller Shutters ¦ Manual Roller Shutter | 1 | High | B | 1 | 2025 | 5 | 2 | 2.7 | 12617 | 3214
Fabric ¦ Superstructure ¦ Windows and External Doors ¦ External Doors ¦ Manual and Automatic Doors ¦ Emergency and Panic Escape Doors | 1 | Urgent | B | 26 | 2050 | 5 | 1 | 2.2 | 2957 | 33456
Electrical ¦ LV Distribution ¦ Distribution Board ¦ Sub | 1 | High | B | 1 | 2025 | 5 | 2 | 2.7 | 12618 | 3215
HVAC ¦ Central Air Conditioning ¦ Air Conditioning ¦ Multi-Split Evaporator - Split Systems/Heat Pumps - Air-cooled with Direct Expansion Evaporator (DX) | 1 | Medium | B | 1 | 2025 | 5 | 3 | 3.2 | 21854 | 6868
Electrical ¦ Specialist Lighting ¦ Internal ¦ Illuminated Fire Exit Signage | 8 | Urgent | B | 6 | 2030 | 5 | 1 | 2.2 | 2958 | 16025
Fire ¦ Fire Fighting ¦ Fire Extinguishers ¦ Foam | 2 | Urgent | B | 1 | 2025 | 5 | 1 | 2.2 | 2959 | 1092
Electrical ¦ LV Distribution ¦ Distribution Board ¦ Main | 1 | High | B | 10 | 2034 | 5 | 2 | 2.7 | 12619 | 22300
Fabric ¦ Superstructure ¦ Internal Doors ¦ Roller Shutters ¦ Electric Roller Shutter | 1 | Medium | B | 21 | 2045 | 5 | 3 | 3.2 | 21855 | 32788
Electrical ¦ Lighting ¦ Internal ¦ General | 2 | Medium | DX | 1 | 2025 | 1 | 3 | 2 | 819 | 537
Electrical ¦ Lighting ¦ External ¦ General - Non-LED | 2 | Medium | B | 1 | 2025 | 5 | 3 | 3.2 | 21856 | 6869
Fire ¦ Fire Fighting ¦ Fire Extinguishers ¦ Foam | 3 | Urgent | B | 8 | 2032 | 5 | 1 | 2.2 | 2960 | 20329
Electrical ¦ LV Distribution ¦ Distribution Board ¦ Sub | 1 | High | B | 3 | 2027 | 5 | 2 | 2.7 | 12620 | 13343
Water ¦ Local Hot Water ¦ Package Electric Water Heaters - Non-Drinking Water | 1 | Medium | CX | 1 | 2025 | 2 | 3 | 2.3 | 10093 | 2054
Fabric ¦ Superstructure ¦ Windows and External Doors ¦ External Doors ¦ Manual and Automatic Doors ¦ Emergency and Panic Escape Doors | 1 | Urgent | B | 11 | 2035 | 5 | 1 | 2.2 | 2961 | 23451
Fire ¦ Fire Detection ¦ Fire Alarm Panel / Repeater | 1 | Urgent | B | 11 | 2035 | 5 | 1 | 2.2 | 2962 | 23452
Electrical ¦ Lighting ¦ Internal ¦ Emergency ¦ Self Contained ¦ LED | 2 | Urgent | B | 15 | 2039 | 5 | 1 | 2.2 | 2963 | 27784
Electrical ¦ Lighting ¦ Internal ¦ Emergency ¦ Self Contained ¦ Non LED | 4 | Urgent | B | 21 | 2045 | 5 | 1 | 2.2 | 2964 | 31868
HVAC ¦ Local Air Conditioning ¦ Single-Split Evaporator - Split Systems/Heat Pumps - Air-cooled with Direct Expansion Evaporator (DX) | 1 | Medium | B | 5 | 2029 | 5 | 3 | 3.2 | 21857 | 14908
HVAC ¦ Pump ¦ Central Heating (Internally Sourced) ¦ Condensate Pumps | 1 | Medium | B | 13 | 2037 | 5 | 3 | 3.2 | 21858 | 27092
HVAC ¦ Central Heating (Internally Sourced) ¦ Boiler ¦ Atmospheric Gas Burner/Condensing Combination Boiler (domestic type) | 1 | High | B | 1 | 2025 | 5 | 2 | 2.7 | 12621 | 3216
Fire ¦ Fire Fighting ¦ Fire Extinguishers ¦ Powder | 1 | Urgent | B | 7 | 2031 | 5 | 1 | 2.2 | 2965 | 19224
Fabric ¦ Superstructure ¦ Internal Doors ¦ Roller Shutters ¦ Electric Roller Shutter | 1 | Medium | B | 11 | 2035 | 5 | 3 | 3.2 | 21859 | 25029
Fire ¦ Fire Detection ¦ Fire Alarm Panel / Repeater | 1 | Urgent | B | 11 | 2035 | 5 | 1 | 2.2 | 2966 | 23453
HVAC ¦ Fan ¦ Local and Special Ventilation ¦ Extract | 1 | Medium | B | 6 | 2030 | 5 | 3 | 3.2 | 21860 | 18503
Electrical ¦ Lighting ¦ Internal ¦ Emergency ¦ Self Contained ¦ LED | 9 | Urgent | B | 22 | 2046 | 5 | 1 | 2.2 | 2967 | 32855
Electrical ¦ LV Distribution ¦ Distribution Board ¦ Sub | 1 | High | B | 6 | 2030 | 5 | 2 | 2.7 | 12622 | 17460
HVAC ¦ Heat Emitters - Local ¦ Gas Fired Unit Heaters | 1 | Medium | B | 11 | 2035 | 5 | 3 | 3.2 | 21861 | 25030
Fabric ¦ Superstructure ¦ Windows and External Doors ¦ External Doors ¦ Manual and Automatic Doors ¦ Emergency and Panic Escape Doors | 1 | Urgent | B | 18 | 2042 | 5 | 1 | 2.2 | 2968 | 30628
Fabric ¦ Superstructure ¦ Windows and External Doors ¦ Roller Shutters ¦ Manual Roller Shutter | 1 | High | B | 11 | 2035 | 5 | 2 | 2.7 | 12623 | 24231
Electrical ¦ Specialist Lighting ¦ Internal ¦ Illuminated Fire Exit Signage | 1 | Urgent | B | 3 | 2027 | 5 | 1 | 2.2 | 2969 | 13280
HVAC ¦ Local Air Conditioning ¦ Single-Split Condenser - Split Systems/Heat Pumps - Air-cooled with Direct Expansion Evaporator (DX) | 1 | Medium | D | 1 | 2025 | 3 | 3 | 2.6 | 11066 | 2591
HVAC ¦ Fan ¦ Central Heating ¦ Axial | 1 | High | B | 1 | 2025 | 5 | 2 | 2.7 | 12624 | 3217
Electrical ¦ Specialist Lighting ¦ Internal ¦ Illuminated Fire Exit Signage | 3 | Urgent | B | 15 | 2039 | 5 | 1 | 2.2 | 2970 | 27785
Electrical ¦ Lighting ¦ Internal ¦ General ¦ LED Fittings & Luminaires | 1 | Medium | B | 6 | 2030 | 5 | 3 | 3.2 | 21862 | 18504
Electrical ¦ LV Distribution ¦ Distribution Board ¦ Main | 1 | High | D | 1 | 2025 | 3 | 2 | 2.1 | 1080 | 744
HVAC ¦ Fan ¦ Local and Special Ventilation ¦ Extract | 1 | Medium | B | 11 | 2035 | 5 | 3 | 3.2 | 21863 | 25031
Fabric ¦ Superstructure ¦ Windows and External Doors ¦ Roller Shutters ¦ Electric Roller Shutter | 1 | High | B | 6 | 2030 | 5 | 2 | 2.7 | 12625 | 17461
Water ¦ Local Hot Water ¦ Instantaneous Electric Water Heater - Non-Drinking Water | 1 | Medium | B | 10 | 2034 | 5 | 3 | 3.2 | 21864 | 22648
HVAC ¦ Fan ¦ Local and Special Ventilation ¦ Axial | 1 | Medium | B | 5 | 2029 | 5 | 3 | 3.2 | 21865 | 14909
HVAC ¦ Fan ¦ Central Heating ¦ Axial | 1 | High | B | 1 | 2025 | 5 | 2 | 2.7 | 12626 | 3218
Fire ¦ Fire Fighting ¦ Fire Extinguishers ¦ CO2 | 3 | Urgent | B | 9 | 2033 | 5 | 1 | 2.2 | 2971 | 21257
HVAC ¦ Heat Emitters - Local ¦ Electric Heaters | 1 | Medium | B | 1 | 2025 | 5 | 3 | 3.2 | 21866 | 6870
HVAC ¦ Local Air Conditioning ¦ Single-Split Condenser - Split Systems/Heat Pumps - Air-cooled with Direct Expansion Evaporator (DX) | 1 | Medium | B | 6 | 2030 | 5 | 3 | 3.2 | 21867 | 18505
Fabric ¦ Superstructure ¦ Windows and External Doors ¦ External Doors ¦ Manual and Automatic Doors ¦ Emergency and Panic Escape Doors | 1 | Urgent | B | 11 | 2035 | 5 | 1 | 2.2 | 2972 | 23454
Electrical ¦ Specialist Lighting ¦ Internal ¦ Illuminated Fire Exit Signage | 4 | Urgent | B | 16 | 2040 | 5 | 1 | 2.2 | 2973 | 28684
Electrical ¦ LV Distribution ¦ Distribution Board ¦ Main | 1 | High | B | 14 | 2038 | 5 | 2 | 2.7 | 12627 | 27442
HVAC ¦ Ventilation ¦ Air Handling Unit (AHU) ¦ Internal ¦ Central Heating (Internally Sourced) ¦ Gas Fired | 1 | Medium | B | 6 | 2030 | 5 | 3 | 3.2 | 21868 | 18506
Electrical ¦ Lighting ¦ Internal ¦ General ¦ LED Fittings & Luminaires | 9 | Medium | B | 10 | 2034 | 5 | 3 | 3.2 | 21869 | 22649
Security ¦ Access ¦ Access Control ¦ Gate Access - Local Lock / Keypad / Manual (External) | 1 | Medium | B | 1 | 2025 | 5 | 3 | 3.2 | 21870 | 6871
Fire ¦ Fire Fighting ¦ Fire Extinguishers ¦ Foam | 4 | Urgent | B | 9 | 2033 | 5 | 1 | 2.2 | 2974 | 21258
Electrical ¦ Specialist Lighting ¦ Internal ¦ Illuminated Fire Exit Signage | 3 | Urgent | B | 15 | 2039 | 5 | 1 | 2.2 | 2975 | 27786
Fabric ¦ Barriers and Guardrails ¦ Vehicle Crash Protection Barrier | 1 | V Low | B | 14 | 2038 | 5 | 4 | 3.7 | 32830 | 27693
Electrical ¦ LV Distribution ¦ Distribution Board ¦ Sub | 1 | High | D | 1 | 2025 | 3 | 2 | 2.1 | 1081 | 745
Fabric ¦ Superstructure ¦ Windows and External Doors ¦ External Doors ¦ Manual and Automatic Doors ¦ Emergency and Panic Escape Doors | 1 | Urgent | B | 25 | 2049 | 5 | 1 | 2.2 | 2976 | 33287
Security ¦ Access ¦ Access Control ¦ Door ¦ Local Lock / Keypad / Manual | 1 | Medium | B | 11 | 2035 | 5 | 3 | 3.2 | 21871 | 25032
HVAC ¦ Heat Emitters - Local ¦ Fan Convector - Electric | 1 | Medium | B | 10 | 2034 | 5 | 3 | 3.2 | 21872 | 22650
Electrical ¦ Lighting ¦ Internal ¦ General ¦ LED Fittings & Luminaires | 1 | Medium | B | 16 | 2040 | 5 | 3 | 3.2 | 21873 | 29397
Electrical ¦ LV Distribution ¦ Distribution Board ¦ Sub | 1 | High | B | 1 | 2025 | 5 | 2 | 2.7 | 12628 | 3219
HVAC ¦ Fan ¦ Local and Special Ventilation ¦ Kitchen Vent ¦ Extract | 1 | Low | B | 5 | 2029 | 5 | 4 | 3.7 | 32831 | 15601
HVAC ¦ Fan ¦ Local and Special Ventilation ¦ Extract | 1 | Medium | CX | 1 | 2025 | 2 | 3 | 2.3 | 10094 | 2055
Fabric ¦ Superstructure ¦ Windows and External Doors ¦ External Doors ¦ Manual and Automatic Doors ¦ Emergency and Panic Escape Doors | 1 | Urgent | B | 17 | 2041 | 5 | 1 | 2.2 | 2977 | 30038
Electrical ¦ LV Distribution ¦ Distribution Board ¦ Main | 1 | High | B | 1 | 2025 | 5 | 2 | 2.7 | 12629 | 3220
Electrical ¦ LV Distribution ¦ Distribution Board ¦ Sub | 1 | High | B | 15 | 2039 | 5 | 2 | 2.7 | 12630 | 28109
Fabric ¦ Superstructure ¦ Windows and External Doors ¦ Roller Shutters ¦ Manual Roller Shutter | 1 | High | B | 11 | 2035 | 5 | 2 | 2.7 | 12631 | 24232
HVAC ¦ Central Heating (Internally Sourced) ¦ Burner ¦ Forced draft gas burner | 1 | Medium | B | 1 | 2025 | 5 | 3 | 3.2 | 21874 | 6872
Security ¦ Access ¦ Access Control ¦ Gate Access - Local Lock / Keypad / Manual (External) | 2 | Medium | B | 5 | 2029 | 5 | 3 | 3.2 | 21875 | 14910
Fire ¦ Fire Fighting ¦ Fire Blanket | 1 | Urgent | B | 4 | 2028 | 5 | 1 | 2.2 | 2978 | 13794
Electrical ¦ LV Distribution ¦ Distribution Board ¦ Sub | 1 | High | D | 1 | 2025 | 3 | 2 | 2.1 | 1082 | 746
Electrical ¦ Lighting ¦ Internal ¦ General | 30 | Medium | B | 1 | 2025 | 5 | 3 | 3.2 | 21876 | 6873
Electrical ¦ Specialist Lighting ¦ Internal ¦ Illuminated Fire Exit Signage | 2 | Urgent | B | 14 | 2038 | 5 | 1 | 2.2 | 2979 | 27343
Electrical ¦ Lighting ¦ Internal ¦ General | 1 | Medium | B | 1 | 2025 | 5 | 3 | 3.2 | 21877 | 6874
HVAC ¦ Fan ¦ Central Ventilation Systems ¦ Ventilating - General | 1 | Low | B | 1 | 2025 | 5 | 4 | 3.7 | 32832 | 11847
Fabric ¦ Superstructure ¦ Windows and External Doors ¦ External Doors ¦ Entrance Doors | 1 | High | B | 17 | 2041 | 5 | 2 | 2.7 | 12632 | 30298
Electrical ¦ Lighting ¦ Internal ¦ Emergency ¦ Self Contained ¦ LED | 6 | Urgent | B | 20 | 2044 | 5 | 1 | 2.2 | 2980 | 31434
Electrical ¦ Lighting ¦ Internal ¦ General | 23 | Medium | B | 6 | 2030 | 5 | 3 | 3.2 | 21878 | 18507
Fire ¦ Fire Fighting ¦ Fire Extinguishers ¦ Foam | 2 | Urgent | B | 7 | 2031 | 5 | 1 | 2.2 | 2981 | 19225
Electrical ¦ Lighting ¦ Internal ¦ General | 42 | Medium | B | 12 | 2036 | 5 | 3 | 3.2 | 21879 | 26393
HVAC ¦ Fan ¦ Local and Special Ventilation ¦ Kitchen Vent ¦ Extract | 1 | Low | B | 5 | 2029 | 5 | 4 | 3.7 | 32833 | 15602
Water ¦ Local Hot Water ¦ Instantaneous Electric Water Heater - Non-Drinking Water | 1 | Medium | B | 12 | 2036 | 5 | 3 | 3.2 | 21880 | 26394
Fabric ¦ Superstructure ¦ Windows and External Doors ¦ External Doors ¦ Manual and Automatic Doors ¦ Emergency and Panic Escape Doors | 1 | Urgent | B | 11 | 2035 | 5 | 1 | 2.2 | 2982 | 23455
Electrical ¦ Lighting ¦ Internal ¦ Emergency ¦ Self Contained ¦ Non LED | 9 | Urgent | B | 1 | 2025 | 5 | 1 | 2.2 | 2983 | 1093
Electrical ¦ Lighting ¦ Internal ¦ Emergency ¦ Self Contained ¦ LED | 3 | Urgent | B | 23 | 2047 | 5 | 1 | 2.2 | 2984 | 33083
Electrical ¦ Lighting ¦ External ¦ General - LED | 7 | Medium | B | 1 | 2025 | 5 | 3 | 3.2 | 21881 | 6875
Electrical ¦ Lighting ¦ External ¦ General - Non-LED | 2 | Medium | B | 3 | 2027 | 5 | 3 | 3.2 | 21882 | 13467
Electrical ¦ Lighting ¦ Internal ¦ Emergency ¦ Self Contained ¦ LED | 5 | Urgent | B | 16 | 2040 | 5 | 1 | 2.2 | 2985 | 28685
HVAC ¦ Heat Emitters - Central ¦ Radiators ¦ Aluminium | 6 | Medium | B | 1 | 2025 | 5 | 3 | 3.2 | 21883 | 6876
Electrical ¦ Lighting ¦ Internal ¦ Emergency ¦ Self Contained ¦ LED | 2 | Urgent | B | 19 | 2043 | 5 | 1 | 2.2 | 2986 | 31049
Water ¦ Local Hot Water ¦ Package Electric Water Heaters - Non-Drinking Water | 1 | Medium | C | 1 | 2025 | 4 | 3 | 2.9 | 18479 | 5428
Fabric ¦ Superstructure ¦ Windows and External Doors ¦ Roller Shutters ¦ Electric Roller Shutter | 1 | High | B | 7 | 2031 | 5 | 2 | 2.7 | 12633 | 19584
HVAC ¦ Central Air Conditioning ¦ Air Conditioning ¦ Multi-Split Evaporator - Split Systems/Heat Pumps - Air-cooled with Direct Expansion Evaporator (DX) | 1 | Medium | B | 7 | 2031 | 5 | 3 | 3.2 | 21884 | 19835
HVAC ¦ Fan ¦ Central Ventilation Systems ¦ Ventilating - General | 1 | Low | B | 1 | 2025 | 5 | 4 | 3.7 | 32834 | 11848
Water ¦ Local Hot Water ¦ Package Electric Water Heaters - Non-Drinking Water | 1 | Medium | B | 4 | 2028 | 5 | 3 | 3.2 | 21885 | 14066
Controls ¦ Multi-System Controls ¦ Motor Control Centre (MCC) | 1 | Low | B | 1 | 2025 | 5 | 4 | 3.7 | 32835 | 11849
Fabric ¦ Superstructure ¦ Windows and External Doors ¦ External Doors ¦ Manual and Automatic Doors ¦ Emergency and Panic Escape Doors | 1 | Urgent | B | 17 | 2041 | 5 | 1 | 2.2 | 2987 | 30039
Controls ¦ Multi-System Controls ¦ Instrument Control Panel | 1 | Medium | B | 12 | 2036 | 5 | 3 | 3.2 | 21886 | 26395
HVAC ¦ Local Air Conditioning ¦ Single-Split Condenser - Split Systems/Heat Pumps - Air-cooled with Direct Expansion Evaporator (DX) | 1 | Medium | B | 12 | 2036 | 5 | 3 | 3.2 | 21887 | 26396
Electrical ¦ LV Distribution ¦ Distribution Board ¦ Main | 1 | High | B | 1 | 2025 | 5 | 2 | 2.7 | 12634 | 3221
Controls ¦ Multi-System Controls ¦ Motor Control Centre (MCC) | 1 | Low | B | 1 | 2025 | 5 | 4 | 3.7 | 32836 | 11850
Fabric ¦ Superstructure ¦ Windows and External Doors ¦ Roller Shutters ¦ Electric Roller Shutter | 1 | High | B | 7 | 2031 | 5 | 2 | 2.7 | 12635 | 19585
Fire ¦ Fire Detection ¦ Fire Alarm System | 1 | Urgent | B | 13 | 2037 | 5 | 1 | 2.2 | 2988 | 26833
Electrical ¦ Specialist Lighting ¦ Internal ¦ Illuminated Fire Exit Signage | 1 | Urgent | B | 17 | 2041 | 5 | 1 | 2.2 | 2989 | 30040
Fire ¦ Fire Fighting ¦ Fire Blanket | 1 | Urgent | B | 4 | 2028 | 5 | 1 | 2.2 | 2990 | 13795
HVAC ¦ Fan ¦ Central Ventilation Systems ¦ Ventilating - General | 1 | Low | B | 1 | 2025 | 5 | 4 | 3.7 | 32837 | 11851
Electrical ¦ Lighting ¦ Internal ¦ Emergency ¦ Self Contained ¦ LED | 3 | Urgent | B | 23 | 2047 | 5 | 1 | 2.2 | 2991 | 33084
Security ¦ Access ¦ Access Control ¦ Door ¦ Local Lock / Keypad / Manual | 1 | Medium | B | 7 | 2031 | 5 | 3 | 3.2 | 21888 | 19836
Electrical ¦ Lighting ¦ Internal ¦ General ¦ LED Fittings & Luminaires | 25 | Medium | B | 10 | 2034 | 5 | 3 | 3.2 | 21889 | 22651
Electrical ¦ Lighting ¦ Internal ¦ General | 52 | Medium | B | 1 | 2025 | 5 | 3 | 3.2 | 21890 | 6877
HVAC ¦ Central Heating (Internally Sourced) ¦ Boiler ¦ Atmospheric Gas Burner/Condensing Combination Boiler (domestic type) | 1 | High | CX | 1 | 2025 | 2 | 2 | 1.8 | 495 | 399
Electrical ¦ Lighting ¦ Internal ¦ Emergency ¦ Self Contained ¦ Non LED | 2 | Urgent | B | 1 | 2025 | 5 | 1 | 2.2 | 2992 | 1094
Electrical ¦ LV Distribution ¦ Distribution Board ¦ Sub | 1 | High | B | 6 | 2030 | 5 | 2 | 2.7 | 12636 | 17462
HVAC ¦ Fan ¦ Local and Special Ventilation ¦ Extract | 1 | Medium | CX | 1 | 2025 | 2 | 3 | 2.3 | 10095 | 2056
Fabric ¦ Superstructure ¦ Internal Doors ¦ Roller Shutters ¦ Internal Manual Roller Shutter | 1 | Medium | B | 11 | 2035 | 5 | 3 | 3.2 | 21891 | 25033
Electrical ¦ Lighting ¦ Internal ¦ Emergency ¦ Self Contained ¦ Non LED | 2 | Urgent | B | 6 | 2030 | 5 | 1 | 2.2 | 2993 | 16026
Electrical ¦ Specialist Lighting ¦ Internal ¦ Illuminated Fire Exit Signage | 2 | Urgent | B | 18 | 2042 | 5 | 1 | 2.2 | 2994 | 30629
HVAC ¦ Heat Emitters - Central ¦ Radiators ¦ Steel | 4 | Medium | B | 10 | 2034 | 5 | 3 | 3.2 | 21892 | 22652
Electrical ¦ LV Distribution ¦ Distribution Board ¦ Main | 1 | High | B | 6 | 2030 | 5 | 2 | 2.7 | 12637 | 17463
Transport ¦ Lifts ¦ Passenger Lift electric ¦ Electric | 1 | Medium | B | 10 | 2034 | 5 | 3 | 3.2 | 21893 | 22653
HVAC ¦ Fan ¦ Local and Special Ventilation ¦ Extract | 1 | Medium | B | 1 | 2025 | 5 | 3 | 3.2 | 21894 | 6878
Fire ¦ Fire Fighting ¦ Fire Extinguishers ¦ Powder | 2 | Urgent | B | 6 | 2030 | 5 | 1 | 2.2 | 2995 | 16027
HVAC ¦ Fan ¦ Local and Special Ventilation ¦ Kitchen Vent ¦ Fans Window or Wall Mounted | 1 | Medium | CX | 10 | 2034 | 2 | 3 | 2.3 | 10096 | 22185
HVAC ¦ Fan ¦ Local and Special Ventilation ¦ Fans Window or Wall Mounted | 1 | Medium | CX | 10 | 2034 | 2 | 3 | 2.3 | 10097 | 22186
Fabric ¦ Superstructure ¦ Windows and External Doors ¦ External Doors ¦ Manual and Automatic Doors ¦ Emergency and Panic Escape Doors | 1 | Urgent | B | 30 | 2054 | 5 | 1 | 2.2 | 2996 | 33669
Electrical ¦ Lighting ¦ External ¦ General - LED | 3 | Medium | B | 13 | 2037 | 5 | 3 | 3.2 | 21895 | 27093
Fabric ¦ Superstructure ¦ Windows and External Doors ¦ Roller Shutters ¦ Manual Roller Shutter | 1 | High | B | 7 | 2031 | 5 | 2 | 2.7 | 12638 | 19586
Fabric ¦ Superstructure ¦ Windows and External Doors ¦ Roller Shutters ¦ Manual Roller Shutter | 1 | High | B | 1 | 2025 | 5 | 2 | 2.7 | 12639 | 3222
Fabric ¦ Superstructure ¦ Windows and External Doors ¦ External Doors ¦ Entrance Doors | 1 | High | B | 25 | 2049 | 5 | 2 | 2.7 | 12640 | 33377
Electrical ¦ Lighting ¦ External ¦ General - LED | 2 | Medium | B | 9 | 2033 | 5 | 3 | 3.2 | 21896 | 21713
Electrical ¦ Lighting ¦ Internal ¦ General | 41 | Medium | B | 6 | 2030 | 5 | 3 | 3.2 | 21897 | 18508
HVAC ¦ Fan ¦ Local and Special Ventilation ¦ Kitchen Vent ¦ Extract | 1 | Low | B | 10 | 2034 | 5 | 4 | 3.7 | 32838 | 23213
Fabric ¦ Superstructure ¦ Windows and External Doors ¦ External Doors ¦ Manual and Automatic Doors ¦ Emergency and Panic Escape Doors | 1 | Urgent | B | 11 | 2035 | 5 | 1 | 2.2 | 2997 | 23456
Fire ¦ Fire Fighting ¦ Fire Extinguishers ¦ Powder | 1 | Urgent | B | 7 | 2031 | 5 | 1 | 2.2 | 2998 | 19226
HVAC ¦ Central Air Conditioning ¦ Air Conditioning ¦ Multi-Split Condenser - Split Systems/Heat Pumps - Air-cooled with Direct Expansion Evaporator (DX) | 1 | Medium | B | 9 | 2033 | 5 | 3 | 3.2 | 21898 | 21714
Electrical ¦ LV Distribution ¦ Distribution Board ¦ Main | 1 | High | D | 1 | 2025 | 3 | 2 | 2.1 | 1083 | 747
HVAC ¦ Fan ¦ Local and Special Ventilation ¦ Fans Window or Wall Mounted | 1 | Medium | B | 10 | 2034 | 5 | 3 | 3.2 | 21899 | 22654
HVAC ¦ Fan ¦ Local and Special Ventilation ¦ Kitchen Vent ¦ Extract | 1 | Low | B | 5 | 2029 | 5 | 4 | 3.7 | 32839 | 15603
Fabric ¦ Superstructure ¦ Windows and External Doors ¦ External Doors ¦ Manual and Automatic Doors ¦ Emergency and Panic Escape Doors | 1 | Urgent | B | 11 | 2035 | 5 | 1 | 2.2 | 2999 | 23457
Fabric ¦ Superstructure ¦ Internal Doors ¦ Roller Shutters ¦ Electric Roller Shutter | 1 | Medium | B | 15 | 2039 | 5 | 3 | 3.2 | 21900 | 28380
Fabric ¦ Superstructure ¦ Windows and External Doors ¦ External Doors ¦ Manual and Automatic Doors ¦ Auto / Powered Swing Doors | 1 | High | B | 15 | 2039 | 5 | 2 | 2.7 | 12641 | 28110
Fire ¦ Fire Detection ¦ Fire Alarm Panel / Repeater | 1 | Urgent | B | 10 | 2034 | 5 | 1 | 2.2 | 3000 | 22016
HVAC ¦ Heat Emitters - Local ¦ Electric Heaters | 1 | Medium | A | 8 | 2032 | 6 | 3 | 3.5 | 32482 | 21169
HVAC ¦ Central Air Conditioning ¦ Air Conditioning ¦ Multi-Split Condenser - Split Systems/Heat Pumps - Air-cooled with Direct Expansion Evaporator (DX) | 1 | Medium | B | 9 | 2033 | 5 | 3 | 3.2 | 21901 | 21715
HVAC ¦ Ventilation ¦ Air Handling Unit (AHU) ¦ Internal ¦ Central Heating & Cooling ¦ Electric & DX | 1 | Medium | B | 12 | 2036 | 5 | 3 | 3.2 | 21902 | 26397
HVAC ¦ Ductwork ¦ Ductwork, Fittings and Ancillaries ¦ Central Ventilation Systems ¦ Fire Dampers ¦ Automatic | 1 | Urgent | B | 1 | 2025 | 5 | 1 | 2.2 | 3001 | 1095
Electrical ¦ LV Distribution ¦ Distribution Board ¦ Main | 1 | High | B | 1 | 2025 | 5 | 2 | 2.7 | 12642 | 3223
Fabric ¦ Superstructure ¦ Windows and External Doors ¦ External Doors ¦ Entrance Doors | 1 | High | B | 11 | 2035 | 5 | 2 | 2.7 | 12643 | 24233
Electrical ¦ Lighting ¦ Internal ¦ General | 6 | Medium | B | 1 | 2025 | 5 | 3 | 3.2 | 21903 | 6879
Electrical ¦ LV Distribution ¦ Distribution Board ¦ Main | 1 | High | B | 1 | 2025 | 5 | 2 | 2.7 | 12644 | 3224
Fabric ¦ Superstructure ¦ Internal Doors ¦ Roller Shutters ¦ Electric Roller Shutter | 1 | Medium | B | 6 | 2030 | 5 | 3 | 3.2 | 21904 | 18509
HVAC ¦ Local Air Conditioning ¦ Single-Split Condenser - Split Systems/Heat Pumps - Air-cooled with Direct Expansion Evaporator (DX) | 1 | Medium | B | 10 | 2034 | 5 | 3 | 3.2 | 21905 | 22655
Electrical ¦ LV Distribution ¦ Distribution Board ¦ Sub | 1 | High | B | 12 | 2036 | 5 | 2 | 2.7 | 12645 | 26163
Fabric ¦ Superstructure ¦ Windows and External Doors ¦ External Doors ¦ Manual and Automatic Doors ¦ Emergency and Panic Escape Doors | 1 | Urgent | A | 33 | 2057 | 6 | 1 | 2.5 | 10841 | 33845
Fire ¦ Fire Detection ¦ Fire Alarm Panel / Repeater | 1 | Urgent | B | 1 | 2025 | 5 | 1 | 2.2 | 3002 | 1096
Fire ¦ Fire Detection ¦ Fire Alarm System | 1 | Urgent | D | 8 | 2032 | 3 | 1 | 1.6 | 428 | 20229
HVAC ¦ Heat Emitters - Local ¦ Electric Overdoor Air Curtain/Heater | 1 | Medium | B | 1 | 2025 | 5 | 3 | 3.2 | 21906 | 6880
Electrical ¦ Lighting ¦ Internal ¦ Emergency ¦ Self Contained ¦ LED | 19 | Urgent | B | 21 | 2045 | 5 | 1 | 2.2 | 3003 | 31869
Electrical ¦ LV Distribution ¦ Distribution Board ¦ Sub | 1 | High | D | 1 | 2025 | 3 | 2 | 2.1 | 1084 | 748
HVAC ¦ Local Air Conditioning ¦ Single-Split Evaporator - Split Systems/Heat Pumps - Air-cooled with Direct Expansion Evaporator (DX) | 1 | Medium | B | 5 | 2029 | 5 | 3 | 3.2 | 21907 | 14911
Fire ¦ Fire Fighting ¦ Fire Extinguishers ¦ Foam | 4 | Urgent | B | 6 | 2030 | 5 | 1 | 2.2 | 3004 | 16028
HVAC ¦ Local Air Conditioning ¦ Single-Split Evaporator - Split Systems/Heat Pumps - Air-cooled with Direct Expansion Evaporator (DX) | 1 | Medium | B | 9 | 2033 | 5 | 3 | 3.2 | 21908 | 21716
Fire ¦ Fire Detection ¦ Fire Alarm Panel / Repeater | 1 | Urgent | B | 3 | 2027 | 5 | 1 | 2.2 | 3005 | 13281
Fire ¦ Fire Detection ¦ Fire Alarm System | 1 | Urgent | B | 7 | 2031 | 5 | 1 | 2.2 | 3006 | 19227
Electrical ¦ LV Distribution ¦ Distribution Board ¦ Sub | 1 | High | D | 10 | 2034 | 3 | 2 | 2.1 | 1085 | 21955
Fabric ¦ Superstructure ¦ Windows and External Doors ¦ Roller Shutters ¦ Manual Roller Shutter | 1 | High | B | 7 | 2031 | 5 | 2 | 2.7 | 12646 | 19587
Fire ¦ Fire Fighting ¦ Fire Extinguishers ¦ CO2 | 4 | Urgent | B | 6 | 2030 | 5 | 1 | 2.2 | 3007 | 16029
HVAC ¦ Local Air Conditioning ¦ Single-Split Condenser - Split Systems/Heat Pumps - Air-cooled with Direct Expansion Evaporator (DX) | 1 | Medium | B | 1 | 2025 | 5 | 3 | 3.2 | 21909 | 6881
Electrical ¦ LV Distribution ¦ Distribution Board ¦ Sub | 1 | High | B | 15 | 2039 | 5 | 2 | 2.7 | 12647 | 28111
HVAC ¦ Fan ¦ Local and Special Ventilation ¦ Fans Window or Wall Mounted | 1 | Medium | B | 7 | 2031 | 5 | 3 | 3.2 | 21910 | 19837
Fabric ¦ Superstructure ¦ Windows and External Doors ¦ External Doors ¦ Manual and Automatic Doors ¦ Auto / Powered Sliding Doors | 1 | High | B | 33 | 2057 | 5 | 2 | 2.7 | 12648 | 33851
Fabric ¦ Superstructure ¦ Windows and External Doors ¦ Roller Shutters ¦ Manual Roller Shutter | 1 | High | B | 7 | 2031 | 5 | 2 | 2.7 | 12649 | 19588
Electrical ¦ Lighting ¦ Internal ¦ General ¦ LED Fittings & Luminaires | 4 | Medium | B | 16 | 2040 | 5 | 3 | 3.2 | 21911 | 29398
Electrical ¦ LV Distribution ¦ Distribution Board ¦ Sub | 1 | High | B | 8 | 2032 | 5 | 2 | 2.7 | 12650 | 20685
Electrical ¦ Lighting ¦ Internal ¦ General ¦ LED Fittings & Luminaires | 1 | Medium | B | 16 | 2040 | 5 | 3 | 3.2 | 21912 | 29399
Fire ¦ Fire Fighting ¦ Fire Extinguishers ¦ Foam - P50 | 5 | Urgent | B | 8 | 2032 | 5 | 1 | 2.2 | 3008 | 20330
Electrical ¦ Lighting ¦ Internal ¦ General ¦ LED Fittings & Luminaires | 39 | Medium | B | 10 | 2034 | 5 | 3 | 3.2 | 21913 | 22656
Electrical ¦ Lighting ¦ External ¦ General - LED | 6 | Medium | B | 11 | 2035 | 5 | 3 | 3.2 | 21914 | 25034
Electrical ¦ Lighting ¦ Internal ¦ General ¦ LED Fittings & Luminaires | 7 | Medium | B | 16 | 2040 | 5 | 3 | 3.2 | 21915 | 29400
Electrical ¦ Lighting ¦ Internal ¦ General | 7 | Medium | B | 1 | 2025 | 5 | 3 | 3.2 | 21916 | 6882
Fabric ¦ Superstructure ¦ Windows and External Doors ¦ External Doors ¦ Manual and Automatic Doors ¦ Emergency and Panic Escape Doors | 1 | Urgent | B | 21 | 2045 | 5 | 1 | 2.2 | 3009 | 31870
HVAC ¦ Fan ¦ Local and Special Ventilation ¦ Extract | 1 | Medium | B | 1 | 2025 | 5 | 3 | 3.2 | 21917 | 6883
Electrical ¦ Lighting ¦ Internal ¦ General | 11 | Medium | C | 1 | 2025 | 4 | 3 | 2.9 | 18480 | 5429
Security ¦ Access ¦ Access Control ¦ Door ¦ Local Lock / Keypad / Manual | 1 | Medium | B | 6 | 2030 | 5 | 3 | 3.2 | 21918 | 18510
Electrical ¦ Lighting ¦ Internal ¦ General | 2 | Medium | B | 1 | 2025 | 5 | 3 | 3.2 | 21919 | 6884
HVAC ¦ Fan ¦ Local and Special Ventilation ¦ Axial | 1 | Medium | B | 4 | 2028 | 5 | 3 | 3.2 | 21920 | 14067
Electrical ¦ Lighting ¦ Internal ¦ General ¦ LED Fittings & Luminaires | 1 | Medium | B | 16 | 2040 | 5 | 3 | 3.2 | 21921 | 29401
Fabric ¦ Superstructure ¦ Internal Doors ¦ Roller Shutters ¦ Electric Roller Shutter | 1 | Medium | B | 1 | 2025 | 5 | 3 | 3.2 | 21922 | 6885
Electrical ¦ Lighting ¦ Internal ¦ General ¦ LED Fittings & Luminaires | 77 | Medium | B | 17 | 2041 | 5 | 3 | 3.2 | 21923 | 30419
Fire ¦ Fire Fighting ¦ Fire Extinguishers ¦ Foam | 4 | Urgent | B | 8 | 2032 | 5 | 1 | 2.2 | 3010 | 20331
HVAC ¦ Heat Emitters - Central ¦ Unit Heaters | 1 | Medium | B | 9 | 2033 | 5 | 3 | 3.2 | 21924 | 21717
Fabric ¦ Superstructure ¦ Windows and External Doors ¦ External Doors ¦ Entrance Doors | 1 | High | B | 19 | 2043 | 5 | 2 | 2.7 | 12651 | 31162
Security ¦ Access ¦ Access Control ¦ Gate Access - Local Lock / Keypad / Manual (External) | 1 | Medium | B | 3 | 2027 | 5 | 3 | 3.2 | 21925 | 13468
Electrical ¦ Lighting ¦ Internal ¦ Emergency ¦ Self Contained ¦ LED | 4 | Urgent | B | 21 | 2045 | 5 | 1 | 2.2 | 3011 | 31871
Fire ¦ Fire Detection ¦ Fire Alarm System | 1 | Urgent | B | 1 | 2025 | 5 | 1 | 2.2 | 3012 | 1097
Fire ¦ Fire Fighting ¦ Fire Extinguishers ¦ Foam | 3 | Urgent | B | 8 | 2032 | 5 | 1 | 2.2 | 3013 | 20332
Fire ¦ Fire Fighting ¦ Fire Extinguishers ¦ Powder | 1 | Urgent | B | 6 | 2030 | 5 | 1 | 2.2 | 3014 | 16030
Fire ¦ Fire Fighting ¦ Fire Extinguishers ¦ Foam | 4 | Urgent | B | 6 | 2030 | 5 | 1 | 2.2 | 3015 | 16031
Electrical ¦ Lighting ¦ Internal ¦ General ¦ LED Fittings & Luminaires | 1 | Medium | B | 6 | 2030 | 5 | 3 | 3.2 | 21926 | 18511
Electrical ¦ Lighting ¦ External ¦ General - Non-LED | 5 | Medium | B | 1 | 2025 | 5 | 3 | 3.2 | 21927 | 6886
Fabric ¦ Superstructure ¦ Windows and External Doors ¦ Roller Shutters ¦ Electric Roller Shutter | 1 | High | B | 16 | 2040 | 5 | 2 | 2.7 | 12652 | 29121
Electrical ¦ Lighting ¦ Internal ¦ General ¦ LED Fittings & Luminaires | 33 | Medium | B | 16 | 2040 | 5 | 3 | 3.2 | 21928 | 29402
Electrical ¦ Lighting ¦ Internal ¦ Emergency ¦ Self Contained ¦ Non LED | 4 | Urgent | B | 15 | 2039 | 5 | 1 | 2.2 | 3016 | 27787
Fire ¦ Fire Fighting ¦ Fire Extinguishers ¦ Foam | 7 | Urgent | B | 8 | 2032 | 5 | 1 | 2.2 | 3017 | 20333
Electrical ¦ Lighting ¦ External ¦ General - LED | 1 | Medium | B | 3 | 2027 | 5 | 3 | 3.2 | 21929 | 13469
Electrical ¦ Specialist Lighting ¦ Internal ¦ Illuminated Fire Exit Signage | 3 | Urgent | B | 17 | 2041 | 5 | 1 | 2.2 | 3018 | 30041
Electrical ¦ Lighting ¦ Internal ¦ General | 1 | Medium | B | 4 | 2028 | 5 | 3 | 3.2 | 21930 | 14068
Electrical ¦ Specialist Lighting ¦ Internal ¦ Illuminated Fire Exit Signage | 3 | Urgent | B | 16 | 2040 | 5 | 1 | 2.2 | 3019 | 28686
Electrical ¦ Lighting ¦ Internal ¦ General | 23 | Medium | B | 1 | 2025 | 5 | 3 | 3.2 | 21931 | 6887
Electrical ¦ Lighting ¦ Internal ¦ General ¦ LED Fittings & Luminaires | 10 | Medium | B | 16 | 2040 | 5 | 3 | 3.2 | 21932 | 29403
Electrical ¦ LV Distribution ¦ Distribution Board ¦ Main | 1 | High | B | 6 | 2030 | 5 | 2 | 2.7 | 12653 | 17464
Water ¦ Local Hot Water ¦ Package Electric Water Heaters - Non-Drinking Water | 1 | Medium | B | 1 | 2025 | 5 | 3 | 3.2 | 21933 | 6888
Fabric ¦ Superstructure ¦ Windows and External Doors ¦ External Doors ¦ Entrance Doors | 1 | High | B | 8 | 2032 | 5 | 2 | 2.7 | 12654 | 20686
Electrical ¦ Lighting ¦ Internal ¦ Emergency ¦ Self Contained ¦ LED | 1 | Urgent | B | 17 | 2041 | 5 | 1 | 2.2 | 3020 | 30042
Electrical ¦ LV Distribution ¦ Distribution Board ¦ Main | 1 | High | D | 1 | 2025 | 3 | 2 | 2.1 | 1086 | 749
Electrical ¦ Lighting ¦ Internal ¦ Emergency ¦ Self Contained ¦ Non LED | 10 | Urgent | B | 1 | 2025 | 5 | 1 | 2.2 | 3021 | 1098
HVAC ¦ Fan ¦ Local and Special Ventilation ¦ Extract | 1 | Medium | B | 1 | 2025 | 5 | 3 | 3.2 | 21934 | 6889
Fabric ¦ Superstructure ¦ Windows and External Doors ¦ External Doors ¦ Manual and Automatic Doors ¦ Emergency and Panic Escape Doors | 1 | Urgent | B | 26 | 2050 | 5 | 1 | 2.2 | 3022 | 33457
HVAC ¦ Fan ¦ Local and Special Ventilation ¦ Extract | 1 | Medium | B | 1 | 2025 | 5 | 3 | 3.2 | 21935 | 6890
Fire ¦ Fire Fighting ¦ Fire Extinguishers ¦ CO2 | 2 | Urgent | B | 9 | 2033 | 5 | 1 | 2.2 | 3023 | 21259
Fire ¦ Fire Fighting ¦ Fire Extinguishers ¦ Foam | 1 | Urgent | B | 5 | 2029 | 5 | 1 | 2.2 | 3024 | 14337
Fabric ¦ Superstructure ¦ Windows and External Doors ¦ External Doors ¦ Manual and Automatic Doors ¦ High Security Door | 1 | High | B | 31 | 2055 | 5 | 2 | 2.7 | 12655 | 33787
Fabric ¦ Superstructure ¦ Windows and External Doors ¦ External Doors ¦ Manual and Automatic Doors ¦ High Security Door | 1 | High | B | 8 | 2032 | 5 | 2 | 2.7 | 12656 | 20687
HVAC ¦ Fan ¦ Local and Special Ventilation ¦ Fans Window or Wall Mounted | 1 | Medium | B | 5 | 2029 | 5 | 3 | 3.2 | 21936 | 14912
Electrical ¦ Specialist Lighting ¦ Internal ¦ Illuminated Fire Exit Signage | 3 | Urgent | B | 16 | 2040 | 5 | 1 | 2.2 | 3025 | 28687
HVAC ¦ Heat Emitters - Local ¦ Electric Heaters | 3 | Medium | B | 1 | 2025 | 5 | 3 | 3.2 | 21937 | 6891
HVAC ¦ Local Air Conditioning ¦ Single-Split Evaporator - Split Systems/Heat Pumps - Air-cooled with Direct Expansion Evaporator (DX) | 1 | Medium | B | 5 | 2029 | 5 | 3 | 3.2 | 21938 | 14913
HVAC ¦ Local Air Conditioning ¦ Single-Split Evaporator - Split Systems/Heat Pumps - Air-cooled with Direct Expansion Evaporator (DX) | 1 | Medium | B | 3 | 2027 | 5 | 3 | 3.2 | 21939 | 13470
HVAC ¦ Fan ¦ Central Heating ¦ Axial | 1 | High | B | 1 | 2025 | 5 | 2 | 2.7 | 12657 | 3225
Water ¦ Local Hot Water ¦ Instantaneous Electric Water Heater - Non-Drinking Water | 1 | Medium | B | 14 | 2038 | 5 | 3 | 3.2 | 21940 | 27538
HVAC ¦ Local Air Conditioning ¦ Single-Split Evaporator - Split Systems/Heat Pumps - Air-cooled with Direct Expansion Evaporator (DX) | 1 | Medium | B | 9 | 2033 | 5 | 3 | 3.2 | 21941 | 21718
HVAC ¦ Fan ¦ Central Ventilation Systems ¦ Ventilating - General | 1 | Low | B | 3 | 2027 | 5 | 4 | 3.7 | 32840 | 13717
Fabric ¦ Superstructure ¦ Windows and External Doors ¦ External Doors ¦ Manual and Automatic Doors ¦ High Security Door | 1 | High | B | 11 | 2035 | 5 | 2 | 2.7 | 12658 | 24234
Controls ¦ Building Management System (BMS) ¦ BMS Control Panel | 1 | High | B | 7 | 2031 | 5 | 2 | 2.7 | 12659 | 19589
Fabric ¦ Superstructure ¦ Windows and External Doors ¦ External Doors ¦ Manual and Automatic Doors ¦ High Security Door | 1 | High | B | 16 | 2040 | 5 | 2 | 2.7 | 12660 | 29122
Electrical ¦ Lighting ¦ Internal ¦ Emergency ¦ Self Contained ¦ LED | 3 | Urgent | B | 21 | 2045 | 5 | 1 | 2.2 | 3026 | 31872
HVAC ¦ Heat Emitters - Central ¦ Radiators ¦ Steel | 2 | Medium | C | 1 | 2025 | 4 | 3 | 2.9 | 18481 | 5430
Fabric ¦ Superstructure ¦ Windows and External Doors ¦ External Doors ¦ Manual and Automatic Doors ¦ Emergency and Panic Escape Doors | 1 | Urgent | B | 25 | 2049 | 5 | 1 | 2.2 | 3027 | 33288
Electrical ¦ Lighting ¦ Internal ¦ Emergency ¦ Self Contained ¦ LED | 4 | Urgent | B | 22 | 2046 | 5 | 1 | 2.2 | 3028 | 32856
Electrical ¦ Lighting ¦ Internal ¦ General | 1 | Medium | B | 1 | 2025 | 5 | 3 | 3.2 | 21942 | 6892
Fabric ¦ Superstructure ¦ Windows and External Doors ¦ External Doors ¦ Manual and Automatic Doors ¦ Emergency and Panic Escape Doors | 1 | Urgent | B | 11 | 2035 | 5 | 1 | 2.2 | 3029 | 23458
Fabric ¦ Superstructure ¦ Windows and External Doors ¦ Roller Shutters ¦ Electric Roller Shutter | 1 | High | B | 16 | 2040 | 5 | 2 | 2.7 | 12661 | 29123
Electrical ¦ Lighting ¦ Internal ¦ Emergency ¦ Self Contained ¦ LED | 10 | Urgent | B | 21 | 2045 | 5 | 1 | 2.2 | 3030 | 31873
HVAC ¦ Heat Emitters - Local ¦ Electric Heaters | 1 | Medium | B | 1 | 2025 | 5 | 3 | 3.2 | 21943 | 6893
Fire ¦ Fire Fighting ¦ Fire Extinguishers ¦ Powder | 1 | Urgent | B | 7 | 2031 | 5 | 1 | 2.2 | 3031 | 19228
Fabric ¦ Superstructure ¦ Internal Doors ¦ Roller Shutters ¦ Electric Roller Shutter | 1 | Medium | B | 13 | 2037 | 5 | 3 | 3.2 | 21944 | 27094
Electrical ¦ Lighting ¦ Internal ¦ Emergency ¦ Self Contained ¦ LED | 2 | Urgent | B | 22 | 2046 | 5 | 1 | 2.2 | 3032 | 32857
Electrical ¦ LV Distribution ¦ Distribution Board ¦ Sub | 1 | High | B | 1 | 2025 | 5 | 2 | 2.7 | 12662 | 3226
Electrical ¦ LV Distribution ¦ Distribution Board ¦ Sub | 1 | High | B | 8 | 2032 | 5 | 2 | 2.7 | 12663 | 20688
Electrical ¦ LV Distribution ¦ Distribution Board ¦ Sub | 1 | High | B | 14 | 2038 | 5 | 2 | 2.7 | 12664 | 27443
Controls ¦ Building Management System (BMS) ¦ BMS Control Panel | 1 | High | B | 1 | 2025 | 5 | 2 | 2.7 | 12665 | 3227
Electrical ¦ Lighting ¦ Internal ¦ Emergency ¦ Self Contained ¦ Non LED | 2 | Urgent | B | 11 | 2035 | 5 | 1 | 2.2 | 3033 | 23459
Electrical ¦ Lighting ¦ External ¦ General - LED | 5 | Medium | B | 10 | 2034 | 5 | 3 | 3.2 | 21945 | 22657
Water ¦ Local Hot Water ¦ Package Electric Water Heaters - Non-Drinking Water | 1 | Medium | B | 1 | 2025 | 5 | 3 | 3.2 | 21946 | 6894
Fire ¦ Fire Detection ¦ Fire Alarm Panel / Repeater | 1 | Urgent | B | 6 | 2030 | 5 | 1 | 2.2 | 3034 | 16032
Fabric ¦ Superstructure ¦ Windows and External Doors ¦ External Doors ¦ Entrance Doors | 1 | High | B | 11 | 2035 | 5 | 2 | 2.7 | 12666 | 24235
Electrical ¦ Lighting ¦ Internal ¦ General ¦ LED Fittings & Luminaires | 59 | Medium | B | 16 | 2040 | 5 | 3 | 3.2 | 21947 | 29404
Electrical ¦ Lighting ¦ Internal ¦ General | 20 | Medium | B | 1 | 2025 | 5 | 3 | 3.2 | 21948 | 6895
Electrical ¦ Lighting ¦ Internal ¦ Emergency ¦ Self Contained ¦ Non LED | 5 | Urgent | B | 15 | 2039 | 5 | 1 | 2.2 | 3035 | 27788
Water ¦ Local Hot Water ¦ Instantaneous Electric Water Heater - Non-Drinking Water | 1 | Medium | B | 1 | 2025 | 5 | 3 | 3.2 | 21949 | 6896
Security ¦ Access ¦ Access Control ¦ Door ¦ Local Lock / Keypad / Manual | 1 | Medium | B | 6 | 2030 | 5 | 3 | 3.2 | 21950 | 18512
Electrical ¦ Lighting ¦ Internal ¦ Emergency ¦ Self Contained ¦ LED | 15 | Urgent | B | 21 | 2045 | 5 | 1 | 2.2 | 3036 | 31874
Electrical ¦ Specialist Lighting ¦ Internal ¦ Illuminated Fire Exit Signage | 5 | Urgent | B | 17 | 2041 | 5 | 1 | 2.2 | 3037 | 30043
Electrical ¦ Lighting ¦ Internal ¦ General | 40 | Medium | B | 10 | 2034 | 5 | 3 | 3.2 | 21951 | 22658
Fire ¦ Fire Fighting ¦ Fire Extinguishers ¦ Foam | 6 | Urgent | B | 9 | 2033 | 5 | 1 | 2.2 | 3038 | 21260
HVAC ¦ Local Air Conditioning ¦ Single-Split Evaporator - Split Systems/Heat Pumps - Air-cooled with Direct Expansion Evaporator (DX) | 1 | Medium | B | 9 | 2033 | 5 | 3 | 3.2 | 21952 | 21719
Electrical ¦ LV Distribution ¦ Distribution Board ¦ Main | 1 | High | B | 1 | 2025 | 5 | 2 | 2.7 | 12667 | 3228
Fabric ¦ Superstructure ¦ Windows and External Doors ¦ Roller Shutters ¦ Manual Roller Shutter | 1 | High | B | 7 | 2031 | 5 | 2 | 2.7 | 12668 | 19590
HVAC ¦ Central Heating (Internally Sourced) ¦ Boiler ¦ Atmospheric Gas Burner Boiler - Small and/or Wall Hung for Light Commercial Installation | 1 | Medium | B | 1 | 2025 | 5 | 3 | 3.2 | 21953 | 6897
HVAC ¦ Local and Special Ventilation ¦ Unit extract fans. | 1 | Medium | B | 5 | 2029 | 5 | 3 | 3.2 | 21954 | 14914
HVAC ¦ Fan ¦ Local and Special Ventilation ¦ Fans Window or Wall Mounted | 1 | Medium | B | 1 | 2025 | 5 | 3 | 3.2 | 21955 | 6898
Fabric ¦ Superstructure ¦ Windows and External Doors ¦ External Doors ¦ Manual and Automatic Doors ¦ Auto / Powered Sliding Doors | 1 | High | B | 20 | 2044 | 5 | 2 | 2.7 | 12669 | 31604
Transport ¦ Lifts ¦ Disabled Lift ¦ Hydraulic | 1 | High | B | 6 | 2030 | 5 | 2 | 2.7 | 12670 | 17465
HVAC ¦ Heat Emitters - Local ¦ Electric Heaters | 2 | Medium | B | 1 | 2025 | 5 | 3 | 3.2 | 21956 | 6899
Electrical ¦ Lighting ¦ Internal ¦ Emergency ¦ Self Contained ¦ LED | 10 | Urgent | B | 22 | 2046 | 5 | 1 | 2.2 | 3039 | 32858
HVAC ¦ Fan ¦ Central Ventilation Systems ¦ Ventilating - General | 1 | Low | B | 1 | 2025 | 5 | 4 | 3.7 | 32841 | 11852
Fabric ¦ Superstructure ¦ Windows and External Doors ¦ External Doors ¦ Entrance Doors | 1 | High | B | 11 | 2035 | 5 | 2 | 2.7 | 12671 | 24236
HVAC ¦ Fan ¦ Local and Special Ventilation ¦ Extract | 1 | Medium | B | 1 | 2025 | 5 | 3 | 3.2 | 21957 | 6900
Fire ¦ Fire Fighting ¦ Fire Extinguishers ¦ CO2 | 2 | Urgent | B | 8 | 2032 | 5 | 1 | 2.2 | 3040 | 20334
Electrical ¦ Lighting ¦ Internal ¦ Emergency ¦ Self Contained ¦ LED | 2 | Urgent | B | 17 | 2041 | 5 | 1 | 2.2 | 3041 | 30044
HVAC ¦ Heat Emitters - Local ¦ Gas Fired Natural and Fan Assisted Heaters | 1 | Medium | B | 5 | 2029 | 5 | 3 | 3.2 | 21958 | 14915
Controls ¦ Multi-System Controls ¦ Control Panel - Electrical Services (excluding Electrical Controllers and Pneumatic Relays) | 1 | Medium | B | 1 | 2025 | 5 | 3 | 3.2 | 21959 | 6901
Fabric ¦ Superstructure ¦ Windows and External Doors ¦ External Doors ¦ Manual and Automatic Doors ¦ High Security Door | 1 | High | B | 6 | 2030 | 5 | 2 | 2.7 | 12672 | 17466
HVAC ¦ Heat Emitters - Local ¦ Electric Heaters | 3 | Medium | B | 1 | 2025 | 5 | 3 | 3.2 | 21960 | 6902
Electrical ¦ Lighting ¦ Internal ¦ Emergency ¦ Self Contained ¦ Non LED | 4 | Urgent | B | 15 | 2039 | 5 | 1 | 2.2 | 3042 | 27789
Fire ¦ Fire Fighting ¦ Fire Extinguishers ¦ CO2 | 1 | Urgent | B | 2 | 2026 | 5 | 1 | 2.2 | 3043 | 12516
HVAC ¦ Fan ¦ Central Ventilation Systems ¦ Ventilating - General | 1 | Low | B | 5 | 2029 | 5 | 4 | 3.7 | 32842 | 15604
Fabric ¦ Superstructure ¦ Windows and External Doors ¦ Roller Shutters ¦ Electric Roller Shutter | 1 | High | B | 22 | 2046 | 5 | 2 | 2.7 | 12673 | 33019
Fabric ¦ Superstructure ¦ Windows and External Doors ¦ External Doors ¦ Manual and Automatic Doors ¦ Emergency and Panic Escape Doors | 1 | Urgent | B | 15 | 2039 | 5 | 1 | 2.2 | 3044 | 27790
Fabric ¦ Superstructure ¦ Internal Doors ¦ Roller Shutters ¦ Electric Roller Shutter | 1 | Medium | B | 5 | 2029 | 5 | 3 | 3.2 | 21961 | 14916
Fabric ¦ Superstructure ¦ Windows and External Doors ¦ Roller Shutters ¦ Manual Roller Shutter | 1 | High | B | 1 | 2025 | 5 | 2 | 2.7 | 12674 | 3229
Electrical ¦ Lighting ¦ Internal ¦ Emergency ¦ Self Contained ¦ Non LED | 6 | Urgent | B | 1 | 2025 | 5 | 1 | 2.2 | 3045 | 1099
Electrical ¦ Lighting ¦ Internal ¦ General | 14 | Medium | B | 1 | 2025 | 5 | 3 | 3.2 | 21962 | 6903
HVAC ¦ Heat Emitters - Local ¦ Gas Fired Natural and Fan Assisted Heaters | 1 | Medium | CX | 6 | 2030 | 2 | 3 | 2.3 | 10098 | 17319
Fabric ¦ Superstructure ¦ Windows and External Doors ¦ External Doors ¦ Entrance Doors | 1 | High | B | 6 | 2030 | 5 | 2 | 2.7 | 12675 | 17467
HVAC ¦ Central Heating (Internally Sourced) ¦ Burner ¦ Light oil vaporising pot burner | 1 | Urgent | DX | 11 | 2035 | 1 | 1 | 1 | 4 | 23235
HVAC ¦ Central Heating (Internally Sourced) ¦ Boiler ¦ Burner Forced Draught [Pressure Jet] Oil | 1 | Medium | B | 11 | 2035 | 5 | 3 | 3.2 | 21963 | 25035
Fabric ¦ Superstructure ¦ Windows and External Doors ¦ External Doors ¦ Entrance Doors | 1 | High | B | 6 | 2030 | 5 | 2 | 2.7 | 12676 | 17468
Fire ¦ Fire Fighting ¦ Fire Extinguishers ¦ Powder | 1 | Urgent | B | 6 | 2030 | 5 | 1 | 2.2 | 3046 | 16033
HVAC ¦ Local Air Conditioning ¦ Single-Split Evaporator - Split Systems/Heat Pumps - Air-cooled with Direct Expansion Evaporator (DX) | 1 | Medium | B | 7 | 2031 | 5 | 3 | 3.2 | 21964 | 19838
Fire ¦ Fire Detection ¦ Fire Alarm Panel / Repeater | 1 | Urgent | DX | 1 | 2025 | 1 | 1 | 1 | 5 | 3
Fire ¦ Fire Fighting ¦ Fire Extinguishers ¦ Foam | 3 | Urgent | A | 10 | 2034 | 6 | 1 | 2.5 | 10842 | 22208
Electrical ¦ Lighting ¦ External ¦ General - LED | 1 | Medium | B | 1 | 2025 | 5 | 3 | 3.2 | 21965 | 6904
Water ¦ Local Hot Water ¦ Instantaneous Electric Water Heater - Non-Drinking Water | 1 | Medium | C | 1 | 2025 | 4 | 3 | 2.9 | 18482 | 5431
Electrical ¦ Specialist Lighting ¦ Internal ¦ Illuminated Fire Exit Signage | 3 | Urgent | B | 8 | 2032 | 5 | 1 | 2.2 | 3047 | 20335
HVAC ¦ Fan ¦ Local and Special Ventilation ¦ Extract | 1 | Medium | CX | 1 | 2025 | 2 | 3 | 2.3 | 10099 | 2057
Fabric ¦ Superstructure ¦ Windows and External Doors ¦ External Doors ¦ Manual and Automatic Doors ¦ Emergency and Panic Escape Doors | 1 | Urgent | B | 9 | 2033 | 5 | 1 | 2.2 | 3048 | 21261
Electrical ¦ LV Distribution ¦ Distribution Board ¦ Sub | 1 | High | D | 1 | 2025 | 3 | 2 | 2.1 | 1087 | 750
Electrical ¦ Lighting ¦ Internal ¦ General ¦ LED Fittings & Luminaires | 98 | Medium | B | 10 | 2034 | 5 | 3 | 3.2 | 21966 | 22659
Security ¦ Access ¦ Access Control ¦ Door ¦ Local Lock / Keypad / Manual | 1 | Medium | B | 6 | 2030 | 5 | 3 | 3.2 | 21967 | 18513
Security ¦ Access ¦ Access Control ¦ Gate Access - Local Lock / Keypad / Manual (External) | 1 | Medium | B | 5 | 2029 | 5 | 3 | 3.2 | 21968 | 14917
HVAC ¦ Fan ¦ Central Ventilation Systems ¦ Ventilating - General | 1 | Low | B | 1 | 2025 | 5 | 4 | 3.7 | 32843 | 11853
HVAC ¦ Fan ¦ Local and Special Ventilation ¦ Ventilating - General | 1 | Medium | B | 1 | 2025 | 5 | 3 | 3.2 | 21969 | 6905
Fire ¦ Fire Detection ¦ Fire Alarm Panel / Repeater | 1 | Urgent | B | 11 | 2035 | 5 | 1 | 2.2 | 3049 | 23460
Electrical ¦ LV Distribution ¦ Distribution Board ¦ Main | 1 | High | C | 1 | 2025 | 4 | 2 | 2.4 | 10469 | 2353
HVAC ¦ Fan ¦ Central Ventilation Systems ¦ Ventilating - General | 1 | Low | B | 1 | 2025 | 5 | 4 | 3.7 | 32844 | 11854
Electrical ¦ LV Distribution ¦ Distribution Board ¦ Sub | 1 | High | B | 1 | 2025 | 5 | 2 | 2.7 | 12677 | 3230
Fabric ¦ Superstructure ¦ Windows and External Doors ¦ External Doors ¦ Entrance Doors | 1 | High | B | 17 | 2041 | 5 | 2 | 2.7 | 12678 | 30299
HVAC ¦ Fan ¦ Local and Special Ventilation ¦ Extract | 1 | Medium | B | 1 | 2025 | 5 | 3 | 3.2 | 21970 | 6906
Water ¦ Local Hot Water ¦ Package Electric Water Heaters - Non-Drinking Water | 1 | Medium | B | 4 | 2028 | 5 | 3 | 3.2 | 21971 | 14069
Electrical ¦ LV Distribution ¦ Main Switch Panel at Supply Intake | 1 | Medium | B | 6 | 2030 | 5 | 3 | 3.2 | 21972 | 18514
Electrical ¦ Lighting ¦ Internal ¦ General | 34 | Medium | C | 1 | 2025 | 4 | 3 | 2.9 | 18483 | 5432
Electrical ¦ Lighting ¦ Internal ¦ Emergency ¦ Self Contained ¦ LED | 6 | Urgent | B | 20 | 2044 | 5 | 1 | 2.2 | 3050 | 31435
Fire ¦ Fire Fighting ¦ Fire Extinguishers ¦ Foam | 1 | Urgent | B | 6 | 2030 | 5 | 1 | 2.2 | 3051 | 16034
HVAC ¦ Central Air Conditioning ¦ Air Conditioning ¦ Multi-Split Condenser - Split Systems/Heat Pumps - Air-cooled with Direct Expansion Evaporator (DX) | 1 | Medium | B | 5 | 2029 | 5 | 3 | 3.2 | 21973 | 14918
HVAC ¦ Heat Emitters - Local ¦ Gas Fired Natural and Fan Assisted Heaters | 1 | Medium | B | 1 | 2025 | 5 | 3 | 3.2 | 21974 | 6907
Fabric ¦ Superstructure ¦ Windows and External Doors ¦ External Doors ¦ Manual and Automatic Doors ¦ Emergency and Panic Escape Doors | 1 | Urgent | B | 11 | 2035 | 5 | 1 | 2.2 | 3052 | 23461
Electrical ¦ Specialist Lighting ¦ Internal ¦ Illuminated Fire Exit Signage | 1 | Urgent | B | 17 | 2041 | 5 | 1 | 2.2 | 3053 | 30045
Electrical ¦ Lighting ¦ Internal ¦ General | 6 | Medium | B | 11 | 2035 | 5 | 3 | 3.2 | 21975 | 25036
Fire ¦ Fire Fighting ¦ Fire Extinguishers ¦ CO2 | 1 | Urgent | A | 10 | 2034 | 6 | 1 | 2.5 | 10843 | 22209
HVAC ¦ Fan ¦ Central Ventilation Systems ¦ Ventilating - General | 1 | Low | B | 1 | 2025 | 5 | 4 | 3.7 | 32845 | 11855
Fabric ¦ Superstructure ¦ Windows and External Doors ¦ Roller Shutters ¦ Manual Roller Shutter | 1 | High | B | 1 | 2025 | 5 | 2 | 2.7 | 12679 | 3231
Electrical ¦ Lighting ¦ Internal ¦ General ¦ LED Fittings & Luminaires | 82 | Medium | A | 18 | 2042 | 6 | 3 | 3.5 | 32483 | 31011
Security ¦ Access ¦ Access Control ¦ Door ¦ Local Lock / Keypad / Manual | 1 | Medium | B | 5 | 2029 | 5 | 3 | 3.2 | 21976 | 14919
Electrical ¦ Lighting ¦ Internal ¦ Emergency ¦ Self Contained ¦ LED | 3 | Urgent | B | 21 | 2045 | 5 | 1 | 2.2 | 3054 | 31875
Fire ¦ Fire Fighting ¦ Fire Extinguishers ¦ CO2 | 4 | Urgent | B | 2 | 2026 | 5 | 1 | 2.2 | 3055 | 12517
Fabric ¦ Superstructure ¦ Windows and External Doors ¦ External Doors ¦ Entrance Doors | 1 | High | B | 1 | 2025 | 5 | 2 | 2.7 | 12680 | 3232
Fabric ¦ Superstructure ¦ Windows and External Doors ¦ Roller Shutters ¦ Manual Roller Shutter | 1 | High | B | 11 | 2035 | 5 | 2 | 2.7 | 12681 | 24237
Electrical ¦ LV Distribution ¦ Distribution Board ¦ Main | 1 | High | B | 1 | 2025 | 5 | 2 | 2.7 | 12682 | 3233
Fabric ¦ Superstructure ¦ Windows and External Doors ¦ External Doors ¦ Manual and Automatic Doors ¦ Emergency and Panic Escape Doors | 1 | Urgent | B | 21 | 2045 | 5 | 1 | 2.2 | 3056 | 31876
Fire ¦ Fire Detection ¦ Fire Alarm System | 1 | Urgent | A | 14 | 2038 | 6 | 1 | 2.5 | 10844 | 27412
Fire ¦ Fire Fighting ¦ Fire Blanket | 1 | Urgent | B | 1 | 2025 | 5 | 1 | 2.2 | 3057 | 1100
Fire ¦ Fire Fighting ¦ Fire Extinguishers ¦ CO2 | 2 | Urgent | B | 2 | 2026 | 5 | 1 | 2.2 | 3058 | 12518
Fabric ¦ Superstructure ¦ Internal Doors ¦ Roller Shutters ¦ Electric Roller Shutter | 1 | Medium | B | 22 | 2046 | 5 | 3 | 3.2 | 21977 | 33048
Electrical ¦ LV Distribution ¦ Distribution Board ¦ Main | 1 | High | B | 1 | 2025 | 5 | 2 | 2.7 | 12683 | 3234
HVAC ¦ Fan ¦ Local and Special Ventilation ¦ Fans Window or Wall Mounted | 1 | Medium | B | 10 | 2034 | 5 | 3 | 3.2 | 21978 | 22660
HVAC ¦ Heat Emitters - Local ¦ Electric Heaters | 1 | Medium | B | 1 | 2025 | 5 | 3 | 3.2 | 21979 | 6908
HVAC ¦ Heat Emitters - Central ¦ Radiators ¦ Aluminium | 4 | Medium | B | 1 | 2025 | 5 | 3 | 3.2 | 21980 | 6909
Fire ¦ Fire Detection ¦ Fire Alarm Panel / Repeater | 1 | Urgent | B | 1 | 2025 | 5 | 1 | 2.2 | 3059 | 1101
Controls ¦ Multi-System Controls ¦ Multi-Input Controllers | 1 | Medium | B | 8 | 2032 | 5 | 3 | 3.2 | 21981 | 20877
Controls ¦ Multi-System Controls ¦ Instrument Control Panel | 1 | Medium | B | 14 | 2038 | 5 | 3 | 3.2 | 21982 | 27539
Electrical ¦ Lighting ¦ Internal ¦ Emergency ¦ Self Contained ¦ LED | 10 | Urgent | B | 16 | 2040 | 5 | 1 | 2.2 | 3060 | 28688
Electrical ¦ Specialist Lighting ¦ Internal ¦ Illuminated Fire Exit Signage | 3 | Urgent | B | 16 | 2040 | 5 | 1 | 2.2 | 3061 | 28689
Electrical ¦ Lighting ¦ Internal ¦ Emergency ¦ Self Contained ¦ LED | 8 | Urgent | B | 23 | 2047 | 5 | 1 | 2.2 | 3062 | 33085
Electrical ¦ LV Distribution ¦ Main Switch Panel at Supply Intake | 1 | Medium | B | 10 | 2034 | 5 | 3 | 3.2 | 21983 | 22661
Fabric ¦ Superstructure ¦ Windows and External Doors ¦ External Doors ¦ Manual and Automatic Doors ¦ Emergency and Panic Escape Doors | 1 | Urgent | B | 15 | 2039 | 5 | 1 | 2.2 | 3063 | 27791
Security ¦ Access ¦ Access Control ¦ Door ¦ Local Lock / Keypad / Manual | 1 | Medium | B | 1 | 2025 | 5 | 3 | 3.2 | 21984 | 6910
Electrical ¦ Lighting ¦ Internal ¦ General ¦ LED Fittings & Luminaires | 64 | Medium | B | 17 | 2041 | 5 | 3 | 3.2 | 21985 | 30420
Electrical ¦ Lighting ¦ Internal ¦ Emergency ¦ Self Contained ¦ LED | 6 | Urgent | B | 21 | 2045 | 5 | 1 | 2.2 | 3064 | 31877
HVAC ¦ Heat Emitters - Central ¦ Radiators ¦ Steel | 4 | Medium | B | 5 | 2029 | 5 | 3 | 3.2 | 21986 | 14920
Security ¦ Access ¦ Access Control ¦ Gate Access - Local Lock / Keypad / Manual (External) | 1 | Medium | B | 1 | 2025 | 5 | 3 | 3.2 | 21987 | 6911
Security ¦ Access ¦ Access Control ¦ Door ¦ Local Lock / Keypad / Manual | 1 | Medium | B | 5 | 2029 | 5 | 3 | 3.2 | 21988 | 14921
Security ¦ Access ¦ Access Control ¦ Door ¦ Local Lock / Keypad / Manual | 1 | Medium | B | 5 | 2029 | 5 | 3 | 3.2 | 21989 | 14922
Fire ¦ Fire Fighting ¦ Fire Extinguishers ¦ Powder | 2 | Urgent | A | 10 | 2034 | 6 | 1 | 2.5 | 10845 | 22210
Electrical ¦ Lighting ¦ External ¦ General - LED | 1 | Medium | CX | 7 | 2031 | 2 | 3 | 2.3 | 10100 | 19535
Electrical ¦ LV Distribution ¦ Distribution Board ¦ Sub | 1 | High | B | 6 | 2030 | 5 | 2 | 2.7 | 12684 | 17469
Electrical ¦ LV Distribution ¦ Distribution Board ¦ Sub | 1 | High | B | 1 | 2025 | 5 | 2 | 2.7 | 12685 | 3235
Controls ¦ Multi-System Controls ¦ Multi-Input Controllers | 1 | Medium | B | 8 | 2032 | 5 | 3 | 3.2 | 21990 | 20878
Controls ¦ Multi-System Controls ¦ Instrument Control Panel | 1 | Medium | B | 14 | 2038 | 5 | 3 | 3.2 | 21991 | 27540
Fabric ¦ Superstructure ¦ Windows and External Doors ¦ External Doors ¦ Entrance Doors | 1 | High | B | 15 | 2039 | 5 | 2 | 2.7 | 12686 | 28112
HVAC ¦ Fan ¦ Central Ventilation Systems ¦ Ventilating - General | 1 | Low | B | 1 | 2025 | 5 | 4 | 3.7 | 32846 | 11856
Electrical ¦ Lighting ¦ Internal ¦ Emergency ¦ Self Contained ¦ LED | 4 | Urgent | B | 21 | 2045 | 5 | 1 | 2.2 | 3065 | 31878
Fire ¦ Fire Fighting ¦ Fire Extinguishers ¦ CO2 | 1 | Urgent | B | 6 | 2030 | 5 | 1 | 2.2 | 3066 | 16035
Fire ¦ Fire Fighting ¦ Fire Extinguishers ¦ CO2 | 3 | Urgent | B | 6 | 2030 | 5 | 1 | 2.2 | 3067 | 16036
Electrical ¦ Lighting ¦ Internal ¦ General | 18 | Medium | B | 1 | 2025 | 5 | 3 | 3.2 | 21992 | 6912
Electrical ¦ Specialist Lighting ¦ Internal ¦ Illuminated Fire Exit Signage | 3 | Urgent | B | 17 | 2041 | 5 | 1 | 2.2 | 3068 | 30046
Security ¦ Access ¦ Access Control ¦ Door ¦ Local Lock / Keypad / Manual | 1 | Medium | B | 5 | 2029 | 5 | 3 | 3.2 | 21993 | 14923
Electrical ¦ Lighting ¦ Internal ¦ Emergency ¦ Self Contained ¦ LED | 11 | Urgent | A | 23 | 2047 | 6 | 1 | 2.5 | 10846 | 33163
HVAC ¦ Heat Emitters - Local ¦ Electric Heaters | 1 | Medium | B | 1 | 2025 | 5 | 3 | 3.2 | 21994 | 6913
Fabric ¦ Superstructure ¦ Windows and External Doors ¦ External Doors ¦ Manual and Automatic Doors ¦ Emergency and Panic Escape Doors | 1 | Urgent | B | 1 | 2025 | 5 | 1 | 2.2 | 3069 | 1102
Water ¦ Local Hot Water ¦ Package Electric Water Heaters - Non-Drinking Water | 1 | Medium | B | 8 | 2032 | 5 | 3 | 3.2 | 21995 | 20879
Fabric ¦ Superstructure ¦ Internal Doors ¦ Roller Shutters ¦ Electric Roller Shutter | 1 | Medium | B | 5 | 2029 | 5 | 3 | 3.2 | 21996 | 14924
Electrical ¦ Lighting ¦ External ¦ General - Non-LED | 4 | Medium | B | 1 | 2025 | 5 | 3 | 3.2 | 21997 | 6914
HVAC ¦ Fan ¦ Local and Special Ventilation ¦ Extract | 1 | Medium | B | 5 | 2029 | 5 | 3 | 3.2 | 21998 | 14925
Electrical ¦ Lighting ¦ Internal ¦ General ¦ LED Fittings & Luminaires | 30 | Medium | B | 16 | 2040 | 5 | 3 | 3.2 | 21999 | 29405
HVAC ¦ Central Heating (Internally Sourced) ¦ Boiler ¦ Atmospheric Gas Burner Boiler - Small and/or Wall Hung for Domestic Installation | 1 | Medium | B | 1 | 2025 | 5 | 3 | 3.2 | 22000 | 6915
HVAC ¦ Fan ¦ Local and Special Ventilation ¦ Kitchen Vent ¦ Extract | 1 | Low | B | 5 | 2029 | 5 | 4 | 3.7 | 32847 | 15605
HVAC ¦ Fan ¦ Local and Special Ventilation ¦ Kitchen Vent ¦ Extract | 1 | Low | B | 5 | 2029 | 5 | 4 | 3.7 | 32848 | 15606
Fabric ¦ Superstructure ¦ Windows and External Doors ¦ External Doors ¦ Entrance Doors | 1 | High | B | 25 | 2049 | 5 | 2 | 2.7 | 12687 | 33378
Fire ¦ Fire Fighting ¦ Fire Extinguishers ¦ Foam | 1 | Urgent | B | 6 | 2030 | 5 | 1 | 2.2 | 3070 | 16037
HVAC ¦ Fan ¦ Central Ventilation Systems ¦ Ventilating - General | 1 | Low | B | 1 | 2025 | 5 | 4 | 3.7 | 32849 | 11857
HVAC ¦ Fan ¦ Central Ventilation Systems ¦ Ventilating - General | 1 | Low | B | 1 | 2025 | 5 | 4 | 3.7 | 32850 | 11858
Fire ¦ Fire Fighting ¦ Fire Extinguishers ¦ CO2 | 4 | Urgent | B | 7 | 2031 | 5 | 1 | 2.2 | 3071 | 19229
Electrical ¦ Lighting ¦ Internal ¦ General | 1 | Medium | B | 6 | 2030 | 5 | 3 | 3.2 | 22001 | 18515
Fabric ¦ Superstructure ¦ Windows and External Doors ¦ External Doors ¦ Manual and Automatic Doors ¦ Emergency and Panic Escape Doors | 1 | Urgent | C | 15 | 2039 | 4 | 1 | 1.9 | 613 | 27717
HVAC ¦ Central Heating (Internally Sourced) ¦ Boiler ¦ Atmospheric Gas Burner/Condensing Combination Boiler (domestic type) | 1 | High | B | 7 | 2031 | 5 | 2 | 2.7 | 12688 | 19591
Fire ¦ Fire Fighting ¦ Fire Extinguishers ¦ Powder | 1 | Urgent | B | 10 | 2034 | 5 | 1 | 2.2 | 3072 | 22017
HVAC ¦ Fan ¦ Central Ventilation Systems ¦ Ventilating - General | 1 | Low | B | 1 | 2025 | 5 | 4 | 3.7 | 32851 | 11859
HVAC ¦ Ductwork ¦ Ductwork, Fittings and Ancillaries ¦ Central Ventilation Systems ¦ Fire Dampers ¦ Fusible Link | 1 | Urgent | B | 1 | 2025 | 5 | 1 | 2.2 | 3073 | 1103
Fabric ¦ Superstructure ¦ Windows and External Doors ¦ External Doors ¦ Manual and Automatic Doors ¦ Emergency and Panic Escape Doors | 1 | Urgent | B | 30 | 2054 | 5 | 1 | 2.2 | 3074 | 33670
Electrical ¦ Lighting ¦ Internal ¦ General ¦ LED Fittings & Luminaires | 16 | Medium | B | 16 | 2040 | 5 | 3 | 3.2 | 22002 | 29406
Fire ¦ Fire Fighting ¦ Fire Extinguishers ¦ CO2 | 3 | Urgent | B | 6 | 2030 | 5 | 1 | 2.2 | 3075 | 16038
Electrical ¦ Lighting ¦ Internal ¦ General | 28 | Medium | B | 1 | 2025 | 5 | 3 | 3.2 | 22003 | 6916
Electrical ¦ Lighting ¦ Internal ¦ General | 29 | Medium | B | 6 | 2030 | 5 | 3 | 3.2 | 22004 | 18516
HVAC ¦ Heat Emitters - Local ¦ Electric Heaters | 1 | Medium | B | 1 | 2025 | 5 | 3 | 3.2 | 22005 | 6917
Fire ¦ Fire Fighting ¦ Fire Extinguishers ¦ Powder | 2 | Urgent | B | 2 | 2026 | 5 | 1 | 2.2 | 3076 | 12519
Fabric ¦ Superstructure ¦ Windows and External Doors ¦ Roller Shutters ¦ Manual Roller Shutter | 1 | High | B | 1 | 2025 | 5 | 2 | 2.7 | 12689 | 3236
Water ¦ Local Hot Water ¦ Instantaneous Electric Water Heater - Non-Drinking Water | 1 | Medium | B | 1 | 2025 | 5 | 3 | 3.2 | 22006 | 6918
Fabric ¦ Superstructure ¦ Windows and External Doors ¦ External Doors ¦ Entrance Doors | 1 | High | B | 33 | 2057 | 5 | 2 | 2.7 | 12690 | 33852
Electrical ¦ LV Distribution ¦ Main Switch Panel at Supply Intake | 1 | Medium | B | 1 | 2025 | 5 | 3 | 3.2 | 22007 | 6919
HVAC ¦ Fan ¦ Local and Special Ventilation ¦ Kitchen Vent ¦ Extract | 1 | Low | B | 1 | 2025 | 5 | 4 | 3.7 | 32852 | 11860
Fire ¦ Fire Fighting ¦ Fire Extinguishers ¦ Foam | 1 | Urgent | B | 9 | 2033 | 5 | 1 | 2.2 | 3077 | 21262
HVAC ¦ Central Air Conditioning ¦ Air Conditioning ¦ Multi-Split Condenser - Split Systems/Heat Pumps - Air-cooled with Direct Expansion Evaporator (DX) | 1 | Medium | B | 5 | 2029 | 5 | 3 | 3.2 | 22008 | 14926
Electrical ¦ LV Distribution ¦ Distribution Board ¦ Main | 1 | High | B | 1 | 2025 | 5 | 2 | 2.7 | 12691 | 3237
Fabric ¦ Superstructure ¦ Windows and External Doors ¦ External Doors ¦ Manual and Automatic Doors ¦ Emergency and Panic Escape Doors | 1 | Urgent | B | 16 | 2040 | 5 | 1 | 2.2 | 3078 | 28690
Electrical ¦ Lighting ¦ Internal ¦ Emergency ¦ Self Contained ¦ LED | 2 | Urgent | B | 17 | 2041 | 5 | 1 | 2.2 | 3079 | 30047
Fabric ¦ Superstructure ¦ Windows and External Doors ¦ External Doors ¦ Entrance Doors | 1 | High | B | 11 | 2035 | 5 | 2 | 2.7 | 12692 | 24238
Fabric ¦ Superstructure ¦ Internal Doors ¦ Roller Shutters ¦ Electric Roller Shutter | 1 | Medium | B | 5 | 2029 | 5 | 3 | 3.2 | 22009 | 14927
HVAC ¦ Heat Emitters - Local ¦ Gas Fired Natural and Fan Assisted Heaters | 1 | Medium | B | 10 | 2034 | 5 | 3 | 3.2 | 22010 | 22662
HVAC ¦ Central Heating (Internally Sourced) ¦ Boiler ¦ Atmospheric Gas Burner - Free Standing Boiler | 1 | Medium | B | 10 | 2034 | 5 | 3 | 3.2 | 22011 | 22663
Electrical ¦ LV Distribution ¦ Distribution Board ¦ Sub | 1 | High | B | 10 | 2034 | 5 | 2 | 2.7 | 12693 | 22301
Fabric ¦ Superstructure ¦ Windows and External Doors ¦ External Doors ¦ Manual and Automatic Doors ¦ High Security Door | 1 | High | B | 11 | 2035 | 5 | 2 | 2.7 | 12694 | 24239
HVAC ¦ Fan ¦ Smoke Extract | 1 | Urgent | B | 1 | 2025 | 5 | 1 | 2.2 | 3080 | 1104
Electrical ¦ LV Distribution ¦ Distribution Board ¦ Sub | 1 | High | B | 1 | 2025 | 5 | 2 | 2.7 | 12695 | 3238
Controls ¦ Building Management System (BMS) ¦ BMS Control Panel | 1 | High | B | 6 | 2030 | 5 | 2 | 2.7 | 12696 | 17470
HVAC ¦ Central Heating (Internally Sourced) ¦ Heat Exchangers ¦ Heat Reclaim Unit (Lossnay Type) | 1 | Medium | B | 14 | 2038 | 5 | 3 | 3.2 | 22012 | 27541
Fabric ¦ Superstructure ¦ Windows and External Doors ¦ External Doors ¦ Manual and Automatic Doors ¦ Emergency and Panic Escape Doors | 1 | Urgent | B | 11 | 2035 | 5 | 1 | 2.2 | 3081 | 23462
Transport ¦ Lifts ¦ Disabled Lift ¦ Electric | 1 | High | B | 1 | 2025 | 5 | 2 | 2.7 | 12697 | 3239
Electrical ¦ LV Distribution ¦ Distribution Board ¦ Main | 1 | High | B | 10 | 2034 | 5 | 2 | 2.7 | 12698 | 22302
HVAC ¦ Central Heating (Internally Sourced) ¦ Burner ¦ Atmospheric Gas Burner | 1 | Medium | B | 6 | 2030 | 5 | 3 | 3.2 | 22013 | 18517
Fabric ¦ Superstructure ¦ Internal Doors ¦ Roller Shutters ¦ Electric Roller Shutter | 1 | Medium | B | 21 | 2045 | 5 | 3 | 3.2 | 22014 | 32789
HVAC ¦ Heat Emitters - Central ¦ Unit Heaters | 1 | Medium | B | 1 | 2025 | 5 | 3 | 3.2 | 22015 | 6920
Electrical ¦ Specialist Lighting ¦ Internal ¦ Illuminated Fire Exit Signage | 2 | Urgent | B | 17 | 2041 | 5 | 1 | 2.2 | 3082 | 30048
Electrical ¦ Lighting ¦ Internal ¦ General ¦ LED Fittings & Luminaires | 33 | Medium | B | 17 | 2041 | 5 | 3 | 3.2 | 22016 | 30421
Electrical ¦ Lighting ¦ External ¦ General - LED | 10 | Medium | B | 12 | 2036 | 5 | 3 | 3.2 | 22017 | 26398
Fire ¦ Fire Fighting ¦ Fire Extinguishers ¦ Foam | 5 | Urgent | B | 6 | 2030 | 5 | 1 | 2.2 | 3083 | 16039
Fabric ¦ Superstructure ¦ Windows and External Doors ¦ External Doors ¦ Manual and Automatic Doors ¦ Emergency and Panic Escape Doors | 1 | Urgent | B | 6 | 2030 | 5 | 1 | 2.2 | 3084 | 16040
Fire ¦ Fire Detection ¦ Fire Alarm Panel / Repeater | 1 | Urgent | B | 12 | 2036 | 5 | 1 | 2.2 | 3085 | 25971
Fabric ¦ Superstructure ¦ Windows and External Doors ¦ External Doors ¦ Entrance Doors | 1 | High | B | 6 | 2030 | 5 | 2 | 2.7 | 12699 | 17471
Electrical ¦ Lighting ¦ Internal ¦ Emergency ¦ Self Contained ¦ LED | 13 | Urgent | B | 22 | 2046 | 5 | 1 | 2.2 | 3086 | 32859
Electrical ¦ Lighting ¦ Internal ¦ General | 3 | Medium | B | 1 | 2025 | 5 | 3 | 3.2 | 22018 | 6921
Fabric ¦ Superstructure ¦ Windows and External Doors ¦ Roller Shutters ¦ Electric Roller Shutter | 1 | High | B | 15 | 2039 | 5 | 2 | 2.7 | 12700 | 28113
Fabric ¦ Superstructure ¦ Windows and External Doors ¦ Roller Shutters ¦ Manual Roller Shutter | 1 | High | B | 1 | 2025 | 5 | 2 | 2.7 | 12701 | 3240
Water ¦ Central Hot Water Distribution ¦ Hot water cylinders | 1 | High | B | 1 | 2025 | 5 | 2 | 2.7 | 12702 | 3241
Electrical ¦ LV Distribution ¦ Distribution Board ¦ Main | 1 | High | B | 16 | 2040 | 5 | 2 | 2.7 | 12703 | 29124
Fabric ¦ Superstructure ¦ Windows and External Doors ¦ Roller Shutters ¦ Manual Roller Shutter | 1 | High | B | 5 | 2029 | 5 | 2 | 2.7 | 12704 | 14601
Fabric ¦ Superstructure ¦ Windows and External Doors ¦ External Doors ¦ Entrance Doors | 1 | High | B | 15 | 2039 | 5 | 2 | 2.7 | 12705 | 28114
HVAC ¦ Fan ¦ Local and Special Ventilation ¦ Ventilating - General | 1 | Medium | C | 1 | 2025 | 4 | 3 | 2.9 | 18484 | 5433
HVAC ¦ Fan ¦ Local and Special Ventilation ¦ Ventilating - General | 1 | Medium | C | 1 | 2025 | 4 | 3 | 2.9 | 18485 | 5434
Electrical ¦ Lighting ¦ External ¦ General - Non-LED | 1 | Medium | DX | 1 | 2025 | 1 | 3 | 2 | 820 | 538
HVAC ¦ Local Air Conditioning ¦ Single-Split Evaporator - Split Systems/Heat Pumps - Air-cooled with Direct Expansion Evaporator (DX) | 1 | Medium | B | 5 | 2029 | 5 | 3 | 3.2 | 22019 | 14928
HVAC ¦ Fan ¦ Local and Special Ventilation ¦ Ventilating - General | 1 | Medium | DX | 1 | 2025 | 1 | 3 | 2 | 821 | 539
Fabric ¦ Superstructure ¦ Internal Doors ¦ Roller Shutters ¦ Electric Roller Shutter | 1 | Medium | B | 15 | 2039 | 5 | 3 | 3.2 | 22020 | 28381
HVAC ¦ Fan ¦ Local and Special Ventilation ¦ Extract | 1 | Medium | DX | 1 | 2025 | 1 | 3 | 2 | 822 | 540
Fabric ¦ Superstructure ¦ Windows and External Doors ¦ External Doors ¦ Manual and Automatic Doors ¦ Emergency and Panic Escape Doors | 1 | Urgent | B | 15 | 2039 | 5 | 1 | 2.2 | 3087 | 27792
HVAC ¦ Local Air Conditioning ¦ Single-Split Condenser - Split Systems/Heat Pumps - Air-cooled with Direct Expansion Evaporator (DX) | 1 | Medium | B | 1 | 2025 | 5 | 3 | 3.2 | 22021 | 6922
HVAC ¦ Fan ¦ Local and Special Ventilation ¦ Centrifugal | 1 | Medium | C | 1 | 2025 | 4 | 3 | 2.9 | 18486 | 5435
Fabric ¦ Superstructure ¦ Windows and External Doors ¦ External Doors ¦ Manual and Automatic Doors ¦ Emergency and Panic Escape Doors | 1 | Urgent | B | 10 | 2034 | 5 | 1 | 2.2 | 3088 | 22018
HVAC ¦ Local and Special Ventilation ¦ Unit extract fans. | 1 | Medium | B | 1 | 2025 | 5 | 3 | 3.2 | 22022 | 6923
HVAC ¦ Pump ¦ Central Heating (Internally Sourced) ¦ Circulating | 1 | High | D | 1 | 2025 | 3 | 2 | 2.1 | 1088 | 751
HVAC ¦ Local and Special Ventilation ¦ Unit extract fans. | 1 | Medium | B | 1 | 2025 | 5 | 3 | 3.2 | 22023 | 6924
Fabric ¦ Superstructure ¦ Windows and External Doors ¦ External Doors ¦ Manual and Automatic Doors ¦ Emergency and Panic Escape Doors | 1 | Urgent | C | 6 | 2030 | 4 | 1 | 1.9 | 614 | 15705
Electrical ¦ Lighting ¦ Internal ¦ General | 2 | Medium | CX | 1 | 2025 | 2 | 3 | 2.3 | 10101 | 2058
HVAC ¦ Fan ¦ Local and Special Ventilation ¦ Kitchen Vent ¦ Fans Window or Wall Mounted | 1 | Medium | CX | 1 | 2025 | 2 | 3 | 2.3 | 10102 | 2059
HVAC ¦ Heat Emitters - Local ¦ Electric Overdoor Air Curtain/Heater | 1 | Medium | B | 1 | 2025 | 5 | 3 | 3.2 | 22024 | 6925
HVAC ¦ Heat Emitters - Local ¦ Electric Heaters | 1 | Medium | B | 1 | 2025 | 5 | 3 | 3.2 | 22025 | 6926
HVAC ¦ Fan ¦ Local and Special Ventilation ¦ Kitchen Vent ¦ Fans Window or Wall Mounted | 1 | Medium | B | 5 | 2029 | 5 | 3 | 3.2 | 22026 | 14929
Fabric ¦ Barriers and Guardrails ¦ Vehicle Crash Protection Barrier | 1 | V Low | D | 1 | 2025 | 3 | 4 | 3.1 | 19650 | 5870
HVAC ¦ Ventilation ¦ Air Handling Unit (AHU) ¦ Internal ¦ Central Heating (Internally Sourced) ¦ Gas Fired | 1 | Medium | C | 3 | 2027 | 4 | 3 | 2.9 | 18487 | 13410
Water ¦ Local Hot Water ¦ Instantaneous Electric Water Heater - Non-Drinking Water | 1 | Medium | A | 13 | 2037 | 6 | 3 | 3.5 | 32484 | 27282
HVAC ¦ Local and Special Ventilation ¦ Unit extract fans. | 1 | Medium | B | 2 | 2026 | 5 | 3 | 3.2 | 22027 | 13031
Fabric ¦ Superstructure ¦ Windows and External Doors ¦ External Doors ¦ Manual and Automatic Doors ¦ Auto / Powered Sliding Doors | 1 | High | C | 17 | 2041 | 4 | 2 | 2.4 | 10470 | 30265
Electrical ¦ LV Distribution ¦ Distribution Board ¦ Main | 1 | High | B | 1 | 2025 | 5 | 2 | 2.7 | 12706 | 3242
HVAC ¦ Heat Emitters - Central ¦ Radiators ¦ Steel | 1 | Medium | B | 4 | 2028 | 5 | 3 | 3.2 | 22028 | 14070
HVAC ¦ Fan ¦ Local and Special Ventilation ¦ Fans Window or Wall Mounted | 1 | Medium | D | 1 | 2025 | 3 | 3 | 2.6 | 11067 | 2592
HVAC ¦ Fan ¦ Local and Special Ventilation ¦ Axial | 1 | Medium | DX | 1 | 2025 | 1 | 3 | 2 | 823 | 541
HVAC ¦ Heat Emitters - Local ¦ Electric Overdoor Air Curtain/Heater | 1 | Medium | B | 1 | 2025 | 5 | 3 | 3.2 | 22029 | 6927
Electrical ¦ Lighting ¦ External ¦ General - LED | 2 | Medium | CX | 7 | 2031 | 2 | 3 | 2.3 | 10103 | 19536
Electrical ¦ LV Distribution ¦ Distribution Board ¦ Sub | 1 | High | B | 10 | 2034 | 5 | 2 | 2.7 | 12707 | 22303
Fabric ¦ Superstructure ¦ Windows and External Doors ¦ External Doors ¦ Entrance Doors | 1 | High | B | 11 | 2035 | 5 | 2 | 2.7 | 12708 | 24240
Electrical ¦ Lighting ¦ External ¦ General - Non-LED | 4 | Medium | C | 1 | 2025 | 4 | 3 | 2.9 | 18488 | 5436
HVAC ¦ Fan ¦ Local and Special Ventilation ¦ Kitchen Vent ¦ Extract | 1 | Low | C | 5 | 2029 | 4 | 4 | 3.4 | 32409 | 15575
Fire ¦ Fire Fighting ¦ Fire Extinguishers ¦ CO2 | 4 | Urgent | A | 9 | 2033 | 6 | 1 | 2.5 | 10847 | 21532
HVAC ¦ Central Air Conditioning ¦ Air Conditioning ¦ Multi-Split Condenser - Split Systems/Heat Pumps - Air-cooled with Direct Expansion Evaporator (DX) | 1 | Medium | B | 1 | 2025 | 5 | 3 | 3.2 | 22030 | 6928
HVAC ¦ Fan ¦ Local and Special Ventilation ¦ Kitchen Vent ¦ Extract | 1 | Low | C | 5 | 2029 | 4 | 4 | 3.4 | 32410 | 15576
Electrical ¦ Lighting ¦ Internal ¦ General | 3 | Medium | B | 1 | 2025 | 5 | 3 | 3.2 | 22031 | 6929
HVAC ¦ Fan ¦ Local and Special Ventilation ¦ Axial | 1 | Medium | B | 1 | 2025 | 5 | 3 | 3.2 | 22032 | 6930
Fabric ¦ Superstructure ¦ Windows and External Doors ¦ External Doors ¦ Manual and Automatic Doors ¦ Emergency and Panic Escape Doors | 1 | Urgent | B | 6 | 2030 | 5 | 1 | 2.2 | 3089 | 16041
HVAC ¦ Fan ¦ Local and Special Ventilation ¦ Centrifugal | 1 | Medium | B | 1 | 2025 | 5 | 3 | 3.2 | 22033 | 6931
Fabric ¦ Superstructure ¦ Internal Doors ¦ Roller Shutters ¦ Electric Roller Shutter | 1 | Medium | B | 11 | 2035 | 5 | 3 | 3.2 | 22034 | 25037
HVAC ¦ Fan ¦ Central Ventilation Systems ¦ Ventilating - General | 1 | Low | B | 1 | 2025 | 5 | 4 | 3.7 | 32853 | 11861
Fabric ¦ Superstructure ¦ Windows and External Doors ¦ External Doors ¦ Manual and Automatic Doors ¦ Auto / Powered Sliding Doors | 1 | High | B | 26 | 2050 | 5 | 2 | 2.7 | 12709 | 33485
Fabric ¦ Superstructure ¦ Windows and External Doors ¦ External Doors ¦ Manual and Automatic Doors ¦ High Security Door | 1 | High | B | 11 | 2035 | 5 | 2 | 2.7 | 12710 | 24241
Fabric ¦ Superstructure ¦ Windows and External Doors ¦ External Doors ¦ Manual and Automatic Doors ¦ Emergency and Panic Escape Doors | 1 | Urgent | B | 11 | 2035 | 5 | 1 | 2.2 | 3090 | 23463
Transport ¦ Lifts ¦ Passenger Lift electric ¦ Electric | 1 | Medium | B | 2 | 2026 | 5 | 3 | 3.2 | 22035 | 13032
Fabric ¦ Superstructure ¦ Windows and External Doors ¦ Roller Shutters ¦ Manual Roller Shutter | 1 | High | B | 1 | 2025 | 5 | 2 | 2.7 | 12711 | 3243
HVAC ¦ Central Heating (Internally Sourced) ¦ Boiler ¦ Electric Boilers | 1 | Medium | B | 1 | 2025 | 5 | 3 | 3.2 | 22036 | 6932
Electrical ¦ LV Distribution ¦ Distribution Board ¦ Sub | 1 | High | CX | 5 | 2029 | 2 | 2 | 1.8 | 496 | 14274
Electrical ¦ LV Distribution ¦ Distribution Board ¦ Main | 1 | High | B | 16 | 2040 | 5 | 2 | 2.7 | 12712 | 29125
Fabric ¦ Superstructure ¦ Windows and External Doors ¦ Roller Shutters ¦ Electric Roller Shutter | 1 | High | B | 15 | 2039 | 5 | 2 | 2.7 | 12713 | 28115
HVAC ¦ Local Air Conditioning ¦ Single-Split Condenser - Split Systems/Heat Pumps - Air-cooled with Direct Expansion Evaporator (DX) | 1 | Medium | B | 13 | 2037 | 5 | 3 | 3.2 | 22037 | 27095
Electrical ¦ LV Distribution ¦ Distribution Board ¦ Sub | 1 | High | B | 1 | 2025 | 5 | 2 | 2.7 | 12714 | 3244
Fabric ¦ Superstructure ¦ Windows and External Doors ¦ External Doors ¦ Manual and Automatic Doors ¦ Emergency and Panic Escape Doors | 1 | Urgent | B | 6 | 2030 | 5 | 1 | 2.2 | 3091 | 16042
Fabric ¦ Superstructure ¦ Windows and External Doors ¦ External Doors ¦ Entrance Doors | 1 | High | B | 6 | 2030 | 5 | 2 | 2.7 | 12715 | 17472
Electrical ¦ Lighting ¦ Internal ¦ General | 1 | Medium | B | 1 | 2025 | 5 | 3 | 3.2 | 22038 | 6933
HVAC ¦ Ventilation ¦ Air Handling Unit (AHU) ¦ Internal ¦ Central Heating & Cooling ¦ LTHW & CHW | 1 | High | B | 1 | 2025 | 5 | 2 | 2.7 | 12716 | 3245
Electrical ¦ LV Distribution ¦ Distribution Board ¦ Sub | 1 | High | B | 10 | 2034 | 5 | 2 | 2.7 | 12717 | 22304
HVAC ¦ Fan ¦ Local and Special Ventilation ¦ Fans Window or Wall Mounted | 1 | Medium | B | 10 | 2034 | 5 | 3 | 3.2 | 22039 | 22664
Electrical ¦ LV Distribution ¦ Distribution Board ¦ Sub | 1 | High | DX | 1 | 2025 | 1 | 2 | 1.5 | 380 | 340
HVAC ¦ Local and Special Ventilation ¦ Unit extract fans. | 1 | Medium | CX | 1 | 2025 | 2 | 3 | 2.3 | 10104 | 2060
HVAC ¦ Local and Special Ventilation ¦ Unit extract fans. | 1 | Medium | C | 1 | 2025 | 4 | 3 | 2.9 | 18489 | 5437
HVAC ¦ Pump ¦ Central Heating (Internally Sourced) ¦ General | 1 | V Low | DX | 1 | 2025 | 1 | 4 | 2.5 | 10848 | 2559
HVAC ¦ Pump ¦ Central Heating (Internally Sourced) ¦ General | 1 | V Low | DX | 1 | 2025 | 1 | 4 | 2.5 | 10849 | 2560
HVAC ¦ Pump ¦ Central Heating (Internally Sourced) ¦ General | 1 | V Low | DX | 1 | 2025 | 1 | 4 | 2.5 | 10850 | 2561
Security ¦ Access ¦ Access Control ¦ Door ¦ Local Lock / Keypad / Manual | 2 | Medium | B | 6 | 2030 | 5 | 3 | 3.2 | 22040 | 18518
HVAC ¦ Central Heating (Internally Sourced) ¦ Boiler ¦ Boiler Superheaters Commercial | 1 | Medium | B | 1 | 2025 | 5 | 3 | 3.2 | 22041 | 6934
Fabric ¦ Superstructure ¦ Windows and External Doors ¦ Roller Shutters ¦ Manual Roller Shutter | 1 | High | B | 1 | 2025 | 5 | 2 | 2.7 | 12718 | 3246
HVAC ¦ Fan ¦ Smoke Extract ¦ Powered Pressurisation Fan Systems | 1 | High | B | 1 | 2025 | 5 | 2 | 2.7 | 12719 | 3247
HVAC ¦ Local Air Conditioning ¦ Single-Split Evaporator - Split Systems/Heat Pumps - Air-cooled with Direct Expansion Evaporator (DX) | 1 | Medium | C | 1 | 2025 | 4 | 3 | 2.9 | 18490 | 5438
Electrical ¦ LV Distribution ¦ Distribution Board ¦ Sub | 1 | High | B | 1 | 2025 | 5 | 2 | 2.7 | 12720 | 3248
Water ¦ Local Hot Water ¦ Instantaneous Electric Water Heater - Non-Drinking Water | 1 | Medium | B | 1 | 2025 | 5 | 3 | 3.2 | 22042 | 6935
HVAC ¦ Fan ¦ Local and Special Ventilation ¦ Extract | 1 | Medium | B | 1 | 2025 | 5 | 3 | 3.2 | 22043 | 6936
Electrical ¦ Lighting ¦ External ¦ General - Non-LED | 2 | Medium | C | 1 | 2025 | 4 | 3 | 2.9 | 18491 | 5439
HVAC ¦ Heat Emitters - Local ¦ Electric Heaters | 4 | Medium | C | 1 | 2025 | 4 | 3 | 2.9 | 18492 | 5440
HVAC ¦ Heat Emitters - Local ¦ Gas Fired Radiant Heaters | 1 | Medium | DX | 1 | 2025 | 1 | 3 | 2 | 824 | 542
Fabric ¦ Superstructure ¦ Windows and External Doors ¦ Roller Shutters ¦ Manual Roller Shutter | 1 | High | D | 1 | 2025 | 3 | 2 | 2.1 | 1089 | 752
Electrical ¦ Lighting ¦ Internal ¦ General ¦ LED Fittings & Luminaires | 1 | Medium | B | 10 | 2034 | 5 | 3 | 3.2 | 22044 | 22665
Electrical ¦ LV Distribution ¦ Distribution Board ¦ Sub | 1 | High | C | 1 | 2025 | 4 | 2 | 2.4 | 10471 | 2354
HVAC ¦ Fan ¦ Local and Special Ventilation ¦ Fans Window or Wall Mounted | 1 | Medium | B | 6 | 2030 | 5 | 3 | 3.2 | 22045 | 18519
HVAC ¦ Fan ¦ Local and Special Ventilation ¦ Fans Window or Wall Mounted | 1 | Medium | C | 4 | 2028 | 4 | 3 | 2.9 | 18493 | 14017
Electrical ¦ Lighting ¦ External ¦ General - LED | 2 | Medium | B | 10 | 2034 | 5 | 3 | 3.2 | 22046 | 22666
Electrical ¦ Lighting ¦ Internal ¦ General | 9 | Medium | D | 1 | 2025 | 3 | 3 | 2.6 | 11068 | 2593
Fabric ¦ Superstructure ¦ Windows and External Doors ¦ Roller Shutters ¦ Manual Roller Shutter ¦ 24 High x 25 Wide | 1 | Urgent | C | 1 | 2025 | 4 | 1 | 1.9 | 615 | 463
Electrical ¦ Specialist Lighting ¦ External ¦ Illuminated External Signs | 2 | Medium | C | 6 | 2030 | 4 | 3 | 2.9 | 18494 | 17931
Electrical ¦ LV Distribution ¦ Distribution Board ¦ Sub | 1 | High | C | 1 | 2025 | 4 | 2 | 2.4 | 10472 | 2355
HVAC ¦ Central Air Conditioning ¦ Air Conditioning ¦ Multi-Split Evaporator - Split Systems/Heat Pumps - Air-cooled with Direct Expansion Evaporator (DX) | 1 | Medium | B | 1 | 2025 | 5 | 3 | 3.2 | 22047 | 6937
Electrical ¦ Lighting ¦ Internal ¦ General | 3 | Medium | B | 1 | 2025 | 5 | 3 | 3.2 | 22048 | 6938
Fire ¦ Fire Fighting ¦ Fire Extinguishers ¦ Foam | 1 | Urgent | A | 9 | 2033 | 6 | 1 | 2.5 | 10851 | 21533
HVAC ¦ Fan ¦ Local and Special Ventilation ¦ Fans Window or Wall Mounted | 1 | Medium | B | 5 | 2029 | 5 | 3 | 3.2 | 22049 | 14930
HVAC ¦ Fan ¦ Local and Special Ventilation ¦ Fans Window or Wall Mounted | 1 | Medium | CX | 11 | 2035 | 2 | 3 | 2.3 | 10105 | 24039
HVAC ¦ Fan ¦ Local and Special Ventilation ¦ Extract | 1 | Medium | B | 1 | 2025 | 5 | 3 | 3.2 | 22050 | 6939
Fire ¦ Fire Detection ¦ Fire Alarm System | 1 | Urgent | B | 1 | 2025 | 5 | 1 | 2.2 | 3092 | 1105
Electrical ¦ LV Distribution ¦ Main Switch Panel at Supply Intake | 1 | Medium | C | 1 | 2025 | 4 | 3 | 2.9 | 18495 | 5441
Fabric ¦ Superstructure ¦ Windows and External Doors ¦ Roller Shutters ¦ Manual Roller Shutter | 1 | High | B | 1 | 2025 | 5 | 2 | 2.7 | 12721 | 3249
HVAC ¦ Local Air Conditioning ¦ Single-Split Condenser - Split Systems/Heat Pumps - Air-cooled with Direct Expansion Evaporator (DX) | 1 | Medium | B | 1 | 2025 | 5 | 3 | 3.2 | 22051 | 6940
HVAC ¦ Heat Emitters - Local ¦ Electric Overdoor Air Curtain/Heater | 1 | Medium | B | 1 | 2025 | 5 | 3 | 3.2 | 22052 | 6941
Water ¦ Local Hot Water ¦ Package Electric Water Heaters - Non-Drinking Water | 1 | Medium | B | 1 | 2025 | 5 | 3 | 3.2 | 22053 | 6942
Fire ¦ Fire Detection ¦ Fire Alarm Panel / Repeater | 1 | Urgent | C | 11 | 2035 | 4 | 1 | 1.9 | 616 | 23262
Electrical ¦ LV Distribution ¦ Distribution Board ¦ Sub | 1 | High | B | 1 | 2025 | 5 | 2 | 2.7 | 12722 | 3250
HVAC ¦ Fan ¦ Local and Special Ventilation ¦ Kitchen Vent ¦ Extract | 1 | Low | B | 1 | 2025 | 5 | 4 | 3.7 | 32854 | 11862
HVAC ¦ Heat Emitters - Local ¦ Gas Fired Natural and Fan Assisted Heaters | 1 | Medium | B | 1 | 2025 | 5 | 3 | 3.2 | 22054 | 6943
Water ¦ Local Hot Water ¦ Instantaneous Electric Water Heater - Non-Drinking Water | 1 | Medium | B | 1 | 2025 | 5 | 3 | 3.2 | 22055 | 6944
Fire ¦ Fire Fighting ¦ Fire Extinguishers ¦ Foam | 9 | Urgent | A | 10 | 2034 | 6 | 1 | 2.5 | 10852 | 22211
HVAC ¦ Fan ¦ Local and Special Ventilation ¦ Fans Window or Wall Mounted | 1 | Medium | C | 1 | 2025 | 4 | 3 | 2.9 | 18496 | 5442
Water ¦ Local Hot Water ¦ Instantaneous Electric Water Heater - Non-Drinking Water | 1 | Medium | B | 12 | 2036 | 5 | 3 | 3.2 | 22056 | 26399
Fabric ¦ Superstructure ¦ Windows and External Doors ¦ External Doors ¦ Entrance Doors | 1 | High | B | 25 | 2049 | 5 | 2 | 2.7 | 12723 | 33379
Fire ¦ Fire Detection ¦ Fire Alarm Panel / Repeater | 1 | Urgent | B | 1 | 2025 | 5 | 1 | 2.2 | 3093 | 1106
Fire ¦ Fire Detection ¦ Fire Alarm System | 1 | Urgent | B | 12 | 2036 | 5 | 1 | 2.2 | 3094 | 25972
HVAC ¦ Fan ¦ Local and Special Ventilation ¦ Fans Window or Wall Mounted | 1 | Medium | B | 1 | 2025 | 5 | 3 | 3.2 | 22057 | 6945
HVAC ¦ Central Air Conditioning ¦ Air Conditioning ¦ Multi-Split Condenser - DX Split Systems (With Gas, Electric or Hot Water Heaters) | 1 | Medium | D | 1 | 2025 | 3 | 3 | 2.6 | 11069 | 2594
Water ¦ Local Hot Water ¦ Package Electric Water Heaters - Non-Drinking Water | 1 | Medium | B | 1 | 2025 | 5 | 3 | 3.2 | 22058 | 6946
Electrical ¦ Lighting ¦ External ¦ General - Non-LED | 6 | Medium | B | 1 | 2025 | 5 | 3 | 3.2 | 22059 | 6947
Electrical ¦ Lighting ¦ External ¦ General - Non-LED | 7 | Medium | C | 1 | 2025 | 4 | 3 | 2.9 | 18497 | 5443
HVAC ¦ Heat Emitters - Central ¦ Radiators ¦ Steel | 1 | Medium | B | 5 | 2029 | 5 | 3 | 3.2 | 22060 | 14931
Security ¦ Access ¦ Access Control ¦ Gate Access - Local Lock / Keypad / Manual (External) | 1 | Medium | B | 1 | 2025 | 5 | 3 | 3.2 | 22061 | 6948
Water ¦ Local Hot Water ¦ Instantaneous Electric Water Heater - Non-Drinking Water | 1 | Medium | C | 1 | 2025 | 4 | 3 | 2.9 | 18498 | 5444
HVAC ¦ Fan ¦ Local and Special Ventilation ¦ Extract | 1 | Medium | B | 1 | 2025 | 5 | 3 | 3.2 | 22062 | 6949
Electrical ¦ Lighting ¦ External ¦ General - Non-LED | 6 | Medium | C | 1 | 2025 | 4 | 3 | 2.9 | 18499 | 5445
Electrical ¦ LV Distribution ¦ Distribution Board ¦ Sub | 1 | High | C | 18 | 2042 | 4 | 2 | 2.4 | 10473 | 30730
Electrical ¦ LV Distribution ¦ Distribution Board ¦ Sub | 1 | High | C | 1 | 2025 | 4 | 2 | 2.4 | 10474 | 2356
HVAC ¦ Central Air Conditioning ¦ Air Conditioning ¦ Multi-Split Condenser - Split Systems/Heat Pumps - Air-cooled with Direct Expansion Evaporator (DX) | 1 | Medium | B | 1 | 2025 | 5 | 3 | 3.2 | 22063 | 6950
HVAC ¦ Fan ¦ Local and Special Ventilation ¦ Fans Window or Wall Mounted | 1 | Medium | B | 1 | 2025 | 5 | 3 | 3.2 | 22064 | 6951
HVAC ¦ Fan ¦ Local and Special Ventilation ¦ Extract | 1 | Medium | D | 1 | 2025 | 3 | 3 | 2.6 | 11070 | 2595
HVAC ¦ Local and Special Ventilation ¦ Unit extract fans. | 1 | Medium | C | 1 | 2025 | 4 | 3 | 2.9 | 18500 | 5446
Electrical ¦ Lighting ¦ Internal ¦ General | 2 | Medium | B | 7 | 2031 | 5 | 3 | 3.2 | 22065 | 19839
HVAC ¦ Fan ¦ Local and Special Ventilation ¦ Extract | 1 | Medium | C | 1 | 2025 | 4 | 3 | 2.9 | 18501 | 5447
HVAC ¦ Local and Special Ventilation ¦ Unit extract fans. | 1 | Medium | CX | 1 | 2025 | 2 | 3 | 2.3 | 10106 | 2061
HVAC ¦ Local and Special Ventilation ¦ Unit extract fans. | 1 | Medium | CX | 5 | 2029 | 2 | 3 | 2.3 | 10107 | 14530
Electrical ¦ Lighting ¦ External ¦ General - Non-LED | 1 | Medium | B | 1 | 2025 | 5 | 3 | 3.2 | 22066 | 6952
HVAC ¦ Pump ¦ Central Heating (Internally Sourced) ¦ Circulating | 1 | High | D | 1 | 2025 | 3 | 2 | 2.1 | 1090 | 753
Electrical ¦ Lighting ¦ External ¦ General - Non-LED | 21 | Medium | C | 1 | 2025 | 4 | 3 | 2.9 | 18502 | 5448
Water ¦ Local Hot Water ¦ Instantaneous Electric Water Heater - Non-Drinking Water | 1 | Medium | B | 1 | 2025 | 5 | 3 | 3.2 | 22067 | 6953
HVAC ¦ Fan ¦ Local and Special Ventilation ¦ Extract | 1 | Medium | B | 1 | 2025 | 5 | 3 | 3.2 | 22068 | 6954
HVAC ¦ Fan ¦ Local and Special Ventilation ¦ Extract | 1 | Medium | B | 1 | 2025 | 5 | 3 | 3.2 | 22069 | 6955
Electrical ¦ Lighting ¦ Internal ¦ General ¦ LED Fittings & Luminaires | 1 | Medium | B | 10 | 2034 | 5 | 3 | 3.2 | 22070 | 22667
HVAC ¦ Fan ¦ Local and Special Ventilation ¦ Kitchen Vent ¦ Extract | 1 | Low | C | 4 | 2028 | 4 | 4 | 3.4 | 32411 | 14267
Electrical ¦ LV Distribution ¦ Distribution Board ¦ Sub | 1 | High | A | 18 | 2042 | 6 | 2 | 3 | 19528 | 30901
HVAC ¦ Local and Special Ventilation ¦ Unit extract fans. | 1 | Medium | B | 6 | 2030 | 5 | 3 | 3.2 | 22071 | 18520
Electrical ¦ Lighting ¦ Internal ¦ General ¦ LED Fittings & Luminaires | 2 | Medium | B | 10 | 2034 | 5 | 3 | 3.2 | 22072 | 22668
Fabric ¦ Superstructure ¦ Windows and External Doors ¦ Roller Shutters ¦ Manual Roller Shutter | 1 | High | B | 1 | 2025 | 5 | 2 | 2.7 | 12724 | 3251
HVAC ¦ Ventilation ¦ Air Handling Unit (AHU) ¦ Internal ¦ Central Heating (Internally Sourced) ¦ Gas Fired | 1 | Medium | C | 2 | 2026 | 4 | 3 | 2.9 | 18503 | 12972
HVAC ¦ Fan ¦ Local and Special Ventilation ¦ Fans Window or Wall Mounted | 1 | Medium | B | 5 | 2029 | 5 | 3 | 3.2 | 22073 | 14932
Fabric ¦ Superstructure ¦ Internal Doors ¦ Roller Shutters ¦ Internal Manual Roller Shutter | 1 | Medium | B | 1 | 2025 | 5 | 3 | 3.2 | 22074 | 6956
Electrical ¦ LV Distribution ¦ Distribution Board ¦ Sub | 1 | High | C | 1 | 2025 | 4 | 2 | 2.4 | 10475 | 2357
HVAC ¦ Local and Special Ventilation ¦ Unit extract fans. | 1 | Medium | C | 1 | 2025 | 4 | 3 | 2.9 | 18504 | 5449
HVAC ¦ Fan ¦ Local and Special Ventilation ¦ Extract | 1 | Medium | CX | 1 | 2025 | 2 | 3 | 2.3 | 10108 | 2062
HVAC ¦ Fan ¦ Local and Special Ventilation ¦ Fans Window or Wall Mounted | 1 | Medium | C | 1 | 2025 | 4 | 3 | 2.9 | 18505 | 5450
HVAC ¦ Fan ¦ Local and Special Ventilation ¦ Extract Fans - Twin Toilet | 1 | Medium | C | 1 | 2025 | 4 | 3 | 2.9 | 18506 | 5451
HVAC ¦ Fan ¦ Local and Special Ventilation ¦ Hazardous Area Extract Fan | 1 | Medium | B | 1 | 2025 | 5 | 3 | 3.2 | 22075 | 6957
Electrical ¦ LV Distribution ¦ Distribution Board ¦ Sub | 1 | High | C | 9 | 2033 | 4 | 2 | 2.4 | 10476 | 21526
HVAC ¦ Fan ¦ Local and Special Ventilation ¦ Fans Window or Wall Mounted | 1 | Medium | B | 7 | 2031 | 5 | 3 | 3.2 | 22076 | 19840
HVAC ¦ Heat Emitters - Local ¦ Gas Fired Natural and Fan Assisted Heaters | 1 | Medium | B | 1 | 2025 | 5 | 3 | 3.2 | 22077 | 6958
Fire ¦ Fire Detection ¦ Fire Smoke Detector ¦ Ceiling/Wall Mounted | 14 | Urgent | B | 5 | 2029 | 5 | 1 | 2.2 | 3095 | 14338
Security ¦ Security Systems ¦ CCTV ¦ Internal ¦ Camera ¦ Fixed Dome | 2 | Urgent | B | 8 | 2032 | 5 | 1 | 2.2 | 3096 | 20336
Fire ¦ Fire Detection ¦ Fire Sounder | 3 | Urgent | B | 8 | 2032 | 5 | 1 | 2.2 | 3097 | 20337
Water ¦ Central Hot Water Distribution ¦ Expansion Vessels ¦ Closed (with membrane) | 1 | High | B | 11 | 2035 | 5 | 2 | 2.7 | 12725 | 24242
Fabric ¦ Superstructure ¦ Internal Doors ¦ Fire Doors ¦ Single | 1 | Urgent | D | 21 | 2045 | 3 | 1 | 1.6 | 429 | 31703
Fabric ¦ Superstructure ¦ Internal Doors ¦ Fire Doors ¦ Single | 1 | Urgent | B | 21 | 2045 | 5 | 1 | 2.2 | 3098 | 31879
Fire ¦ Fire Detection ¦ Fire Smoke Detector ¦ Ceiling/Wall Mounted | 5 | Urgent | B | 1 | 2025 | 5 | 1 | 2.2 | 3099 | 1107
HVAC ¦ Central Heating (Internally Sourced) ¦ Boiler ¦ Atmospheric Gas Burner/Condensing Combination Boiler (domestic type) | 1 | High | B | 3 | 2027 | 5 | 2 | 2.7 | 12726 | 13344
Transport ¦ Lifts ¦ Scissor Lift | 1 | Medium | B | 3 | 2027 | 5 | 3 | 3.2 | 22078 | 13471
Transport ¦ Lifts ¦ Scissor Lift | 1 | Medium | B | 2 | 2026 | 5 | 3 | 3.2 | 22079 | 13033
Electrical ¦ Lighting ¦ Internal ¦ General ¦ LED Fittings & Luminaires | 90 | Medium | B | 18 | 2042 | 5 | 3 | 3.2 | 22080 | 30931
Electrical ¦ Lighting ¦ Internal ¦ Emergency ¦ Self Contained ¦ LED | 10 | Urgent | B | 21 | 2045 | 5 | 1 | 2.2 | 3100 | 31880
Electrical ¦ Lighting ¦ External ¦ General - LED | 4 | Medium | B | 11 | 2035 | 5 | 3 | 3.2 | 22081 | 25038
Fire ¦ Fire Fighting ¦ Fire Extinguishers ¦ Foam | 1 | Urgent | B | 8 | 2032 | 5 | 1 | 2.2 | 3101 | 20338
Fabric ¦ Superstructure ¦ Windows and External Doors ¦ External Windows ¦ Roller Shutters ¦ External Window Shutters ¦ Manual | 1 | Medium | B | 15 | 2039 | 5 | 3 | 3.2 | 22082 | 28382
Fabric ¦ Superstructure ¦ Windows and External Doors ¦ External Windows ¦ Roller Shutters ¦ External Window Shutters ¦ Manual | 1 | Medium | B | 15 | 2039 | 5 | 3 | 3.2 | 22083 | 28383
Electrical ¦ Specialist Lighting ¦ External ¦ Illuminated External Signs | 2 | Medium | B | 6 | 2030 | 5 | 3 | 3.2 | 22084 | 18521
Electrical ¦ Specialist Lighting ¦ Internal ¦ Illuminated Fire Exit Signage | 3 | Urgent | B | 17 | 2041 | 5 | 1 | 2.2 | 3102 | 30049
HVAC ¦ Fan ¦ Local and Special Ventilation ¦ Centrifugal | 1 | Medium | B | 1 | 2025 | 5 | 3 | 3.2 | 22085 | 6959
Electrical ¦ LV Distribution ¦ LV Switch Panel | 1 | High | B | 1 | 2025 | 5 | 2 | 2.7 | 12727 | 3252
FFE ¦ Equipment ¦ Domestic Kitchen ¦ Microwave | 1 | Low | CX | 3 | 2027 | 2 | 4 | 2.8 | 18349 | 13409
Fabric ¦ Superstructure ¦ Internal Doors ¦ Fire Doors ¦ Single | 1 | Urgent | B | 28 | 2052 | 5 | 1 | 2.2 | 3103 | 33596
Fabric ¦ Superstructure ¦ Internal Doors ¦ Fire Doors ¦ Single | 1 | Urgent | B | 28 | 2052 | 5 | 1 | 2.2 | 3104 | 33597
Sanitary ¦ Sinks / basins ¦ Vitreous china/fireclay/uPVC | 1 | Medium | B | 13 | 2037 | 5 | 3 | 3.2 | 22086 | 27096
Security ¦ Security Systems ¦ CCTV ¦ External ¦ Camera ¦ Fixed Dome | 1 | High | B | 6 | 2030 | 5 | 2 | 2.7 | 12728 | 17473
Fabric ¦ Superstructure ¦ Internal Doors ¦ Fire Doors ¦ Single | 1 | Urgent | B | 21 | 2045 | 5 | 1 | 2.2 | 3105 | 31881
Fire ¦ Fire Detection ¦ Fire Call Point / Break Glass BGU | 3 | Urgent | B | 9 | 2033 | 5 | 1 | 2.2 | 3106 | 21263
HVAC ¦ Central Air Conditioning ¦ Air Conditioning ¦ Multi-Split Evaporator - Split Systems/Heat Pumps - Air-cooled with Direct Expansion Evaporator (DX) | 1 | Medium | B | 8 | 2032 | 5 | 3 | 3.2 | 22087 | 20880
HVAC ¦ Local Air Conditioning ¦ Single-Split Condenser - Split Systems/Heat Pumps - Air-cooled with Direct Expansion Evaporator (DX) | 1 | Medium | B | 8 | 2032 | 5 | 3 | 3.2 | 22088 | 20881
Fabric ¦ Superstructure ¦ Internal Doors ¦ Roller Shutters ¦ Electric Roller Shutter | 1 | Medium | B | 11 | 2035 | 5 | 3 | 3.2 | 22089 | 25039
Water ¦ Local Hot Water ¦ Instantaneous Electric Water Heater - Non-Drinking Water | 1 | Medium | B | 11 | 2035 | 5 | 3 | 3.2 | 22090 | 25040
Fire ¦ Fire Fighting ¦ Fire Extinguishers ¦ Foam | 3 | Urgent | B | 9 | 2033 | 5 | 1 | 2.2 | 3107 | 21264
Fire ¦ Fire Fighting ¦ Fire Extinguishers ¦ CO2 | 2 | Urgent | B | 6 | 2030 | 5 | 1 | 2.2 | 3108 | 16043
Electrical ¦ LV Distribution ¦ Distribution Board ¦ Sub | 1 | High | B | 13 | 2037 | 5 | 2 | 2.7 | 12729 | 26960
Water ¦ Central Hot Water Distribution ¦ Calorifier-LTHW ¦ Copper | 1 | High | B | 31 | 2055 | 5 | 2 | 2.7 | 12730 | 33788
Electrical ¦ LV Distribution ¦ Distribution Board ¦ Main | 1 | High | B | 13 | 2037 | 5 | 2 | 2.7 | 12731 | 26961
Transport ¦ Lifts ¦ Scissor Lift | 1 | Medium | B | 19 | 2043 | 5 | 3 | 3.2 | 22091 | 31354
Controls ¦ Building Management System (BMS) ¦ Central Operating Station | 1 | High | B | 7 | 2031 | 5 | 2 | 2.7 | 12732 | 19592
Fabric ¦ Superstructure ¦ Windows and External Doors ¦ External Doors ¦ Manual and Automatic Doors ¦ Emergency and Panic Escape Doors | 1 | Urgent | B | 6 | 2030 | 5 | 1 | 2.2 | 3109 | 16044
Electrical ¦ Lighting ¦ Internal ¦ General | 28 | Medium | B | 16 | 2040 | 5 | 3 | 3.2 | 22092 | 29407
Electrical ¦ Specialist Lighting ¦ External ¦ Illuminated External Signs | 1 | Medium | B | 6 | 2030 | 5 | 3 | 3.2 | 22093 | 18522
HVAC ¦ Fan ¦ Local and Special Ventilation ¦ Centrifugal | 1 | Medium | B | 1 | 2025 | 5 | 3 | 3.2 | 22094 | 6960
HVAC ¦ Fan ¦ Local and Special Ventilation ¦ Extract | 1 | Medium | DX | 1 | 2025 | 1 | 3 | 2 | 825 | 543
Water ¦ Local Hot Water ¦ Package Electric Water Heaters - Non-Drinking Water | 1 | Medium | B | 1 | 2025 | 5 | 3 | 3.2 | 22095 | 6961
Electrical ¦ Specialist Lighting ¦ Internal ¦ Illuminated Fire Exit Signage | 5 | Urgent | B | 17 | 2041 | 5 | 1 | 2.2 | 3110 | 30050
Electrical ¦ LV Distribution ¦ Distribution Board ¦ Main | 1 | High | C | 1 | 2025 | 4 | 2 | 2.4 | 10477 | 2358
Electrical ¦ LV Distribution ¦ Distribution Board ¦ Sub | 1 | High | D | 1 | 2025 | 3 | 2 | 2.1 | 1091 | 754
Electrical ¦ LV Distribution ¦ Distribution Board ¦ Sub | 1 | High | B | 15 | 2039 | 5 | 2 | 2.7 | 12733 | 28116
Fire ¦ Fire Fighting ¦ Fire Extinguishers ¦ Powder - P50 | 1 | Urgent | B | 6 | 2030 | 5 | 1 | 2.2 | 3111 | 16045
Electrical ¦ Specialist Lighting ¦ Internal ¦ Illuminated Fire Exit Signage | 2 | Urgent | B | 11 | 2035 | 5 | 1 | 2.2 | 3112 | 23464
Water ¦ Local Hot Water ¦ Package Electric Water Heaters - Non-Drinking Water | 1 | Medium | B | 1 | 2025 | 5 | 3 | 3.2 | 22096 | 6962
HVAC ¦ Fan ¦ Local and Special Ventilation ¦ Fans Window or Wall Mounted | 1 | Medium | B | 10 | 2034 | 5 | 3 | 3.2 | 22097 | 22669
Water ¦ Local Hot Water ¦ Instantaneous Electric Water Heater - Non-Drinking Water | 1 | Medium | B | 5 | 2029 | 5 | 3 | 3.2 | 22098 | 14933
Water ¦ Local Hot Water ¦ Instantaneous Electric Water Heater - Non-Drinking Water | 1 | Medium | B | 1 | 2025 | 5 | 3 | 3.2 | 22099 | 6963
HVAC ¦ Fan ¦ Local and Special Ventilation ¦ Axial | 1 | Medium | B | 5 | 2029 | 5 | 3 | 3.2 | 22100 | 14934
HVAC ¦ Fan ¦ Local and Special Ventilation ¦ Extract | 1 | Medium | B | 3 | 2027 | 5 | 3 | 3.2 | 22101 | 13472
Security ¦ Access ¦ Access Control ¦ Door ¦ Local Lock / Keypad / Manual | 1 | Medium | B | 10 | 2034 | 5 | 3 | 3.2 | 22102 | 22670
Fire ¦ Fire Fighting ¦ Fire Extinguishers ¦ CO2 | 1 | Urgent | B | 1 | 2025 | 5 | 1 | 2.2 | 3113 | 1108
HVAC ¦ Fan ¦ Local and Special Ventilation ¦ Ventilating - General | 1 | Medium | D | 5 | 2029 | 3 | 3 | 2.6 | 11071 | 14547
Water ¦ Local Hot Water ¦ Instantaneous Electric Water Heater - Non-Drinking Water | 1 | Medium | C | 1 | 2025 | 4 | 3 | 2.9 | 18507 | 5452
Fabric ¦ Superstructure ¦ Windows and External Doors ¦ External Doors ¦ Manual and Automatic Doors ¦ Emergency and Panic Escape Doors | 1 | Urgent | B | 25 | 2049 | 5 | 1 | 2.2 | 3114 | 33289
HVAC ¦ Fan ¦ Local and Special Ventilation ¦ Extract | 1 | Medium | B | 5 | 2029 | 5 | 3 | 3.2 | 22103 | 14935
Electrical ¦ Lighting ¦ Internal ¦ Emergency ¦ Self Contained ¦ LED | 4 | Urgent | B | 21 | 2045 | 5 | 1 | 2.2 | 3115 | 31882
HVAC ¦ Fan ¦ Local and Special Ventilation ¦ Axial | 1 | Medium | B | 6 | 2030 | 5 | 3 | 3.2 | 22104 | 18523
Fabric ¦ Superstructure ¦ Internal Doors ¦ Roller Shutters ¦ Electric Roller Shutter | 1 | Medium | B | 17 | 2041 | 5 | 3 | 3.2 | 22105 | 30422
Electrical ¦ Lighting ¦ Internal ¦ Emergency ¦ Self Contained ¦ LED | 17 | Urgent | B | 22 | 2046 | 5 | 1 | 2.2 | 3116 | 32860
Fire ¦ Fire Fighting ¦ Fire Extinguishers ¦ Foam | 2 | Urgent | B | 7 | 2031 | 5 | 1 | 2.2 | 3117 | 19230
Electrical ¦ Lighting ¦ Internal ¦ General ¦ LED Fittings & Luminaires | 29 | Medium | B | 17 | 2041 | 5 | 3 | 3.2 | 22106 | 30423
Fabric ¦ Barriers and Guardrails ¦ Vehicle Crash Protection Barrier | 1 | V Low | B | 1 | 2025 | 5 | 4 | 3.7 | 32855 | 11863
HVAC ¦ Heat Emitters - Local ¦ Electric Overdoor Air Curtain/Heater | 1 | Medium | CX | 4 | 2028 | 2 | 3 | 2.3 | 10109 | 13883
Electrical ¦ LV Distribution ¦ Distribution Board ¦ Sub | 1 | High | C | 1 | 2025 | 4 | 2 | 2.4 | 10478 | 2359
HVAC ¦ Fan ¦ Local and Special Ventilation ¦ Extract | 1 | Medium | B | 10 | 2034 | 5 | 3 | 3.2 | 22107 | 22671
Electrical ¦ Lighting ¦ Internal ¦ Emergency ¦ Self Contained ¦ LED | 12 | Urgent | B | 15 | 2039 | 5 | 1 | 2.2 | 3118 | 27793
Electrical ¦ Lighting ¦ External ¦ General - Non-LED | 1 | Medium | B | 1 | 2025 | 5 | 3 | 3.2 | 22108 | 6964
HVAC ¦ Local Air Conditioning ¦ Single-Split Condenser - Split Systems/Heat Pumps - Air-cooled with Direct Expansion Evaporator (DX) | 1 | Medium | B | 8 | 2032 | 5 | 3 | 3.2 | 22109 | 20882
Fabric ¦ Superstructure ¦ Internal Doors ¦ Fire Doors ¦ Internal Roller Shutter- Fire Rated | 1 | Urgent | B | 15 | 2039 | 5 | 1 | 2.2 | 3119 | 27794
Electrical ¦ Lighting ¦ Internal ¦ Emergency ¦ Self Contained ¦ LED | 20 | Urgent | B | 12 | 2036 | 5 | 1 | 2.2 | 3120 | 25973
Fire ¦ Fire Fighting ¦ Fire Extinguishers ¦ Foam | 3 | Urgent | B | 7 | 2031 | 5 | 1 | 2.2 | 3121 | 19231
HVAC ¦ Heat Emitters - Local ¦ Gas Fired Unit Heaters | 1 | Medium | D | 1 | 2025 | 3 | 3 | 2.6 | 11072 | 2596
Fabric ¦ Superstructure ¦ Windows and External Doors ¦ External Windows ¦ Roller Shutters ¦ External Window Shutters ¦ Electric | 1 | Medium | D | 1 | 2025 | 3 | 3 | 2.6 | 11073 | 2597
Fabric ¦ Superstructure ¦ Windows and External Doors ¦ External Doors ¦ Entrance Doors | 1 | High | B | 26 | 2050 | 5 | 2 | 2.7 | 12734 | 33486
Electrical ¦ Specialist Lighting ¦ Internal ¦ Illuminated Fire Exit Signage | 1 | Urgent | B | 16 | 2040 | 5 | 1 | 2.2 | 3122 | 28691
Fire ¦ Fire Fighting ¦ Fire Extinguishers ¦ CO2 | 3 | Urgent | B | 5 | 2029 | 5 | 1 | 2.2 | 3123 | 14339
Fire ¦ Fire Fighting ¦ Fire Extinguishers ¦ Foam | 3 | Urgent | B | 1 | 2025 | 5 | 1 | 2.2 | 3124 | 1109
Electrical ¦ LV Distribution ¦ Distribution Board ¦ Sub | 1 | High | B | 10 | 2034 | 5 | 2 | 2.7 | 12735 | 22305
Electrical ¦ Lighting ¦ Internal ¦ General ¦ LED Fittings & Luminaires | 65 | Medium | B | 15 | 2039 | 5 | 3 | 3.2 | 22110 | 28384
Electrical ¦ Specialist Lighting ¦ Internal ¦ Illuminated Fire Exit Signage | 2 | Urgent | B | 10 | 2034 | 5 | 1 | 2.2 | 3125 | 22019
Electrical ¦ Lighting ¦ Internal ¦ Emergency ¦ Self Contained ¦ LED | 13 | Urgent | B | 24 | 2048 | 5 | 1 | 2.2 | 3126 | 33236
Fabric ¦ Superstructure ¦ Windows and External Doors ¦ External Doors ¦ Manual and Automatic Doors ¦ Emergency and Panic Escape Doors | 1 | Urgent | B | 34 | 2058 | 5 | 1 | 2.2 | 3127 | 33859
HVAC ¦ Heat Emitters - Local ¦ Gas Fired Unit Heaters | 1 | Medium | DX | 1 | 2025 | 1 | 3 | 2 | 826 | 544
Fabric ¦ Superstructure ¦ Windows and External Doors ¦ External Doors ¦ Manual and Automatic Doors ¦ Emergency and Panic Escape Doors | 1 | Urgent | B | 6 | 2030 | 5 | 1 | 2.2 | 3128 | 16046
Fire ¦ Fire Fighting ¦ Fire Extinguishers ¦ CO2 | 5 | Urgent | B | 6 | 2030 | 5 | 1 | 2.2 | 3129 | 16047
HVAC ¦ Central Air Conditioning ¦ Air Conditioning ¦ Multi-Split Evaporator - Split Systems/Heat Pumps - Air-cooled with Direct Expansion Evaporator (DX) | 1 | Medium | D | 5 | 2029 | 3 | 3 | 2.6 | 11074 | 14548
HVAC ¦ Heat Emitters - Local ¦ Gas Fired Natural and Fan Assisted Heaters | 1 | Medium | B | 2 | 2026 | 5 | 3 | 3.2 | 22111 | 13034
Electrical ¦ LV Distribution ¦ Distribution Board ¦ Sub | 1 | High | B | 1 | 2025 | 5 | 2 | 2.7 | 12736 | 3253
Security ¦ Access ¦ Access Control ¦ Door ¦ Local Lock / Keypad / Manual | 1 | Medium | B | 5 | 2029 | 5 | 3 | 3.2 | 22112 | 14936
Fire ¦ Fire Fighting ¦ Fire Extinguishers ¦ CO2 | 2 | Urgent | B | 7 | 2031 | 5 | 1 | 2.2 | 3130 | 19232
Fabric ¦ Superstructure ¦ Windows and External Doors ¦ External Windows ¦ Roller Shutters ¦ External Window Shutters ¦ Electric | 1 | Medium | B | 16 | 2040 | 5 | 3 | 3.2 | 22113 | 29408
HVAC ¦ Heat Emitters - Local ¦ Electric Overdoor Air Curtain/Heater | 1 | Medium | B | 4 | 2028 | 5 | 3 | 3.2 | 22114 | 14071
Fire ¦ Fire Detection ¦ Fire Alarm System | 1 | Urgent | B | 11 | 2035 | 5 | 1 | 2.2 | 3131 | 23465
Security ¦ Access ¦ Access Control ¦ Gate Access - Local Lock / Keypad / Manual (External) | 3 | Medium | B | 14 | 2038 | 5 | 3 | 3.2 | 22115 | 27542
Fire ¦ Fire Fighting ¦ Fire Extinguishers ¦ CO2 | 2 | Urgent | B | 7 | 2031 | 5 | 1 | 2.2 | 3132 | 19233
HVAC ¦ Fan ¦ Local and Special Ventilation ¦ Fans Window or Wall Mounted | 1 | Medium | B | 6 | 2030 | 5 | 3 | 3.2 | 22116 | 18524
Electrical ¦ LV Distribution ¦ Distribution Board ¦ Sub | 1 | High | B | 16 | 2040 | 5 | 2 | 2.7 | 12737 | 29126
Fabric ¦ Superstructure ¦ Windows and External Doors ¦ External Doors ¦ Entrance Doors | 1 | High | C | 18 | 2042 | 4 | 2 | 2.4 | 10479 | 30731
Fabric ¦ Superstructure ¦ Windows and External Doors ¦ External Doors ¦ Entrance Doors | 1 | High | B | 11 | 2035 | 5 | 2 | 2.7 | 12738 | 24243
Water ¦ Local Hot Water ¦ Package Electric Water Heaters - Non-Drinking Water | 1 | Medium | C | 1 | 2025 | 4 | 3 | 2.9 | 18508 | 5453
HVAC ¦ Heat Emitters - Local ¦ Electric Overdoor Air Curtain/Heater | 1 | Medium | D | 5 | 2029 | 3 | 3 | 2.6 | 11075 | 14549
Electrical ¦ LV Distribution ¦ Distribution Board ¦ Sub | 1 | High | C | 1 | 2025 | 4 | 2 | 2.4 | 10480 | 2360
Fabric ¦ Superstructure ¦ Windows and External Doors ¦ External Doors ¦ Manual and Automatic Doors ¦ Auto / Powered Sliding Doors | 1 | High | B | 26 | 2050 | 5 | 2 | 2.7 | 12739 | 33487
Electrical ¦ Lighting ¦ Internal ¦ Emergency ¦ Self Contained ¦ LED | 1 | Urgent | B | 21 | 2045 | 5 | 1 | 2.2 | 3133 | 31883
Electrical ¦ Lighting ¦ Internal ¦ Emergency ¦ Self Contained ¦ Non LED | 2 | Urgent | B | 11 | 2035 | 5 | 1 | 2.2 | 3134 | 23466
Electrical ¦ Lighting ¦ Internal ¦ Emergency ¦ Self Contained ¦ LED | 8 | Urgent | B | 16 | 2040 | 5 | 1 | 2.2 | 3135 | 28692
HVAC ¦ Central Air Conditioning ¦ Air Conditioning ¦ Multi-Split Condenser - DX Split Systems (With Gas, Electric or Hot Water Heaters) | 1 | Medium | B | 5 | 2029 | 5 | 3 | 3.2 | 22117 | 14937
Electrical ¦ LV Distribution ¦ Distribution Board ¦ Main | 1 | High | D | 7 | 2031 | 3 | 2 | 2.1 | 1092 | 19136
Electrical ¦ LV Distribution ¦ Distribution Board ¦ Main | 1 | High | B | 15 | 2039 | 5 | 2 | 2.7 | 12740 | 28117
Fabric ¦ Superstructure ¦ Windows and External Doors ¦ External Doors ¦ Manual and Automatic Doors ¦ Emergency and Panic Escape Doors | 1 | Urgent | D | 11 | 2035 | 3 | 1 | 1.6 | 430 | 23243
HVAC ¦ Central Heating (Internally Sourced) ¦ Boiler ¦ Atmospheric Gas Burner - Condensing Boiler | 1 | High | B | 11 | 2035 | 5 | 2 | 2.7 | 12741 | 24244
HVAC ¦ Central Heating (Internally Sourced) ¦ Boiler ¦ Atmospheric Gas Burner Boiler - Small and/or Wall Hung for Light Commercial Installation | 1 | Medium | B | 3 | 2027 | 5 | 3 | 3.2 | 22118 | 13473
Fabric ¦ Superstructure ¦ Windows and External Doors ¦ External Doors ¦ Manual and Automatic Doors ¦ Auto / Powered Sliding Doors | 1 | High | B | 30 | 2054 | 5 | 2 | 2.7 | 12742 | 33706
Electrical ¦ Lighting ¦ External ¦ General - LED | 2 | Medium | B | 11 | 2035 | 5 | 3 | 3.2 | 22119 | 25041
Electrical ¦ Lighting ¦ Internal ¦ General ¦ LED Fittings & Luminaires | 112 | Medium | B | 17 | 2041 | 5 | 3 | 3.2 | 22120 | 30424
HVAC ¦ Heat Emitters - Local ¦ Gas Fired Unit Heaters | 1 | Medium | C | 7 | 2031 | 4 | 3 | 2.9 | 18509 | 19721
Fabric ¦ Superstructure ¦ Windows and External Doors ¦ Roller Shutters ¦ Manual Roller Shutter | 1 | High | C | 1 | 2025 | 4 | 2 | 2.4 | 10481 | 2361
Electrical ¦ LV Distribution ¦ Distribution Board ¦ Main | 1 | High | B | 10 | 2034 | 5 | 2 | 2.7 | 12743 | 22306
Fabric ¦ Superstructure ¦ Windows and External Doors ¦ Roller Shutters ¦ Manual Roller Shutter | 1 | High | D | 1 | 2025 | 3 | 2 | 2.1 | 1093 | 755
Fire ¦ Fire Detection ¦ Fire Alarm System | 1 | Urgent | B | 5 | 2029 | 5 | 1 | 2.2 | 3136 | 14340
Fire ¦ Fire Fighting ¦ Fire Extinguishers ¦ Foam | 5 | Urgent | B | 6 | 2030 | 5 | 1 | 2.2 | 3137 | 16048
HVAC ¦ Central Heating (Internally Sourced) ¦ Boiler ¦ Atmospheric Gas Burner Boiler - Small and/or Wall Hung for Light Commercial Installation | 1 | Medium | B | 6 | 2030 | 5 | 3 | 3.2 | 22121 | 18525
Electrical ¦ Lighting ¦ Internal ¦ General ¦ LED Fittings & Luminaires | 21 | Medium | B | 16 | 2040 | 5 | 3 | 3.2 | 22122 | 29409
Electrical ¦ LV Distribution ¦ Distribution Board ¦ Sub | 1 | High | B | 1 | 2025 | 5 | 2 | 2.7 | 12744 | 3254
Electrical ¦ LV Distribution ¦ Distribution Board ¦ Main | 1 | High | B | 1 | 2025 | 5 | 2 | 2.7 | 12745 | 3255
Fabric ¦ Superstructure ¦ Windows and External Doors ¦ External Doors ¦ Entrance Doors | 1 | High | B | 26 | 2050 | 5 | 2 | 2.7 | 12746 | 33488
HVAC ¦ Fan ¦ Central Ventilation Systems ¦ Ventilating - General | 1 | Low | B | 1 | 2025 | 5 | 4 | 3.7 | 32856 | 11864
Electrical ¦ LV Distribution ¦ Distribution Board ¦ Sub | 1 | High | C | 1 | 2025 | 4 | 2 | 2.4 | 10482 | 2362
Fire ¦ Fire Fighting ¦ Fire Extinguishers ¦ Foam | 3 | Urgent | A | 8 | 2032 | 6 | 1 | 2.5 | 10853 | 20653
Electrical ¦ Lighting ¦ Internal ¦ General | 29 | Medium | B | 7 | 2031 | 5 | 3 | 3.2 | 22123 | 19841
Fire ¦ Fire Fighting ¦ Fire Extinguishers ¦ Foam | 4 | Urgent | B | 6 | 2030 | 5 | 1 | 2.2 | 3138 | 16049
Fabric ¦ Barriers and Guardrails ¦ Vehicle Crash Protection Barrier | 1 | V Low | B | 1 | 2025 | 5 | 4 | 3.7 | 32857 | 11865
HVAC ¦ Heat Emitters - Local ¦ Gas Fired Unit Heaters | 1 | Medium | B | 1 | 2025 | 5 | 3 | 3.2 | 22124 | 6965
Electrical ¦ LV Distribution ¦ Distribution Board ¦ Sub | 1 | High | B | 14 | 2038 | 5 | 2 | 2.7 | 12747 | 27444
HVAC ¦ Heat Emitters - Local ¦ Electric Overdoor Air Curtain/Heater | 1 | Medium | B | 4 | 2028 | 5 | 3 | 3.2 | 22125 | 14072
HVAC ¦ Central Air Conditioning ¦ Air Conditioning ¦ Multi-Split Condenser - Split Systems/Heat Pumps - Air-cooled with Direct Expansion Evaporator (DX) | 1 | Medium | B | 5 | 2029 | 5 | 3 | 3.2 | 22126 | 14938
HVAC ¦ Local Air Conditioning ¦ Single-Split Evaporator - Split Systems/Heat Pumps - Air-cooled with Direct Expansion Evaporator (DX) | 1 | Medium | B | 4 | 2028 | 5 | 3 | 3.2 | 22127 | 14073
Fabric ¦ Superstructure ¦ Internal Doors ¦ Roller Shutters ¦ Internal Manual Roller Shutter | 1 | Medium | B | 1 | 2025 | 5 | 3 | 3.2 | 22128 | 6966
Water ¦ Local Hot Water ¦ Package Electric Water Heaters - Non-Drinking Water | 1 | Medium | B | 1 | 2025 | 5 | 3 | 3.2 | 22129 | 6967
Electrical ¦ LV Distribution ¦ Distribution Board ¦ Sub | 1 | High | B | 15 | 2039 | 5 | 2 | 2.7 | 12748 | 28118
Fabric ¦ Superstructure ¦ Windows and External Doors ¦ External Doors ¦ Entrance Doors | 1 | High | B | 22 | 2046 | 5 | 2 | 2.7 | 12749 | 33020
Fire ¦ Fire Detection ¦ Fire Alarm System | 1 | Urgent | B | 1 | 2025 | 5 | 1 | 2.2 | 3139 | 1110
HVAC ¦ Heat Emitters - Local ¦ Gas Fired Unit Heaters | 1 | Medium | B | 4 | 2028 | 5 | 3 | 3.2 | 22130 | 14074
Fabric ¦ Superstructure ¦ Internal Doors ¦ Roller Shutters ¦ Internal Manual Roller Shutter | 1 | Medium | B | 1 | 2025 | 5 | 3 | 3.2 | 22131 | 6968
Fabric ¦ Superstructure ¦ Windows and External Doors ¦ External Doors ¦ Entrance Doors | 1 | High | B | 6 | 2030 | 5 | 2 | 2.7 | 12750 | 17474
Fire ¦ Fire Fighting ¦ Fire Extinguishers ¦ Foam | 2 | Urgent | B | 8 | 2032 | 5 | 1 | 2.2 | 3140 | 20339
Fire ¦ Fire Fighting ¦ Fire Extinguishers ¦ CO2 | 2 | Urgent | B | 8 | 2032 | 5 | 1 | 2.2 | 3141 | 20340
Water ¦ Local Hot Water ¦ Instantaneous Electric Water Heater - Non-Drinking Water | 1 | Medium | B | 1 | 2025 | 5 | 3 | 3.2 | 22132 | 6969
Security ¦ Access ¦ Access Control ¦ Gate Access - Local Lock / Keypad / Manual (External) | 1 | Medium | B | 10 | 2034 | 5 | 3 | 3.2 | 22133 | 22672
Electrical ¦ LV Distribution ¦ Distribution Board ¦ Sub | 1 | High | B | 10 | 2034 | 5 | 2 | 2.7 | 12751 | 22307
Fabric ¦ Superstructure ¦ Windows and External Doors ¦ External Windows ¦ Roller Shutters ¦ External Window Shutters ¦ Electric | 1 | Medium | B | 11 | 2035 | 5 | 3 | 3.2 | 22134 | 25042
HVAC ¦ Heat Emitters - Central ¦ Unit Heaters | 1 | Medium | B | 1 | 2025 | 5 | 3 | 3.2 | 22135 | 6970
HVAC ¦ Heat Emitters - Central ¦ Unit Heaters | 1 | Medium | B | 1 | 2025 | 5 | 3 | 3.2 | 22136 | 6971
HVAC ¦ Heat Emitters - Central ¦ Unit Heaters | 1 | Medium | B | 1 | 2025 | 5 | 3 | 3.2 | 22137 | 6972
HVAC ¦ Heat Emitters - Central ¦ Unit Heaters | 1 | Medium | B | 1 | 2025 | 5 | 3 | 3.2 | 22138 | 6973
HVAC ¦ Heat Emitters - Local ¦ Gas Fired Unit Heaters | 1 | Medium | B | 6 | 2030 | 5 | 3 | 3.2 | 22139 | 18526
Electrical ¦ LV Distribution ¦ Distribution Board ¦ Sub | 1 | High | B | 1 | 2025 | 5 | 2 | 2.7 | 12752 | 3256
HVAC ¦ Heat Emitters - Local ¦ Electric Heaters | 2 | Medium | B | 1 | 2025 | 5 | 3 | 3.2 | 22140 | 6974
Electrical ¦ Lighting ¦ External ¦ General - Non-LED | 1 | Medium | B | 1 | 2025 | 5 | 3 | 3.2 | 22141 | 6975
Electrical ¦ Lighting ¦ Internal ¦ Emergency ¦ Self Contained ¦ LED | 7 | Urgent | B | 22 | 2046 | 5 | 1 | 2.2 | 3142 | 32861
Electrical ¦ Specialist Lighting ¦ Internal ¦ Illuminated Fire Exit Signage | 1 | Urgent | B | 17 | 2041 | 5 | 1 | 2.2 | 3143 | 30051
Electrical ¦ Lighting ¦ Internal ¦ General ¦ LED Fittings & Luminaires | 25 | Medium | B | 17 | 2041 | 5 | 3 | 3.2 | 22142 | 30425
Fire ¦ Fire Fighting ¦ Fire Extinguishers ¦ CO2 | 2 | Urgent | B | 6 | 2030 | 5 | 1 | 2.2 | 3144 | 16050
Fabric ¦ Superstructure ¦ Windows and External Doors ¦ External Doors ¦ Entrance Doors | 1 | High | B | 18 | 2042 | 5 | 2 | 2.7 | 12753 | 30793
HVAC ¦ Fan ¦ Local and Special Ventilation ¦ Bifurcated | 1 | Medium | B | 1 | 2025 | 5 | 3 | 3.2 | 22143 | 6976
HVAC ¦ Fan ¦ Local and Special Ventilation ¦ Bifurcated | 1 | Medium | B | 1 | 2025 | 5 | 3 | 3.2 | 22144 | 6977
HVAC ¦ Local Air Conditioning ¦ Single-Split Condenser - Split Systems/Heat Pumps - Air-cooled with Direct Expansion Evaporator (DX) | 1 | Medium | B | 1 | 2025 | 5 | 3 | 3.2 | 22145 | 6978
Fabric ¦ Superstructure ¦ Windows and External Doors ¦ External Doors ¦ Manual and Automatic Doors ¦ Emergency and Panic Escape Doors | 1 | Urgent | B | 15 | 2039 | 5 | 1 | 2.2 | 3145 | 27795
Electrical ¦ LV Distribution ¦ Distribution Board ¦ Main | 1 | High | B | 1 | 2025 | 5 | 2 | 2.7 | 12754 | 3257
Controls ¦ Building Management System (BMS) ¦ BMS Control Panel | 1 | High | A | 8 | 2032 | 6 | 2 | 3 | 19529 | 20789
HVAC ¦ Fan ¦ Local and Special Ventilation ¦ Extract | 1 | Medium | C | 1 | 2025 | 4 | 3 | 2.9 | 18510 | 5454
HVAC ¦ Fan ¦ Local and Special Ventilation ¦ Extract | 1 | Medium | CX | 1 | 2025 | 2 | 3 | 2.3 | 10110 | 2063
Electrical ¦ LV Distribution ¦ Distribution Board ¦ Main | 1 | High | B | 1 | 2025 | 5 | 2 | 2.7 | 12755 | 3258
Fabric ¦ Superstructure ¦ Windows and External Doors ¦ Roller Shutters ¦ Manual Roller Shutter | 1 | High | B | 1 | 2025 | 5 | 2 | 2.7 | 12756 | 3259
Fabric ¦ Superstructure ¦ Windows and External Doors ¦ External Windows ¦ Roller Shutters ¦ External Window Shutters ¦ Manual | 1 | Medium | B | 1 | 2025 | 5 | 3 | 3.2 | 22146 | 6979
HVAC ¦ Heat Emitters - Local ¦ Electric Heaters | 1 | Medium | B | 1 | 2025 | 5 | 3 | 3.2 | 22147 | 6980
Fabric ¦ Superstructure ¦ Internal Doors ¦ Roller Shutters ¦ Internal Manual Roller Shutter | 1 | Medium | B | 10 | 2034 | 5 | 3 | 3.2 | 22148 | 22673
HVAC ¦ Heat Emitters - Local ¦ Electric Heaters | 3 | Medium | B | 1 | 2025 | 5 | 3 | 3.2 | 22149 | 6981
Fire ¦ Fire Fighting ¦ Fire Extinguishers ¦ CO2 | 1 | Urgent | B | 6 | 2030 | 5 | 1 | 2.2 | 3146 | 16051
Electrical ¦ LV Distribution ¦ Distribution Board ¦ Main | 1 | High | B | 4 | 2028 | 5 | 2 | 2.7 | 12757 | 13915
HVAC ¦ Fan ¦ Local and Special Ventilation ¦ Centrifugal | 1 | Medium | B | 1 | 2025 | 5 | 3 | 3.2 | 22150 | 6982
Fabric ¦ Superstructure ¦ Internal Doors ¦ Roller Shutters ¦ Electric Roller Shutter | 1 | Medium | B | 9 | 2033 | 5 | 3 | 3.2 | 22151 | 21720
Controls ¦ Multi-System Controls ¦ Control Panel - Electrical Services (excluding Electrical Controllers and Pneumatic Relays) | 1 | Medium | B | 1 | 2025 | 5 | 3 | 3.2 | 22152 | 6983
Security ¦ Access ¦ Access Control ¦ Gate Access - Local Lock / Keypad / Manual (External) | 1 | Medium | B | 1 | 2025 | 5 | 3 | 3.2 | 22153 | 6984
Electrical ¦ Lighting ¦ Internal ¦ Emergency ¦ Self Contained ¦ Non LED | 2 | Urgent | B | 1 | 2025 | 5 | 1 | 2.2 | 3147 | 1111
Fire ¦ Fire Fighting ¦ Fire Extinguishers ¦ Foam | 4 | Urgent | B | 7 | 2031 | 5 | 1 | 2.2 | 3148 | 19234
Electrical ¦ Lighting ¦ Internal ¦ General ¦ LED Fittings & Luminaires | 31 | Medium | B | 15 | 2039 | 5 | 3 | 3.2 | 22154 | 28385
Electrical ¦ Lighting ¦ Internal ¦ Emergency ¦ Self Contained ¦ LED | 11 | Urgent | B | 20 | 2044 | 5 | 1 | 2.2 | 3149 | 31436
Fire ¦ Fire Fighting ¦ Fire Extinguishers ¦ CO2 | 4 | Urgent | B | 5 | 2029 | 5 | 1 | 2.2 | 3150 | 14341
Water ¦ Local Hot Water ¦ Package Electric Water Heaters - Non-Drinking Water | 1 | Medium | B | 7 | 2031 | 5 | 3 | 3.2 | 22155 | 19842
Fabric ¦ Superstructure ¦ Windows and External Doors ¦ External Doors ¦ Manual and Automatic Doors ¦ Emergency and Panic Escape Doors | 1 | Urgent | B | 11 | 2035 | 5 | 1 | 2.2 | 3151 | 23467
HVAC ¦ Fan ¦ Local and Special Ventilation ¦ Extract | 1 | Medium | B | 1 | 2025 | 5 | 3 | 3.2 | 22156 | 6985
HVAC ¦ Fan ¦ Local and Special Ventilation ¦ Axial | 1 | Medium | B | 5 | 2029 | 5 | 3 | 3.2 | 22157 | 14939
Electrical ¦ Lighting ¦ Internal ¦ General ¦ LED Fittings & Luminaires | 36 | Medium | B | 16 | 2040 | 5 | 3 | 3.2 | 22158 | 29410
Electrical ¦ Lighting ¦ External ¦ General - Non-LED | 2 | Medium | B | 1 | 2025 | 5 | 3 | 3.2 | 22159 | 6986
Electrical ¦ Specialist Lighting ¦ Internal ¦ Illuminated Fire Exit Signage | 3 | Urgent | B | 16 | 2040 | 5 | 1 | 2.2 | 3152 | 28693
Fire ¦ Fire Fighting ¦ Fire Extinguishers ¦ Foam | 6 | Urgent | B | 6 | 2030 | 5 | 1 | 2.2 | 3153 | 16052
Fire ¦ Fire Fighting ¦ Fire Extinguishers ¦ Foam | 4 | Urgent | B | 6 | 2030 | 5 | 1 | 2.2 | 3154 | 16053
Fire ¦ Fire Fighting ¦ Fire Blanket | 1 | Urgent | B | 6 | 2030 | 5 | 1 | 2.2 | 3155 | 16054
HVAC ¦ Fan ¦ Central Ventilation Systems ¦ Ventilating - General | 1 | Low | B | 1 | 2025 | 5 | 4 | 3.7 | 32858 | 11866
HVAC ¦ Fan ¦ Local and Special Ventilation ¦ Axial | 1 | Medium | B | 9 | 2033 | 5 | 3 | 3.2 | 22160 | 21721
Electrical ¦ Lighting ¦ Internal ¦ Emergency ¦ Self Contained ¦ LED | 6 | Urgent | A | 23 | 2047 | 6 | 1 | 2.5 | 10854 | 33164
Electrical ¦ Lighting ¦ Internal ¦ Emergency ¦ Self Contained ¦ LED | 1 | Urgent | B | 21 | 2045 | 5 | 1 | 2.2 | 3156 | 31884
Fire ¦ Fire Fighting ¦ Fire Extinguishers ¦ Foam | 1 | Urgent | B | 5 | 2029 | 5 | 1 | 2.2 | 3157 | 14342
Electrical ¦ LV Distribution ¦ Distribution Board ¦ Sub | 1 | High | B | 1 | 2025 | 5 | 2 | 2.7 | 12758 | 3260
Fabric ¦ Superstructure ¦ Windows and External Doors ¦ External Doors ¦ Manual and Automatic Doors ¦ Emergency and Panic Escape Doors | 1 | Urgent | B | 12 | 2036 | 5 | 1 | 2.2 | 3158 | 25974
Electrical ¦ Specialist Lighting ¦ Internal ¦ Illuminated Fire Exit Signage | 4 | Urgent | B | 16 | 2040 | 5 | 1 | 2.2 | 3159 | 28694
Electrical ¦ Lighting ¦ Internal ¦ General ¦ LED Fittings & Luminaires | 30 | Medium | B | 16 | 2040 | 5 | 3 | 3.2 | 22161 | 29411
HVAC ¦ Central Heating (Internally Sourced) ¦ Boiler ¦ Atmospheric Gas Burner Boiler - Small and/or Wall Hung for Domestic Installation | 1 | Medium | B | 3 | 2027 | 5 | 3 | 3.2 | 22162 | 13474
HVAC ¦ Heat Emitters - Local ¦ Gas Fired Natural and Fan Assisted Heaters | 1 | Medium | C | 1 | 2025 | 4 | 3 | 2.9 | 18511 | 5455
HVAC ¦ Local Air Conditioning ¦ Single-Split Evaporator - Split Systems/Heat Pumps - Air-cooled with Direct Expansion Evaporator (DX) | 1 | Medium | B | 11 | 2035 | 5 | 3 | 3.2 | 22163 | 25043
Electrical ¦ LV Distribution ¦ Distribution Board ¦ Sub | 1 | High | B | 1 | 2025 | 5 | 2 | 2.7 | 12759 | 3261
Controls ¦ Multi-System Controls ¦ Control Panel - Electrical Services (excluding Electrical Controllers and Pneumatic Relays) | 1 | Medium | B | 2 | 2026 | 5 | 3 | 3.2 | 22164 | 13035
Electrical ¦ Specialist Lighting ¦ Internal ¦ Illuminated Fire Exit Signage | 2 | Urgent | B | 16 | 2040 | 5 | 1 | 2.2 | 3160 | 28695
HVAC ¦ Fan ¦ Central Ventilation Systems ¦ Ventilating - General | 1 | Low | B | 1 | 2025 | 5 | 4 | 3.7 | 32859 | 11867
Electrical ¦ LV Distribution ¦ Distribution Board ¦ Sub | 1 | High | B | 18 | 2042 | 5 | 2 | 2.7 | 12760 | 30794
Electrical ¦ LV Distribution ¦ Distribution Board ¦ Sub | 1 | High | B | 11 | 2035 | 5 | 2 | 2.7 | 12761 | 24245
Electrical ¦ LV Distribution ¦ Distribution Board ¦ Sub | 1 | High | B | 6 | 2030 | 5 | 2 | 2.7 | 12762 | 17475
Electrical ¦ Lighting ¦ Internal ¦ Emergency ¦ Self Contained ¦ LED | 1 | Urgent | B | 21 | 2045 | 5 | 1 | 2.2 | 3161 | 31885
Electrical ¦ Lighting ¦ External ¦ General - Non-LED | 7 | Medium | B | 1 | 2025 | 5 | 3 | 3.2 | 22165 | 6987
HVAC ¦ Heat Emitters - Local ¦ Gas Fired Unit Heaters | 1 | Medium | B | 8 | 2032 | 5 | 3 | 3.2 | 22166 | 20883
Fabric ¦ Superstructure ¦ Windows and External Doors ¦ Roller Shutters ¦ Manual Roller Shutter | 1 | High | B | 21 | 2045 | 5 | 2 | 2.7 | 12763 | 32576
HVAC ¦ Fan ¦ Local and Special Ventilation ¦ Fans Window or Wall Mounted | 1 | Medium | B | 1 | 2025 | 5 | 3 | 3.2 | 22167 | 6988
Fire ¦ Fire Detection ¦ Fire Alarm Panel / Repeater | 1 | Urgent | B | 1 | 2025 | 5 | 1 | 2.2 | 3162 | 1112
HVAC ¦ Fan ¦ Central Cooling ¦ Axial | 1 | Medium | B | 1 | 2025 | 5 | 3 | 3.2 | 22168 | 6989
Fabric ¦ Superstructure ¦ Windows and External Doors ¦ Roller Shutters ¦ Manual Roller Shutter | 1 | High | B | 1 | 2025 | 5 | 2 | 2.7 | 12764 | 3262
HVAC ¦ Central Air Conditioning ¦ Air Conditioning ¦ Multi-Split Condenser - Split Systems/Heat Pumps - Air-cooled with Direct Expansion Evaporator (DX) | 1 | Medium | B | 5 | 2029 | 5 | 3 | 3.2 | 22169 | 14940
HVAC ¦ Fan ¦ Central Ventilation Systems ¦ Ventilating - General | 1 | Low | B | 1 | 2025 | 5 | 4 | 3.7 | 32860 | 11868
Water ¦ Local Hot Water ¦ Package Electric Water Heaters - Non-Drinking Water | 1 | Medium | B | 1 | 2025 | 5 | 3 | 3.2 | 22170 | 6990
Water ¦ Local Hot Water ¦ Instantaneous Electric Water Heater - Non-Drinking Water | 1 | Medium | B | 1 | 2025 | 5 | 3 | 3.2 | 22171 | 6991
HVAC ¦ Fan ¦ Local and Special Ventilation ¦ Centrifugal | 1 | Medium | B | 1 | 2025 | 5 | 3 | 3.2 | 22172 | 6992
Electrical ¦ Specialist Lighting ¦ Internal ¦ Illuminated Fire Exit Signage | 2 | Urgent | B | 12 | 2036 | 5 | 1 | 2.2 | 3163 | 25975
Electrical ¦ LV Distribution ¦ Distribution Board ¦ Sub | 1 | High | B | 2 | 2026 | 5 | 2 | 2.7 | 12765 | 12878
Electrical ¦ LV Distribution ¦ Distribution Board ¦ Sub | 1 | High | B | 16 | 2040 | 5 | 2 | 2.7 | 12766 | 29127
HVAC ¦ Heat Emitters - Local ¦ Gas Fired Unit Heaters | 1 | Medium | B | 6 | 2030 | 5 | 3 | 3.2 | 22173 | 18527
Electrical ¦ Lighting ¦ Internal ¦ General ¦ LED Fittings & Luminaires | 75 | Medium | B | 16 | 2040 | 5 | 3 | 3.2 | 22174 | 29412
HVAC ¦ Central Air Conditioning ¦ Air Conditioning ¦ Multi-Split Evaporator - Split Systems/Heat Pumps - Air-cooled with Direct Expansion Evaporator (DX) | 1 | Medium | B | 5 | 2029 | 5 | 3 | 3.2 | 22175 | 14941
HVAC ¦ Local and Special Ventilation ¦ Unit extract fans. | 1 | Medium | B | 1 | 2025 | 5 | 3 | 3.2 | 22176 | 6993
Fabric ¦ Superstructure ¦ Internal Doors ¦ Roller Shutters ¦ Electric Roller Shutter | 1 | Medium | B | 2 | 2026 | 5 | 3 | 3.2 | 22177 | 13036
Water ¦ Local Hot Water ¦ Package Electric Water Heaters - Non-Drinking Water | 1 | Medium | B | 1 | 2025 | 5 | 3 | 3.2 | 22178 | 6994
Fabric ¦ Superstructure ¦ Internal Doors ¦ Roller Shutters ¦ Electric Roller Shutter | 1 | Medium | B | 7 | 2031 | 5 | 3 | 3.2 | 22179 | 19843
Electrical ¦ Lighting ¦ Internal ¦ General | 4 | Medium | B | 3 | 2027 | 5 | 3 | 3.2 | 22180 | 13475
HVAC ¦ Central Air Conditioning ¦ Air Conditioning ¦ Multi-Split Condenser - Split Systems/Heat Pumps - Air-cooled with Direct Expansion Evaporator (DX) | 1 | Medium | B | 1 | 2025 | 5 | 3 | 3.2 | 22181 | 6995
HVAC ¦ Central Air Conditioning ¦ Air Conditioning ¦ Multi-Split Condenser - Split Systems/Heat Pumps - Air-cooled with Direct Expansion Evaporator (DX) | 1 | Medium | B | 5 | 2029 | 5 | 3 | 3.2 | 22182 | 14942
Electrical ¦ LV Distribution ¦ Distribution Board ¦ Sub | 1 | High | B | 4 | 2028 | 5 | 2 | 2.7 | 12767 | 13916
Fabric ¦ Superstructure ¦ Windows and External Doors ¦ Roller Shutters ¦ Manual Roller Shutter | 1 | High | B | 21 | 2045 | 5 | 2 | 2.7 | 12768 | 32577
HVAC ¦ Fan ¦ Local and Special Ventilation ¦ Centrifugal | 1 | Medium | B | 1 | 2025 | 5 | 3 | 3.2 | 22183 | 6996
Electrical ¦ Lighting ¦ Internal ¦ General ¦ LED Fittings & Luminaires | 89 | Medium | B | 16 | 2040 | 5 | 3 | 3.2 | 22184 | 29413
HVAC ¦ Heat Emitters - Local ¦ Electric Heaters | 1 | Medium | B | 1 | 2025 | 5 | 3 | 3.2 | 22185 | 6997
Fire ¦ Fire Fighting ¦ Fire Extinguishers ¦ CO2 | 1 | Urgent | B | 8 | 2032 | 5 | 1 | 2.2 | 3164 | 20341
Fire ¦ Fire Fighting ¦ Fire Extinguishers ¦ Foam | 5 | Urgent | B | 6 | 2030 | 5 | 1 | 2.2 | 3165 | 16055
Electrical ¦ LV Distribution ¦ Distribution Board ¦ Sub | 1 | High | B | 1 | 2025 | 5 | 2 | 2.7 | 12769 | 3263
Electrical ¦ LV Distribution ¦ Distribution Board ¦ Sub | 1 | High | B | 1 | 2025 | 5 | 2 | 2.7 | 12770 | 3264
Fabric ¦ Superstructure ¦ Windows and External Doors ¦ External Doors ¦ Manual and Automatic Doors ¦ Emergency and Panic Escape Doors | 1 | Urgent | B | 11 | 2035 | 5 | 1 | 2.2 | 3166 | 23468
HVAC ¦ Heat Emitters - Local ¦ Electric Heaters | 1 | Medium | B | 6 | 2030 | 5 | 3 | 3.2 | 22186 | 18528
Electrical ¦ Lighting ¦ Internal ¦ General | 7 | Medium | B | 2 | 2026 | 5 | 3 | 3.2 | 22187 | 13037
Fabric ¦ Superstructure ¦ Windows and External Doors ¦ Roller Shutters ¦ Manual Roller Shutter | 1 | High | B | 1 | 2025 | 5 | 2 | 2.7 | 12771 | 3265
Fabric ¦ Superstructure ¦ Windows and External Doors ¦ Roller Shutters ¦ Manual Roller Shutter | 1 | High | B | 1 | 2025 | 5 | 2 | 2.7 | 12772 | 3266
HVAC ¦ Heat Emitters - Local ¦ Electric Heaters | 1 | Medium | B | 1 | 2025 | 5 | 3 | 3.2 | 22188 | 6998
HVAC ¦ Heat Emitters - Local ¦ Gas Fired Unit Heaters | 1 | Medium | B | 1 | 2025 | 5 | 3 | 3.2 | 22189 | 6999
HVAC ¦ Ventilation ¦ Air Handling Unit (AHU) ¦ Internal ¦ Central Air Conditioning ¦ Gas Fired | 1 | Medium | B | 2 | 2026 | 5 | 3 | 3.2 | 22190 | 13038
Electrical ¦ LV Distribution ¦ Distribution Board ¦ Sub | 1 | High | A | 19 | 2043 | 6 | 2 | 3 | 19530 | 31290
HVAC ¦ Local and Special Ventilation ¦ Unit extract fans. | 1 | Medium | B | 1 | 2025 | 5 | 3 | 3.2 | 22191 | 7000
Fabric ¦ Superstructure ¦ Windows and External Doors ¦ Roller Shutters ¦ Manual Roller Shutter | 1 | High | B | 1 | 2025 | 5 | 2 | 2.7 | 12773 | 3267
Security ¦ Access ¦ Access Control ¦ Door ¦ Local Lock / Keypad / Manual | 1 | Medium | A | 15 | 2039 | 6 | 3 | 3.5 | 32485 | 28562
Electrical ¦ Lighting ¦ Internal ¦ Emergency ¦ Self Contained ¦ Non LED | 7 | Urgent | B | 4 | 2028 | 5 | 1 | 2.2 | 3167 | 13796
Fabric ¦ Superstructure ¦ Windows and External Doors ¦ External Doors ¦ Manual and Automatic Doors ¦ High Security Door | 1 | High | B | 32 | 2056 | 5 | 2 | 2.7 | 12774 | 33826
HVAC ¦ Central Heating (Internally Sourced) ¦ Boiler ¦ Atmospheric Gas Burner Boiler - Small and/or Wall Hung for Light Commercial Installation | 1 | Medium | B | 7 | 2031 | 5 | 3 | 3.2 | 22192 | 19844
Electrical ¦ LV Distribution ¦ Distribution Board ¦ Sub | 1 | High | B | 1 | 2025 | 5 | 2 | 2.7 | 12775 | 3268
Electrical ¦ LV Distribution ¦ Distribution Board ¦ Main | 1 | High | B | 1 | 2025 | 5 | 2 | 2.7 | 12776 | 3269
Electrical ¦ Lighting ¦ Internal ¦ General ¦ LED Fittings & Luminaires | 8 | Medium | B | 18 | 2042 | 5 | 3 | 3.2 | 22193 | 30932
Electrical ¦ LV Distribution ¦ Distribution Board ¦ Sub | 1 | High | B | 1 | 2025 | 5 | 2 | 2.7 | 12777 | 3270
Water ¦ Local Hot Water ¦ Package Electric Water Heaters - Non-Drinking Water | 1 | Medium | B | 11 | 2035 | 5 | 3 | 3.2 | 22194 | 25044
Fabric ¦ Superstructure ¦ Windows and External Doors ¦ Roller Shutters ¦ Manual Roller Shutter | 1 | High | B | 1 | 2025 | 5 | 2 | 2.7 | 12778 | 3271
HVAC ¦ Fan ¦ Local and Special Ventilation ¦ Centrifugal | 1 | Medium | C | 11 | 2035 | 4 | 3 | 2.9 | 18512 | 24866
Fire ¦ Fire Fighting ¦ Fire Extinguishers ¦ Foam | 2 | Urgent | B | 6 | 2030 | 5 | 1 | 2.2 | 3168 | 16056
Electrical ¦ Lighting ¦ Internal ¦ Emergency ¦ Externally Powered ¦ LED | 2 | Urgent | B | 11 | 2035 | 5 | 1 | 2.2 | 3169 | 23469
Electrical ¦ Lighting ¦ Internal ¦ General | 2 | Medium | B | 1 | 2025 | 5 | 3 | 3.2 | 22195 | 7001
Fabric ¦ Superstructure ¦ Windows and External Doors ¦ Roller Shutters ¦ Manual Roller Shutter | 1 | High | B | 6 | 2030 | 5 | 2 | 2.7 | 12779 | 17476
Fabric ¦ Superstructure ¦ Windows and External Doors ¦ Roller Shutters ¦ Electric Roller Shutter | 1 | High | B | 1 | 2025 | 5 | 2 | 2.7 | 12780 | 3272
Controls ¦ Building Management System (BMS) ¦ BMS Control Panel | 1 | High | B | 7 | 2031 | 5 | 2 | 2.7 | 12781 | 19593
HVAC ¦ Heat Emitters - Local ¦ Electric Heaters | 2 | Medium | B | 3 | 2027 | 5 | 3 | 3.2 | 22196 | 13476
Electrical ¦ Lighting ¦ Internal ¦ Emergency ¦ Self Contained ¦ LED | 11 | Urgent | B | 15 | 2039 | 5 | 1 | 2.2 | 3170 | 27796
Electrical ¦ Lighting ¦ Internal ¦ General ¦ LED Fittings & Luminaires | 5 | Medium | B | 6 | 2030 | 5 | 3 | 3.2 | 22197 | 18529
Fabric ¦ Superstructure ¦ Internal Doors ¦ Roller Shutters ¦ Electric Roller Shutter | 1 | Medium | B | 15 | 2039 | 5 | 3 | 3.2 | 22198 | 28386
Fabric ¦ Superstructure ¦ Windows and External Doors ¦ External Doors ¦ Entrance Doors | 1 | High | B | 1 | 2025 | 5 | 2 | 2.7 | 12782 | 3273
Fabric ¦ Superstructure ¦ Windows and External Doors ¦ External Doors ¦ Entrance Doors | 1 | High | B | 15 | 2039 | 5 | 2 | 2.7 | 12783 | 28119
HVAC ¦ Fan ¦ Central Cooling ¦ Axial | 1 | Medium | B | 1 | 2025 | 5 | 3 | 3.2 | 22199 | 7002
HVAC ¦ Heat Emitters - Local ¦ Electric Overdoor Air Curtain/Heater | 1 | Medium | B | 5 | 2029 | 5 | 3 | 3.2 | 22200 | 14943
Electrical ¦ Lighting ¦ Internal ¦ Emergency ¦ Self Contained ¦ LED | 14 | Urgent | B | 21 | 2045 | 5 | 1 | 2.2 | 3171 | 31886
HVAC ¦ Heat Emitters - Local ¦ Electric Heaters | 2 | Medium | B | 1 | 2025 | 5 | 3 | 3.2 | 22201 | 7003
Fabric ¦ Superstructure ¦ Windows and External Doors ¦ External Doors ¦ Manual and Automatic Doors ¦ Emergency and Panic Escape Doors | 1 | Urgent | B | 32 | 2056 | 5 | 1 | 2.2 | 3172 | 33813
Electrical ¦ Lighting ¦ Internal ¦ General ¦ LED Fittings & Luminaires | 47 | Medium | B | 12 | 2036 | 5 | 3 | 3.2 | 22202 | 26400
Electrical ¦ LV Distribution ¦ Distribution Board ¦ Sub | 1 | High | C | 1 | 2025 | 4 | 2 | 2.4 | 10483 | 2363
HVAC ¦ Fan ¦ Local and Special Ventilation ¦ Kitchen Vent ¦ Extract | 1 | Low | C | 5 | 2029 | 4 | 4 | 3.4 | 32412 | 15577
Fabric ¦ Superstructure ¦ Internal Doors ¦ Roller Shutters ¦ Electric Roller Shutter | 1 | Medium | B | 1 | 2025 | 5 | 3 | 3.2 | 22203 | 7004
Electrical ¦ Lighting ¦ Internal ¦ Emergency ¦ Self Contained ¦ LED | 4 | Urgent | A | 23 | 2047 | 6 | 1 | 2.5 | 10855 | 33165
Electrical ¦ Lighting ¦ External ¦ General - LED | 1 | Medium | B | 11 | 2035 | 5 | 3 | 3.2 | 22204 | 25045
HVAC ¦ Local Air Conditioning ¦ Single-Split Evaporator - Split Systems/Heat Pumps - Air-cooled with Direct Expansion Evaporator (DX) | 1 | Medium | B | 11 | 2035 | 5 | 3 | 3.2 | 22205 | 25046
Fabric ¦ Superstructure ¦ Windows and External Doors ¦ External Doors ¦ Manual and Automatic Doors ¦ Auto / Powered Sliding Doors | 1 | High | B | 31 | 2055 | 5 | 2 | 2.7 | 12784 | 33789
Water ¦ Local Hot Water ¦ Instantaneous Electric Water Heater - Non-Drinking Water | 1 | Medium | B | 1 | 2025 | 5 | 3 | 3.2 | 22206 | 7005
HVAC ¦ Fan ¦ Local and Special Ventilation ¦ Axial | 1 | Medium | B | 1 | 2025 | 5 | 3 | 3.2 | 22207 | 7006
Electrical ¦ Lighting ¦ Internal ¦ Emergency ¦ Self Contained ¦ Non LED | 1 | Urgent | B | 7 | 2031 | 5 | 1 | 2.2 | 3173 | 19235
Electrical ¦ LV Distribution ¦ Distribution Board ¦ Sub | 1 | High | B | 1 | 2025 | 5 | 2 | 2.7 | 12785 | 3274
Electrical ¦ LV Distribution ¦ Distribution Board ¦ Sub | 1 | High | B | 1 | 2025 | 5 | 2 | 2.7 | 12786 | 3275
HVAC ¦ Fan ¦ Local and Special Ventilation ¦ Fans Window or Wall Mounted | 1 | Medium | B | 11 | 2035 | 5 | 3 | 3.2 | 22208 | 25047
Fabric ¦ Superstructure ¦ Internal Doors ¦ Roller Shutters ¦ Internal Manual Roller Shutter | 1 | Medium | B | 1 | 2025 | 5 | 3 | 3.2 | 22209 | 7007
Controls ¦ Multi-System Controls ¦ Instrument Control Panel | 1 | Medium | B | 14 | 2038 | 5 | 3 | 3.2 | 22210 | 27543
Electrical ¦ Lighting ¦ Internal ¦ General ¦ LED Fittings & Luminaires | 32 | Medium | A | 20 | 2044 | 6 | 3 | 3.5 | 32486 | 31697
Electrical ¦ LV Distribution ¦ Distribution Board ¦ Sub | 1 | High | C | 1 | 2025 | 4 | 2 | 2.4 | 10484 | 2364
Fabric ¦ Superstructure ¦ Windows and External Doors ¦ External Doors ¦ Entrance Doors | 1 | High | B | 12 | 2036 | 5 | 2 | 2.7 | 12787 | 26164
Electrical ¦ Lighting ¦ Internal ¦ General | 4 | Medium | B | 6 | 2030 | 5 | 3 | 3.2 | 22211 | 18530
Electrical ¦ Lighting ¦ Internal ¦ General ¦ LED Fittings & Luminaires | 1 | Medium | B | 16 | 2040 | 5 | 3 | 3.2 | 22212 | 29414
Electrical ¦ Lighting ¦ Internal ¦ General ¦ LED Fittings & Luminaires | 36 | Medium | B | 14 | 2038 | 5 | 3 | 3.2 | 22213 | 27544
HVAC ¦ Local Air Conditioning ¦ Single-Split Evaporator - Split Systems/Heat Pumps - Air-cooled with Direct Expansion Evaporator (DX) | 1 | Medium | B | 11 | 2035 | 5 | 3 | 3.2 | 22214 | 25048
HVAC ¦ Fan ¦ Local and Special Ventilation ¦ Extract | 1 | Medium | B | 1 | 2025 | 5 | 3 | 3.2 | 22215 | 7008
Electrical ¦ Lighting ¦ Internal ¦ Emergency ¦ Self Contained ¦ LED | 12 | Urgent | B | 21 | 2045 | 5 | 1 | 2.2 | 3174 | 31887
Electrical ¦ LV Distribution ¦ Distribution Board ¦ Sub | 1 | High | B | 10 | 2034 | 5 | 2 | 2.7 | 12788 | 22308
Fire ¦ Fire Detection ¦ Fire Alarm Panel / Repeater | 1 | Urgent | B | 11 | 2035 | 5 | 1 | 2.2 | 3175 | 23470
Electrical ¦ LV Distribution ¦ Distribution Board ¦ Main | 1 | High | B | 1 | 2025 | 5 | 2 | 2.7 | 12789 | 3276
Fabric ¦ Superstructure ¦ Windows and External Doors ¦ External Doors ¦ Manual and Automatic Doors ¦ Emergency and Panic Escape Doors | 1 | Urgent | B | 12 | 2036 | 5 | 1 | 2.2 | 3176 | 25976
Electrical ¦ Specialist Lighting ¦ Internal ¦ Illuminated Fire Exit Signage | 2 | Urgent | B | 8 | 2032 | 5 | 1 | 2.2 | 3177 | 20342
Electrical ¦ LV Distribution ¦ Distribution Board ¦ Sub | 1 | High | B | 1 | 2025 | 5 | 2 | 2.7 | 12790 | 3277
HVAC ¦ Fan ¦ Central Ventilation Systems ¦ Extract | 1 | Medium | B | 1 | 2025 | 5 | 3 | 3.2 | 22216 | 7009
HVAC ¦ Fan ¦ Local and Special Ventilation ¦ Axial | 1 | Medium | B | 8 | 2032 | 5 | 3 | 3.2 | 22217 | 20884
Fire ¦ Fire Fighting ¦ Fire Extinguishers ¦ CO2 | 4 | Urgent | B | 6 | 2030 | 5 | 1 | 2.2 | 3178 | 16057
Water ¦ Local Hot Water ¦ Instantaneous Electric Water Heater - Non-Drinking Water | 1 | Medium | B | 1 | 2025 | 5 | 3 | 3.2 | 22218 | 7010
HVAC ¦ Fan ¦ Central Ventilation Systems ¦ Extract | 1 | Medium | B | 1 | 2025 | 5 | 3 | 3.2 | 22219 | 7011
Fire ¦ Fire Detection ¦ Fire Alarm Panel / Repeater | 1 | Urgent | B | 1 | 2025 | 5 | 1 | 2.2 | 3179 | 1113
Electrical ¦ Lighting ¦ External ¦ General - LED | 1 | Medium | B | 8 | 2032 | 5 | 3 | 3.2 | 22220 | 20885
Electrical ¦ Lighting ¦ Internal ¦ Emergency ¦ Self Contained ¦ LED | 8 | Urgent | B | 21 | 2045 | 5 | 1 | 2.2 | 3180 | 31888
HVAC ¦ Heat Emitters - Local ¦ Electric Heaters | 5 | Medium | B | 4 | 2028 | 5 | 3 | 3.2 | 22221 | 14075
Fabric ¦ Superstructure ¦ Internal Doors ¦ Roller Shutters ¦ Internal Manual Roller Shutter | 1 | Medium | B | 5 | 2029 | 5 | 3 | 3.2 | 22222 | 14944
Fabric ¦ Superstructure ¦ Windows and External Doors ¦ External Doors ¦ Manual and Automatic Doors ¦ Emergency and Panic Escape Doors | 1 | Urgent | B | 11 | 2035 | 5 | 1 | 2.2 | 3181 | 23471
Fabric ¦ Superstructure ¦ Windows and External Doors ¦ Roller Shutters ¦ Manual Roller Shutter | 1 | High | B | 21 | 2045 | 5 | 2 | 2.7 | 12791 | 32578
Electrical ¦ Lighting ¦ Internal ¦ General ¦ LED Fittings & Luminaires | 89 | Medium | B | 16 | 2040 | 5 | 3 | 3.2 | 22223 | 29415
Electrical ¦ Lighting ¦ Internal ¦ General ¦ LED Fittings & Luminaires | 2 | Medium | B | 16 | 2040 | 5 | 3 | 3.2 | 22224 | 29416
Controls ¦ Building Management System (BMS) ¦ BMS Control Panel | 1 | High | C | 7 | 2031 | 4 | 2 | 2.4 | 10485 | 19544
HVAC ¦ Heat Emitters - Local ¦ Gas Fired Unit Heaters | 1 | Medium | B | 1 | 2025 | 5 | 3 | 3.2 | 22225 | 7012
Electrical ¦ LV Distribution ¦ Distribution Board ¦ Sub | 1 | High | B | 12 | 2036 | 5 | 2 | 2.7 | 12792 | 26165
Electrical ¦ Lighting ¦ Internal ¦ General ¦ LED Fittings & Luminaires | 17 | Medium | B | 16 | 2040 | 5 | 3 | 3.2 | 22226 | 29417
Electrical ¦ Lighting ¦ Internal ¦ Emergency ¦ Self Contained ¦ LED | 5 | Urgent | B | 11 | 2035 | 5 | 1 | 2.2 | 3182 | 23472
Fabric ¦ Superstructure ¦ Windows and External Doors ¦ External Doors ¦ Manual and Automatic Doors ¦ Auto / Powered Sliding Doors | 1 | High | B | 21 | 2045 | 5 | 2 | 2.7 | 12793 | 32579
Water ¦ Local Hot Water ¦ Instantaneous Electric Water Heater - Non-Drinking Water | 1 | Medium | B | 9 | 2033 | 5 | 3 | 3.2 | 22227 | 21722
HVAC ¦ Fan ¦ Local and Special Ventilation ¦ Extract | 1 | Medium | A | 13 | 2037 | 6 | 3 | 3.5 | 32487 | 27283
Electrical ¦ Lighting ¦ Internal ¦ Emergency ¦ Self Contained ¦ LED | 20 | Urgent | B | 21 | 2045 | 5 | 1 | 2.2 | 3183 | 31889
HVAC ¦ Heat Emitters - Central ¦ Radiators ¦ Steel | 9 | Medium | C | 1 | 2025 | 4 | 3 | 2.9 | 18513 | 5456
Electrical ¦ LV Distribution ¦ Distribution Board ¦ Sub | 1 | High | B | 1 | 2025 | 5 | 2 | 2.7 | 12794 | 3278
HVAC ¦ Heat Emitters - Local ¦ Gas Fired Unit Heaters | 1 | Medium | DX | 1 | 2025 | 1 | 3 | 2 | 827 | 545
HVAC ¦ Heat Emitters - Local ¦ Electric Overdoor Air Curtain/Heater | 1 | Medium | B | 5 | 2029 | 5 | 3 | 3.2 | 22228 | 14945
Fire ¦ Fire Fighting ¦ Fire Extinguishers ¦ Foam | 5 | Urgent | B | 1 | 2025 | 5 | 1 | 2.2 | 3184 | 1114
HVAC ¦ Heat Emitters - Local ¦ Gas Fired Unit Heaters | 1 | Medium | B | 5 | 2029 | 5 | 3 | 3.2 | 22229 | 14946
Fabric ¦ Superstructure ¦ Windows and External Doors ¦ External Doors ¦ Manual and Automatic Doors ¦ Emergency and Panic Escape Doors | 1 | Urgent | B | 12 | 2036 | 5 | 1 | 2.2 | 3185 | 25977
HVAC ¦ Fan ¦ Local and Special Ventilation ¦ Fans Window or Wall Mounted | 1 | Medium | DX | 8 | 2032 | 1 | 3 | 2 | 828 | 20239
HVAC ¦ Fan ¦ Local and Special Ventilation ¦ Axial | 1 | Medium | B | 1 | 2025 | 5 | 3 | 3.2 | 22230 | 7013
HVAC ¦ Fan ¦ Local and Special Ventilation ¦ Extract | 1 | Medium | B | 1 | 2025 | 5 | 3 | 3.2 | 22231 | 7014
Electrical ¦ LV Distribution ¦ Distribution Board ¦ Sub | 1 | High | B | 3 | 2027 | 5 | 2 | 2.7 | 12795 | 13345
Fabric ¦ Superstructure ¦ Windows and External Doors ¦ External Doors ¦ Manual and Automatic Doors ¦ High Security Door | 1 | High | B | 11 | 2035 | 5 | 2 | 2.7 | 12796 | 24246
Electrical ¦ Lighting ¦ Internal ¦ General ¦ LED Fittings & Luminaires | 18 | Medium | B | 13 | 2037 | 5 | 3 | 3.2 | 22232 | 27097
Water ¦ Local Hot Water ¦ Package Electric Water Heaters - Non-Drinking Water | 1 | Medium | B | 1 | 2025 | 5 | 3 | 3.2 | 22233 | 7015
HVAC ¦ Fan ¦ Local and Special Ventilation ¦ Axial | 1 | Medium | B | 5 | 2029 | 5 | 3 | 3.2 | 22234 | 14947
HVAC ¦ Fan ¦ Local and Special Ventilation ¦ Centrifugal | 1 | Medium | B | 11 | 2035 | 5 | 3 | 3.2 | 22235 | 25049
Electrical ¦ Lighting ¦ Internal ¦ General | 5 | Medium | B | 2 | 2026 | 5 | 3 | 3.2 | 22236 | 13039
HVAC ¦ Heat Emitters - Local ¦ Gas Fired Unit Heaters | 1 | Medium | A | 13 | 2037 | 6 | 3 | 3.5 | 32488 | 27284
Electrical ¦ LV Distribution ¦ Distribution Board ¦ Main | 1 | High | B | 10 | 2034 | 5 | 2 | 2.7 | 12797 | 22309
Electrical ¦ LV Distribution ¦ Distribution Board ¦ Sub | 1 | High | B | 2 | 2026 | 5 | 2 | 2.7 | 12798 | 12879
Fabric ¦ Superstructure ¦ Windows and External Doors ¦ External Doors ¦ Manual and Automatic Doors ¦ Emergency and Panic Escape Doors | 1 | Urgent | B | 1 | 2025 | 5 | 1 | 2.2 | 3186 | 1115
Fabric ¦ Superstructure ¦ Windows and External Doors ¦ Roller Shutters ¦ Manual Roller Shutter | 1 | High | B | 1 | 2025 | 5 | 2 | 2.7 | 12799 | 3279
Fire ¦ Fire Detection ¦ Fire Alarm Panel / Repeater | 1 | Urgent | B | 1 | 2025 | 5 | 1 | 2.2 | 3187 | 1116
Fire ¦ Fire Detection ¦ Fire Alarm System | 1 | Urgent | B | 1 | 2025 | 5 | 1 | 2.2 | 3188 | 1117
Electrical ¦ Lighting ¦ Internal ¦ General ¦ LED Fittings & Luminaires | 87 | Medium | B | 16 | 2040 | 5 | 3 | 3.2 | 22237 | 29418
HVAC ¦ Local Air Conditioning ¦ Single-Split Condenser - Split Systems/Heat Pumps - Air-cooled with Direct Expansion Evaporator (DX) | 1 | Medium | CX | 1 | 2025 | 2 | 3 | 2.3 | 10111 | 2064
HVAC ¦ Fan ¦ Local and Special Ventilation ¦ Axial | 1 | Medium | B | 5 | 2029 | 5 | 3 | 3.2 | 22238 | 14948
Water ¦ Local Hot Water ¦ Package Electric Water Heaters - Non-Drinking Water | 1 | Medium | B | 4 | 2028 | 5 | 3 | 3.2 | 22239 | 14076
Electrical ¦ Lighting ¦ Internal ¦ General ¦ LED Fittings & Luminaires | 40 | Medium | B | 6 | 2030 | 5 | 3 | 3.2 | 22240 | 18531
HVAC ¦ Fan ¦ Central Ventilation Systems ¦ Ventilating - General | 1 | Low | B | 5 | 2029 | 5 | 4 | 3.7 | 32861 | 15607
Electrical ¦ LV Distribution ¦ Distribution Board ¦ Sub | 1 | High | B | 4 | 2028 | 5 | 2 | 2.7 | 12800 | 13917
Fire ¦ Fire Fighting ¦ Fire Extinguishers ¦ Foam | 4 | Urgent | B | 6 | 2030 | 5 | 1 | 2.2 | 3189 | 16058
HVAC ¦ Heat Emitters - Local ¦ Gas Fired Natural and Fan Assisted Heaters | 1 | Medium | B | 1 | 2025 | 5 | 3 | 3.2 | 22241 | 7016
Electrical ¦ LV Distribution ¦ Distribution Board ¦ Sub | 1 | High | B | 11 | 2035 | 5 | 2 | 2.7 | 12801 | 24247
HVAC ¦ Heat Emitters - Local ¦ Electric Heaters | 1 | Medium | B | 4 | 2028 | 5 | 3 | 3.2 | 22242 | 14077
Fire ¦ Fire Fighting ¦ Fire Extinguishers ¦ Foam | 5 | Urgent | A | 9 | 2033 | 6 | 1 | 2.5 | 10856 | 21534
Electrical ¦ Lighting ¦ Internal ¦ Emergency ¦ Self Contained ¦ LED | 5 | Urgent | B | 21 | 2045 | 5 | 1 | 2.2 | 3190 | 31890
Electrical ¦ LV Distribution ¦ Distribution Board ¦ Sub | 1 | High | B | 6 | 2030 | 5 | 2 | 2.7 | 12802 | 17477
Electrical ¦ Specialist Lighting ¦ Internal ¦ Illuminated Fire Exit Signage | 1 | Urgent | B | 16 | 2040 | 5 | 1 | 2.2 | 3191 | 28696
Electrical ¦ Lighting ¦ Internal ¦ General | 40 | Medium | B | 1 | 2025 | 5 | 3 | 3.2 | 22243 | 7017
Fire ¦ Fire Fighting ¦ Fire Extinguishers ¦ Foam | 1 | Urgent | B | 6 | 2030 | 5 | 1 | 2.2 | 3192 | 16059
Fire ¦ Fire Fighting ¦ Fire Extinguishers ¦ CO2 | 1 | Urgent | B | 6 | 2030 | 5 | 1 | 2.2 | 3193 | 16060
Electrical ¦ LV Distribution ¦ Distribution Board ¦ Main | 1 | High | C | 1 | 2025 | 4 | 2 | 2.4 | 10486 | 2365
Fabric ¦ Superstructure ¦ Internal Doors ¦ Roller Shutters ¦ Electric Roller Shutter | 1 | Medium | B | 16 | 2040 | 5 | 3 | 3.2 | 22244 | 29419
Electrical ¦ LV Distribution ¦ Distribution Board ¦ Main | 1 | High | B | 17 | 2041 | 5 | 2 | 2.7 | 12803 | 30300
Electrical ¦ LV Distribution ¦ Distribution Board ¦ Main | 1 | High | C | 16 | 2040 | 4 | 2 | 2.4 | 10487 | 29068
Electrical ¦ LV Distribution ¦ Distribution Board ¦ Main | 1 | High | B | 11 | 2035 | 5 | 2 | 2.7 | 12804 | 24248
HVAC ¦ Fan ¦ Local and Special Ventilation ¦ Fans Window or Wall Mounted | 1 | Medium | B | 8 | 2032 | 5 | 3 | 3.2 | 22245 | 20886
Water ¦ Local Hot Water ¦ Package Electric Water Heaters - Non-Drinking Water | 1 | Medium | B | 8 | 2032 | 5 | 3 | 3.2 | 22246 | 20887
HVAC ¦ Heat Emitters - Local ¦ Gas Fired Natural and Fan Assisted Heaters | 1 | Medium | B | 1 | 2025 | 5 | 3 | 3.2 | 22247 | 7018
Water ¦ Local Hot Water ¦ Package Electric Water Heaters - Non-Drinking Water | 1 | Medium | B | 1 | 2025 | 5 | 3 | 3.2 | 22248 | 7019
Fabric ¦ Superstructure ¦ Windows and External Doors ¦ Roller Shutters ¦ Electric Roller Shutter | 1 | High | C | 11 | 2035 | 4 | 2 | 2.4 | 10488 | 24049
Fabric ¦ Superstructure ¦ Windows and External Doors ¦ External Doors ¦ Manual and Automatic Doors ¦ Emergency and Panic Escape Doors | 1 | Urgent | B | 21 | 2045 | 5 | 1 | 2.2 | 3194 | 31891
HVAC ¦ Local Air Conditioning ¦ Single-Split Condenser - Split Systems/Heat Pumps - Air-cooled with Direct Expansion Evaporator (DX) | 1 | Medium | B | 7 | 2031 | 5 | 3 | 3.2 | 22249 | 19845
Electrical ¦ LV Distribution ¦ Distribution Board ¦ Sub | 1 | High | B | 1 | 2025 | 5 | 2 | 2.7 | 12805 | 3280
Fabric ¦ Superstructure ¦ Windows and External Doors ¦ Roller Shutters ¦ Manual Roller Shutter | 1 | High | C | 1 | 2025 | 4 | 2 | 2.4 | 10489 | 2366
HVAC ¦ Fan ¦ Central Cooling ¦ Axial | 1 | Medium | B | 1 | 2025 | 5 | 3 | 3.2 | 22250 | 7020
HVAC ¦ Ventilation ¦ Air Handling Unit (AHU) ¦ Internal ¦ Central Heating (Internally Sourced) ¦ Electric Heating | 1 | Medium | C | 2 | 2026 | 4 | 3 | 2.9 | 18514 | 12973
HVAC ¦ Fan ¦ Local and Special Ventilation ¦ Axial | 1 | Medium | B | 1 | 2025 | 5 | 3 | 3.2 | 22251 | 7021
Fabric ¦ Superstructure ¦ Windows and External Doors ¦ Roller Shutters ¦ Manual Roller Shutter | 1 | High | C | 1 | 2025 | 4 | 2 | 2.4 | 10490 | 2367
Fabric ¦ Barriers and Guardrails ¦ Vehicle Crash Protection Barrier | 1 | V Low | B | 1 | 2025 | 5 | 4 | 3.7 | 32862 | 11869
Fabric ¦ Superstructure ¦ Internal Doors ¦ Roller Shutters ¦ Electric Roller Shutter | 1 | Medium | B | 21 | 2045 | 5 | 3 | 3.2 | 22252 | 32790
Fire ¦ Fire Fighting ¦ Fire Extinguishers ¦ Foam | 2 | Urgent | B | 6 | 2030 | 5 | 1 | 2.2 | 3195 | 16061
Fire ¦ Fire Fighting ¦ Fire Blanket | 1 | Urgent | B | 4 | 2028 | 5 | 1 | 2.2 | 3196 | 13797
Fire ¦ Fire Fighting ¦ Fire Extinguishers ¦ Foam | 3 | Urgent | B | 6 | 2030 | 5 | 1 | 2.2 | 3197 | 16062
Electrical ¦ Specialist Lighting ¦ Internal ¦ Illuminated Fire Exit Signage | 4 | Urgent | B | 12 | 2036 | 5 | 1 | 2.2 | 3198 | 25978
HVAC ¦ Heat Emitters - Local ¦ Electric Heaters | 1 | Medium | B | 3 | 2027 | 5 | 3 | 3.2 | 22253 | 13477
Electrical ¦ Lighting ¦ Internal ¦ Emergency ¦ Self Contained ¦ LED | 2 | Urgent | B | 11 | 2035 | 5 | 1 | 2.2 | 3199 | 23473
Fire ¦ Fire Fighting ¦ Fire Extinguishers ¦ CO2 | 3 | Urgent | B | 6 | 2030 | 5 | 1 | 2.2 | 3200 | 16063
Electrical ¦ Lighting ¦ Internal ¦ General ¦ LED Fittings & Luminaires | 5 | Medium | B | 16 | 2040 | 5 | 3 | 3.2 | 22254 | 29420
Electrical ¦ Lighting ¦ Internal ¦ Emergency ¦ Self Contained ¦ Non LED | 3 | Urgent | B | 21 | 2045 | 5 | 1 | 2.2 | 3201 | 31892
Fire ¦ Fire Fighting ¦ Fire Extinguishers ¦ Foam | 4 | Urgent | B | 7 | 2031 | 5 | 1 | 2.2 | 3202 | 19236
Fire ¦ Fire Fighting ¦ Fire Extinguishers ¦ Foam | 3 | Urgent | B | 1 | 2025 | 5 | 1 | 2.2 | 3203 | 1118
HVAC ¦ Fan ¦ Central Ventilation Systems ¦ Ventilating - General | 1 | Low | B | 1 | 2025 | 5 | 4 | 3.7 | 32863 | 11870
Fabric ¦ Superstructure ¦ Windows and External Doors ¦ External Doors ¦ Manual and Automatic Doors ¦ Emergency and Panic Escape Doors | 1 | Urgent | B | 11 | 2035 | 5 | 1 | 2.2 | 3204 | 23474
Fabric ¦ Superstructure ¦ Windows and External Doors ¦ External Doors ¦ Entrance Doors | 1 | High | B | 11 | 2035 | 5 | 2 | 2.7 | 12806 | 24249
Electrical ¦ LV Distribution ¦ Distribution Board ¦ Sub | 1 | High | B | 6 | 2030 | 5 | 2 | 2.7 | 12807 | 17478
Fabric ¦ Superstructure ¦ Windows and External Doors ¦ External Doors ¦ Manual and Automatic Doors ¦ Emergency and Panic Escape Doors | 1 | Urgent | B | 21 | 2045 | 5 | 1 | 2.2 | 3205 | 31893
HVAC ¦ Heat Emitters - Local ¦ Electric Heaters | 5 | Medium | B | 1 | 2025 | 5 | 3 | 3.2 | 22255 | 7022
Electrical ¦ Lighting ¦ Internal ¦ General ¦ LED Fittings & Luminaires | 67 | Medium | B | 16 | 2040 | 5 | 3 | 3.2 | 22256 | 29421
Electrical ¦ Lighting ¦ Internal ¦ Emergency ¦ Self Contained ¦ LED | 9 | Urgent | B | 22 | 2046 | 5 | 1 | 2.2 | 3206 | 32862
Electrical ¦ Specialist Lighting ¦ Internal ¦ Illuminated Fire Exit Signage | 1 | Urgent | B | 13 | 2037 | 5 | 1 | 2.2 | 3207 | 26834
HVAC ¦ Heat Emitters - Central ¦ Radiators ¦ Steel | 8 | Medium | B | 1 | 2025 | 5 | 3 | 3.2 | 22257 | 7023
HVAC ¦ Fan ¦ Local and Special Ventilation ¦ Fans Window or Wall Mounted | 1 | Medium | B | 1 | 2025 | 5 | 3 | 3.2 | 22258 | 7024
Fabric ¦ Superstructure ¦ Windows and External Doors ¦ External Doors ¦ Manual and Automatic Doors ¦ Emergency and Panic Escape Doors | 1 | Urgent | B | 11 | 2035 | 5 | 1 | 2.2 | 3208 | 23475
Electrical ¦ Lighting ¦ Internal ¦ General ¦ LED Fittings & Luminaires | 2 | Medium | C | 16 | 2040 | 4 | 3 | 2.9 | 18515 | 29286
Electrical ¦ LV Distribution ¦ Distribution Board ¦ Main | 1 | High | B | 6 | 2030 | 5 | 2 | 2.7 | 12808 | 17479
Electrical ¦ Specialist Lighting ¦ Internal ¦ Illuminated Fire Exit Signage | 2 | Urgent | B | 18 | 2042 | 5 | 1 | 2.2 | 3209 | 30630
Electrical ¦ Lighting ¦ Internal ¦ General ¦ LED Fittings & Luminaires | 24 | Medium | B | 12 | 2036 | 5 | 3 | 3.2 | 22259 | 26401
Electrical ¦ Lighting ¦ Internal ¦ General ¦ LED Fittings & Luminaires | 21 | Medium | B | 12 | 2036 | 5 | 3 | 3.2 | 22260 | 26402
HVAC ¦ Heat Emitters - Central ¦ Radiators ¦ Steel | 3 | Medium | B | 1 | 2025 | 5 | 3 | 3.2 | 22261 | 7025
Water ¦ Local Hot Water ¦ Instantaneous Electric Water Heater - Non-Drinking Water | 1 | Medium | B | 1 | 2025 | 5 | 3 | 3.2 | 22262 | 7026
HVAC ¦ Heat Emitters - Local ¦ Electric Heaters | 5 | Medium | B | 4 | 2028 | 5 | 3 | 3.2 | 22263 | 14078
Fire ¦ Fire Fighting ¦ Fire Blanket | 1 | Urgent | B | 4 | 2028 | 5 | 1 | 2.2 | 3210 | 13798
Fire ¦ Fire Fighting ¦ Fire Extinguishers ¦ Foam | 5 | Urgent | B | 9 | 2033 | 5 | 1 | 2.2 | 3211 | 21265
Electrical ¦ LV Distribution ¦ Distribution Board ¦ Main | 1 | High | B | 5 | 2029 | 5 | 2 | 2.7 | 12809 | 14602
Fabric ¦ Superstructure ¦ Windows and External Doors ¦ External Doors ¦ Manual and Automatic Doors ¦ Emergency and Panic Escape Doors | 1 | Urgent | B | 11 | 2035 | 5 | 1 | 2.2 | 3212 | 23476
HVAC ¦ Fan ¦ Local and Special Ventilation ¦ Extract | 1 | Medium | DX | 1 | 2025 | 1 | 3 | 2 | 829 | 546
Electrical ¦ Lighting ¦ Internal ¦ Emergency ¦ Self Contained ¦ LED | 9 | Urgent | B | 22 | 2046 | 5 | 1 | 2.2 | 3213 | 32863
HVAC ¦ Fan ¦ Central Heating ¦ Ventilating - General | 1 | Medium | B | 1 | 2025 | 5 | 3 | 3.2 | 22264 | 7027
HVAC ¦ Fan ¦ Local and Special Ventilation ¦ Axial | 1 | Medium | B | 1 | 2025 | 5 | 3 | 3.2 | 22265 | 7028
Fabric ¦ Superstructure ¦ Internal Doors ¦ Roller Shutters ¦ Electric Roller Shutter | 1 | Medium | B | 7 | 2031 | 5 | 3 | 3.2 | 22266 | 19846
HVAC ¦ Heat Emitters - Central ¦ Radiators ¦ Steel | 4 | Medium | B | 1 | 2025 | 5 | 3 | 3.2 | 22267 | 7029
HVAC ¦ Heat Emitters - Local ¦ Electric Heaters | 3 | Medium | D | 1 | 2025 | 3 | 3 | 2.6 | 11076 | 2598
Security ¦ Access ¦ Access Control ¦ Gate Access - Local Lock / Keypad / Manual (External) | 1 | Medium | B | 1 | 2025 | 5 | 3 | 3.2 | 22268 | 7030
Electrical ¦ Specialist Lighting ¦ Internal ¦ Illuminated Fire Exit Signage | 5 | Urgent | B | 6 | 2030 | 5 | 1 | 2.2 | 3214 | 16064
Electrical ¦ Lighting ¦ Internal ¦ Emergency ¦ Self Contained ¦ LED | 2 | Urgent | B | 11 | 2035 | 5 | 1 | 2.2 | 3215 | 23477
Electrical ¦ Lighting ¦ Internal ¦ General | 4 | Medium | B | 2 | 2026 | 5 | 3 | 3.2 | 22269 | 13040
Electrical ¦ LV Distribution ¦ Distribution Board ¦ Main | 1 | High | B | 1 | 2025 | 5 | 2 | 2.7 | 12810 | 3281
Electrical ¦ LV Distribution ¦ Distribution Board ¦ Main | 1 | High | B | 1 | 2025 | 5 | 2 | 2.7 | 12811 | 3282
Fabric ¦ Superstructure ¦ Internal Doors ¦ Roller Shutters ¦ Automatic Roller Shutter | 1 | High | B | 7 | 2031 | 5 | 2 | 2.7 | 12812 | 19594
HVAC ¦ Central Air Conditioning ¦ Air Conditioning ¦ Multi-Split Evaporator - Split Systems/Heat Pumps - Air-cooled with Direct Expansion Evaporator (DX) | 1 | Medium | B | 11 | 2035 | 5 | 3 | 3.2 | 22270 | 25050
HVAC ¦ Ventilation ¦ Air Handling Unit (AHU) ¦ Internal ¦ Central Heating (Internally Sourced) ¦ Electric Heating | 1 | Medium | B | 2 | 2026 | 5 | 3 | 3.2 | 22271 | 13041
Electrical ¦ Lighting ¦ Internal ¦ General ¦ LED Fittings & Luminaires | 7 | Medium | B | 6 | 2030 | 5 | 3 | 3.2 | 22272 | 18532
Electrical ¦ Lighting ¦ External ¦ General - LED | 1 | Medium | B | 12 | 2036 | 5 | 3 | 3.2 | 22273 | 26403
Electrical ¦ LV Distribution ¦ Distribution Board ¦ Sub | 1 | High | B | 1 | 2025 | 5 | 2 | 2.7 | 12813 | 3283
HVAC ¦ Heat Emitters - Local ¦ Electric Heaters | 1 | Medium | B | 6 | 2030 | 5 | 3 | 3.2 | 22274 | 18533
HVAC ¦ Fan ¦ Local and Special Ventilation ¦ Extract | 1 | Medium | B | 1 | 2025 | 5 | 3 | 3.2 | 22275 | 7031
Fabric ¦ Superstructure ¦ Windows and External Doors ¦ Roller Shutters ¦ Electric Roller Shutter | 1 | High | B | 11 | 2035 | 5 | 2 | 2.7 | 12814 | 24250
Electrical ¦ Lighting ¦ Internal ¦ Emergency ¦ Self Contained ¦ LED | 12 | Urgent | B | 21 | 2045 | 5 | 1 | 2.2 | 3216 | 31894
Security ¦ Access ¦ Access Control ¦ Gate Access - Local Lock / Keypad / Manual (External) | 1 | Medium | B | 1 | 2025 | 5 | 3 | 3.2 | 22276 | 7032
Electrical ¦ Specialist Lighting ¦ Internal ¦ Illuminated Fire Exit Signage | 1 | Urgent | B | 16 | 2040 | 5 | 1 | 2.2 | 3217 | 28697
HVAC ¦ Fan ¦ Local and Special Ventilation ¦ Fans Window or Wall Mounted | 1 | Medium | B | 8 | 2032 | 5 | 3 | 3.2 | 22277 | 20888
HVAC ¦ Fan ¦ Local and Special Ventilation ¦ Fans Window or Wall Mounted | 1 | Medium | B | 1 | 2025 | 5 | 3 | 3.2 | 22278 | 7033
Electrical ¦ LV Distribution ¦ LV Switch Panel | 1 | High | B | 1 | 2025 | 5 | 2 | 2.7 | 12815 | 3284
Electrical ¦ LV Distribution ¦ Distribution Board ¦ Sub | 1 | High | B | 1 | 2025 | 5 | 2 | 2.7 | 12816 | 3285
Electrical ¦ Lighting ¦ Internal ¦ General ¦ LED Fittings & Luminaires | 20 | Medium | B | 6 | 2030 | 5 | 3 | 3.2 | 22279 | 18534
Electrical ¦ LV Distribution ¦ Distribution Board ¦ Sub | 1 | High | B | 1 | 2025 | 5 | 2 | 2.7 | 12817 | 3286
HVAC ¦ Fan ¦ Local and Special Ventilation ¦ Fans Window or Wall Mounted | 1 | Medium | B | 1 | 2025 | 5 | 3 | 3.2 | 22280 | 7034
HVAC ¦ Fan ¦ Central Cooling ¦ Axial | 1 | Medium | B | 1 | 2025 | 5 | 3 | 3.2 | 22281 | 7035
Fire ¦ Fire Fighting ¦ Fire Extinguishers ¦ CO2 | 3 | Urgent | B | 2 | 2026 | 5 | 1 | 2.2 | 3218 | 12520
Electrical ¦ Specialist Lighting ¦ Internal ¦ Illuminated Fire Exit Signage | 4 | Urgent | B | 13 | 2037 | 5 | 1 | 2.2 | 3219 | 26835
Fire ¦ Fire Fighting ¦ Fire Extinguishers ¦ Foam | 1 | Urgent | B | 1 | 2025 | 5 | 1 | 2.2 | 3220 | 1119
Controls ¦ Multi-System Controls ¦ Control Panel - Electrical Services (excluding Electrical Controllers and Pneumatic Relays) | 1 | Medium | B | 4 | 2028 | 5 | 3 | 3.2 | 22282 | 14079
Fire ¦ Fire Detection ¦ Fire Alarm System | 1 | Urgent | B | 8 | 2032 | 5 | 1 | 2.2 | 3221 | 20343
Fire ¦ Fire Detection ¦ Fire Alarm System | 1 | Urgent | B | 1 | 2025 | 5 | 1 | 2.2 | 3222 | 1120
Electrical ¦ Lighting ¦ Internal ¦ General | 4 | Medium | B | 1 | 2025 | 5 | 3 | 3.2 | 22283 | 7036
HVAC ¦ Local Air Conditioning ¦ Single-Split Evaporator - Split Systems/Heat Pumps - Air-cooled with Direct Expansion Evaporator (DX) | 1 | Medium | B | 7 | 2031 | 5 | 3 | 3.2 | 22284 | 19847
Fabric ¦ Superstructure ¦ Windows and External Doors ¦ External Doors ¦ Manual and Automatic Doors ¦ Emergency and Panic Escape Doors | 1 | Urgent | B | 11 | 2035 | 5 | 1 | 2.2 | 3223 | 23478
Fabric ¦ Superstructure ¦ Windows and External Doors ¦ Roller Shutters ¦ Electric Roller Shutter | 1 | High | B | 11 | 2035 | 5 | 2 | 2.7 | 12818 | 24251
HVAC ¦ Fan ¦ Local and Special Ventilation ¦ Centrifugal | 1 | Medium | B | 12 | 2036 | 5 | 3 | 3.2 | 22285 | 26404
Fire ¦ Fire Detection ¦ Fire Alarm System | 1 | Urgent | A | 14 | 2038 | 6 | 1 | 2.5 | 10857 | 27413
HVAC ¦ Local Air Conditioning ¦ Single-Split Condenser - Split Systems/Heat Pumps - Air-cooled with Direct Expansion Evaporator (DX) | 1 | Medium | B | 12 | 2036 | 5 | 3 | 3.2 | 22286 | 26405
Fabric ¦ Superstructure ¦ Windows and External Doors ¦ External Doors ¦ Manual and Automatic Doors ¦ High Security Door | 1 | High | B | 11 | 2035 | 5 | 2 | 2.7 | 12819 | 24252
Fabric ¦ Superstructure ¦ Windows and External Doors ¦ External Doors ¦ Entrance Doors | 1 | High | B | 1 | 2025 | 5 | 2 | 2.7 | 12820 | 3287
HVAC ¦ Fan ¦ Local and Special Ventilation ¦ Extract | 1 | Medium | DX | 1 | 2025 | 1 | 3 | 2 | 830 | 547
Electrical ¦ Lighting ¦ Internal ¦ Emergency ¦ Self Contained ¦ LED | 3 | Urgent | B | 11 | 2035 | 5 | 1 | 2.2 | 3224 | 23479
Fabric ¦ Superstructure ¦ Windows and External Doors ¦ External Doors ¦ Manual and Automatic Doors ¦ High Security Door | 1 | High | B | 11 | 2035 | 5 | 2 | 2.7 | 12821 | 24253
HVAC ¦ Fan ¦ Local and Special Ventilation ¦ Axial | 1 | Medium | B | 1 | 2025 | 5 | 3 | 3.2 | 22287 | 7037
Fabric ¦ Superstructure ¦ Windows and External Doors ¦ External Doors ¦ Manual and Automatic Doors ¦ Emergency and Panic Escape Doors | 1 | Urgent | B | 11 | 2035 | 5 | 1 | 2.2 | 3225 | 23480
HVAC ¦ Heat Emitters - Local ¦ Electric Heaters | 3 | Medium | A | 8 | 2032 | 6 | 3 | 3.5 | 32489 | 21170
Fire ¦ Fire Fighting ¦ Fire Extinguishers ¦ Water | 1 | Urgent | B | 6 | 2030 | 5 | 1 | 2.2 | 3226 | 16065
Fire ¦ Fire Fighting ¦ Fire Extinguishers ¦ CO2 | 1 | Urgent | B | 6 | 2030 | 5 | 1 | 2.2 | 3227 | 16066
Fire ¦ Fire Fighting ¦ Fire Extinguishers ¦ CO2 | 2 | Urgent | B | 2 | 2026 | 5 | 1 | 2.2 | 3228 | 12521
Fire ¦ Fire Fighting ¦ Fire Extinguishers ¦ CO2 | 2 | Urgent | B | 6 | 2030 | 5 | 1 | 2.2 | 3229 | 16067
Fabric ¦ Superstructure ¦ Windows and External Doors ¦ External Doors ¦ Entrance Doors | 1 | High | C | 21 | 2045 | 4 | 2 | 2.4 | 10491 | 32511
Electrical ¦ Lighting ¦ Internal ¦ General ¦ LED Fittings & Luminaires | 5 | Medium | B | 12 | 2036 | 5 | 3 | 3.2 | 22288 | 26406
Electrical ¦ Lighting ¦ Internal ¦ Emergency ¦ Self Contained ¦ LED | 4 | Urgent | B | 22 | 2046 | 5 | 1 | 2.2 | 3230 | 32864
Electrical ¦ Lighting ¦ Internal ¦ General | 4 | Medium | B | 1 | 2025 | 5 | 3 | 3.2 | 22289 | 7038
Electrical ¦ Lighting ¦ Internal ¦ Emergency ¦ Self Contained ¦ LED | 6 | Urgent | B | 11 | 2035 | 5 | 1 | 2.2 | 3231 | 23481
Electrical ¦ Lighting ¦ External ¦ General - LED | 4 | Medium | B | 7 | 2031 | 5 | 3 | 3.2 | 22290 | 19848
Fire ¦ Fire Fighting ¦ Fire Extinguishers ¦ CO2 | 4 | Urgent | B | 6 | 2030 | 5 | 1 | 2.2 | 3232 | 16068
HVAC ¦ Heat Emitters - Local ¦ Gas Fired Unit Heaters | 1 | Medium | B | 3 | 2027 | 5 | 3 | 3.2 | 22291 | 13478
Electrical ¦ Lighting ¦ Internal ¦ Emergency ¦ Self Contained ¦ LED | 4 | Urgent | C | 8 | 2032 | 4 | 1 | 1.9 | 617 | 20237
Electrical ¦ Lighting ¦ Internal ¦ General ¦ LED Fittings & Luminaires | 76 | Medium | B | 6 | 2030 | 5 | 3 | 3.2 | 22292 | 18535
HVAC ¦ Fan ¦ Central Ventilation Systems ¦ Ventilating - General | 1 | Low | B | 1 | 2025 | 5 | 4 | 3.7 | 32864 | 11871
Electrical ¦ Lighting ¦ Internal ¦ General ¦ LED Fittings & Luminaires | 7 | Medium | B | 12 | 2036 | 5 | 3 | 3.2 | 22293 | 26407
HVAC ¦ Central Air Conditioning ¦ Air Conditioning ¦ Multi-Split Condenser - Split Systems/Heat Pumps - Air-cooled with Direct Expansion Evaporator (DX) | 1 | Medium | B | 1 | 2025 | 5 | 3 | 3.2 | 22294 | 7039
HVAC ¦ Fan ¦ Central Cooling ¦ Axial | 1 | Medium | B | 1 | 2025 | 5 | 3 | 3.2 | 22295 | 7040
HVAC ¦ Fan ¦ Local and Special Ventilation ¦ Axial | 1 | Medium | B | 1 | 2025 | 5 | 3 | 3.2 | 22296 | 7041
HVAC ¦ Fan ¦ Local and Special Ventilation ¦ Axial | 1 | Medium | B | 1 | 2025 | 5 | 3 | 3.2 | 22297 | 7042
Electrical ¦ Specialist Lighting ¦ Internal ¦ Illuminated Fire Exit Signage | 2 | Urgent | B | 12 | 2036 | 5 | 1 | 2.2 | 3233 | 25979
Fire ¦ Fire Fighting ¦ Fire Extinguishers ¦ CO2 | 4 | Urgent | B | 6 | 2030 | 5 | 1 | 2.2 | 3234 | 16069
Fabric ¦ Superstructure ¦ Internal Doors ¦ Roller Shutters ¦ Electric Roller Shutter | 1 | Medium | B | 11 | 2035 | 5 | 3 | 3.2 | 22298 | 25051
Electrical ¦ LV Distribution ¦ Distribution Board ¦ Sub | 1 | High | B | 6 | 2030 | 5 | 2 | 2.7 | 12822 | 17480
Controls ¦ Multi-System Controls ¦ Control Panel - Electrical Services (excluding Electrical Controllers and Pneumatic Relays) | 1 | Medium | CX | 2 | 2026 | 2 | 3 | 2.3 | 10112 | 12835
Electrical ¦ Lighting ¦ Internal ¦ Emergency ¦ Self Contained ¦ LED | 1 | Urgent | B | 11 | 2035 | 5 | 1 | 2.2 | 3235 | 23482
HVAC ¦ Local Air Conditioning ¦ Single-Split Evaporator - Split Systems/Heat Pumps - Air-cooled with Direct Expansion Evaporator (DX) | 1 | Medium | B | 7 | 2031 | 5 | 3 | 3.2 | 22299 | 19849
Electrical ¦ LV Distribution ¦ Distribution Board ¦ Sub | 1 | High | B | 2 | 2026 | 5 | 2 | 2.7 | 12823 | 12880
HVAC ¦ Fan ¦ Central Ventilation Systems ¦ Ventilating - General | 1 | Low | B | 1 | 2025 | 5 | 4 | 3.7 | 32865 | 11872
Electrical ¦ Lighting ¦ Internal ¦ General ¦ LED Fittings & Luminaires | 2 | Medium | B | 11 | 2035 | 5 | 3 | 3.2 | 22300 | 25052
Electrical ¦ LV Distribution ¦ Distribution Board ¦ Main | 1 | High | B | 1 | 2025 | 5 | 2 | 2.7 | 12824 | 3288
Water ¦ Local Hot Water ¦ Instantaneous Electric Water Heater - Non-Drinking Water | 1 | Medium | B | 11 | 2035 | 5 | 3 | 3.2 | 22301 | 25053
HVAC ¦ Fan ¦ Local and Special Ventilation ¦ Centrifugal | 1 | Medium | B | 1 | 2025 | 5 | 3 | 3.2 | 22302 | 7043
HVAC ¦ Heat Emitters - Local ¦ Electric Heaters | 1 | Medium | B | 1 | 2025 | 5 | 3 | 3.2 | 22303 | 7044
Water ¦ Central Hot Water Distribution ¦ Hot water cylinders | 1 | High | B | 1 | 2025 | 5 | 2 | 2.7 | 12825 | 3289
Fire ¦ Fire Detection ¦ Fire Alarm System | 1 | Urgent | B | 1 | 2025 | 5 | 1 | 2.2 | 3236 | 1121
Electrical ¦ Specialist Lighting ¦ Internal ¦ Illuminated Fire Exit Signage | 4 | Urgent | B | 13 | 2037 | 5 | 1 | 2.2 | 3237 | 26836
Controls ¦ Building Management System (BMS) ¦ BMS Control Panel | 1 | High | B | 7 | 2031 | 5 | 2 | 2.7 | 12826 | 19595
Water ¦ Local Hot Water ¦ Package Electric Water Heaters - Non-Drinking Water | 1 | Medium | B | 1 | 2025 | 5 | 3 | 3.2 | 22304 | 7045
HVAC ¦ Fan ¦ Central Ventilation Systems ¦ Ventilating - General | 1 | Low | B | 1 | 2025 | 5 | 4 | 3.7 | 32866 | 11873
Fire ¦ Fire Fighting ¦ Fire Extinguishers ¦ CO2 | 4 | Urgent | B | 6 | 2030 | 5 | 1 | 2.2 | 3238 | 16070
Electrical ¦ LV Distribution ¦ Distribution Board ¦ Sub | 1 | High | B | 1 | 2025 | 5 | 2 | 2.7 | 12827 | 3290
HVAC ¦ Fan ¦ Local and Special Ventilation ¦ Kitchen Vent ¦ Extract | 1 | Low | B | 5 | 2029 | 5 | 4 | 3.7 | 32867 | 15608
HVAC ¦ Heat Emitters - Local ¦ Gas Fired Natural and Fan Assisted Heaters | 1 | Medium | CX | 1 | 2025 | 2 | 3 | 2.3 | 10113 | 2065
HVAC ¦ Heat Emitters - Local ¦ Electric Heaters | 4 | Medium | B | 1 | 2025 | 5 | 3 | 3.2 | 22305 | 7046
HVAC ¦ Central Heating (Internally Sourced) ¦ Boiler ¦ Combination Atmospheric Burner Gas Boiler | 1 | High | B | 6 | 2030 | 5 | 2 | 2.7 | 12828 | 17481
Fabric ¦ Superstructure ¦ Internal Doors ¦ Roller Shutters ¦ Electric Roller Shutter | 1 | Medium | B | 10 | 2034 | 5 | 3 | 3.2 | 22306 | 22674
HVAC ¦ Heat Emitters - Local ¦ Gas Fired Natural and Fan Assisted Heaters | 1 | Medium | B | 14 | 2038 | 5 | 3 | 3.2 | 22307 | 27545
HVAC ¦ Fan ¦ Local and Special Ventilation ¦ Axial | 1 | Medium | B | 1 | 2025 | 5 | 3 | 3.2 | 22308 | 7047
HVAC ¦ Local Air Conditioning ¦ Single-Split Evaporator - Split Systems/Heat Pumps - Air-cooled with Direct Expansion Evaporator (DX) | 1 | Medium | B | 6 | 2030 | 5 | 3 | 3.2 | 22309 | 18536
Electrical ¦ LV Distribution ¦ Distribution Board ¦ Main | 1 | High | B | 1 | 2025 | 5 | 2 | 2.7 | 12829 | 3291
Controls ¦ Multi-System Controls ¦ Motor Control Centre (MCC) | 1 | Low | B | 1 | 2025 | 5 | 4 | 3.7 | 32868 | 11874
Fabric ¦ Superstructure ¦ Windows and External Doors ¦ External Doors ¦ Manual and Automatic Doors ¦ Auto / Powered Sliding Doors | 1 | High | B | 15 | 2039 | 5 | 2 | 2.7 | 12830 | 28120
Fabric ¦ Superstructure ¦ Windows and External Doors ¦ External Doors ¦ Manual and Automatic Doors ¦ High Security Door | 1 | High | B | 21 | 2045 | 5 | 2 | 2.7 | 12831 | 32580
Electrical ¦ Lighting ¦ Internal ¦ General ¦ LED Fittings & Luminaires | 6 | Medium | B | 16 | 2040 | 5 | 3 | 3.2 | 22310 | 29422
Electrical ¦ Lighting ¦ Internal ¦ General ¦ LED Fittings & Luminaires | 59 | Medium | B | 17 | 2041 | 5 | 3 | 3.2 | 22311 | 30426
Fire ¦ Fire Fighting ¦ Fire Extinguishers ¦ CO2 | 3 | Urgent | B | 6 | 2030 | 5 | 1 | 2.2 | 3239 | 16071
Fabric ¦ Superstructure ¦ Windows and External Doors ¦ Roller Shutters ¦ Manual Roller Shutter | 1 | High | B | 10 | 2034 | 5 | 2 | 2.7 | 12832 | 22310
Electrical ¦ Lighting ¦ Internal ¦ General ¦ LED Fittings & Luminaires | 6 | Medium | B | 15 | 2039 | 5 | 3 | 3.2 | 22312 | 28387
Electrical ¦ Lighting ¦ Internal ¦ General | 1 | Medium | C | 1 | 2025 | 4 | 3 | 2.9 | 18516 | 5457
Electrical ¦ Specialist Lighting ¦ Internal ¦ Illuminated Fire Exit Signage | 6 | Urgent | B | 17 | 2041 | 5 | 1 | 2.2 | 3240 | 30052
Electrical ¦ Lighting ¦ Internal ¦ Emergency ¦ Self Contained ¦ LED | 12 | Urgent | B | 21 | 2045 | 5 | 1 | 2.2 | 3241 | 31895
HVAC ¦ Heat Emitters - Central ¦ Radiators ¦ Steel | 1 | Medium | B | 1 | 2025 | 5 | 3 | 3.2 | 22313 | 7048
Electrical ¦ Lighting ¦ Internal ¦ Emergency ¦ Self Contained ¦ Non LED | 4 | Urgent | B | 7 | 2031 | 5 | 1 | 2.2 | 3242 | 19237
Electrical ¦ Lighting ¦ Internal ¦ General ¦ LED Fittings & Luminaires | 6 | Medium | B | 15 | 2039 | 5 | 3 | 3.2 | 22314 | 28388
Electrical ¦ Lighting ¦ Internal ¦ Emergency ¦ Self Contained ¦ LED | 4 | Urgent | B | 11 | 2035 | 5 | 1 | 2.2 | 3243 | 23483
Electrical ¦ LV Distribution ¦ Distribution Board ¦ Sub | 1 | High | D | 1 | 2025 | 3 | 2 | 2.1 | 1094 | 756
HVAC ¦ Local Air Conditioning ¦ Single-Split Evaporator - Split Systems/Heat Pumps - Air-cooled with Direct Expansion Evaporator (DX) | 1 | Medium | B | 6 | 2030 | 5 | 3 | 3.2 | 22315 | 18537
Fabric ¦ Superstructure ¦ Windows and External Doors ¦ External Doors ¦ Entrance Doors | 1 | High | B | 11 | 2035 | 5 | 2 | 2.7 | 12833 | 24254
Fire ¦ Fire Fighting ¦ Fire Extinguishers ¦ Foam | 2 | Urgent | B | 1 | 2025 | 5 | 1 | 2.2 | 3244 | 1122
HVAC ¦ Fan ¦ Central Ventilation Systems ¦ Ventilating - General | 1 | Low | B | 1 | 2025 | 5 | 4 | 3.7 | 32869 | 11875
HVAC ¦ Fan ¦ Local and Special Ventilation ¦ Fans Window or Wall Mounted | 1 | Medium | DX | 4 | 2028 | 1 | 3 | 2 | 831 | 13750
Fabric ¦ Barriers and Guardrails ¦ Vehicle Crash Protection Barrier | 1 | V Low | B | 1 | 2025 | 5 | 4 | 3.7 | 32870 | 11876
Electrical ¦ Lighting ¦ Internal ¦ General | 45 | Medium | B | 6 | 2030 | 5 | 3 | 3.2 | 22316 | 18538
Electrical ¦ Lighting ¦ Internal ¦ General ¦ LED Fittings & Luminaires | 2 | Medium | B | 6 | 2030 | 5 | 3 | 3.2 | 22317 | 18539
HVAC ¦ Local Air Conditioning ¦ Single-Split Condenser - Split Systems/Heat Pumps - Air-cooled with Direct Expansion Evaporator (DX) | 1 | Medium | B | 6 | 2030 | 5 | 3 | 3.2 | 22318 | 18540
Water ¦ Local Hot Water ¦ Package Electric Water Heaters - Non-Drinking Water | 1 | Medium | A | 11 | 2035 | 6 | 3 | 3.5 | 32490 | 25706
HVAC ¦ Heat Emitters - Local ¦ Gas Fired Natural and Fan Assisted Heaters | 1 | Medium | B | 1 | 2025 | 5 | 3 | 3.2 | 22319 | 7049
Fabric ¦ Superstructure ¦ Windows and External Doors ¦ Roller Shutters ¦ Manual Roller Shutter | 1 | High | C | 1 | 2025 | 4 | 2 | 2.4 | 10492 | 2368
HVAC ¦ Fan ¦ Local and Special Ventilation ¦ Extract | 1 | Medium | B | 1 | 2025 | 5 | 3 | 3.2 | 22320 | 7050
Fabric ¦ Barriers and Guardrails ¦ Vehicle Crash Protection Barrier | 1 | V Low | B | 1 | 2025 | 5 | 4 | 3.7 | 32871 | 11877
HVAC ¦ Fan ¦ Local and Special Ventilation ¦ Extract | 1 | Medium | CX | 1 | 2025 | 2 | 3 | 2.3 | 10114 | 2066
Fabric ¦ Superstructure ¦ Windows and External Doors ¦ External Doors ¦ Entrance Doors | 1 | High | B | 11 | 2035 | 5 | 2 | 2.7 | 12834 | 24255
Electrical ¦ Lighting ¦ Internal ¦ Emergency ¦ Self Contained ¦ LED | 5 | Urgent | C | 11 | 2035 | 4 | 1 | 1.9 | 618 | 23263
HVAC ¦ Local Air Conditioning ¦ Single-Split Evaporator - Split Systems/Heat Pumps - Air-cooled with Direct Expansion Evaporator (DX) | 1 | Medium | B | 1 | 2025 | 5 | 3 | 3.2 | 22321 | 7051
HVAC ¦ Fan ¦ Central Heating ¦ Ventilating - General | 1 | Medium | B | 1 | 2025 | 5 | 3 | 3.2 | 22322 | 7052
Water ¦ Local Hot Water ¦ Instantaneous Electric Water Heater - Non-Drinking Water | 1 | Medium | B | 11 | 2035 | 5 | 3 | 3.2 | 22323 | 25054
Fabric ¦ Superstructure ¦ Windows and External Doors ¦ External Doors ¦ Manual and Automatic Doors ¦ Emergency and Panic Escape Doors | 1 | Urgent | B | 17 | 2041 | 5 | 1 | 2.2 | 3245 | 30053
Fabric ¦ Barriers and Guardrails ¦ Vehicle Crash Protection Barrier | 1 | V Low | B | 1 | 2025 | 5 | 4 | 3.7 | 32872 | 11878
Electrical ¦ Lighting ¦ Internal ¦ General ¦ LED Fittings & Luminaires | 62 | Medium | B | 13 | 2037 | 5 | 3 | 3.2 | 22324 | 27098
Electrical ¦ Lighting ¦ Internal ¦ General ¦ LED Fittings & Luminaires | 5 | Medium | B | 12 | 2036 | 5 | 3 | 3.2 | 22325 | 26408
HVAC ¦ Local Air Conditioning ¦ Single-Split Evaporator - Split Systems/Heat Pumps - Air-cooled with Direct Expansion Evaporator (DX) | 1 | Medium | C | 1 | 2025 | 4 | 3 | 2.9 | 18517 | 5458
HVAC ¦ Fan ¦ Central Cooling ¦ Axial | 1 | Medium | C | 1 | 2025 | 4 | 3 | 2.9 | 18518 | 5459
Security ¦ Access ¦ Access Control ¦ Gate Access - Local Lock / Keypad / Manual (External) | 1 | Medium | DX | 1 | 2025 | 1 | 3 | 2 | 832 | 548
Fire ¦ Fire Fighting ¦ Fire Extinguishers ¦ CO2 | 4 | Urgent | B | 6 | 2030 | 5 | 1 | 2.2 | 3246 | 16072
Fabric ¦ Superstructure ¦ Windows and External Doors ¦ Roller Shutters ¦ Manual Roller Shutter | 1 | High | B | 1 | 2025 | 5 | 2 | 2.7 | 12835 | 3292
HVAC ¦ Fan ¦ Local and Special Ventilation ¦ Extract | 1 | Medium | B | 1 | 2025 | 5 | 3 | 3.2 | 22326 | 7053
HVAC ¦ Fan ¦ Local and Special Ventilation ¦ Extract | 1 | Medium | B | 1 | 2025 | 5 | 3 | 3.2 | 22327 | 7054
HVAC ¦ Fan ¦ Local and Special Ventilation ¦ Extract | 1 | Medium | C | 1 | 2025 | 4 | 3 | 2.9 | 18519 | 5460
Electrical ¦ Lighting ¦ Internal ¦ Emergency ¦ Self Contained ¦ LED | 7 | Urgent | B | 21 | 2045 | 5 | 1 | 2.2 | 3247 | 31896
Electrical ¦ Lighting ¦ External ¦ General - LED | 3 | Medium | B | 11 | 2035 | 5 | 3 | 3.2 | 22328 | 25055
Electrical ¦ Lighting ¦ Internal ¦ General | 11 | Medium | C | 1 | 2025 | 4 | 3 | 2.9 | 18520 | 5461
Water ¦ Local Hot Water ¦ Instantaneous Electric Water Heater - Non-Drinking Water | 1 | Medium | CX | 1 | 2025 | 2 | 3 | 2.3 | 10115 | 2067
Water ¦ Local Hot Water ¦ Instantaneous Electric Water Heater - Non-Drinking Water | 1 | Medium | B | 1 | 2025 | 5 | 3 | 3.2 | 22329 | 7055
HVAC ¦ Fan ¦ Local and Special Ventilation ¦ Extract | 1 | Medium | CX | 1 | 2025 | 2 | 3 | 2.3 | 10116 | 2068
HVAC ¦ Fan ¦ Local and Special Ventilation ¦ Extract | 1 | Medium | DX | 1 | 2025 | 1 | 3 | 2 | 833 | 549
Fire ¦ Fire Fighting ¦ Fire Extinguishers ¦ Foam | 7 | Urgent | B | 5 | 2029 | 5 | 1 | 2.2 | 3248 | 14343
Fabric ¦ Superstructure ¦ Windows and External Doors ¦ External Doors ¦ Manual and Automatic Doors ¦ Emergency and Panic Escape Doors | 1 | Urgent | B | 25 | 2049 | 5 | 1 | 2.2 | 3249 | 33290
Electrical ¦ Lighting ¦ Internal ¦ General | 25 | Medium | B | 16 | 2040 | 5 | 3 | 3.2 | 22330 | 29423
Electrical ¦ Specialist Lighting ¦ Internal ¦ Illuminated Fire Exit Signage | 2 | Urgent | B | 16 | 2040 | 5 | 1 | 2.2 | 3250 | 28698
Electrical ¦ Lighting ¦ Internal ¦ Emergency ¦ Self Contained ¦ Non LED | 1 | Urgent | B | 1 | 2025 | 5 | 1 | 2.2 | 3251 | 1123
HVAC ¦ Central Air Conditioning ¦ Air Conditioning ¦ Multi-Split Evaporator - Split Systems/Heat Pumps - Air-cooled with Direct Expansion Evaporator (DX) | 1 | Medium | B | 10 | 2034 | 5 | 3 | 3.2 | 22331 | 22675
Electrical ¦ LV Distribution ¦ Distribution Board ¦ Sub | 1 | High | C | 6 | 2030 | 4 | 2 | 2.4 | 10493 | 17327
Electrical ¦ Lighting ¦ External ¦ General - LED | 6 | Medium | B | 11 | 2035 | 5 | 3 | 3.2 | 22332 | 25056
HVAC ¦ Local Air Conditioning ¦ Single-Split Condenser - Split Systems/Heat Pumps - Air-cooled with Direct Expansion Evaporator (DX) | 1 | Medium | B | 1 | 2025 | 5 | 3 | 3.2 | 22333 | 7056
Fabric ¦ Superstructure ¦ Windows and External Doors ¦ Roller Shutters ¦ Manual Roller Shutter | 1 | High | B | 1 | 2025 | 5 | 2 | 2.7 | 12836 | 3293
HVAC ¦ Local Air Conditioning ¦ Single-Split Condenser - Split Systems/Heat Pumps - Air-cooled with Direct Expansion Evaporator (DX) | 1 | Medium | B | 12 | 2036 | 5 | 3 | 3.2 | 22334 | 26409
HVAC ¦ Local Air Conditioning ¦ Single-Split Condenser - Split Systems/Heat Pumps - Air-cooled with Direct Expansion Evaporator (DX) | 1 | Medium | B | 12 | 2036 | 5 | 3 | 3.2 | 22335 | 26410
Security ¦ Access ¦ Access Control ¦ Gate Access - Local Lock / Keypad / Manual (External) | 1 | Medium | B | 1 | 2025 | 5 | 3 | 3.2 | 22336 | 7057
Fire ¦ Fire Fighting ¦ Fire Extinguishers ¦ CO2 | 2 | Urgent | B | 7 | 2031 | 5 | 1 | 2.2 | 3252 | 19238
HVAC ¦ Local Air Conditioning ¦ Single-Split Evaporator - Split Systems/Heat Pumps - Air-cooled with Direct Expansion Evaporator (DX) | 1 | Medium | B | 7 | 2031 | 5 | 3 | 3.2 | 22337 | 19850
Fabric ¦ Superstructure ¦ Windows and External Doors ¦ External Doors ¦ Manual and Automatic Doors ¦ Auto / Powered Sliding Doors | 1 | High | B | 11 | 2035 | 5 | 2 | 2.7 | 12837 | 24256
HVAC ¦ Fan ¦ Local and Special Ventilation ¦ Centrifugal | 1 | Medium | C | 1 | 2025 | 4 | 3 | 2.9 | 18521 | 5462
Electrical ¦ LV Distribution ¦ Distribution Board ¦ Main | 1 | High | B | 1 | 2025 | 5 | 2 | 2.7 | 12838 | 3294
Electrical ¦ LV Distribution ¦ Distribution Board ¦ Main | 1 | High | B | 1 | 2025 | 5 | 2 | 2.7 | 12839 | 3295
Electrical ¦ Specialist Lighting ¦ Internal ¦ Illuminated Fire Exit Signage | 6 | Urgent | B | 16 | 2040 | 5 | 1 | 2.2 | 3253 | 28699
Fire ¦ Fire Fighting ¦ Fire Extinguishers ¦ Foam | 5 | Urgent | B | 8 | 2032 | 5 | 1 | 2.2 | 3254 | 20344
Fire ¦ Fire Fighting ¦ Fire Extinguishers ¦ CO2 | 4 | Urgent | B | 7 | 2031 | 5 | 1 | 2.2 | 3255 | 19239
Fire ¦ Fire Fighting ¦ Fire Extinguishers ¦ Foam | 4 | Urgent | B | 6 | 2030 | 5 | 1 | 2.2 | 3256 | 16073
Electrical ¦ Specialist Lighting ¦ Internal ¦ Illuminated Fire Exit Signage | 5 | Urgent | B | 16 | 2040 | 5 | 1 | 2.2 | 3257 | 28700
Electrical ¦ Lighting ¦ Internal ¦ General ¦ LED Fittings & Luminaires | 80 | Medium | B | 16 | 2040 | 5 | 3 | 3.2 | 22338 | 29424
HVAC ¦ Heat Emitters - Local ¦ Gas Fired Unit Heaters | 1 | Medium | B | 5 | 2029 | 5 | 3 | 3.2 | 22339 | 14949
HVAC ¦ Fan ¦ Central Heating & Cooling ¦ Mixed Flow | 1 | Medium | B | 1 | 2025 | 5 | 3 | 3.2 | 22340 | 7058
Electrical ¦ Lighting ¦ External ¦ General - LED | 3 | Medium | B | 1 | 2025 | 5 | 3 | 3.2 | 22341 | 7059
Controls ¦ Building Management System (BMS) ¦ BMS Control Panel | 1 | High | B | 1 | 2025 | 5 | 2 | 2.7 | 12840 | 3296
Electrical ¦ LV Distribution ¦ Distribution Board ¦ Sub | 1 | High | B | 1 | 2025 | 5 | 2 | 2.7 | 12841 | 3297
Controls ¦ Multi-System Controls ¦ Instrument Control Panel | 1 | Medium | B | 16 | 2040 | 5 | 3 | 3.2 | 22342 | 29425
Electrical ¦ LV Distribution ¦ Distribution Board ¦ Sub | 1 | High | B | 1 | 2025 | 5 | 2 | 2.7 | 12842 | 3298
Fire ¦ Fire Detection ¦ Fire Alarm System | 1 | Urgent | B | 1 | 2025 | 5 | 1 | 2.2 | 3258 | 1124
Water ¦ Local Hot Water ¦ Instantaneous Electric Water Heater - Non-Drinking Water | 1 | Medium | B | 11 | 2035 | 5 | 3 | 3.2 | 22343 | 25057
HVAC ¦ Fan ¦ Local and Special Ventilation ¦ Fans Window or Wall Mounted | 1 | Medium | B | 1 | 2025 | 5 | 3 | 3.2 | 22344 | 7060
HVAC ¦ Fan ¦ Local and Special Ventilation ¦ Fans Window or Wall Mounted | 1 | Medium | B | 1 | 2025 | 5 | 3 | 3.2 | 22345 | 7061
Electrical ¦ Lighting ¦ Internal ¦ General ¦ LED Fittings & Luminaires | 5 | Medium | B | 12 | 2036 | 5 | 3 | 3.2 | 22346 | 26411
Fire ¦ Fire Fighting ¦ Fire Extinguishers ¦ Foam | 2 | Urgent | B | 1 | 2025 | 5 | 1 | 2.2 | 3259 | 1125
HVAC ¦ Fan ¦ Local and Special Ventilation ¦ Extract | 1 | Medium | CX | 1 | 2025 | 2 | 3 | 2.3 | 10117 | 2069
HVAC ¦ Fan ¦ Local and Special Ventilation ¦ Extract | 1 | Medium | CX | 1 | 2025 | 2 | 3 | 2.3 | 10118 | 2070
Electrical ¦ Lighting ¦ Internal ¦ General ¦ LED Fittings & Luminaires | 24 | Medium | B | 12 | 2036 | 5 | 3 | 3.2 | 22347 | 26412
HVAC ¦ Fan ¦ Local and Special Ventilation ¦ Extract | 1 | Medium | CX | 1 | 2025 | 2 | 3 | 2.3 | 10119 | 2071
HVAC ¦ Fan ¦ Local and Special Ventilation ¦ Axial | 1 | Medium | B | 1 | 2025 | 5 | 3 | 3.2 | 22348 | 7062
HVAC ¦ Central Air Conditioning ¦ Air Conditioning ¦ Multi-Split Evaporator - Split Systems/Heat Pumps - Air-cooled with Direct Expansion Evaporator (DX) | 1 | Medium | B | 1 | 2025 | 5 | 3 | 3.2 | 22349 | 7063
Fire ¦ Fire Fighting ¦ Fire Extinguishers ¦ CO2 | 2 | Urgent | B | 2 | 2026 | 5 | 1 | 2.2 | 3260 | 12522
Electrical ¦ Lighting ¦ Internal ¦ General ¦ LED Fittings & Luminaires | 11 | Medium | B | 12 | 2036 | 5 | 3 | 3.2 | 22350 | 26413
Electrical ¦ Lighting ¦ Internal ¦ Emergency ¦ Self Contained ¦ LED | 1 | Urgent | B | 11 | 2035 | 5 | 1 | 2.2 | 3261 | 23484
HVAC ¦ Heat Emitters - Central ¦ Unit Heaters | 1 | Medium | B | 1 | 2025 | 5 | 3 | 3.2 | 22351 | 7064
Fabric ¦ Superstructure ¦ Windows and External Doors ¦ Roller Shutters ¦ Manual Roller Shutter | 1 | High | B | 11 | 2035 | 5 | 2 | 2.7 | 12843 | 24257
Electrical ¦ Lighting ¦ Internal ¦ Emergency ¦ Self Contained ¦ LED | 1 | Urgent | B | 11 | 2035 | 5 | 1 | 2.2 | 3262 | 23485
Fabric ¦ Superstructure ¦ Windows and External Doors ¦ External Doors ¦ Manual and Automatic Doors ¦ Emergency and Panic Escape Doors | 1 | Urgent | B | 11 | 2035 | 5 | 1 | 2.2 | 3263 | 23486
Electrical ¦ Lighting ¦ Internal ¦ General ¦ LED Fittings & Luminaires | 8 | Medium | B | 12 | 2036 | 5 | 3 | 3.2 | 22352 | 26414
Electrical ¦ Lighting ¦ External ¦ General - LED | 4 | Medium | B | 1 | 2025 | 5 | 3 | 3.2 | 22353 | 7065
Fire ¦ Fire Fighting ¦ Fire Extinguishers ¦ Foam | 3 | Urgent | B | 6 | 2030 | 5 | 1 | 2.2 | 3264 | 16074
Fire ¦ Fire Fighting ¦ Fire Extinguishers ¦ CO2 | 3 | Urgent | B | 6 | 2030 | 5 | 1 | 2.2 | 3265 | 16075
HVAC ¦ Central Air Conditioning ¦ Air Conditioning ¦ Multi-Split Condenser - Split Systems/Heat Pumps - Air-cooled with Direct Expansion Evaporator (DX) | 1 | Medium | B | 1 | 2025 | 5 | 3 | 3.2 | 22354 | 7066
HVAC ¦ Central Air Conditioning ¦ Air Conditioning ¦ Multi-Split Evaporator - Split Systems/Heat Pumps - Air-cooled with Direct Expansion Evaporator (DX) | 1 | Medium | B | 7 | 2031 | 5 | 3 | 3.2 | 22355 | 19851
Electrical ¦ LV Distribution ¦ Distribution Board ¦ Sub | 1 | High | C | 1 | 2025 | 4 | 2 | 2.4 | 10494 | 2369
Electrical ¦ LV Distribution ¦ Distribution Board ¦ Sub | 1 | High | B | 3 | 2027 | 5 | 2 | 2.7 | 12844 | 13346
HVAC ¦ Fan ¦ Local and Special Ventilation ¦ Extract | 1 | Medium | B | 1 | 2025 | 5 | 3 | 3.2 | 22356 | 7067
HVAC ¦ Fan ¦ Central Heating & Cooling ¦ Mixed Flow | 1 | Medium | B | 1 | 2025 | 5 | 3 | 3.2 | 22357 | 7068
Water ¦ Local Hot Water ¦ Instantaneous Electric Water Heater - Non-Drinking Water | 1 | Medium | B | 10 | 2034 | 5 | 3 | 3.2 | 22358 | 22676
Electrical ¦ Lighting ¦ Internal ¦ General ¦ LED Fittings & Luminaires | 85 | Medium | B | 16 | 2040 | 5 | 3 | 3.2 | 22359 | 29426
HVAC ¦ Heat Emitters - Local ¦ Electric Overdoor Air Curtain/Heater | 1 | Medium | B | 7 | 2031 | 5 | 3 | 3.2 | 22360 | 19852
Fire ¦ Fire Fighting ¦ Fire Extinguishers ¦ Foam | 1 | Urgent | B | 8 | 2032 | 5 | 1 | 2.2 | 3266 | 20345
Fire ¦ Fire Fighting ¦ Fire Extinguishers ¦ Foam | 2 | Urgent | B | 6 | 2030 | 5 | 1 | 2.2 | 3267 | 16076
HVAC ¦ Central Air Conditioning ¦ Air Conditioning ¦ Multi-Split Condenser - Split Systems/Heat Pumps - Air-cooled with Direct Expansion Evaporator (DX) | 1 | Medium | B | 8 | 2032 | 5 | 3 | 3.2 | 22361 | 20889
Electrical ¦ Specialist Lighting ¦ Internal ¦ Illuminated Fire Exit Signage | 3 | Urgent | B | 17 | 2041 | 5 | 1 | 2.2 | 3268 | 30054
Electrical ¦ LV Distribution ¦ Distribution Board ¦ Sub | 1 | High | C | 1 | 2025 | 4 | 2 | 2.4 | 10495 | 2370
Fabric ¦ Superstructure ¦ Windows and External Doors ¦ Roller Shutters ¦ Manual Roller Shutter | 1 | High | C | 1 | 2025 | 4 | 2 | 2.4 | 10496 | 2371
Security ¦ Access ¦ Access Control ¦ Gate Access - Local Lock / Keypad / Manual (External) | 1 | Medium | B | 5 | 2029 | 5 | 3 | 3.2 | 22362 | 14950
Electrical ¦ LV Distribution ¦ Distribution Board ¦ Sub | 1 | High | B | 1 | 2025 | 5 | 2 | 2.7 | 12845 | 3299
Water ¦ Local Hot Water ¦ Instantaneous Electric Water Heater - Non-Drinking Water | 1 | Medium | B | 10 | 2034 | 5 | 3 | 3.2 | 22363 | 22677
Security ¦ Access ¦ Access Control ¦ Gate Access - Local Lock / Keypad / Manual (External) | 1 | Medium | B | 11 | 2035 | 5 | 3 | 3.2 | 22364 | 25058
HVAC ¦ Fan ¦ Central Cooling ¦ Axial | 1 | Medium | B | 1 | 2025 | 5 | 3 | 3.2 | 22365 | 7069
Fire ¦ Fire Fighting ¦ Fire Extinguishers ¦ Foam | 4 | Urgent | B | 2 | 2026 | 5 | 1 | 2.2 | 3269 | 12523
Electrical ¦ Lighting ¦ Internal ¦ Emergency ¦ Self Contained ¦ LED | 9 | Urgent | B | 20 | 2044 | 5 | 1 | 2.2 | 3270 | 31437
HVAC ¦ Ventilation ¦ Air Handling Unit (AHU) ¦ Internal ¦ Central Air Conditioning ¦ Gas Fired | 1 | Medium | C | 1 | 2025 | 4 | 3 | 2.9 | 18522 | 5463
HVAC ¦ Fan ¦ Central Cooling ¦ Axial | 1 | Medium | B | 1 | 2025 | 5 | 3 | 3.2 | 22366 | 7070
Electrical ¦ Lighting ¦ Internal ¦ Emergency ¦ Self Contained ¦ LED | 5 | Urgent | B | 21 | 2045 | 5 | 1 | 2.2 | 3271 | 31897
Electrical ¦ Specialist Lighting ¦ Internal ¦ Illuminated Fire Exit Signage | 1 | Urgent | B | 1 | 2025 | 5 | 1 | 2.2 | 3272 | 1126
Fabric ¦ Superstructure ¦ Windows and External Doors ¦ External Doors ¦ Manual and Automatic Doors ¦ Emergency and Panic Escape Doors | 1 | Urgent | B | 28 | 2052 | 5 | 1 | 2.2 | 3273 | 33598
Electrical ¦ LV Distribution ¦ Distribution Board ¦ Sub | 1 | High | B | 1 | 2025 | 5 | 2 | 2.7 | 12846 | 3300
HVAC ¦ Local and Special Ventilation ¦ Unit extract fans. | 1 | Medium | D | 1 | 2025 | 3 | 3 | 2.6 | 11077 | 2599
HVAC ¦ Local and Special Ventilation ¦ Unit extract fans. | 1 | Medium | C | 1 | 2025 | 4 | 3 | 2.9 | 18523 | 5464
HVAC ¦ Heat Emitters - Central ¦ Radiators ¦ Steel | 8 | Medium | B | 1 | 2025 | 5 | 3 | 3.2 | 22367 | 7071
Electrical ¦ Lighting ¦ External ¦ General - Non-LED | 5 | Medium | B | 5 | 2029 | 5 | 3 | 3.2 | 22368 | 14951
Water ¦ Local Hot Water ¦ Package Electric Water Heaters - Non-Drinking Water | 1 | Medium | B | 4 | 2028 | 5 | 3 | 3.2 | 22369 | 14080
Electrical ¦ Specialist Lighting ¦ Internal ¦ Illuminated Fire Exit Signage | 1 | Urgent | B | 16 | 2040 | 5 | 1 | 2.2 | 3274 | 28701
Electrical ¦ LV Distribution ¦ Distribution Board ¦ Sub | 1 | High | B | 1 | 2025 | 5 | 2 | 2.7 | 12847 | 3301
Electrical ¦ LV Distribution ¦ Distribution Board ¦ Sub | 1 | High | B | 1 | 2025 | 5 | 2 | 2.7 | 12848 | 3302
Electrical ¦ LV Distribution ¦ Distribution Board ¦ Sub | 1 | High | D | 12 | 2036 | 3 | 2 | 2.1 | 1095 | 25929
HVAC ¦ Heat Emitters - Local ¦ Electric Overdoor Air Curtain/Heater | 1 | Medium | DX | 1 | 2025 | 1 | 3 | 2 | 834 | 550
Fabric ¦ Superstructure ¦ Windows and External Doors ¦ External Doors ¦ Manual and Automatic Doors ¦ Auto / Powered Sliding Doors | 1 | High | B | 15 | 2039 | 5 | 2 | 2.7 | 12849 | 28121
Fire ¦ Fire Detection ¦ Fire Alarm System | 1 | Urgent | B | 7 | 2031 | 5 | 1 | 2.2 | 3275 | 19240
HVAC ¦ Fan ¦ Local and Special Ventilation ¦ Extract | 1 | Medium | B | 1 | 2025 | 5 | 3 | 3.2 | 22370 | 7072
HVAC ¦ Fan ¦ Local and Special Ventilation ¦ Extract | 1 | Medium | B | 1 | 2025 | 5 | 3 | 3.2 | 22371 | 7073
Fabric ¦ Superstructure ¦ Windows and External Doors ¦ External Doors ¦ Manual and Automatic Doors ¦ Emergency and Panic Escape Doors | 1 | Urgent | B | 21 | 2045 | 5 | 1 | 2.2 | 3276 | 31898
HVAC ¦ Fan ¦ Local and Special Ventilation ¦ Extract | 1 | Medium | B | 1 | 2025 | 5 | 3 | 3.2 | 22372 | 7074
HVAC ¦ Heat Emitters - Local ¦ Gas Fired Natural and Fan Assisted Heaters | 1 | Medium | B | 1 | 2025 | 5 | 3 | 3.2 | 22373 | 7075
Fabric ¦ Superstructure ¦ Windows and External Doors ¦ Roller Shutters ¦ Manual Roller Shutter | 1 | High | B | 1 | 2025 | 5 | 2 | 2.7 | 12850 | 3303
Fabric ¦ Superstructure ¦ Windows and External Doors ¦ Roller Shutters ¦ Manual Roller Shutter | 1 | High | B | 1 | 2025 | 5 | 2 | 2.7 | 12851 | 3304
Electrical ¦ Lighting ¦ Internal ¦ General ¦ LED Fittings & Luminaires | 35 | Medium | B | 17 | 2041 | 5 | 3 | 3.2 | 22374 | 30427
Fabric ¦ Superstructure ¦ Windows and External Doors ¦ Roller Shutters ¦ Manual Roller Shutter | 1 | High | C | 1 | 2025 | 4 | 2 | 2.4 | 10497 | 2372
Electrical ¦ Specialist Lighting ¦ Internal ¦ Illuminated Fire Exit Signage | 4 | Urgent | B | 10 | 2034 | 5 | 1 | 2.2 | 3277 | 22020
Fire ¦ Fire Fighting ¦ Fire Extinguishers ¦ CO2 | 1 | Urgent | B | 9 | 2033 | 5 | 1 | 2.2 | 3278 | 21266
Fire ¦ Fire Fighting ¦ Fire Extinguishers ¦ Foam | 2 | Urgent | B | 6 | 2030 | 5 | 1 | 2.2 | 3279 | 16077
Fabric ¦ Superstructure ¦ Windows and External Doors ¦ External Doors ¦ Manual and Automatic Doors ¦ Emergency and Panic Escape Doors | 1 | Urgent | B | 21 | 2045 | 5 | 1 | 2.2 | 3280 | 31899
Electrical ¦ Lighting ¦ Internal ¦ General | 45 | Medium | B | 15 | 2039 | 5 | 3 | 3.2 | 22375 | 28389
Electrical ¦ Specialist Lighting ¦ Internal ¦ Illuminated Fire Exit Signage | 1 | Urgent | B | 17 | 2041 | 5 | 1 | 2.2 | 3281 | 30055
Electrical ¦ Lighting ¦ Internal ¦ Emergency ¦ Self Contained ¦ Non LED | 3 | Urgent | B | 1 | 2025 | 5 | 1 | 2.2 | 3282 | 1127
HVAC ¦ Fan ¦ Local and Special Ventilation ¦ Ventilating - General | 1 | Medium | B | 12 | 2036 | 5 | 3 | 3.2 | 22376 | 26415
Electrical ¦ Lighting ¦ Internal ¦ Emergency ¦ Self Contained ¦ LED | 1 | Urgent | B | 21 | 2045 | 5 | 1 | 2.2 | 3283 | 31900
HVAC ¦ Local Air Conditioning ¦ Single-Split Evaporator - Split Systems/Heat Pumps - Air-cooled with Direct Expansion Evaporator (DX) | 1 | Medium | B | 12 | 2036 | 5 | 3 | 3.2 | 22377 | 26416
HVAC ¦ Local Air Conditioning ¦ Single-Split Evaporator - Split Systems/Heat Pumps - Air-cooled with Direct Expansion Evaporator (DX) | 1 | Medium | B | 1 | 2025 | 5 | 3 | 3.2 | 22378 | 7076
Electrical ¦ Lighting ¦ Internal ¦ Emergency ¦ Self Contained ¦ LED | 3 | Urgent | B | 17 | 2041 | 5 | 1 | 2.2 | 3284 | 30056
Electrical ¦ Lighting ¦ Internal ¦ Emergency ¦ Self Contained ¦ Non LED | 5 | Urgent | B | 1 | 2025 | 5 | 1 | 2.2 | 3285 | 1128
Water ¦ Local Hot Water ¦ Package Electric Water Heaters - Non-Drinking Water | 1 | Medium | B | 11 | 2035 | 5 | 3 | 3.2 | 22379 | 25059
Fire ¦ Fire Fighting ¦ Fire Extinguishers ¦ Foam | 1 | Urgent | B | 6 | 2030 | 5 | 1 | 2.2 | 3286 | 16078
Fire ¦ Fire Fighting ¦ Fire Extinguishers ¦ Foam | 1 | Urgent | B | 8 | 2032 | 5 | 1 | 2.2 | 3287 | 20346
Security ¦ Access ¦ Access Control ¦ Gate Access - Local Lock / Keypad / Manual (External) | 1 | Medium | B | 5 | 2029 | 5 | 3 | 3.2 | 22380 | 14952
Electrical ¦ Lighting ¦ Internal ¦ Emergency ¦ Self Contained ¦ Non LED | 1 | Urgent | C | 9 | 2033 | 4 | 1 | 1.9 | 619 | 21202
Fire ¦ Fire Fighting ¦ Fire Extinguishers ¦ CO2 | 1 | Urgent | B | 9 | 2033 | 5 | 1 | 2.2 | 3288 | 21267
Electrical ¦ LV Distribution ¦ Distribution Board ¦ Sub | 1 | High | C | 1 | 2025 | 4 | 2 | 2.4 | 10498 | 2373
Fabric ¦ Superstructure ¦ Windows and External Doors ¦ External Doors ¦ Entrance Doors | 1 | High | B | 11 | 2035 | 5 | 2 | 2.7 | 12852 | 24258
HVAC ¦ Heat Emitters - Local ¦ Gas Fired Unit Heaters | 1 | Medium | B | 1 | 2025 | 5 | 3 | 3.2 | 22381 | 7077
HVAC ¦ Fan ¦ Local and Special Ventilation ¦ Extract | 1 | Medium | B | 1 | 2025 | 5 | 3 | 3.2 | 22382 | 7078
Fire ¦ Fire Detection ¦ Fire Alarm System | 1 | Urgent | B | 1 | 2025 | 5 | 1 | 2.2 | 3289 | 1129
HVAC ¦ Heat Emitters - Local ¦ Electric Heaters | 3 | Medium | C | 1 | 2025 | 4 | 3 | 2.9 | 18524 | 5465
Fabric ¦ Superstructure ¦ Internal Doors ¦ Roller Shutters ¦ Electric Roller Shutter | 1 | Medium | B | 11 | 2035 | 5 | 3 | 3.2 | 22383 | 25060
Electrical ¦ Lighting ¦ Internal ¦ Emergency ¦ Self Contained ¦ LED | 9 | Urgent | B | 21 | 2045 | 5 | 1 | 2.2 | 3290 | 31901
HVAC ¦ Heat Emitters - Local ¦ Electric Heaters | 4 | Medium | B | 1 | 2025 | 5 | 3 | 3.2 | 22384 | 7079
HVAC ¦ Heat Emitters - Central ¦ Radiators ¦ Steel | 4 | Medium | B | 1 | 2025 | 5 | 3 | 3.2 | 22385 | 7080
Electrical ¦ LV Distribution ¦ Distribution Board ¦ Sub | 1 | High | B | 1 | 2025 | 5 | 2 | 2.7 | 12853 | 3305
Fabric ¦ Superstructure ¦ Windows and External Doors ¦ Roller Shutters ¦ Manual Roller Shutter | 1 | High | C | 1 | 2025 | 4 | 2 | 2.4 | 10499 | 2374
HVAC ¦ Fan ¦ Local and Special Ventilation ¦ Ventilating - General | 1 | Medium | B | 12 | 2036 | 5 | 3 | 3.2 | 22386 | 26417
Transport ¦ Lifts ¦ Disabled Lift ¦ Hydraulic | 1 | High | B | 1 | 2025 | 5 | 2 | 2.7 | 12854 | 3306
Fuel ¦ Distribution Systems ¦ External Storage ¦ Pumps ¦ Fuel Transfer Pump - Diesel | 1 | Medium | B | 1 | 2025 | 5 | 3 | 3.2 | 22387 | 7081
Electrical ¦ Lighting ¦ Internal ¦ General ¦ LED Fittings & Luminaires | 92 | Medium | B | 17 | 2041 | 5 | 3 | 3.2 | 22388 | 30428
Electrical ¦ Lighting ¦ Internal ¦ Emergency ¦ Self Contained ¦ LED | 4 | Urgent | B | 22 | 2046 | 5 | 1 | 2.2 | 3291 | 32865
Electrical ¦ LV Distribution ¦ Distribution Board ¦ Main | 1 | High | B | 6 | 2030 | 5 | 2 | 2.7 | 12855 | 17482
Fabric ¦ Superstructure ¦ Windows and External Doors ¦ External Doors ¦ Manual and Automatic Doors ¦ Emergency and Panic Escape Doors | 1 | Urgent | B | 15 | 2039 | 5 | 1 | 2.2 | 3292 | 27797
Fabric ¦ Superstructure ¦ Windows and External Doors ¦ Roller Shutters ¦ Manual Roller Shutter | 1 | High | B | 7 | 2031 | 5 | 2 | 2.7 | 12856 | 19596
Fabric ¦ Superstructure ¦ Windows and External Doors ¦ Roller Shutters ¦ Manual Roller Shutter | 1 | High | B | 7 | 2031 | 5 | 2 | 2.7 | 12857 | 19597
Fabric ¦ Superstructure ¦ Windows and External Doors ¦ External Doors ¦ Manual and Automatic Doors ¦ Emergency and Panic Escape Doors | 1 | Urgent | B | 27 | 2051 | 5 | 1 | 2.2 | 3293 | 33541
HVAC ¦ Heat Emitters - Local ¦ Gas Fired Natural and Fan Assisted Heaters | 1 | Medium | B | 1 | 2025 | 5 | 3 | 3.2 | 22389 | 7082
Fabric ¦ Superstructure ¦ Windows and External Doors ¦ External Doors ¦ Manual and Automatic Doors ¦ Emergency and Panic Escape Doors | 1 | Urgent | B | 6 | 2030 | 5 | 1 | 2.2 | 3294 | 16079
Fabric ¦ Superstructure ¦ Windows and External Doors ¦ External Doors ¦ Entrance Doors | 1 | High | B | 15 | 2039 | 5 | 2 | 2.7 | 12858 | 28122
Water ¦ Local Hot Water ¦ Package Electric Water Heaters - Non-Drinking Water | 1 | Medium | B | 10 | 2034 | 5 | 3 | 3.2 | 22390 | 22678
Electrical ¦ Lighting ¦ Internal ¦ General ¦ LED Fittings & Luminaires | 65 | Medium | B | 16 | 2040 | 5 | 3 | 3.2 | 22391 | 29427
Electrical ¦ Specialist Lighting ¦ Internal ¦ Illuminated Fire Exit Signage | 4 | Urgent | B | 16 | 2040 | 5 | 1 | 2.2 | 3295 | 28702
Fire ¦ Fire Fighting ¦ Fire Extinguishers ¦ Foam | 4 | Urgent | B | 2 | 2026 | 5 | 1 | 2.2 | 3296 | 12524
Electrical ¦ Lighting ¦ Internal ¦ Emergency ¦ Self Contained ¦ LED | 19 | Urgent | B | 21 | 2045 | 5 | 1 | 2.2 | 3297 | 31902
Fire ¦ Fire Fighting ¦ Fire Extinguishers ¦ CO2 | 5 | Urgent | B | 6 | 2030 | 5 | 1 | 2.2 | 3298 | 16080
Electrical ¦ LV Distribution ¦ Distribution Board ¦ Sub | 1 | High | D | 1 | 2025 | 3 | 2 | 2.1 | 1096 | 757
Electrical ¦ LV Distribution ¦ Distribution Board ¦ Sub | 1 | High | D | 1 | 2025 | 3 | 2 | 2.1 | 1097 | 758
Electrical ¦ Lighting ¦ External ¦ General - LED | 2 | Medium | B | 12 | 2036 | 5 | 3 | 3.2 | 22392 | 26418
Fabric ¦ Superstructure ¦ Windows and External Doors ¦ External Doors ¦ Entrance Doors | 1 | High | B | 11 | 2035 | 5 | 2 | 2.7 | 12859 | 24259
Fire ¦ Fire Fighting ¦ Fire Extinguishers ¦ CO2 | 1 | Urgent | B | 1 | 2025 | 5 | 1 | 2.2 | 3299 | 1130
HVAC ¦ Fan ¦ Local and Special Ventilation ¦ Kitchen Vent ¦ Extract | 1 | Low | B | 5 | 2029 | 5 | 4 | 3.7 | 32873 | 15609
HVAC ¦ Fan ¦ Local and Special Ventilation ¦ Kitchen Vent ¦ Extract | 1 | Low | B | 5 | 2029 | 5 | 4 | 3.7 | 32874 | 15610
Fabric ¦ Superstructure ¦ Windows and External Doors ¦ Roller Shutters ¦ Manual Roller Shutter | 1 | High | B | 1 | 2025 | 5 | 2 | 2.7 | 12860 | 3307
Fabric ¦ Superstructure ¦ Windows and External Doors ¦ Roller Shutters ¦ Manual Roller Shutter | 1 | High | B | 1 | 2025 | 5 | 2 | 2.7 | 12861 | 3308
Fabric ¦ Superstructure ¦ Windows and External Doors ¦ Roller Shutters ¦ Electric Roller Shutter | 1 | High | B | 17 | 2041 | 5 | 2 | 2.7 | 12862 | 30301
HVAC ¦ Fan ¦ Local and Special Ventilation ¦ Fans Window or Wall Mounted | 1 | Medium | B | 7 | 2031 | 5 | 3 | 3.2 | 22393 | 19853
HVAC ¦ Ventilation ¦ Air Handling Unit (AHU) ¦ Internal ¦ Central Heating (Internally Sourced) ¦ Electric Heating | 1 | Medium | B | 1 | 2025 | 5 | 3 | 3.2 | 22394 | 7083
HVAC ¦ Fan ¦ Central Ventilation Systems ¦ Ventilating - General | 1 | Low | B | 1 | 2025 | 5 | 4 | 3.7 | 32875 | 11879
Electrical ¦ Power Generation ¦ External to Building ¦ Photovoltaics (External to the Building) | 1 | Medium | B | 19 | 2043 | 5 | 3 | 3.2 | 22395 | 31355
HVAC ¦ Central Air Conditioning ¦ Air Conditioning ¦ Multi-Split Condenser - Split Systems/Heat Pumps - Air-cooled with Direct Expansion Evaporator (DX) | 1 | Medium | B | 1 | 2025 | 5 | 3 | 3.2 | 22396 | 7084
HVAC ¦ Heat Emitters - Local ¦ Electric Heaters | 4 | Medium | B | 2 | 2026 | 5 | 3 | 3.2 | 22397 | 13042
HVAC ¦ Fan ¦ Local and Special Ventilation ¦ Extract | 1 | Medium | B | 9 | 2033 | 5 | 3 | 3.2 | 22398 | 21723
HVAC ¦ Fan ¦ Local and Special Ventilation ¦ Axial | 1 | Medium | B | 9 | 2033 | 5 | 3 | 3.2 | 22399 | 21724
Electrical ¦ Lighting ¦ Internal ¦ General ¦ LED Fittings & Luminaires | 105 | Medium | B | 17 | 2041 | 5 | 3 | 3.2 | 22400 | 30429
Fire ¦ Fire Fighting ¦ Fire Extinguishers ¦ CO2 | 2 | Urgent | B | 4 | 2028 | 5 | 1 | 2.2 | 3300 | 13799
Fabric ¦ Superstructure ¦ Windows and External Doors ¦ Roller Shutters ¦ Electric Roller Shutter | 1 | High | B | 19 | 2043 | 5 | 2 | 2.7 | 12863 | 31163
Security ¦ Access ¦ Access Control ¦ Door ¦ Local Lock / Keypad / Manual | 1 | Medium | A | 14 | 2038 | 6 | 3 | 3.5 | 32491 | 27663
Fire ¦ Fire Fighting ¦ Fire Extinguishers ¦ CO2 | 1 | Urgent | B | 6 | 2030 | 5 | 1 | 2.2 | 3301 | 16081
Electrical ¦ Lighting ¦ Internal ¦ General ¦ LED Fittings & Luminaires | 34 | Medium | B | 17 | 2041 | 5 | 3 | 3.2 | 22401 | 30430
HVAC ¦ Ventilation ¦ Air Handling Unit (AHU) ¦ Internal ¦ Central Heating (Externally Sourced) ¦ Gas Fired | 1 | Medium | C | 1 | 2025 | 4 | 3 | 2.9 | 18525 | 5466
HVAC ¦ Local Air Conditioning ¦ Single-Split Condenser - Split Systems/Heat Pumps - Air-cooled with Direct Expansion Evaporator (DX) | 1 | Medium | DX | 1 | 2025 | 1 | 3 | 2 | 835 | 551
HVAC ¦ Ventilation ¦ Air Handling Unit (AHU) ¦ Internal ¦ Central Heating (Externally Sourced) ¦ Gas Fired | 1 | Medium | B | 1 | 2025 | 5 | 3 | 3.2 | 22402 | 7085
HVAC ¦ Fan ¦ Central Cooling ¦ Axial | 1 | Medium | B | 1 | 2025 | 5 | 3 | 3.2 | 22403 | 7086
Fabric ¦ Superstructure ¦ Windows and External Doors ¦ External Doors ¦ Manual and Automatic Doors ¦ Emergency and Panic Escape Doors | 1 | Urgent | B | 28 | 2052 | 5 | 1 | 2.2 | 3302 | 33599
Electrical ¦ LV Distribution ¦ Distribution Board ¦ Sub | 1 | High | C | 1 | 2025 | 4 | 2 | 2.4 | 10500 | 2375
HVAC ¦ Fan ¦ Local and Special Ventilation ¦ Fans Window or Wall Mounted | 1 | Medium | B | 1 | 2025 | 5 | 3 | 3.2 | 22404 | 7087
HVAC ¦ Fan ¦ Local and Special Ventilation ¦ Fans Window or Wall Mounted | 1 | Medium | B | 1 | 2025 | 5 | 3 | 3.2 | 22405 | 7088
HVAC ¦ Ductwork ¦ Ductwork, Fittings and Ancillaries ¦ Central Ventilation Systems ¦ Fire Dampers ¦ Fusible Link | 1 | Urgent | B | 1 | 2025 | 5 | 1 | 2.2 | 3303 | 1131
HVAC ¦ Local and Special Ventilation ¦ Unit extract fans. | 1 | Medium | B | 1 | 2025 | 5 | 3 | 3.2 | 22406 | 7089
HVAC ¦ Central Heating (Internally Sourced) ¦ Boiler ¦ Electric Boilers | 1 | Medium | B | 6 | 2030 | 5 | 3 | 3.2 | 22407 | 18541
Fabric ¦ Superstructure ¦ Windows and External Doors ¦ External Doors ¦ Entrance Doors | 1 | High | B | 11 | 2035 | 5 | 2 | 2.7 | 12864 | 24260
HVAC ¦ Fan ¦ Central Air Conditioning ¦ Ventilating - General | 1 | Medium | B | 1 | 2025 | 5 | 3 | 3.2 | 22408 | 7090
Electrical ¦ LV Distribution ¦ Distribution Board ¦ Sub | 1 | High | B | 1 | 2025 | 5 | 2 | 2.7 | 12865 | 3309
Controls ¦ Building Management System (BMS) ¦ BMS Control Panel | 1 | High | B | 6 | 2030 | 5 | 2 | 2.7 | 12866 | 17483
Fabric ¦ Superstructure ¦ Windows and External Doors ¦ External Doors ¦ Entrance Doors | 1 | High | B | 12 | 2036 | 5 | 2 | 2.7 | 12867 | 26166
Electrical ¦ Specialist Lighting ¦ Internal ¦ Illuminated Fire Exit Signage | 4 | Urgent | A | 18 | 2042 | 6 | 1 | 2.5 | 10858 | 30739
Electrical ¦ Specialist Lighting ¦ Internal ¦ Illuminated Fire Exit Signage | 3 | Urgent | A | 18 | 2042 | 6 | 1 | 2.5 | 10859 | 30740
Electrical ¦ Specialist Lighting ¦ Internal ¦ Illuminated Fire Exit Signage | 1 | Urgent | B | 16 | 2040 | 5 | 1 | 2.2 | 3304 | 28703
HVAC ¦ Local and Special Ventilation ¦ Unit extract fans. | 1 | Medium | B | 1 | 2025 | 5 | 3 | 3.2 | 22409 | 7091
Electrical ¦ Lighting ¦ Internal ¦ General ¦ LED Fittings & Luminaires | 15 | Medium | B | 16 | 2040 | 5 | 3 | 3.2 | 22410 | 29428
Electrical ¦ Lighting ¦ Internal ¦ Emergency ¦ Self Contained ¦ LED | 1 | Urgent | B | 11 | 2035 | 5 | 1 | 2.2 | 3305 | 23487
HVAC ¦ Local and Special Ventilation ¦ Unit extract fans. | 1 | Medium | B | 1 | 2025 | 5 | 3 | 3.2 | 22411 | 7092
Electrical ¦ Specialist Lighting ¦ Internal ¦ Illuminated Fire Exit Signage | 5 | Urgent | B | 6 | 2030 | 5 | 1 | 2.2 | 3306 | 16082
Electrical ¦ Lighting ¦ Internal ¦ General ¦ LED Fittings & Luminaires | 82 | Medium | B | 16 | 2040 | 5 | 3 | 3.2 | 22412 | 29429
Fabric ¦ Barriers and Guardrails ¦ Vehicle Crash Protection Barrier | 1 | V Low | B | 1 | 2025 | 5 | 4 | 3.7 | 32876 | 11880
Fabric ¦ Superstructure ¦ Windows and External Doors ¦ Roller Shutters ¦ Electric Roller Shutter | 1 | High | B | 1 | 2025 | 5 | 2 | 2.7 | 12868 | 3310
Electrical ¦ Lighting ¦ External ¦ General - Non-LED | 2 | Medium | DX | 1 | 2025 | 1 | 3 | 2 | 836 | 552
HVAC ¦ Fan ¦ Local and Special Ventilation ¦ Extract | 1 | Medium | CX | 1 | 2025 | 2 | 3 | 2.3 | 10120 | 2072
Electrical ¦ Specialist Lighting ¦ Internal ¦ Illuminated Fire Exit Signage | 1 | Urgent | B | 6 | 2030 | 5 | 1 | 2.2 | 3307 | 16083
Electrical ¦ Lighting ¦ Internal ¦ General ¦ LED Fittings & Luminaires | 2 | Medium | B | 16 | 2040 | 5 | 3 | 3.2 | 22413 | 29430
Electrical ¦ Lighting ¦ Internal ¦ Emergency ¦ Self Contained ¦ LED | 6 | Urgent | B | 17 | 2041 | 5 | 1 | 2.2 | 3308 | 30057
Fire ¦ Fire Fighting ¦ Fire Extinguishers ¦ CO2 | 1 | Urgent | B | 2 | 2026 | 5 | 1 | 2.2 | 3309 | 12525
Fabric ¦ Barriers and Guardrails ¦ Vehicle Crash Protection Barrier | 1 | V Low | B | 1 | 2025 | 5 | 4 | 3.7 | 32877 | 11881
Fire ¦ Fire Fighting ¦ Fire Extinguishers ¦ Foam | 2 | Urgent | B | 9 | 2033 | 5 | 1 | 2.2 | 3310 | 21268
Fire ¦ Fire Fighting ¦ Fire Extinguishers ¦ CO2 | 4 | Urgent | B | 6 | 2030 | 5 | 1 | 2.2 | 3311 | 16084
Electrical ¦ LV Distribution ¦ Distribution Board ¦ Sub | 1 | High | B | 1 | 2025 | 5 | 2 | 2.7 | 12869 | 3311
HVAC ¦ Heat Emitters - Local ¦ Electric Overdoor Air Curtain/Heater | 1 | Medium | B | 1 | 2025 | 5 | 3 | 3.2 | 22414 | 7093
Fire ¦ Fire Fighting ¦ Fire Extinguishers ¦ CO2 | 4 | Urgent | B | 2 | 2026 | 5 | 1 | 2.2 | 3312 | 12526
Fabric ¦ Barriers and Guardrails ¦ Vehicle Crash Protection Barrier | 1 | V Low | B | 1 | 2025 | 5 | 4 | 3.7 | 32878 | 11882
Electrical ¦ Specialist Lighting ¦ External ¦ Illuminated External Signs | 2 | Medium | B | 6 | 2030 | 5 | 3 | 3.2 | 22415 | 18542
HVAC ¦ Heat Emitters - Local ¦ Electric Heaters | 1 | Medium | B | 1 | 2025 | 5 | 3 | 3.2 | 22416 | 7094
Electrical ¦ LV Distribution ¦ Distribution Board ¦ Main | 1 | High | B | 16 | 2040 | 5 | 2 | 2.7 | 12870 | 29128
Electrical ¦ Lighting ¦ Internal ¦ General ¦ LED Fittings & Luminaires | 43 | Medium | B | 16 | 2040 | 5 | 3 | 3.2 | 22417 | 29431
Water ¦ Central Hot Water Distribution ¦ Direct fired Water Heaters | 1 | Low | B | 1 | 2025 | 5 | 4 | 3.7 | 32879 | 11883
Fabric ¦ Superstructure ¦ Windows and External Doors ¦ External Doors ¦ Manual and Automatic Doors ¦ Emergency and Panic Escape Doors | 1 | Urgent | D | 1 | 2025 | 3 | 1 | 1.6 | 431 | 375
HVAC ¦ Fan ¦ Local and Special Ventilation ¦ Hazardous Area Extract Fan | 1 | Medium | B | 7 | 2031 | 5 | 3 | 3.2 | 22418 | 19854
Electrical ¦ Specialist Lighting ¦ Internal ¦ Illuminated Fire Exit Signage | 3 | Urgent | B | 16 | 2040 | 5 | 1 | 2.2 | 3313 | 28704
Electrical ¦ Lighting ¦ External ¦ General - LED | 4 | Medium | B | 1 | 2025 | 5 | 3 | 3.2 | 22419 | 7095
HVAC ¦ Heat Emitters - Local ¦ Gas Fired Natural and Fan Assisted Heaters | 1 | Medium | B | 1 | 2025 | 5 | 3 | 3.2 | 22420 | 7096
Fabric ¦ Barriers and Guardrails ¦ Vehicle Crash Protection Barrier | 1 | V Low | B | 1 | 2025 | 5 | 4 | 3.7 | 32880 | 11884
HVAC ¦ Heat Emitters - Central ¦ Radiators ¦ Steel | 3 | Medium | B | 1 | 2025 | 5 | 3 | 3.2 | 22421 | 7097
Electrical ¦ LV Distribution ¦ Distribution Board ¦ Sub | 1 | High | B | 6 | 2030 | 5 | 2 | 2.7 | 12871 | 17484
HVAC ¦ Fan ¦ Local and Special Ventilation ¦ Axial | 1 | Medium | B | 1 | 2025 | 5 | 3 | 3.2 | 22422 | 7098
Fabric ¦ Barriers and Guardrails ¦ Vehicle Crash Protection Barrier | 1 | V Low | B | 1 | 2025 | 5 | 4 | 3.7 | 32881 | 11885
Electrical ¦ Lighting ¦ Internal ¦ Emergency ¦ Self Contained ¦ LED | 8 | Urgent | B | 11 | 2035 | 5 | 1 | 2.2 | 3314 | 23488
Electrical ¦ Specialist Lighting ¦ Internal ¦ Illuminated Fire Exit Signage | 5 | Urgent | B | 12 | 2036 | 5 | 1 | 2.2 | 3315 | 25980
HVAC ¦ Central Air Conditioning ¦ Air Conditioning ¦ Multi-Split Condenser - Split Systems/Heat Pumps - Air-cooled with Direct Expansion Evaporator (DX) | 1 | Medium | B | 1 | 2025 | 5 | 3 | 3.2 | 22423 | 7099
Controls ¦ Building Management System (BMS) ¦ BMS Control Panel | 1 | High | B | 1 | 2025 | 5 | 2 | 2.7 | 12872 | 3312
HVAC ¦ Heat Emitters - Local ¦ Electric Heaters | 1 | Medium | B | 1 | 2025 | 5 | 3 | 3.2 | 22424 | 7100
Electrical ¦ Lighting ¦ Internal ¦ Emergency ¦ Self Contained ¦ LED | 2 | Urgent | B | 20 | 2044 | 5 | 1 | 2.2 | 3316 | 31438
Electrical ¦ Lighting ¦ Internal ¦ Emergency ¦ Self Contained ¦ LED | 5 | Urgent | B | 21 | 2045 | 5 | 1 | 2.2 | 3317 | 31903
HVAC ¦ Local Air Conditioning ¦ Single-Split Condenser - Split Systems/Heat Pumps - Air-cooled with Direct Expansion Evaporator (DX) | 1 | Medium | B | 9 | 2033 | 5 | 3 | 3.2 | 22425 | 21725
HVAC ¦ Fan ¦ Local and Special Ventilation ¦ Fans Window or Wall Mounted | 1 | Medium | B | 1 | 2025 | 5 | 3 | 3.2 | 22426 | 7101
HVAC ¦ Fan ¦ Local and Special Ventilation ¦ Extract | 1 | Medium | B | 1 | 2025 | 5 | 3 | 3.2 | 22427 | 7102
Transport ¦ Lifts ¦ Passenger Lift electric ¦ Electric | 1 | Medium | B | 6 | 2030 | 5 | 3 | 3.2 | 22428 | 18543
Electrical ¦ Lighting ¦ Internal ¦ Emergency ¦ Self Contained ¦ LED | 4 | Urgent | B | 20 | 2044 | 5 | 1 | 2.2 | 3318 | 31439
Fabric ¦ Superstructure ¦ Windows and External Doors ¦ External Doors ¦ Manual and Automatic Doors ¦ Emergency and Panic Escape Doors | 1 | Urgent | B | 6 | 2030 | 5 | 1 | 2.2 | 3319 | 16085
HVAC ¦ Fan ¦ Central Heating & Cooling ¦ Axial | 1 | Medium | B | 1 | 2025 | 5 | 3 | 3.2 | 22429 | 7103
Electrical ¦ Specialist Lighting ¦ Internal ¦ Illuminated Fire Exit Signage | 1 | Urgent | B | 12 | 2036 | 5 | 1 | 2.2 | 3320 | 25981
HVAC ¦ Local Air Conditioning ¦ Single-Split Condenser - Split Systems/Heat Pumps - Air-cooled with Direct Expansion Evaporator (DX) | 1 | Medium | B | 8 | 2032 | 5 | 3 | 3.2 | 22430 | 20890
Electrical ¦ LV Distribution ¦ Distribution Board ¦ Sub | 1 | High | B | 6 | 2030 | 5 | 2 | 2.7 | 12873 | 17485
Fabric ¦ Superstructure ¦ Windows and External Doors ¦ External Doors ¦ Manual and Automatic Doors ¦ Emergency and Panic Escape Doors | 1 | Urgent | B | 1 | 2025 | 5 | 1 | 2.2 | 3321 | 1132
HVAC ¦ Heat Emitters - Local ¦ Gas Fired Unit Heaters | 1 | Medium | B | 11 | 2035 | 5 | 3 | 3.2 | 22431 | 25061
Fabric ¦ Superstructure ¦ Windows and External Doors ¦ External Doors ¦ Manual and Automatic Doors ¦ Emergency and Panic Escape Doors | 1 | Urgent | B | 11 | 2035 | 5 | 1 | 2.2 | 3322 | 23489
Electrical ¦ Specialist Lighting ¦ Internal ¦ Illuminated Fire Exit Signage | 4 | Urgent | B | 16 | 2040 | 5 | 1 | 2.2 | 3323 | 28705
Electrical ¦ Lighting ¦ Internal ¦ Emergency ¦ Self Contained ¦ LED | 6 | Urgent | B | 11 | 2035 | 5 | 1 | 2.2 | 3324 | 23490
Fire ¦ Fire Fighting ¦ Fire Extinguishers ¦ CO2 | 3 | Urgent | B | 10 | 2034 | 5 | 1 | 2.2 | 3325 | 22021
Fabric ¦ Superstructure ¦ Windows and External Doors ¦ External Doors ¦ Manual and Automatic Doors ¦ Emergency and Panic Escape Doors | 1 | Urgent | B | 11 | 2035 | 5 | 1 | 2.2 | 3326 | 23491
HVAC ¦ Heat Emitters - Local ¦ Electric Overdoor Air Curtain/Heater | 1 | Medium | B | 7 | 2031 | 5 | 3 | 3.2 | 22432 | 19855
Fire ¦ Fire Detection ¦ Fire Alarm System | 1 | Urgent | B | 1 | 2025 | 5 | 1 | 2.2 | 3327 | 1133
Fire ¦ Fire Fighting ¦ Fire Extinguishers ¦ CO2 | 2 | Urgent | B | 2 | 2026 | 5 | 1 | 2.2 | 3328 | 12527
HVAC ¦ Central Heating (Internally Sourced) ¦ Boiler ¦ Atmospheric Gas Burner/Condensing Combination Boiler (domestic type) | 1 | High | B | 1 | 2025 | 5 | 2 | 2.7 | 12874 | 3313
Electrical ¦ Lighting ¦ Internal ¦ General | 29 | Medium | C | 1 | 2025 | 4 | 3 | 2.9 | 18526 | 5467
Electrical ¦ Lighting ¦ Internal ¦ General | 5 | Medium | C | 1 | 2025 | 4 | 3 | 2.9 | 18527 | 5468
HVAC ¦ Heat Emitters - Local ¦ Electric Heaters | 1 | Medium | C | 1 | 2025 | 4 | 3 | 2.9 | 18528 | 5469
Electrical ¦ Lighting ¦ External ¦ General - LED | 2 | Medium | B | 7 | 2031 | 5 | 3 | 3.2 | 22433 | 19856
HVAC ¦ Local Air Conditioning ¦ Single-Split Condenser - Split Systems/Heat Pumps - Air-cooled with Direct Expansion Evaporator (DX) | 1 | Medium | B | 10 | 2034 | 5 | 3 | 3.2 | 22434 | 22679
Fabric ¦ Superstructure ¦ Windows and External Doors ¦ External Doors ¦ Manual and Automatic Doors ¦ Emergency and Panic Escape Doors | 1 | Urgent | B | 11 | 2035 | 5 | 1 | 2.2 | 3329 | 23492
HVAC ¦ Fan ¦ Central Ventilation Systems ¦ Axial | 1 | Medium | B | 1 | 2025 | 5 | 3 | 3.2 | 22435 | 7104
Fabric ¦ Superstructure ¦ Windows and External Doors ¦ Roller Shutters ¦ Manual Roller Shutter | 1 | High | B | 1 | 2025 | 5 | 2 | 2.7 | 12875 | 3314
HVAC ¦ Heat Emitters - Central ¦ Radiators ¦ Steel | 8 | Medium | B | 1 | 2025 | 5 | 3 | 3.2 | 22436 | 7105
Electrical ¦ LV Distribution ¦ Distribution Board ¦ Sub | 1 | High | B | 6 | 2030 | 5 | 2 | 2.7 | 12876 | 17486
Fabric ¦ Superstructure ¦ Windows and External Doors ¦ External Doors ¦ Manual and Automatic Doors ¦ Emergency and Panic Escape Doors | 1 | Urgent | B | 1 | 2025 | 5 | 1 | 2.2 | 3330 | 1134
Water ¦ Central Hot Water Distribution ¦ Pressurisation Unit | 1 | Medium | B | 10 | 2034 | 5 | 3 | 3.2 | 22437 | 22680
Fabric ¦ Superstructure ¦ Windows and External Doors ¦ External Doors ¦ Entrance Doors | 1 | High | B | 11 | 2035 | 5 | 2 | 2.7 | 12877 | 24261
Transport ¦ Lifts ¦ Disabled Lift ¦ Electric | 1 | High | B | 1 | 2025 | 5 | 2 | 2.7 | 12878 | 3315
HVAC ¦ Heat Emitters - Local ¦ Gas Fired Unit Heaters | 1 | Medium | B | 11 | 2035 | 5 | 3 | 3.2 | 22438 | 25062
Fabric ¦ Superstructure ¦ Windows and External Doors ¦ External Doors ¦ Manual and Automatic Doors ¦ Emergency and Panic Escape Doors | 1 | Urgent | B | 11 | 2035 | 5 | 1 | 2.2 | 3331 | 23493
HVAC ¦ Fan ¦ Local and Special Ventilation ¦ Axial | 1 | Medium | B | 1 | 2025 | 5 | 3 | 3.2 | 22439 | 7106
Fabric ¦ Barriers and Guardrails ¦ Vehicle Crash Protection Barrier | 1 | V Low | B | 1 | 2025 | 5 | 4 | 3.7 | 32882 | 11886
Water ¦ Local Hot Water ¦ Instantaneous Electric Water Heater - Non-Drinking Water | 1 | Medium | B | 11 | 2035 | 5 | 3 | 3.2 | 22440 | 25063
Fabric ¦ Superstructure ¦ Windows and External Doors ¦ Roller Shutters ¦ Manual Roller Shutter | 1 | High | B | 1 | 2025 | 5 | 2 | 2.7 | 12879 | 3316
Fabric ¦ Barriers and Guardrails ¦ Vehicle Crash Protection Barrier | 1 | V Low | B | 1 | 2025 | 5 | 4 | 3.7 | 32883 | 11887
Electrical ¦ Lighting ¦ Internal ¦ Emergency ¦ Self Contained ¦ LED | 1 | Urgent | B | 11 | 2035 | 5 | 1 | 2.2 | 3332 | 23494
Electrical ¦ Lighting ¦ External ¦ General - LED | 3 | Medium | B | 11 | 2035 | 5 | 3 | 3.2 | 22441 | 25064
Water ¦ Local Hot Water ¦ Instantaneous Electric Water Heater - Non-Drinking Water | 1 | Medium | B | 1 | 2025 | 5 | 3 | 3.2 | 22442 | 7107
HVAC ¦ Fan ¦ Local and Special Ventilation ¦ Axial | 1 | Medium | B | 1 | 2025 | 5 | 3 | 3.2 | 22443 | 7108
Fire ¦ Fire Fighting ¦ Fire Extinguishers ¦ Powder | 1 | Urgent | B | 2 | 2026 | 5 | 1 | 2.2 | 3333 | 12528
Electrical ¦ Lighting ¦ Internal ¦ General ¦ LED Fittings & Luminaires | 70 | Medium | B | 12 | 2036 | 5 | 3 | 3.2 | 22444 | 26419
Controls ¦ Multi-System Controls ¦ Instrument Control Panel | 1 | Medium | B | 1 | 2025 | 5 | 3 | 3.2 | 22445 | 7109
Fabric ¦ Superstructure ¦ Windows and External Doors ¦ Roller Shutters ¦ Manual Roller Shutter | 1 | High | B | 1 | 2025 | 5 | 2 | 2.7 | 12880 | 3317
Electrical ¦ LV Distribution ¦ Distribution Board ¦ Sub | 1 | High | B | 1 | 2025 | 5 | 2 | 2.7 | 12881 | 3318
Fabric ¦ Superstructure ¦ Windows and External Doors ¦ External Doors ¦ Manual and Automatic Doors ¦ High Security Door | 1 | High | B | 11 | 2035 | 5 | 2 | 2.7 | 12882 | 24262
HVAC ¦ Fan ¦ Local and Special Ventilation ¦ Extract | 1 | Medium | B | 1 | 2025 | 5 | 3 | 3.2 | 22446 | 7110
Electrical ¦ Lighting ¦ Internal ¦ Emergency ¦ Self Contained ¦ LED | 2 | Urgent | B | 21 | 2045 | 5 | 1 | 2.2 | 3334 | 31904
HVAC ¦ Local Air Conditioning ¦ Single-Split Evaporator - Split Systems/Heat Pumps - Air-cooled with Direct Expansion Evaporator (DX) | 1 | Medium | B | 8 | 2032 | 5 | 3 | 3.2 | 22447 | 20891
Water ¦ Local Hot Water ¦ Instantaneous Electric Water Heater - Non-Drinking Water | 1 | Medium | B | 13 | 2037 | 5 | 3 | 3.2 | 22448 | 27099
HVAC ¦ Local Air Conditioning ¦ Single-Split Evaporator - Split Systems/Heat Pumps - Air-cooled with Direct Expansion Evaporator (DX) | 1 | Medium | B | 8 | 2032 | 5 | 3 | 3.2 | 22449 | 20892
HVAC ¦ Fan ¦ Local and Special Ventilation ¦ Fans Window or Wall Mounted | 1 | Medium | B | 1 | 2025 | 5 | 3 | 3.2 | 22450 | 7111
Fabric ¦ Superstructure ¦ Windows and External Doors ¦ External Doors ¦ Manual and Automatic Doors ¦ Emergency and Panic Escape Doors | 1 | Urgent | B | 26 | 2050 | 5 | 1 | 2.2 | 3335 | 33458
Fire ¦ Fire Detection ¦ Fire Alarm Panel / Repeater | 1 | Urgent | B | 1 | 2025 | 5 | 1 | 2.2 | 3336 | 1135
Electrical ¦ Specialist Lighting ¦ Internal ¦ Illuminated Fire Exit Signage | 1 | Urgent | B | 12 | 2036 | 5 | 1 | 2.2 | 3337 | 25982
Electrical ¦ Lighting ¦ Internal ¦ Emergency ¦ Self Contained ¦ LED | 4 | Urgent | B | 17 | 2041 | 5 | 1 | 2.2 | 3338 | 30058
Fabric ¦ Superstructure ¦ Windows and External Doors ¦ External Doors ¦ Entrance Doors | 1 | High | B | 1 | 2025 | 5 | 2 | 2.7 | 12883 | 3319
Water ¦ Local Hot Water ¦ Instantaneous Electric Water Heater - Non-Drinking Water | 1 | Medium | D | 9 | 2033 | 3 | 3 | 2.6 | 11078 | 21552
HVAC ¦ Fan ¦ Local and Special Ventilation ¦ Axial | 1 | Medium | B | 1 | 2025 | 5 | 3 | 3.2 | 22451 | 7112
Fire ¦ Fire Fighting ¦ Fire Extinguishers ¦ CO2 | 1 | Urgent | B | 6 | 2030 | 5 | 1 | 2.2 | 3339 | 16086
Fabric ¦ Superstructure ¦ Windows and External Doors ¦ External Doors ¦ Manual and Automatic Doors ¦ High Security Door | 1 | High | B | 11 | 2035 | 5 | 2 | 2.7 | 12884 | 24263
HVAC ¦ Fan ¦ Local and Special Ventilation ¦ Fans Window or Wall Mounted | 1 | Medium | B | 1 | 2025 | 5 | 3 | 3.2 | 22452 | 7113
Electrical ¦ LV Distribution ¦ Distribution Board ¦ Main | 1 | High | B | 1 | 2025 | 5 | 2 | 2.7 | 12885 | 3320
HVAC ¦ Heat Emitters - Central ¦ Radiators ¦ Steel | 1 | Medium | B | 1 | 2025 | 5 | 3 | 3.2 | 22453 | 7114
Fabric ¦ Superstructure ¦ Windows and External Doors ¦ Roller Shutters ¦ Manual Roller Shutter | 1 | High | B | 1 | 2025 | 5 | 2 | 2.7 | 12886 | 3321
Fabric ¦ Superstructure ¦ Windows and External Doors ¦ Roller Shutters ¦ Manual Roller Shutter | 1 | High | B | 1 | 2025 | 5 | 2 | 2.7 | 12887 | 3322
Fire ¦ Fire Fighting ¦ Fire Extinguishers ¦ Powder | 10 | Urgent | B | 4 | 2028 | 5 | 1 | 2.2 | 3340 | 13800
Electrical ¦ Lighting ¦ Internal ¦ Emergency ¦ Self Contained ¦ LED | 3 | Urgent | B | 21 | 2045 | 5 | 1 | 2.2 | 3341 | 31905
Sanitary ¦ Shower ¦ Pumps ¦ Showers Booster Pumps | 1 | Medium | B | 6 | 2030 | 5 | 3 | 3.2 | 22454 | 18544
Fabric ¦ Superstructure ¦ Internal Doors ¦ Roller Shutters ¦ Electric Roller Shutter | 1 | Medium | B | 1 | 2025 | 5 | 3 | 3.2 | 22455 | 7115
Fabric ¦ Superstructure ¦ Internal Doors ¦ Roller Shutters ¦ Electric Roller Shutter | 1 | Medium | B | 1 | 2025 | 5 | 3 | 3.2 | 22456 | 7116
HVAC ¦ Fan ¦ Local and Special Ventilation ¦ Fans Window or Wall Mounted | 1 | Medium | B | 1 | 2025 | 5 | 3 | 3.2 | 22457 | 7117
Fabric ¦ Superstructure ¦ Windows and External Doors ¦ Roller Shutters ¦ Manual Roller Shutter | 1 | High | C | 1 | 2025 | 4 | 2 | 2.4 | 10501 | 2376
Electrical ¦ LV Distribution ¦ Distribution Board ¦ Sub | 1 | High | B | 19 | 2043 | 5 | 2 | 2.7 | 12888 | 31164
Electrical ¦ LV Distribution ¦ Distribution Board ¦ Sub | 1 | High | B | 1 | 2025 | 5 | 2 | 2.7 | 12889 | 3323
Fire ¦ Fire Detection ¦ Fire Alarm System | 1 | Urgent | B | 1 | 2025 | 5 | 1 | 2.2 | 3342 | 1136
Electrical ¦ Lighting ¦ Internal ¦ Emergency ¦ Self Contained ¦ LED | 1 | Urgent | B | 11 | 2035 | 5 | 1 | 2.2 | 3343 | 23495
Fire ¦ Fire Fighting ¦ Fire Extinguishers ¦ Foam | 1 | Urgent | B | 6 | 2030 | 5 | 1 | 2.2 | 3344 | 16087
Electrical ¦ Lighting ¦ Internal ¦ Emergency ¦ Self Contained ¦ LED | 12 | Urgent | B | 21 | 2045 | 5 | 1 | 2.2 | 3345 | 31906
HVAC ¦ Central Heating (Internally Sourced) ¦ Boiler ¦ Atmospheric Gas Burner/Condensing Combination Boiler (domestic type) | 1 | High | B | 1 | 2025 | 5 | 2 | 2.7 | 12890 | 3324
HVAC ¦ Fan ¦ Local and Special Ventilation ¦ Fans Window or Wall Mounted | 1 | Medium | B | 1 | 2025 | 5 | 3 | 3.2 | 22458 | 7118
Fabric ¦ Superstructure ¦ Windows and External Doors ¦ External Doors ¦ Manual and Automatic Doors ¦ Emergency and Panic Escape Doors | 1 | Urgent | B | 31 | 2055 | 5 | 1 | 2.2 | 3346 | 33739
Fire ¦ Fire Fighting ¦ Fire Extinguishers ¦ CO2 | 3 | Urgent | B | 6 | 2030 | 5 | 1 | 2.2 | 3347 | 16088
Electrical ¦ Specialist Lighting ¦ Internal ¦ Illuminated Fire Exit Signage | 2 | Urgent | B | 16 | 2040 | 5 | 1 | 2.2 | 3348 | 28706
Electrical ¦ LV Distribution ¦ Distribution Board ¦ Sub | 1 | High | B | 1 | 2025 | 5 | 2 | 2.7 | 12891 | 3325
Fabric ¦ Superstructure ¦ Windows and External Doors ¦ Roller Shutters ¦ Manual Roller Shutter | 1 | High | B | 1 | 2025 | 5 | 2 | 2.7 | 12892 | 3326
Fabric ¦ Superstructure ¦ Windows and External Doors ¦ External Doors ¦ Entrance Doors | 1 | High | B | 27 | 2051 | 5 | 2 | 2.7 | 12893 | 33564
Electrical ¦ LV Distribution ¦ Distribution Board ¦ Sub | 1 | High | B | 6 | 2030 | 5 | 2 | 2.7 | 12894 | 17487
HVAC ¦ Fan ¦ Local and Special Ventilation ¦ Extract | 1 | Medium | B | 1 | 2025 | 5 | 3 | 3.2 | 22459 | 7119
Fire ¦ Fire Fighting ¦ Fire Extinguishers ¦ CO2 | 1 | Urgent | B | 2 | 2026 | 5 | 1 | 2.2 | 3349 | 12529
HVAC ¦ Fan ¦ Central Ventilation Systems ¦ Axial | 1 | Medium | B | 1 | 2025 | 5 | 3 | 3.2 | 22460 | 7120
Fabric ¦ Superstructure ¦ Windows and External Doors ¦ External Windows ¦ Roller Shutters ¦ External Window Shutters ¦ Electric | 1 | Medium | B | 6 | 2030 | 5 | 3 | 3.2 | 22461 | 18545
Electrical ¦ Specialist Lighting ¦ Internal ¦ Illuminated Fire Exit Signage | 1 | Urgent | B | 16 | 2040 | 5 | 1 | 2.2 | 3350 | 28707
HVAC ¦ Local and Special Ventilation ¦ Unit extract fans. | 1 | Medium | D | 1 | 2025 | 3 | 3 | 2.6 | 11079 | 2600
Electrical ¦ LV Distribution ¦ Distribution Board ¦ Sub | 1 | High | A | 18 | 2042 | 6 | 2 | 3 | 19531 | 30902
HVAC ¦ Fan ¦ Local and Special Ventilation ¦ Axial | 1 | Medium | B | 1 | 2025 | 5 | 3 | 3.2 | 22462 | 7121
HVAC ¦ Fan ¦ Local and Special Ventilation ¦ Extract | 1 | Medium | B | 1 | 2025 | 5 | 3 | 3.2 | 22463 | 7122
Electrical ¦ Lighting ¦ Internal ¦ General | 13 | Medium | C | 1 | 2025 | 4 | 3 | 2.9 | 18529 | 5470
Fire ¦ Fire Fighting ¦ Fire Extinguishers ¦ CO2 | 4 | Urgent | B | 6 | 2030 | 5 | 1 | 2.2 | 3351 | 16089
Electrical ¦ LV Distribution ¦ Distribution Board ¦ Sub | 1 | High | B | 1 | 2025 | 5 | 2 | 2.7 | 12895 | 3327
Electrical ¦ Specialist Lighting ¦ Internal ¦ Illuminated Fire Exit Signage | 7 | Urgent | B | 12 | 2036 | 5 | 1 | 2.2 | 3352 | 25983
HVAC ¦ Ventilation ¦ Air Handling Unit (AHU) ¦ External ¦ Central Heating (Externally Sourced) ¦ Gas Fired | 1 | Medium | B | 1 | 2025 | 5 | 3 | 3.2 | 22464 | 7123
Water ¦ Local Hot Water ¦ Instantaneous Electric Water Heater - Non-Drinking Water | 1 | Medium | C | 14 | 2038 | 4 | 3 | 2.9 | 18530 | 27509
Fabric ¦ Superstructure ¦ Windows and External Doors ¦ External Doors ¦ Entrance Doors | 1 | High | B | 21 | 2045 | 5 | 2 | 2.7 | 12896 | 32581
Electrical ¦ Lighting ¦ Internal ¦ General ¦ LED Fittings & Luminaires | 70 | Medium | B | 16 | 2040 | 5 | 3 | 3.2 | 22465 | 29432
Electrical ¦ Specialist Lighting ¦ Internal ¦ Illuminated Fire Exit Signage | 1 | Urgent | B | 16 | 2040 | 5 | 1 | 2.2 | 3353 | 28708
Electrical ¦ Specialist Lighting ¦ Internal ¦ Illuminated Fire Exit Signage | 6 | Urgent | B | 16 | 2040 | 5 | 1 | 2.2 | 3354 | 28709
HVAC ¦ Fan ¦ Local and Special Ventilation ¦ Extract | 1 | Medium | B | 1 | 2025 | 5 | 3 | 3.2 | 22466 | 7124
HVAC ¦ Fan ¦ Local and Special Ventilation ¦ Fans Window or Wall Mounted | 1 | Medium | B | 1 | 2025 | 5 | 3 | 3.2 | 22467 | 7125
HVAC ¦ Fan ¦ Local and Special Ventilation ¦ Extract | 1 | Medium | C | 1 | 2025 | 4 | 3 | 2.9 | 18531 | 5471
Electrical ¦ Lighting ¦ External ¦ General - LED | 2 | Medium | B | 7 | 2031 | 5 | 3 | 3.2 | 22468 | 19857
Electrical ¦ Lighting ¦ Internal ¦ General ¦ LED Fittings & Luminaires | 13 | Medium | B | 12 | 2036 | 5 | 3 | 3.2 | 22469 | 26420
Electrical ¦ LV Distribution ¦ Distribution Board ¦ Sub | 1 | High | B | 19 | 2043 | 5 | 2 | 2.7 | 12897 | 31165
HVAC ¦ Heat Emitters - Local ¦ Electric Heaters | 6 | Medium | C | 1 | 2025 | 4 | 3 | 2.9 | 18532 | 5472
Electrical ¦ Lighting ¦ Internal ¦ Emergency ¦ Self Contained ¦ Non LED | 2 | Urgent | B | 21 | 2045 | 5 | 1 | 2.2 | 3355 | 31907
HVAC ¦ Local Air Conditioning ¦ Single-Split Evaporator - Split Systems/Heat Pumps - Air-cooled with Direct Expansion Evaporator (DX) | 1 | Medium | B | 1 | 2025 | 5 | 3 | 3.2 | 22470 | 7126
HVAC ¦ Fan ¦ Local and Special Ventilation ¦ Fans Window or Wall Mounted | 1 | Medium | B | 1 | 2025 | 5 | 3 | 3.2 | 22471 | 7127
Fabric ¦ Superstructure ¦ Windows and External Doors ¦ External Doors ¦ Manual and Automatic Doors ¦ Auto / Powered Sliding Doors | 1 | High | B | 11 | 2035 | 5 | 2 | 2.7 | 12898 | 24264
Communication and Control ¦ Communication Systems ¦ Public Address (PA) System | 1 | Medium | B | 16 | 2040 | 5 | 3 | 3.2 | 22472 | 29433
Security ¦ Access ¦ Access Control ¦ Door ¦ Local Lock / Keypad / Manual | 1 | Medium | B | 1 | 2025 | 5 | 3 | 3.2 | 22473 | 7128
HVAC ¦ Fan ¦ Central Ventilation Systems ¦ Extract | 1 | Medium | B | 1 | 2025 | 5 | 3 | 3.2 | 22474 | 7129
Fabric ¦ Barriers and Guardrails ¦ Vehicle Crash Protection Barrier | 1 | V Low | B | 1 | 2025 | 5 | 4 | 3.7 | 32884 | 11888
Electrical ¦ LV Distribution ¦ Distribution Board ¦ Main | 1 | High | B | 1 | 2025 | 5 | 2 | 2.7 | 12899 | 3328
Fabric ¦ Superstructure ¦ Windows and External Doors ¦ External Doors ¦ Manual and Automatic Doors ¦ Emergency and Panic Escape Doors | 1 | Urgent | C | 1 | 2025 | 4 | 1 | 1.9 | 620 | 464
Fire ¦ Fire Fighting ¦ Fire Extinguishers ¦ CO2 | 3 | Urgent | B | 8 | 2032 | 5 | 1 | 2.2 | 3356 | 20347
Electrical ¦ LV Distribution ¦ Distribution Board ¦ Main | 1 | High | B | 1 | 2025 | 5 | 2 | 2.7 | 12900 | 3329
Electrical ¦ Lighting ¦ Internal ¦ Emergency ¦ Self Contained ¦ LED | 1 | Urgent | B | 11 | 2035 | 5 | 1 | 2.2 | 3357 | 23496
Electrical ¦ LV Distribution ¦ Distribution Board ¦ Sub | 1 | High | B | 11 | 2035 | 5 | 2 | 2.7 | 12901 | 24265
Electrical ¦ Lighting ¦ Internal ¦ General ¦ LED Fittings & Luminaires | 5 | Medium | B | 12 | 2036 | 5 | 3 | 3.2 | 22475 | 26421
Communication and Control ¦ Communication Systems ¦ Public Address (PA) System | 1 | Medium | B | 16 | 2040 | 5 | 3 | 3.2 | 22476 | 29434
Electrical ¦ Lighting ¦ Internal ¦ General ¦ LED Fittings & Luminaires | 6 | Medium | B | 12 | 2036 | 5 | 3 | 3.2 | 22477 | 26422
Controls ¦ Multi-System Controls ¦ Control Panel - Electrical Services (excluding Electrical Controllers and Pneumatic Relays) | 1 | Medium | B | 1 | 2025 | 5 | 3 | 3.2 | 22478 | 7130
Fire ¦ Fire Detection ¦ Fire Alarm System | 1 | Urgent | B | 14 | 2038 | 5 | 1 | 2.2 | 3358 | 27344
Electrical ¦ Lighting ¦ Internal ¦ General ¦ LED Fittings & Luminaires | 129 | Medium | B | 16 | 2040 | 5 | 3 | 3.2 | 22479 | 29435
HVAC ¦ Heat Emitters - Local ¦ Electric Heaters | 1 | Medium | B | 7 | 2031 | 5 | 3 | 3.2 | 22480 | 19858
Fabric ¦ Barriers and Guardrails ¦ Vehicle Crash Protection Barrier | 1 | V Low | C | 1 | 2025 | 4 | 4 | 3.4 | 32413 | 11695
Electrical ¦ LV Distribution ¦ Distribution Board ¦ Sub | 1 | High | B | 1 | 2025 | 5 | 2 | 2.7 | 12902 | 3330
Fire ¦ Fire Fighting ¦ Fire Extinguishers ¦ Foam | 2 | Urgent | B | 6 | 2030 | 5 | 1 | 2.2 | 3359 | 16090
HVAC ¦ Fan ¦ Local and Special Ventilation ¦ Fans Window or Wall Mounted | 1 | Medium | B | 1 | 2025 | 5 | 3 | 3.2 | 22481 | 7131
Fire ¦ Fire Fighting ¦ Fire Extinguishers ¦ Foam | 1 | Urgent | B | 8 | 2032 | 5 | 1 | 2.2 | 3360 | 20348
HVAC ¦ Fan ¦ Local and Special Ventilation ¦ Extract | 1 | Medium | B | 1 | 2025 | 5 | 3 | 3.2 | 22482 | 7132
Fabric ¦ Superstructure ¦ Windows and External Doors ¦ External Doors ¦ Manual and Automatic Doors ¦ Emergency and Panic Escape Doors | 1 | Urgent | B | 21 | 2045 | 5 | 1 | 2.2 | 3361 | 31908
Electrical ¦ LV Distribution ¦ Distribution Board ¦ Sub | 1 | High | B | 6 | 2030 | 5 | 2 | 2.7 | 12903 | 17488
HVAC ¦ Fan ¦ Local and Special Ventilation ¦ Fans Window or Wall Mounted | 1 | Medium | B | 1 | 2025 | 5 | 3 | 3.2 | 22483 | 7133
Fabric ¦ Superstructure ¦ Windows and External Doors ¦ External Doors ¦ Manual and Automatic Doors ¦ High Security Door | 1 | High | B | 11 | 2035 | 5 | 2 | 2.7 | 12904 | 24266
Electrical ¦ Lighting ¦ Internal ¦ General | 10 | Medium | C | 1 | 2025 | 4 | 3 | 2.9 | 18533 | 5473
HVAC ¦ Heat Emitters - Local ¦ Electric Heaters | 1 | Medium | B | 1 | 2025 | 5 | 3 | 3.2 | 22484 | 7134
Electrical ¦ Lighting ¦ External ¦ General - LED | 1 | Medium | B | 7 | 2031 | 5 | 3 | 3.2 | 22485 | 19859
Fabric ¦ Superstructure ¦ Windows and External Doors ¦ External Doors ¦ Entrance Doors | 1 | High | B | 18 | 2042 | 5 | 2 | 2.7 | 12905 | 30795
Fabric ¦ Superstructure ¦ Windows and External Doors ¦ External Doors ¦ Manual and Automatic Doors ¦ Emergency and Panic Escape Doors | 1 | Urgent | B | 11 | 2035 | 5 | 1 | 2.2 | 3362 | 23497
Electrical ¦ Lighting ¦ Internal ¦ General ¦ LED Fittings & Luminaires | 6 | Medium | B | 6 | 2030 | 5 | 3 | 3.2 | 22486 | 18546
Security ¦ Access ¦ Access Control ¦ Door ¦ Local Lock / Keypad / Manual | 1 | Medium | B | 1 | 2025 | 5 | 3 | 3.2 | 22487 | 7135
Fire ¦ Fire Fighting ¦ Fire Extinguishers ¦ Powder | 2 | Urgent | B | 2 | 2026 | 5 | 1 | 2.2 | 3363 | 12530
HVAC ¦ Central Air Conditioning ¦ Air Conditioning ¦ Multi-Split Condenser - DX Split Systems (With Gas, Electric or Hot Water Heaters) | 1 | Medium | C | 1 | 2025 | 4 | 3 | 2.9 | 18534 | 5474
Electrical ¦ Lighting ¦ Internal ¦ General ¦ LED Fittings & Luminaires | 6 | Medium | B | 12 | 2036 | 5 | 3 | 3.2 | 22488 | 26423
Fire ¦ Fire Fighting ¦ Fire Extinguishers ¦ Powder | 1 | Urgent | B | 2 | 2026 | 5 | 1 | 2.2 | 3364 | 12531
Fire ¦ Fire Fighting ¦ Fire Extinguishers ¦ CO2 | 2 | Urgent | B | 6 | 2030 | 5 | 1 | 2.2 | 3365 | 16091
Electrical ¦ LV Distribution ¦ Distribution Board ¦ Sub | 1 | High | B | 1 | 2025 | 5 | 2 | 2.7 | 12906 | 3331
HVAC ¦ Heat Emitters - Central ¦ Unit Heaters | 1 | Medium | A | 15 | 2039 | 6 | 3 | 3.5 | 32492 | 28563
Fabric ¦ Superstructure ¦ Windows and External Doors ¦ External Doors ¦ Manual and Automatic Doors ¦ Emergency and Panic Escape Doors | 1 | Urgent | B | 11 | 2035 | 5 | 1 | 2.2 | 3366 | 23498
Fabric ¦ Barriers and Guardrails ¦ Vehicle Crash Protection Barrier | 1 | V Low | B | 7 | 2031 | 5 | 4 | 3.7 | 32885 | 20219
Electrical ¦ Lighting ¦ Internal ¦ Emergency ¦ Self Contained ¦ LED | 4 | Urgent | B | 11 | 2035 | 5 | 1 | 2.2 | 3367 | 23499
Fire ¦ Fire Fighting ¦ Fire Extinguishers ¦ Foam | 2 | Urgent | B | 1 | 2025 | 5 | 1 | 2.2 | 3368 | 1137
Electrical ¦ LV Distribution ¦ Distribution Board ¦ Main | 1 | High | B | 7 | 2031 | 5 | 2 | 2.7 | 12907 | 19598
HVAC ¦ Fan ¦ Local and Special Ventilation ¦ Kitchen Vent ¦ Extract | 1 | Low | B | 12 | 2036 | 5 | 4 | 3.7 | 32886 | 26797
HVAC ¦ Heat Emitters - Central ¦ LTHW Overdoor Air Curtain/Heater | 1 | High | D | 3 | 2027 | 3 | 2 | 2.1 | 1098 | 13261
HVAC ¦ Fan ¦ Local and Special Ventilation ¦ Fans Window or Wall Mounted | 1 | Medium | B | 11 | 2035 | 5 | 3 | 3.2 | 22489 | 25065
HVAC ¦ Central Air Conditioning ¦ Air Conditioning ¦ Multi-Split Condenser - DX Split Systems (With Gas, Electric or Hot Water Heaters) | 1 | Medium | B | 10 | 2034 | 5 | 3 | 3.2 | 22490 | 22681
Fabric ¦ Superstructure ¦ Windows and External Doors ¦ Roller Shutters ¦ Manual Roller Shutter | 1 | High | D | 1 | 2025 | 3 | 2 | 2.1 | 1099 | 759
HVAC ¦ Fan ¦ Local and Special Ventilation ¦ Extract | 1 | Medium | B | 1 | 2025 | 5 | 3 | 3.2 | 22491 | 7136
Fabric ¦ Superstructure ¦ Windows and External Doors ¦ External Windows ¦ Roller Shutters ¦ External Window Shutters ¦ Manual | 1 | Medium | B | 6 | 2030 | 5 | 3 | 3.2 | 22492 | 18547
Fabric ¦ Barriers and Guardrails ¦ Vehicle Crash Protection Barrier | 1 | V Low | B | 1 | 2025 | 5 | 4 | 3.7 | 32887 | 11889
Electrical ¦ LV Distribution ¦ Distribution Board ¦ Sub | 1 | High | D | 1 | 2025 | 3 | 2 | 2.1 | 1100 | 760
HVAC ¦ Fan ¦ Local and Special Ventilation ¦ Fans Window or Wall Mounted | 1 | Medium | B | 11 | 2035 | 5 | 3 | 3.2 | 22493 | 25066
Fabric ¦ Superstructure ¦ Windows and External Doors ¦ External Doors ¦ Manual and Automatic Doors ¦ High Security Door | 1 | High | B | 6 | 2030 | 5 | 2 | 2.7 | 12908 | 17489
HVAC ¦ Smoke Extract ¦ Control Panel - smoke ventilation systems. | 1 | Urgent | B | 1 | 2025 | 5 | 1 | 2.2 | 3369 | 1138
Fabric ¦ Superstructure ¦ Internal Doors ¦ Roller Shutters ¦ Electric Roller Shutter | 1 | Medium | B | 7 | 2031 | 5 | 3 | 3.2 | 22494 | 19860
Electrical ¦ LV Distribution ¦ Distribution Board ¦ Main | 1 | High | B | 10 | 2034 | 5 | 2 | 2.7 | 12909 | 22311
Fabric ¦ Superstructure ¦ Windows and External Doors ¦ External Doors ¦ Manual and Automatic Doors ¦ Emergency and Panic Escape Doors | 1 | Urgent | B | 22 | 2046 | 5 | 1 | 2.2 | 3370 | 32866
HVAC ¦ Heat Emitters - Central ¦ Radiators ¦ Steel | 7 | Medium | B | 10 | 2034 | 5 | 3 | 3.2 | 22495 | 22682
HVAC ¦ Fan ¦ Local and Special Ventilation ¦ Axial | 1 | Medium | B | 4 | 2028 | 5 | 3 | 3.2 | 22496 | 14081
Security ¦ Access ¦ Access Control ¦ Door ¦ Local Lock / Keypad / Manual | 1 | Medium | B | 9 | 2033 | 5 | 3 | 3.2 | 22497 | 21726
Electrical ¦ Specialist Lighting ¦ Internal ¦ Illuminated Fire Exit Signage | 3 | Urgent | B | 16 | 2040 | 5 | 1 | 2.2 | 3371 | 28710
HVAC ¦ Heat Emitters - Local ¦ Electric Heaters | 1 | Medium | B | 1 | 2025 | 5 | 3 | 3.2 | 22498 | 7137
Electrical ¦ Lighting ¦ External ¦ General - Non-LED | 5 | Medium | B | 1 | 2025 | 5 | 3 | 3.2 | 22499 | 7138
Fire ¦ Fire Fighting ¦ Fire Extinguishers ¦ Foam | 5 | Urgent | B | 6 | 2030 | 5 | 1 | 2.2 | 3372 | 16092
Fire ¦ Fire Fighting ¦ Fire Extinguishers ¦ CO2 | 1 | Urgent | B | 6 | 2030 | 5 | 1 | 2.2 | 3373 | 16093
HVAC ¦ Fan ¦ Local and Special Ventilation ¦ Bifurcated | 1 | Medium | B | 2 | 2026 | 5 | 3 | 3.2 | 22500 | 13043
Electrical ¦ Lighting ¦ External ¦ General - LED | 3 | Medium | B | 11 | 2035 | 5 | 3 | 3.2 | 22501 | 25067
Electrical ¦ Lighting ¦ Internal ¦ General | 4 | Medium | C | 1 | 2025 | 4 | 3 | 2.9 | 18535 | 5475
Electrical ¦ Lighting ¦ Internal ¦ Emergency ¦ Self Contained ¦ LED | 2 | Urgent | B | 21 | 2045 | 5 | 1 | 2.2 | 3374 | 31909
Electrical ¦ Lighting ¦ Internal ¦ General | 1 | Medium | D | 2 | 2026 | 3 | 3 | 2.6 | 11080 | 12850
HVAC ¦ Heat Emitters - Local ¦ Gas Fired Radiant Heaters | 1 | Medium | B | 1 | 2025 | 5 | 3 | 3.2 | 22502 | 7139
Fabric ¦ Superstructure ¦ Windows and External Doors ¦ External Doors ¦ Entrance Doors | 1 | High | B | 21 | 2045 | 5 | 2 | 2.7 | 12910 | 32582
Electrical ¦ Specialist Lighting ¦ Internal ¦ Illuminated Fire Exit Signage | 2 | Urgent | B | 17 | 2041 | 5 | 1 | 2.2 | 3375 | 30059
Electrical ¦ Specialist Lighting ¦ Internal ¦ Illuminated Fire Exit Signage | 2 | Urgent | B | 16 | 2040 | 5 | 1 | 2.2 | 3376 | 28711
Electrical ¦ Lighting ¦ Internal ¦ Emergency ¦ Self Contained ¦ Non LED | 4 | Urgent | B | 17 | 2041 | 5 | 1 | 2.2 | 3377 | 30060
HVAC ¦ Fan ¦ Local and Special Ventilation ¦ Extract | 1 | Medium | B | 2 | 2026 | 5 | 3 | 3.2 | 22503 | 13044
HVAC ¦ Heat Emitters - Local ¦ Gas Fired Natural and Fan Assisted Heaters | 1 | Medium | B | 15 | 2039 | 5 | 3 | 3.2 | 22504 | 28390
HVAC ¦ Fan ¦ Local and Special Ventilation ¦ Axial | 1 | Medium | B | 1 | 2025 | 5 | 3 | 3.2 | 22505 | 7140
Fire ¦ Fire Detection ¦ Fire Alarm System | 1 | Urgent | B | 2 | 2026 | 5 | 1 | 2.2 | 3378 | 12532
Fire ¦ Fire Fighting ¦ Fire Extinguishers ¦ Foam | 1 | Urgent | B | 7 | 2031 | 5 | 1 | 2.2 | 3379 | 19241
Electrical ¦ Lighting ¦ Internal ¦ General | 8 | Medium | B | 1 | 2025 | 5 | 3 | 3.2 | 22506 | 7141
HVAC ¦ Central Air Conditioning ¦ Air Conditioning ¦ Multi-Split Evaporator - Split Systems/Heat Pumps - Air-cooled with Direct Expansion Evaporator (DX) | 1 | Medium | B | 2 | 2026 | 5 | 3 | 3.2 | 22507 | 13045
HVAC ¦ Central Heating (Internally Sourced) ¦ Boiler ¦ Atmospheric Gas Burner/Condensing Combination Boiler (domestic type) | 1 | High | B | 6 | 2030 | 5 | 2 | 2.7 | 12911 | 17490
Electrical ¦ LV Distribution ¦ Distribution Board ¦ Main | 1 | High | B | 19 | 2043 | 5 | 2 | 2.7 | 12912 | 31166
Fabric ¦ Superstructure ¦ Windows and External Doors ¦ External Doors ¦ Manual and Automatic Doors ¦ High Security Door | 1 | High | B | 31 | 2055 | 5 | 2 | 2.7 | 12913 | 33790
Electrical ¦ LV Distribution ¦ Distribution Board ¦ Sub | 1 | High | B | 10 | 2034 | 5 | 2 | 2.7 | 12914 | 22312
Electrical ¦ Lighting ¦ Internal ¦ Emergency ¦ Self Contained ¦ LED | 3 | Urgent | B | 21 | 2045 | 5 | 1 | 2.2 | 3380 | 31910
Fire ¦ Fire Fighting ¦ Fire Extinguishers ¦ Foam | 8 | Urgent | B | 6 | 2030 | 5 | 1 | 2.2 | 3381 | 16094
HVAC ¦ Fan ¦ Local and Special Ventilation ¦ Fans Window or Wall Mounted | 1 | Medium | B | 11 | 2035 | 5 | 3 | 3.2 | 22508 | 25068
Fabric ¦ Superstructure ¦ Internal Doors ¦ Roller Shutters ¦ Electric Roller Shutter | 1 | Medium | D | 20 | 2044 | 3 | 3 | 2.6 | 11081 | 31587
Electrical ¦ Lighting ¦ Internal ¦ Emergency ¦ Self Contained ¦ LED | 23 | Urgent | B | 22 | 2046 | 5 | 1 | 2.2 | 3382 | 32867
Fabric ¦ Superstructure ¦ Internal Doors ¦ Roller Shutters ¦ Electric Roller Shutter | 1 | Medium | B | 6 | 2030 | 5 | 3 | 3.2 | 22509 | 18548
Fire ¦ Fire Fighting ¦ Fire Extinguishers ¦ Powder | 2 | Urgent | B | 3 | 2027 | 5 | 1 | 2.2 | 3383 | 13282
HVAC ¦ Heat Emitters - Local ¦ Gas Fired Radiant Heaters | 1 | Medium | B | 1 | 2025 | 5 | 3 | 3.2 | 22510 | 7142
Fire ¦ Fire Fighting ¦ Fire Extinguishers ¦ CO2 | 1 | Urgent | B | 5 | 2029 | 5 | 1 | 2.2 | 3384 | 14344
Water ¦ Local Hot Water ¦ Package Electric Water Heaters - Non-Drinking Water | 1 | Medium | B | 10 | 2034 | 5 | 3 | 3.2 | 22511 | 22683
Fabric ¦ Superstructure ¦ Windows and External Doors ¦ External Windows ¦ Roller Shutters ¦ External Window Shutters ¦ Manual | 1 | Medium | B | 11 | 2035 | 5 | 3 | 3.2 | 22512 | 25069
Electrical ¦ Lighting ¦ Internal ¦ General | 7 | Medium | B | 1 | 2025 | 5 | 3 | 3.2 | 22513 | 7143
Fire ¦ Fire Fighting ¦ Fire Extinguishers ¦ CO2 | 2 | Urgent | B | 2 | 2026 | 5 | 1 | 2.2 | 3385 | 12533
Fabric ¦ Superstructure ¦ Windows and External Doors ¦ External Windows ¦ Roller Shutters ¦ External Window Shutters ¦ Manual | 1 | Medium | B | 6 | 2030 | 5 | 3 | 3.2 | 22514 | 18549
Electrical ¦ LV Distribution ¦ Distribution Board ¦ Main | 1 | High | B | 7 | 2031 | 5 | 2 | 2.7 | 12915 | 19599
Fabric ¦ Superstructure ¦ Windows and External Doors ¦ External Doors ¦ Manual and Automatic Doors ¦ Emergency and Panic Escape Doors | 1 | Urgent | B | 6 | 2030 | 5 | 1 | 2.2 | 3386 | 16095
Fabric ¦ Barriers and Guardrails ¦ Vehicle Crash Protection Barrier | 1 | V Low | B | 1 | 2025 | 5 | 4 | 3.7 | 32888 | 11890
Fabric ¦ Superstructure ¦ Windows and External Doors ¦ External Doors ¦ Entrance Doors | 1 | High | B | 21 | 2045 | 5 | 2 | 2.7 | 12916 | 32583
Water ¦ Local Hot Water ¦ Package Electric Water Heaters - Non-Drinking Water | 1 | Medium | B | 1 | 2025 | 5 | 3 | 3.2 | 22515 | 7144
Water ¦ Local Hot Water ¦ Package Electric Water Heaters - Non-Drinking Water | 1 | Medium | B | 1 | 2025 | 5 | 3 | 3.2 | 22516 | 7145
HVAC ¦ Central Air Conditioning ¦ Air Conditioning ¦ Multi-Split Evaporator - Split Systems/Heat Pumps - Air-cooled with Direct Expansion Evaporator (DX) | 1 | Medium | B | 2 | 2026 | 5 | 3 | 3.2 | 22517 | 13046
HVAC ¦ Heat Emitters - Local ¦ Gas Fired Unit Heaters | 1 | Medium | B | 11 | 2035 | 5 | 3 | 3.2 | 22518 | 25070
Electrical ¦ LV Distribution ¦ Distribution Board ¦ Main | 1 | High | B | 11 | 2035 | 5 | 2 | 2.7 | 12917 | 24267
HVAC ¦ Fan ¦ Local and Special Ventilation ¦ Fans Window or Wall Mounted | 1 | Medium | B | 1 | 2025 | 5 | 3 | 3.2 | 22519 | 7146
Fabric ¦ Superstructure ¦ Windows and External Doors ¦ Roller Shutters ¦ Manual Roller Shutter | 1 | High | B | 1 | 2025 | 5 | 2 | 2.7 | 12918 | 3332
Fabric ¦ Superstructure ¦ Windows and External Doors ¦ External Doors ¦ Manual and Automatic Doors ¦ Emergency and Panic Escape Doors | 1 | Urgent | B | 21 | 2045 | 5 | 1 | 2.2 | 3387 | 31911
HVAC ¦ Heat Emitters - Local ¦ Gas Fired Natural and Fan Assisted Heaters | 1 | Medium | B | 15 | 2039 | 5 | 3 | 3.2 | 22520 | 28391
Fire ¦ Fire Detection ¦ Fire Alarm Panel / Repeater | 1 | Urgent | B | 1 | 2025 | 5 | 1 | 2.2 | 3388 | 1139
Fire ¦ Fire Detection ¦ Fire Alarm System | 1 | Urgent | B | 6 | 2030 | 5 | 1 | 2.2 | 3389 | 16096
Transport ¦ Lifts ¦ Disabled Lift ¦ Electric | 1 | High | B | 1 | 2025 | 5 | 2 | 2.7 | 12919 | 3333
Water ¦ Local Hot Water ¦ Package Electric Water Heaters - Non-Drinking Water | 1 | Medium | B | 4 | 2028 | 5 | 3 | 3.2 | 22521 | 14082
Fabric ¦ Superstructure ¦ Windows and External Doors ¦ External Doors ¦ Manual and Automatic Doors ¦ Emergency and Panic Escape Doors | 1 | Urgent | B | 6 | 2030 | 5 | 1 | 2.2 | 3390 | 16097
HVAC ¦ Local Air Conditioning ¦ Single-Split Evaporator - Split Systems/Heat Pumps - Air-cooled with Direct Expansion Evaporator (DX) | 1 | Medium | D | 1 | 2025 | 3 | 3 | 2.6 | 11082 | 2601
Electrical ¦ Specialist Lighting ¦ Internal ¦ Illuminated Fire Exit Signage | 3 | Urgent | B | 17 | 2041 | 5 | 1 | 2.2 | 3391 | 30061
Security ¦ Access ¦ Access Control ¦ Gate Access - Local Lock / Keypad / Manual (External) | 1 | Medium | B | 11 | 2035 | 5 | 3 | 3.2 | 22522 | 25071
Electrical ¦ Specialist Lighting ¦ Internal ¦ Illuminated Fire Exit Signage | 2 | Urgent | B | 16 | 2040 | 5 | 1 | 2.2 | 3392 | 28712
HVAC ¦ Heat Emitters - Local ¦ Electric Heaters | 3 | Medium | B | 1 | 2025 | 5 | 3 | 3.2 | 22523 | 7147
Fabric ¦ Superstructure ¦ Windows and External Doors ¦ Roller Shutters ¦ Manual Roller Shutter | 1 | High | B | 1 | 2025 | 5 | 2 | 2.7 | 12920 | 3334
HVAC ¦ Heat Emitters - Local ¦ Electric Heaters | 2 | Medium | B | 1 | 2025 | 5 | 3 | 3.2 | 22524 | 7148
Fire ¦ Fire Detection ¦ Fire Alarm System | 1 | Urgent | B | 9 | 2033 | 5 | 1 | 2.2 | 3393 | 21269
Fabric ¦ Superstructure ¦ Windows and External Doors ¦ Roller Shutters ¦ Electric Roller Shutter | 1 | High | B | 11 | 2035 | 5 | 2 | 2.7 | 12921 | 24268
Fire ¦ Fire Fighting ¦ Fire Extinguishers ¦ Foam | 4 | Urgent | B | 9 | 2033 | 5 | 1 | 2.2 | 3394 | 21270
Electrical ¦ Lighting ¦ Internal ¦ General ¦ LED Fittings & Luminaires | 43 | Medium | B | 17 | 2041 | 5 | 3 | 3.2 | 22525 | 30431
Fire ¦ Fire Fighting ¦ Fire Extinguishers ¦ Inert Gas | 1 | Urgent | B | 14 | 2038 | 5 | 1 | 2.2 | 3395 | 27345
Fire ¦ Fire Fighting ¦ Fire Extinguishers ¦ CO2 | 3 | Urgent | B | 6 | 2030 | 5 | 1 | 2.2 | 3396 | 16098
Fabric ¦ Superstructure ¦ Internal Doors ¦ Roller Shutters ¦ Electric Roller Shutter | 1 | Medium | C | 22 | 2046 | 4 | 3 | 2.9 | 18536 | 33047
HVAC ¦ Central Air Conditioning ¦ Air Conditioning ¦ Multi-Split Condenser - Split Systems/Heat Pumps - Air-cooled with Direct Expansion Evaporator (DX) | 1 | Medium | B | 9 | 2033 | 5 | 3 | 3.2 | 22526 | 21727
HVAC ¦ Ventilation ¦ Air Handling Unit (AHU) ¦ Internal ¦ Central Heating (Internally Sourced) ¦ Gas Fired | 1 | Medium | B | 1 | 2025 | 5 | 3 | 3.2 | 22527 | 7149
Fabric ¦ Superstructure ¦ Windows and External Doors ¦ External Doors ¦ Entrance Doors | 1 | High | B | 11 | 2035 | 5 | 2 | 2.7 | 12922 | 24269
Fabric ¦ Barriers and Guardrails ¦ Vehicle Crash Protection Barrier | 1 | V Low | B | 1 | 2025 | 5 | 4 | 3.7 | 32889 | 11891
Electrical ¦ LV Distribution ¦ Distribution Board ¦ Sub | 1 | High | B | 4 | 2028 | 5 | 2 | 2.7 | 12923 | 13918
Fabric ¦ Superstructure ¦ Windows and External Doors ¦ Roller Shutters ¦ Electric Roller Shutter | 1 | High | B | 11 | 2035 | 5 | 2 | 2.7 | 12924 | 24270
Fabric ¦ Superstructure ¦ Windows and External Doors ¦ Roller Shutters ¦ Manual Roller Shutter | 1 | High | B | 11 | 2035 | 5 | 2 | 2.7 | 12925 | 24271
HVAC ¦ Heat Emitters - Local ¦ Electric Heaters | 1 | Medium | B | 1 | 2025 | 5 | 3 | 3.2 | 22528 | 7150
Electrical ¦ LV Distribution ¦ Distribution Board ¦ Sub | 1 | High | CX | 8 | 2032 | 2 | 2 | 1.8 | 497 | 20234
Fabric ¦ Superstructure ¦ Windows and External Doors ¦ External Doors ¦ Manual and Automatic Doors ¦ Emergency and Panic Escape Doors | 1 | Urgent | B | 25 | 2049 | 5 | 1 | 2.2 | 3397 | 33291
HVAC ¦ Central Heating (Internally Sourced) ¦ Burner ¦ Atmospheric Gas Burner | 1 | Medium | B | 1 | 2025 | 5 | 3 | 3.2 | 22529 | 7151
Electrical ¦ Lighting ¦ Internal ¦ General ¦ LED Fittings & Luminaires | 6 | Medium | B | 11 | 2035 | 5 | 3 | 3.2 | 22530 | 25072
Electrical ¦ Lighting ¦ External ¦ General - LED | 1 | Medium | B | 11 | 2035 | 5 | 3 | 3.2 | 22531 | 25073
Fabric ¦ Superstructure ¦ Windows and External Doors ¦ External Doors ¦ Manual and Automatic Doors ¦ Emergency and Panic Escape Doors | 1 | Urgent | B | 11 | 2035 | 5 | 1 | 2.2 | 3398 | 23500
HVAC ¦ Heat Emitters - Local ¦ Electric Heaters | 3 | Medium | B | 8 | 2032 | 5 | 3 | 3.2 | 22532 | 20893
Electrical ¦ LV Distribution ¦ Distribution Board ¦ Sub | 1 | High | B | 18 | 2042 | 5 | 2 | 2.7 | 12926 | 30796
Fabric ¦ Superstructure ¦ Windows and External Doors ¦ Roller Shutters ¦ Electric Roller Shutter | 1 | High | B | 11 | 2035 | 5 | 2 | 2.7 | 12927 | 24272
Electrical ¦ Lighting ¦ Internal ¦ General ¦ LED Fittings & Luminaires | 76 | Medium | B | 17 | 2041 | 5 | 3 | 3.2 | 22533 | 30432
Electrical ¦ Lighting ¦ Internal ¦ General ¦ LED Fittings & Luminaires | 3 | Medium | B | 16 | 2040 | 5 | 3 | 3.2 | 22534 | 29436
Fabric ¦ Superstructure ¦ Windows and External Doors ¦ External Doors ¦ Manual and Automatic Doors ¦ Emergency and Panic Escape Doors | 1 | Urgent | B | 22 | 2046 | 5 | 1 | 2.2 | 3399 | 32868
HVAC ¦ Central Air Conditioning ¦ Air Conditioning ¦ Multi-Split Evaporator - Split Systems/Heat Pumps - Air-cooled with Direct Expansion Evaporator (DX) | 1 | Medium | B | 2 | 2026 | 5 | 3 | 3.2 | 22535 | 13047
Fire ¦ Fire Fighting ¦ Fire Extinguishers ¦ Foam | 2 | Urgent | B | 8 | 2032 | 5 | 1 | 2.2 | 3400 | 20349
HVAC ¦ Central Air Conditioning ¦ Air Conditioning ¦ Multi-Split Condenser - Split Systems/Heat Pumps - Air-cooled with Direct Expansion Evaporator (DX) | 1 | Medium | B | 2 | 2026 | 5 | 3 | 3.2 | 22536 | 13048
Water ¦ Local Hot Water ¦ Package Electric Water Heaters - Non-Drinking Water | 1 | Medium | B | 7 | 2031 | 5 | 3 | 3.2 | 22537 | 19861
Electrical ¦ LV Distribution ¦ Distribution Board ¦ Sub | 1 | High | B | 1 | 2025 | 5 | 2 | 2.7 | 12928 | 3335
HVAC ¦ Heat Emitters - Local ¦ Electric Heaters | 3 | Medium | B | 1 | 2025 | 5 | 3 | 3.2 | 22538 | 7152
Electrical ¦ Lighting ¦ Internal ¦ General ¦ LED Fittings & Luminaires | 54 | Medium | B | 16 | 2040 | 5 | 3 | 3.2 | 22539 | 29437
HVAC ¦ Heat Emitters - Local ¦ Electric Heaters | 1 | Medium | B | 5 | 2029 | 5 | 3 | 3.2 | 22540 | 14953
Electrical ¦ LV Distribution ¦ Distribution Board ¦ Sub | 1 | High | B | 1 | 2025 | 5 | 2 | 2.7 | 12929 | 3336
HVAC ¦ Fan ¦ Local and Special Ventilation ¦ Axial | 1 | Medium | B | 1 | 2025 | 5 | 3 | 3.2 | 22541 | 7153
Fabric ¦ Superstructure ¦ Windows and External Doors ¦ Roller Shutters ¦ Electric Roller Shutter | 1 | High | B | 21 | 2045 | 5 | 2 | 2.7 | 12930 | 32584
HVAC ¦ Local and Special Ventilation ¦ Unit extract fans. | 1 | Medium | D | 1 | 2025 | 3 | 3 | 2.6 | 11083 | 2602
HVAC ¦ Fan ¦ Local and Special Ventilation ¦ Centrifugal | 1 | Medium | B | 1 | 2025 | 5 | 3 | 3.2 | 22542 | 7154
Electrical ¦ Lighting ¦ Internal ¦ Emergency ¦ Self Contained ¦ LED | 11 | Urgent | B | 21 | 2045 | 5 | 1 | 2.2 | 3401 | 31912
HVAC ¦ Heat Emitters - Local ¦ Electric Overdoor Air Curtain/Heater | 1 | Medium | B | 1 | 2025 | 5 | 3 | 3.2 | 22543 | 7155
Fire ¦ Fire Fighting ¦ Fire Extinguishers ¦ Foam | 7 | Urgent | B | 6 | 2030 | 5 | 1 | 2.2 | 3402 | 16099
Electrical ¦ LV Distribution ¦ Distribution Board ¦ Sub | 1 | High | B | 1 | 2025 | 5 | 2 | 2.7 | 12931 | 3337
HVAC ¦ Fan ¦ Local and Special Ventilation ¦ Fans Window or Wall Mounted | 1 | Medium | B | 6 | 2030 | 5 | 3 | 3.2 | 22544 | 18550
HVAC ¦ Central Air Conditioning ¦ Air Conditioning ¦ Multi-Split Evaporator - Split Systems/Heat Pumps - Air-cooled with Direct Expansion Evaporator (DX) | 1 | Medium | B | 2 | 2026 | 5 | 3 | 3.2 | 22545 | 13049
HVAC ¦ Ventilation ¦ Air Handling Unit (AHU) ¦ External ¦ Central Air Conditioning ¦ Gas Fired | 1 | Medium | B | 1 | 2025 | 5 | 3 | 3.2 | 22546 | 7156
Fabric ¦ Superstructure ¦ Internal Doors ¦ Roller Shutters ¦ Electric Roller Shutter | 1 | Medium | B | 20 | 2044 | 5 | 3 | 3.2 | 22547 | 31670
Electrical ¦ Lighting ¦ Internal ¦ Emergency ¦ Self Contained ¦ LED | 1 | Urgent | B | 21 | 2045 | 5 | 1 | 2.2 | 3403 | 31913
Electrical ¦ LV Distribution ¦ Distribution Board ¦ Sub | 1 | High | B | 1 | 2025 | 5 | 2 | 2.7 | 12932 | 3338
Electrical ¦ LV Distribution ¦ Distribution Board ¦ Sub | 1 | High | B | 20 | 2044 | 5 | 2 | 2.7 | 12933 | 31605
Electrical ¦ Lighting ¦ Internal ¦ Emergency ¦ Self Contained ¦ LED | 4 | Urgent | B | 16 | 2040 | 5 | 1 | 2.2 | 3404 | 28713
Fire ¦ Fire Fighting ¦ Fire Extinguishers ¦ CO2 | 4 | Urgent | B | 6 | 2030 | 5 | 1 | 2.2 | 3405 | 16100
Fabric ¦ Superstructure ¦ Windows and External Doors ¦ External Doors ¦ Manual and Automatic Doors ¦ High Security Door | 1 | High | B | 17 | 2041 | 5 | 2 | 2.7 | 12934 | 30302
HVAC ¦ Fan ¦ Local and Special Ventilation ¦ Extract | 1 | Medium | B | 1 | 2025 | 5 | 3 | 3.2 | 22548 | 7157
HVAC ¦ Local and Special Ventilation ¦ Unit extract fans. | 1 | Medium | B | 5 | 2029 | 5 | 3 | 3.2 | 22549 | 14954
Fire ¦ Fire Detection ¦ Fire Alarm Panel / Repeater | 1 | Urgent | B | 8 | 2032 | 5 | 1 | 2.2 | 3406 | 20350
HVAC ¦ Heat Emitters - Local ¦ Electric Heaters | 1 | Medium | B | 1 | 2025 | 5 | 3 | 3.2 | 22550 | 7158
Fire ¦ Fire Fighting ¦ Fire Extinguishers ¦ CO2 | 2 | Urgent | B | 6 | 2030 | 5 | 1 | 2.2 | 3407 | 16101
Fabric ¦ Superstructure ¦ Windows and External Doors ¦ Roller Shutters ¦ Manual Roller Shutter | 1 | High | D | 1 | 2025 | 3 | 2 | 2.1 | 1101 | 761
HVAC ¦ Fan ¦ Local and Special Ventilation ¦ Kitchen Vent ¦ Extract | 1 | Low | B | 9 | 2033 | 5 | 4 | 3.7 | 32890 | 21936
Water ¦ Local Hot Water ¦ Instantaneous Electric Water Heater - Non-Drinking Water | 1 | Medium | B | 5 | 2029 | 5 | 3 | 3.2 | 22551 | 14955
Fabric ¦ Superstructure ¦ Windows and External Doors ¦ External Doors ¦ Entrance Doors | 1 | High | B | 6 | 2030 | 5 | 2 | 2.7 | 12935 | 17491
HVAC ¦ Heat Emitters - Local ¦ Electric Heaters | 3 | Medium | B | 1 | 2025 | 5 | 3 | 3.2 | 22552 | 7159
HVAC ¦ Central Air Conditioning ¦ Air Conditioning ¦ Multi-Split Condenser - DX Split Systems (With Gas, Electric or Hot Water Heaters) | 1 | Medium | B | 1 | 2025 | 5 | 3 | 3.2 | 22553 | 7160
Electrical ¦ LV Distribution ¦ Distribution Board ¦ Main | 1 | High | B | 2 | 2026 | 5 | 2 | 2.7 | 12936 | 12881
Fabric ¦ Superstructure ¦ Windows and External Doors ¦ External Doors ¦ Manual and Automatic Doors ¦ Emergency and Panic Escape Doors | 1 | Urgent | B | 11 | 2035 | 5 | 1 | 2.2 | 3408 | 23501
Security ¦ Access ¦ Access Control ¦ Gate Access - Local Lock / Keypad / Manual (External) | 1 | Medium | B | 1 | 2025 | 5 | 3 | 3.2 | 22554 | 7161
Electrical ¦ LV Distribution ¦ Distribution Board ¦ Sub | 1 | High | B | 16 | 2040 | 5 | 2 | 2.7 | 12937 | 29129
Fabric ¦ Superstructure ¦ Windows and External Doors ¦ External Doors ¦ Entrance Doors | 1 | High | B | 26 | 2050 | 5 | 2 | 2.7 | 12938 | 33489
Security ¦ Access ¦ Access Control ¦ Door ¦ Local Lock / Keypad / Manual | 1 | Medium | B | 13 | 2037 | 5 | 3 | 3.2 | 22555 | 27100
Fire ¦ Fire Fighting ¦ Fire Extinguishers ¦ Foam | 3 | Urgent | B | 6 | 2030 | 5 | 1 | 2.2 | 3409 | 16102
Electrical ¦ LV Distribution ¦ Distribution Board ¦ Main | 1 | High | B | 5 | 2029 | 5 | 2 | 2.7 | 12939 | 14603
HVAC ¦ Heat Emitters - Local ¦ Gas Fired Unit Heaters | 1 | Medium | B | 12 | 2036 | 5 | 3 | 3.2 | 22556 | 26424
HVAC ¦ Central Heating (Internally Sourced) ¦ Boiler ¦ Atmospheric Gas Burner Boiler - Small and/or Wall Hung for Light Commercial Installation | 1 | Medium | B | 7 | 2031 | 5 | 3 | 3.2 | 22557 | 19862
Water ¦ Local Hot Water ¦ Package Electric Water Heaters - Non-Drinking Water | 1 | Medium | B | 1 | 2025 | 5 | 3 | 3.2 | 22558 | 7162
HVAC ¦ Fan ¦ Local and Special Ventilation ¦ Kitchen Vent ¦ Extract | 1 | Low | B | 5 | 2029 | 5 | 4 | 3.7 | 32891 | 15611
Fabric ¦ Barriers and Guardrails ¦ Vehicle Crash Protection Barrier | 1 | V Low | B | 1 | 2025 | 5 | 4 | 3.7 | 32892 | 11892
HVAC ¦ Fan ¦ Local and Special Ventilation ¦ Extract | 1 | Medium | B | 1 | 2025 | 5 | 3 | 3.2 | 22559 | 7163
Water ¦ Local Hot Water ¦ Package Electric Water Heaters - Non-Drinking Water | 1 | Medium | B | 1 | 2025 | 5 | 3 | 3.2 | 22560 | 7164
Electrical ¦ LV Distribution ¦ Distribution Board ¦ Sub | 1 | High | B | 4 | 2028 | 5 | 2 | 2.7 | 12940 | 13919
HVAC ¦ Fan ¦ Central Ventilation Systems ¦ Extract | 1 | Medium | B | 1 | 2025 | 5 | 3 | 3.2 | 22561 | 7165
Fabric ¦ Superstructure ¦ Windows and External Doors ¦ External Doors ¦ Entrance Doors | 1 | High | B | 21 | 2045 | 5 | 2 | 2.7 | 12941 | 32585
Fabric ¦ Superstructure ¦ Windows and External Doors ¦ External Doors ¦ Entrance Doors | 1 | High | B | 5 | 2029 | 5 | 2 | 2.7 | 12942 | 14604
HVAC ¦ Fan ¦ Central Ventilation Systems ¦ Ventilating - General | 1 | Low | B | 1 | 2025 | 5 | 4 | 3.7 | 32893 | 11893
HVAC ¦ Fan ¦ Central Ventilation Systems ¦ Ventilating - General | 1 | Low | B | 1 | 2025 | 5 | 4 | 3.7 | 32894 | 11894
Fabric ¦ Superstructure ¦ Windows and External Doors ¦ External Doors ¦ Entrance Doors | 1 | High | B | 15 | 2039 | 5 | 2 | 2.7 | 12943 | 28123
Fabric ¦ Superstructure ¦ Windows and External Doors ¦ External Doors ¦ Entrance Doors | 1 | High | B | 26 | 2050 | 5 | 2 | 2.7 | 12944 | 33490
Fire ¦ Fire Detection ¦ Fire Alarm System | 1 | Urgent | B | 11 | 2035 | 5 | 1 | 2.2 | 3410 | 23502
Electrical ¦ LV Distribution ¦ Distribution Board ¦ Sub | 1 | High | B | 1 | 2025 | 5 | 2 | 2.7 | 12945 | 3339
HVAC ¦ Central Heating (Internally Sourced) ¦ Boiler ¦ Electric Boilers | 1 | Medium | B | 6 | 2030 | 5 | 3 | 3.2 | 22562 | 18551
HVAC ¦ Fan ¦ Central Ventilation Systems ¦ Extract | 1 | Medium | B | 1 | 2025 | 5 | 3 | 3.2 | 22563 | 7166
Electrical ¦ LV Distribution ¦ Distribution Board ¦ Sub | 1 | High | D | 18 | 2042 | 3 | 2 | 2.1 | 1102 | 30600
Electrical ¦ LV Distribution ¦ Distribution Board ¦ Main | 1 | High | B | 1 | 2025 | 5 | 2 | 2.7 | 12946 | 3340
Fabric ¦ Superstructure ¦ Windows and External Doors ¦ External Doors ¦ Entrance Doors | 1 | High | B | 25 | 2049 | 5 | 2 | 2.7 | 12947 | 33380
HVAC ¦ Fan ¦ Central Ventilation Systems ¦ Extract | 1 | Medium | B | 1 | 2025 | 5 | 3 | 3.2 | 22564 | 7167
HVAC ¦ Fan ¦ Local and Special Ventilation ¦ Axial | 1 | Medium | B | 3 | 2027 | 5 | 3 | 3.2 | 22565 | 13479
Fabric ¦ Superstructure ¦ Windows and External Doors ¦ Roller Shutters ¦ Manual Roller Shutter | 1 | High | B | 5 | 2029 | 5 | 2 | 2.7 | 12948 | 14605
Electrical ¦ Lighting ¦ Internal ¦ Emergency ¦ Externally Powered ¦ Non LED | 10 | Urgent | B | 1 | 2025 | 5 | 1 | 2.2 | 3411 | 1140
Fire ¦ Fire Fighting ¦ Fire Extinguishers ¦ CO2 | 5 | Urgent | B | 6 | 2030 | 5 | 1 | 2.2 | 3412 | 16103
Fire ¦ Fire Fighting ¦ Fire Extinguishers ¦ Foam | 4 | Urgent | B | 6 | 2030 | 5 | 1 | 2.2 | 3413 | 16104
Fire ¦ Fire Fighting ¦ Fire Extinguishers ¦ CO2 | 3 | Urgent | B | 1 | 2025 | 5 | 1 | 2.2 | 3414 | 1141
Electrical ¦ LV Distribution ¦ Distribution Board ¦ Main | 1 | High | B | 1 | 2025 | 5 | 2 | 2.7 | 12949 | 3341
Controls ¦ Building Management System (BMS) ¦ BMS Control Panel | 1 | High | A | 9 | 2033 | 6 | 2 | 3 | 19532 | 21660
Electrical ¦ Lighting ¦ Internal ¦ Emergency ¦ Self Contained ¦ LED | 21 | Urgent | B | 22 | 2046 | 5 | 1 | 2.2 | 3415 | 32869
Fabric ¦ Superstructure ¦ Windows and External Doors ¦ Roller Shutters ¦ Manual Roller Shutter | 1 | High | B | 1 | 2025 | 5 | 2 | 2.7 | 12950 | 3342
Fabric ¦ Superstructure ¦ Windows and External Doors ¦ Roller Shutters ¦ Electric Roller Shutter | 1 | High | B | 10 | 2034 | 5 | 2 | 2.7 | 12951 | 22313
Electrical ¦ Lighting ¦ Internal ¦ Emergency ¦ Self Contained ¦ LED | 10 | Urgent | B | 20 | 2044 | 5 | 1 | 2.2 | 3416 | 31440
Electrical ¦ LV Distribution ¦ Distribution Board ¦ Main | 1 | High | B | 1 | 2025 | 5 | 2 | 2.7 | 12952 | 3343
Fire ¦ Fire Fighting ¦ Fire Extinguishers ¦ Foam | 1 | Urgent | B | 1 | 2025 | 5 | 1 | 2.2 | 3417 | 1142
HVAC ¦ Central Heating (Internally Sourced) ¦ Boiler ¦ Electric Boilers | 1 | Medium | B | 1 | 2025 | 5 | 3 | 3.2 | 22566 | 7168
HVAC ¦ Heat Emitters - Central ¦ Radiators ¦ Steel | 5 | Medium | B | 1 | 2025 | 5 | 3 | 3.2 | 22567 | 7169
Electrical ¦ Specialist Lighting ¦ Internal ¦ Illuminated Fire Exit Signage | 1 | Urgent | C | 3 | 2027 | 4 | 1 | 1.9 | 621 | 13253
Electrical ¦ Lighting ¦ Internal ¦ Emergency ¦ Externally Powered ¦ Non LED | 3 | Urgent | B | 1 | 2025 | 5 | 1 | 2.2 | 3418 | 1143
HVAC ¦ Heat Emitters - Local ¦ Gas Fired Unit Heaters | 1 | Medium | B | 1 | 2025 | 5 | 3 | 3.2 | 22568 | 7170
Fabric ¦ Superstructure ¦ Windows and External Doors ¦ External Doors ¦ Manual and Automatic Doors ¦ Emergency and Panic Escape Doors | 1 | Urgent | B | 15 | 2039 | 5 | 1 | 2.2 | 3419 | 27798
HVAC ¦ Heat Emitters - Local ¦ Electric Heaters | 2 | Medium | B | 3 | 2027 | 5 | 3 | 3.2 | 22569 | 13480
Electrical ¦ Lighting ¦ Internal ¦ General | 11 | Medium | B | 1 | 2025 | 5 | 3 | 3.2 | 22570 | 7171
HVAC ¦ Central Air Conditioning ¦ Air Conditioning ¦ Multi-Split Condenser - Split Systems/Heat Pumps - Air-cooled with Direct Expansion Evaporator (DX) | 1 | Medium | B | 8 | 2032 | 5 | 3 | 3.2 | 22571 | 20894
HVAC ¦ Fan ¦ Central Ventilation Systems ¦ Ventilating - General | 1 | Low | B | 1 | 2025 | 5 | 4 | 3.7 | 32895 | 11895
Fabric ¦ Superstructure ¦ Windows and External Doors ¦ External Doors ¦ Entrance Doors | 1 | High | B | 19 | 2043 | 5 | 2 | 2.7 | 12953 | 31167
Fabric ¦ Superstructure ¦ Windows and External Doors ¦ Roller Shutters ¦ Manual Roller Shutter | 1 | High | B | 5 | 2029 | 5 | 2 | 2.7 | 12954 | 14606
Electrical ¦ Lighting ¦ Internal ¦ General | 32 | Medium | B | 1 | 2025 | 5 | 3 | 3.2 | 22572 | 7172
Fabric ¦ Superstructure ¦ Windows and External Doors ¦ External Doors ¦ Manual and Automatic Doors ¦ Emergency and Panic Escape Doors | 1 | Urgent | B | 15 | 2039 | 5 | 1 | 2.2 | 3420 | 27799
Fabric ¦ Superstructure ¦ Windows and External Doors ¦ External Doors ¦ Manual and Automatic Doors ¦ Emergency and Panic Escape Doors | 1 | Urgent | B | 11 | 2035 | 5 | 1 | 2.2 | 3421 | 23503
Fabric ¦ Superstructure ¦ Windows and External Doors ¦ Roller Shutters ¦ Manual Roller Shutter | 1 | High | B | 5 | 2029 | 5 | 2 | 2.7 | 12955 | 14607
Electrical ¦ Specialist Lighting ¦ Internal ¦ Illuminated Fire Exit Signage | 1 | Urgent | B | 1 | 2025 | 5 | 1 | 2.2 | 3422 | 1144
Fabric ¦ Superstructure ¦ Windows and External Doors ¦ Roller Shutters ¦ Manual Roller Shutter | 1 | High | B | 5 | 2029 | 5 | 2 | 2.7 | 12956 | 14608
Fabric ¦ Superstructure ¦ Windows and External Doors ¦ Roller Shutters ¦ Manual Roller Shutter | 1 | High | B | 1 | 2025 | 5 | 2 | 2.7 | 12957 | 3344
Fabric ¦ Superstructure ¦ Windows and External Doors ¦ Roller Shutters ¦ Manual Roller Shutter | 1 | High | B | 10 | 2034 | 5 | 2 | 2.7 | 12958 | 22314
HVAC ¦ Fan ¦ Local and Special Ventilation ¦ Fans Window or Wall Mounted | 1 | Medium | CX | 3 | 2027 | 2 | 3 | 2.3 | 10121 | 13315
Fabric ¦ Superstructure ¦ Internal Doors ¦ Roller Shutters ¦ Electric Roller Shutter | 1 | Medium | B | 5 | 2029 | 5 | 3 | 3.2 | 22573 | 14956
HVAC ¦ Heat Emitters - Local ¦ Electric Heaters | 1 | Medium | DX | 1 | 2025 | 1 | 3 | 2 | 837 | 553
Electrical ¦ Lighting ¦ Internal ¦ General ¦ LED Fittings & Luminaires | 97 | Medium | B | 17 | 2041 | 5 | 3 | 3.2 | 22574 | 30433
Fire ¦ Fire Fighting ¦ Fire Extinguishers ¦ CO2 | 2 | Urgent | B | 9 | 2033 | 5 | 1 | 2.2 | 3423 | 21271
Electrical ¦ Specialist Lighting ¦ Internal ¦ Illuminated Fire Exit Signage | 2 | Urgent | B | 16 | 2040 | 5 | 1 | 2.2 | 3424 | 28714
Electrical ¦ Lighting ¦ Internal ¦ Emergency ¦ Self Contained ¦ LED | 7 | Urgent | B | 21 | 2045 | 5 | 1 | 2.2 | 3425 | 31914
Fire ¦ Fire Fighting ¦ Fire Extinguishers ¦ Foam | 3 | Urgent | B | 6 | 2030 | 5 | 1 | 2.2 | 3426 | 16105
Electrical ¦ Lighting ¦ External ¦ General - LED | 3 | Medium | B | 5 | 2029 | 5 | 3 | 3.2 | 22575 | 14957
HVAC ¦ Central Heating (Internally Sourced) ¦ Boiler ¦ Atmospheric Gas Burner Boiler - Small and/or Wall Hung for Light Commercial Installation | 1 | Medium | B | 1 | 2025 | 5 | 3 | 3.2 | 22576 | 7173
Electrical ¦ Specialist Lighting ¦ Internal ¦ Illuminated Fire Exit Signage | 2 | Urgent | B | 1 | 2025 | 5 | 1 | 2.2 | 3427 | 1145
Electrical ¦ LV Distribution ¦ Distribution Board ¦ Sub | 1 | High | DX | 1 | 2025 | 1 | 2 | 1.5 | 381 | 341
HVAC ¦ Heat Emitters - Local ¦ Electric Overdoor Air Curtain/Heater | 1 | Medium | B | 8 | 2032 | 5 | 3 | 3.2 | 22577 | 20895
Security ¦ Access ¦ Access Control ¦ Door ¦ Local Lock / Keypad / Manual | 2 | Medium | A | 15 | 2039 | 6 | 3 | 3.5 | 32493 | 28564
Fuel ¦ Distribution Systems ¦ External Storage ¦ Pumps ¦ Fuel Transfer Pump - Diesel | 1 | Medium | C | 1 | 2025 | 4 | 3 | 2.9 | 18537 | 5476
HVAC ¦ Fan ¦ Central Heating ¦ Axial | 1 | High | B | 1 | 2025 | 5 | 2 | 2.7 | 12959 | 3345
Fabric ¦ Superstructure ¦ Windows and External Doors ¦ External Doors ¦ Manual and Automatic Doors ¦ Emergency and Panic Escape Doors | 1 | Urgent | B | 21 | 2045 | 5 | 1 | 2.2 | 3428 | 31915
Electrical ¦ Lighting ¦ Internal ¦ Emergency ¦ Self Contained ¦ LED | 4 | Urgent | B | 21 | 2045 | 5 | 1 | 2.2 | 3429 | 31916
Electrical ¦ Lighting ¦ Internal ¦ Emergency ¦ Self Contained ¦ LED | 4 | Urgent | B | 20 | 2044 | 5 | 1 | 2.2 | 3430 | 31441
Electrical ¦ Lighting ¦ Internal ¦ Emergency ¦ Self Contained ¦ LED | 2 | Urgent | B | 20 | 2044 | 5 | 1 | 2.2 | 3431 | 31442
Fire ¦ Fire Fighting ¦ Fire Extinguishers ¦ Foam | 3 | Urgent | B | 6 | 2030 | 5 | 1 | 2.2 | 3432 | 16106
Fire ¦ Fire Detection ¦ Fire Alarm System | 1 | Urgent | B | 1 | 2025 | 5 | 1 | 2.2 | 3433 | 1146
HVAC ¦ Heat Emitters - Local ¦ Electric Overdoor Air Curtain/Heater | 1 | Medium | B | 1 | 2025 | 5 | 3 | 3.2 | 22578 | 7174
HVAC ¦ Heat Emitters - Local ¦ Gas Fired Natural and Fan Assisted Heaters | 1 | Medium | B | 5 | 2029 | 5 | 3 | 3.2 | 22579 | 14958
Fabric ¦ Superstructure ¦ Windows and External Doors ¦ External Doors ¦ Entrance Doors | 1 | High | B | 11 | 2035 | 5 | 2 | 2.7 | 12960 | 24273
Fire ¦ Fire Fighting ¦ Fire Extinguishers ¦ Powder | 1 | Urgent | B | 9 | 2033 | 5 | 1 | 2.2 | 3434 | 21272
Fire ¦ Fire Fighting ¦ Fire Extinguishers ¦ Foam | 3 | Urgent | B | 8 | 2032 | 5 | 1 | 2.2 | 3435 | 20351
Fabric ¦ Superstructure ¦ Windows and External Doors ¦ Roller Shutters ¦ Manual Roller Shutter | 1 | High | B | 21 | 2045 | 5 | 2 | 2.7 | 12961 | 32586
Fabric ¦ Superstructure ¦ Windows and External Doors ¦ Roller Shutters ¦ Electric Roller Shutter | 1 | High | B | 9 | 2033 | 5 | 2 | 2.7 | 12962 | 21574
HVAC ¦ Ductwork ¦ Ductwork, Fittings and Ancillaries ¦ Central Ventilation Systems ¦ Fire Dampers ¦ Fusible Link | 1 | Urgent | B | 1 | 2025 | 5 | 1 | 2.2 | 3436 | 1147
Electrical ¦ Lighting ¦ External ¦ General - LED | 1 | Medium | B | 11 | 2035 | 5 | 3 | 3.2 | 22580 | 25074
Electrical ¦ LV Distribution ¦ Distribution Board ¦ Sub | 1 | High | B | 1 | 2025 | 5 | 2 | 2.7 | 12963 | 3346
Fire ¦ Fire Detection ¦ Fire Alarm Panel / Repeater | 1 | Urgent | B | 1 | 2025 | 5 | 1 | 2.2 | 3437 | 1148
Fabric ¦ Superstructure ¦ Internal Doors ¦ Roller Shutters ¦ Automatic Roller Shutter | 1 | High | B | 8 | 2032 | 5 | 2 | 2.7 | 12964 | 20689
Electrical ¦ Lighting ¦ External ¦ General - Non-LED | 1 | Medium | B | 1 | 2025 | 5 | 3 | 3.2 | 22581 | 7175
HVAC ¦ Central Air Conditioning ¦ Air Conditioning ¦ Multi-Split Condenser - Split Systems/Heat Pumps - Air-cooled with Direct Expansion Evaporator (DX) | 1 | Medium | B | 6 | 2030 | 5 | 3 | 3.2 | 22582 | 18552
Fabric ¦ Superstructure ¦ Windows and External Doors ¦ External Doors ¦ Manual and Automatic Doors ¦ Emergency and Panic Escape Doors | 1 | Urgent | B | 1 | 2025 | 5 | 1 | 2.2 | 3438 | 1149
HVAC ¦ Fan ¦ Local and Special Ventilation ¦ Extract | 1 | Medium | B | 1 | 2025 | 5 | 3 | 3.2 | 22583 | 7176
Controls ¦ Multi-System Controls ¦ Control Panel - Electrical Services (excluding Electrical Controllers and Pneumatic Relays) | 1 | Medium | B | 13 | 2037 | 5 | 3 | 3.2 | 22584 | 27101
Fabric ¦ Superstructure ¦ Windows and External Doors ¦ Roller Shutters ¦ Manual Roller Shutter | 1 | High | B | 1 | 2025 | 5 | 2 | 2.7 | 12965 | 3347
Fire ¦ Fire Fighting ¦ Fire Extinguishers ¦ CO2 | 1 | Urgent | B | 6 | 2030 | 5 | 1 | 2.2 | 3439 | 16107
Fabric ¦ Superstructure ¦ Windows and External Doors ¦ Roller Shutters ¦ Manual Roller Shutter | 1 | High | B | 1 | 2025 | 5 | 2 | 2.7 | 12966 | 3348
Electrical ¦ Specialist Lighting ¦ Internal ¦ Illuminated Fire Exit Signage | 7 | Urgent | B | 16 | 2040 | 5 | 1 | 2.2 | 3440 | 28715
Electrical ¦ Lighting ¦ Internal ¦ Emergency ¦ Externally Powered ¦ LED | 1 | Urgent | B | 20 | 2044 | 5 | 1 | 2.2 | 3441 | 31443
Fire ¦ Fire Fighting ¦ Fire Extinguishers ¦ Foam | 3 | Urgent | B | 6 | 2030 | 5 | 1 | 2.2 | 3442 | 16108
Fire ¦ Fire Detection ¦ Fire Alarm System | 1 | Urgent | B | 1 | 2025 | 5 | 1 | 2.2 | 3443 | 1150
Electrical ¦ Lighting ¦ Internal ¦ General ¦ LED Fittings & Luminaires | 30 | Medium | B | 10 | 2034 | 5 | 3 | 3.2 | 22585 | 22684
HVAC ¦ Central Air Conditioning ¦ Air Conditioning ¦ Multi-Split Evaporator - Split Systems/Heat Pumps - Air-cooled with Direct Expansion Evaporator (DX) | 1 | Medium | B | 1 | 2025 | 5 | 3 | 3.2 | 22586 | 7177
Controls ¦ Multi-System Controls ¦ Control Panel - Electrical Services (excluding Electrical Controllers and Pneumatic Relays) | 1 | Medium | B | 1 | 2025 | 5 | 3 | 3.2 | 22587 | 7178
Fire ¦ Fire Fighting ¦ Fire Extinguishers ¦ Foam | 7 | Urgent | B | 7 | 2031 | 5 | 1 | 2.2 | 3444 | 19242
Security ¦ Access ¦ Access Control ¦ Door ¦ Local Lock / Keypad / Manual | 2 | Medium | B | 9 | 2033 | 5 | 3 | 3.2 | 22588 | 21728
HVAC ¦ Local Air Conditioning ¦ Single-Split Evaporator - Split Systems/Heat Pumps - Air-cooled with Direct Expansion Evaporator (DX) | 1 | Medium | B | 13 | 2037 | 5 | 3 | 3.2 | 22589 | 27102
Electrical ¦ LV Distribution ¦ Distribution Board ¦ Sub | 1 | High | B | 1 | 2025 | 5 | 2 | 2.7 | 12967 | 3349
Fabric ¦ Superstructure ¦ Windows and External Doors ¦ External Doors ¦ Entrance Doors | 1 | High | B | 10 | 2034 | 5 | 2 | 2.7 | 12968 | 22315
Fire ¦ Fire Detection ¦ Fire Alarm System | 1 | Urgent | B | 1 | 2025 | 5 | 1 | 2.2 | 3445 | 1151
HVAC ¦ Heat Emitters - Local ¦ Electric Heaters | 1 | Medium | B | 1 | 2025 | 5 | 3 | 3.2 | 22590 | 7179
Electrical ¦ LV Distribution ¦ Distribution Board ¦ Sub | 1 | High | B | 18 | 2042 | 5 | 2 | 2.7 | 12969 | 30797
HVAC ¦ Local Air Conditioning ¦ Single-Split Condenser - Split Systems/Heat Pumps - Air-cooled with Direct Expansion Evaporator (DX) | 1 | Medium | B | 6 | 2030 | 5 | 3 | 3.2 | 22591 | 18553
Fabric ¦ Superstructure ¦ Windows and External Doors ¦ Roller Shutters ¦ Automatic Roller Shutter | 1 | High | B | 11 | 2035 | 5 | 2 | 2.7 | 12970 | 24274
Fabric ¦ Superstructure ¦ Internal Doors ¦ Roller Shutters ¦ Electric Roller Shutter | 1 | Medium | B | 16 | 2040 | 5 | 3 | 3.2 | 22592 | 29438
Electrical ¦ LV Distribution ¦ Distribution Board ¦ Sub | 1 | High | B | 18 | 2042 | 5 | 2 | 2.7 | 12971 | 30798
Water ¦ Local Hot Water ¦ Instantaneous Electric Water Heater - Non-Drinking Water | 1 | Medium | B | 11 | 2035 | 5 | 3 | 3.2 | 22593 | 25075
HVAC ¦ Fan ¦ Local and Special Ventilation ¦ Axial | 1 | Medium | B | 5 | 2029 | 5 | 3 | 3.2 | 22594 | 14959
Electrical ¦ Specialist Lighting ¦ Internal ¦ Illuminated Fire Exit Signage | 2 | Urgent | B | 16 | 2040 | 5 | 1 | 2.2 | 3446 | 28716
Fabric ¦ Superstructure ¦ Windows and External Doors ¦ Roller Shutters ¦ Manual Roller Shutter | 1 | High | B | 21 | 2045 | 5 | 2 | 2.7 | 12972 | 32587
Fabric ¦ Superstructure ¦ Windows and External Doors ¦ External Doors ¦ Manual and Automatic Doors ¦ Emergency and Panic Escape Doors | 1 | Urgent | B | 1 | 2025 | 5 | 1 | 2.2 | 3447 | 1152
Electrical ¦ Lighting ¦ Internal ¦ General ¦ LED Fittings & Luminaires | 33 | Medium | B | 18 | 2042 | 5 | 3 | 3.2 | 22595 | 30933
Electrical ¦ Specialist Lighting ¦ Internal ¦ Illuminated Fire Exit Signage | 1 | Urgent | B | 16 | 2040 | 5 | 1 | 2.2 | 3448 | 28717
HVAC ¦ Heat Emitters - Local ¦ Electric Heaters | 1 | Medium | B | 3 | 2027 | 5 | 3 | 3.2 | 22596 | 13481
Fire ¦ Fire Detection ¦ Fire Alarm System | 1 | Urgent | B | 1 | 2025 | 5 | 1 | 2.2 | 3449 | 1153
Electrical ¦ Lighting ¦ Internal ¦ Emergency ¦ Self Contained ¦ LED | 9 | Urgent | B | 15 | 2039 | 5 | 1 | 2.2 | 3450 | 27800
Security ¦ Access ¦ Access Control ¦ Door ¦ Local Lock / Keypad / Manual | 1 | Medium | B | 11 | 2035 | 5 | 3 | 3.2 | 22597 | 25076
Electrical ¦ Lighting ¦ Internal ¦ Emergency ¦ Self Contained ¦ LED | 1 | Urgent | B | 21 | 2045 | 5 | 1 | 2.2 | 3451 | 31917
Fire ¦ Fire Fighting ¦ Fire Extinguishers ¦ CO2 | 3 | Urgent | B | 8 | 2032 | 5 | 1 | 2.2 | 3452 | 20352
Electrical ¦ LV Distribution ¦ Distribution Board ¦ Main | 1 | High | C | 1 | 2025 | 4 | 2 | 2.4 | 10502 | 2377
HVAC ¦ Fan ¦ Local and Special Ventilation ¦ Extract | 1 | Medium | B | 11 | 2035 | 5 | 3 | 3.2 | 22598 | 25077
Electrical ¦ Lighting ¦ Internal ¦ General | 4 | Medium | B | 6 | 2030 | 5 | 3 | 3.2 | 22599 | 18554
Electrical ¦ Lighting ¦ Internal ¦ General ¦ LED Fittings & Luminaires | 32 | Medium | B | 16 | 2040 | 5 | 3 | 3.2 | 22600 | 29439
Fabric ¦ Superstructure ¦ Windows and External Doors ¦ Roller Shutters ¦ Automatic Roller Shutter | 1 | High | B | 11 | 2035 | 5 | 2 | 2.7 | 12973 | 24275
Fire ¦ Fire Fighting ¦ Fire Extinguishers ¦ Foam | 3 | Urgent | B | 6 | 2030 | 5 | 1 | 2.2 | 3453 | 16109
Fabric ¦ Superstructure ¦ Windows and External Doors ¦ External Doors ¦ Manual and Automatic Doors ¦ Emergency and Panic Escape Doors | 1 | Urgent | C | 11 | 2035 | 4 | 1 | 1.9 | 622 | 23264
Lightning Protection ¦ System | 1 | High | B | 8 | 2032 | 5 | 2 | 2.7 | 12974 | 20690
HVAC ¦ Fan ¦ Local and Special Ventilation ¦ Extract | 1 | Medium | B | 1 | 2025 | 5 | 3 | 3.2 | 22601 | 7180
Controls ¦ Building Management System (BMS) ¦ BMS Control Panel | 1 | High | B | 7 | 2031 | 5 | 2 | 2.7 | 12975 | 19600
Electrical ¦ Lighting ¦ Internal ¦ Emergency ¦ Self Contained ¦ LED | 8 | Urgent | B | 21 | 2045 | 5 | 1 | 2.2 | 3454 | 31918
HVAC ¦ Fan ¦ Central Ventilation Systems ¦ Axial | 1 | Medium | B | 3 | 2027 | 5 | 3 | 3.2 | 22602 | 13482
Fire ¦ Fire Fighting ¦ Fire Extinguishers ¦ Foam | 1 | Urgent | B | 6 | 2030 | 5 | 1 | 2.2 | 3455 | 16110
Water ¦ Local Hot Water ¦ Package Electric Water Heaters - Non-Drinking Water | 1 | Medium | B | 8 | 2032 | 5 | 3 | 3.2 | 22603 | 20896
Electrical ¦ LV Distribution ¦ Distribution Board ¦ Sub | 1 | High | B | 6 | 2030 | 5 | 2 | 2.7 | 12976 | 17492
Fabric ¦ Superstructure ¦ Windows and External Doors ¦ Roller Shutters ¦ Manual Roller Shutter | 1 | High | B | 1 | 2025 | 5 | 2 | 2.7 | 12977 | 3350
Electrical ¦ Lighting ¦ External ¦ General - LED | 2 | Medium | B | 11 | 2035 | 5 | 3 | 3.2 | 22604 | 25078
Electrical ¦ Lighting ¦ External ¦ General - LED | 2 | Medium | B | 11 | 2035 | 5 | 3 | 3.2 | 22605 | 25079
Fabric ¦ Superstructure ¦ Windows and External Doors ¦ External Doors ¦ Manual and Automatic Doors ¦ Emergency and Panic Escape Doors | 1 | Urgent | B | 11 | 2035 | 5 | 1 | 2.2 | 3456 | 23504
Electrical ¦ LV Distribution ¦ Distribution Board ¦ Sub | 1 | High | C | 1 | 2025 | 4 | 2 | 2.4 | 10503 | 2378
Electrical ¦ Lighting ¦ Internal ¦ Emergency ¦ Self Contained ¦ LED | 13 | Urgent | B | 21 | 2045 | 5 | 1 | 2.2 | 3457 | 31919
Electrical ¦ LV Distribution ¦ Distribution Board ¦ Sub | 1 | High | D | 8 | 2032 | 3 | 2 | 2.1 | 1103 | 20244
Fabric ¦ Superstructure ¦ Windows and External Doors ¦ External Doors ¦ Entrance Doors | 1 | High | B | 11 | 2035 | 5 | 2 | 2.7 | 12978 | 24276
Electrical ¦ Lighting ¦ Internal ¦ General ¦ LED Fittings & Luminaires | 69 | Medium | B | 10 | 2034 | 5 | 3 | 3.2 | 22606 | 22685
Electrical ¦ Lighting ¦ Internal ¦ General ¦ LED Fittings & Luminaires | 13 | Medium | B | 16 | 2040 | 5 | 3 | 3.2 | 22607 | 29440
Electrical ¦ LV Distribution ¦ Distribution Board ¦ Sub | 1 | High | B | 4 | 2028 | 5 | 2 | 2.7 | 12979 | 13920
Electrical ¦ LV Distribution ¦ Distribution Board ¦ Sub | 1 | High | B | 1 | 2025 | 5 | 2 | 2.7 | 12980 | 3351
Electrical ¦ LV Distribution ¦ Distribution Board ¦ Sub | 1 | High | B | 18 | 2042 | 5 | 2 | 2.7 | 12981 | 30799
Transport ¦ Lifts ¦ Disabled Lift ¦ Electric | 1 | High | B | 1 | 2025 | 5 | 2 | 2.7 | 12982 | 3352
Electrical ¦ Lighting ¦ Internal ¦ General | 116 | Medium | B | 15 | 2039 | 5 | 3 | 3.2 | 22608 | 28392
Fabric ¦ Superstructure ¦ Internal Doors ¦ Roller Shutters ¦ Electric Roller Shutter | 1 | Medium | B | 15 | 2039 | 5 | 3 | 3.2 | 22609 | 28393
Electrical ¦ Lighting ¦ Internal ¦ Emergency ¦ Self Contained ¦ LED | 4 | Urgent | B | 20 | 2044 | 5 | 1 | 2.2 | 3458 | 31444
Fire ¦ Fire Fighting ¦ Fire Extinguishers ¦ CO2 | 5 | Urgent | B | 6 | 2030 | 5 | 1 | 2.2 | 3459 | 16111
Electrical ¦ Lighting ¦ Internal ¦ Emergency ¦ Self Contained ¦ LED | 1 | Urgent | B | 21 | 2045 | 5 | 1 | 2.2 | 3460 | 31920
Fire ¦ Fire Fighting ¦ Fire Extinguishers ¦ Foam | 3 | Urgent | B | 6 | 2030 | 5 | 1 | 2.2 | 3461 | 16112
Fire ¦ Fire Fighting ¦ Fire Extinguishers ¦ Foam | 1 | Urgent | B | 6 | 2030 | 5 | 1 | 2.2 | 3462 | 16113
Controls ¦ Multi-System Controls ¦ Control Panel - Electrical Services (excluding Electrical Controllers and Pneumatic Relays) | 1 | Medium | B | 1 | 2025 | 5 | 3 | 3.2 | 22610 | 7181
Electrical ¦ Lighting ¦ Internal ¦ Emergency ¦ Self Contained ¦ LED | 5 | Urgent | B | 21 | 2045 | 5 | 1 | 2.2 | 3463 | 31921
HVAC ¦ Heat Emitters - Local ¦ Electric Heaters | 1 | Medium | B | 1 | 2025 | 5 | 3 | 3.2 | 22611 | 7182
HVAC ¦ Central Heating (Internally Sourced) ¦ Boiler ¦ Atmospheric Gas Burner Boiler - Small and/or Wall Hung for Light Commercial Installation | 1 | Medium | B | 7 | 2031 | 5 | 3 | 3.2 | 22612 | 19863
Fuel ¦ Distribution Systems ¦ Internal Storage ¦ Pumps ¦ Fuel Transfer Pump - Diesel | 1 | Medium | B | 5 | 2029 | 5 | 3 | 3.2 | 22613 | 14960
Electrical ¦ Specialist Lighting ¦ Internal ¦ Illuminated Fire Exit Signage | 3 | Urgent | B | 16 | 2040 | 5 | 1 | 2.2 | 3464 | 28718
HVAC ¦ Ventilation ¦ Air Handling Unit (AHU) ¦ Internal ¦ Central Heating & Cooling ¦ Electric & DX | 1 | Medium | B | 4 | 2028 | 5 | 3 | 3.2 | 22614 | 14083
Fabric ¦ Superstructure ¦ Internal Doors ¦ Roller Shutters ¦ Electric Roller Shutter | 1 | Medium | B | 16 | 2040 | 5 | 3 | 3.2 | 22615 | 29441
Fabric ¦ Superstructure ¦ Windows and External Doors ¦ External Doors ¦ Entrance Doors | 1 | High | B | 21 | 2045 | 5 | 2 | 2.7 | 12983 | 32588
Fabric ¦ Barriers and Guardrails ¦ Vehicle Crash Protection Barrier | 1 | V Low | B | 1 | 2025 | 5 | 4 | 3.7 | 32896 | 11896
HVAC ¦ Fan ¦ Local and Special Ventilation ¦ Fans Window or Wall Mounted | 1 | Medium | B | 1 | 2025 | 5 | 3 | 3.2 | 22616 | 7183
Fire ¦ Fire Fighting ¦ Fire Extinguishers ¦ CO2 | 2 | Urgent | B | 6 | 2030 | 5 | 1 | 2.2 | 3465 | 16114
Fire ¦ Fire Fighting ¦ Fire Extinguishers ¦ CO2 | 5 | Urgent | B | 6 | 2030 | 5 | 1 | 2.2 | 3466 | 16115
Electrical ¦ Lighting ¦ Internal ¦ General ¦ LED Fittings & Luminaires | 1 | Medium | B | 16 | 2040 | 5 | 3 | 3.2 | 22617 | 29442
Fire ¦ Fire Fighting ¦ Fire Extinguishers ¦ CO2 | 3 | Urgent | CX | 5 | 2029 | 2 | 1 | 1.3 | 330 | 14270
Fabric ¦ Superstructure ¦ Internal Doors ¦ Roller Shutters ¦ Electric Roller Shutter | 1 | Medium | B | 15 | 2039 | 5 | 3 | 3.2 | 22618 | 28394
HVAC ¦ Fan ¦ Central Cooling ¦ Axial | 1 | Medium | B | 10 | 2034 | 5 | 3 | 3.2 | 22619 | 22686
HVAC ¦ Ventilation ¦ Air Handling Unit (AHU) ¦ Internal ¦ Central Air Conditioning ¦ Gas Fired | 1 | Medium | B | 6 | 2030 | 5 | 3 | 3.2 | 22620 | 18555
HVAC ¦ Local and Special Ventilation ¦ Unit extract fans. | 1 | Medium | B | 1 | 2025 | 5 | 3 | 3.2 | 22621 | 7184
Electrical ¦ Lighting ¦ Internal ¦ General ¦ LED Fittings & Luminaires | 73 | Medium | B | 15 | 2039 | 5 | 3 | 3.2 | 22622 | 28395
HVAC ¦ Heat Emitters - Local ¦ Electric Heaters | 3 | Medium | B | 1 | 2025 | 5 | 3 | 3.2 | 22623 | 7185
HVAC ¦ Local Air Conditioning ¦ Single-Split Evaporator - Split Systems/Heat Pumps - Air-cooled with Direct Expansion Evaporator (DX) | 1 | Medium | B | 1 | 2025 | 5 | 3 | 3.2 | 22624 | 7186
Electrical ¦ LV Distribution ¦ Distribution Board ¦ Main | 1 | High | B | 15 | 2039 | 5 | 2 | 2.7 | 12984 | 28124
Fabric ¦ Superstructure ¦ Windows and External Doors ¦ External Doors ¦ Manual and Automatic Doors ¦ Emergency and Panic Escape Doors | 1 | Urgent | B | 11 | 2035 | 5 | 1 | 2.2 | 3467 | 23505
Electrical ¦ Lighting ¦ Internal ¦ Emergency ¦ Self Contained ¦ LED | 9 | Urgent | B | 21 | 2045 | 5 | 1 | 2.2 | 3468 | 31922
Electrical ¦ Lighting ¦ Internal ¦ Emergency ¦ Self Contained ¦ LED | 10 | Urgent | B | 23 | 2047 | 5 | 1 | 2.2 | 3469 | 33086
Electrical ¦ Lighting ¦ Internal ¦ Emergency ¦ Self Contained ¦ LED | 1 | Urgent | B | 15 | 2039 | 5 | 1 | 2.2 | 3470 | 27801
Electrical ¦ Lighting ¦ Internal ¦ General | 6 | Medium | B | 17 | 2041 | 5 | 3 | 3.2 | 22625 | 30434
HVAC ¦ Ventilation ¦ Air Handling Unit (AHU) ¦ Internal ¦ Central Air Conditioning ¦ Gas Fired | 1 | Medium | B | 10 | 2034 | 5 | 3 | 3.2 | 22626 | 22687
Fabric ¦ Superstructure ¦ Windows and External Doors ¦ External Doors ¦ Manual and Automatic Doors ¦ Emergency and Panic Escape Doors | 1 | Urgent | B | 19 | 2043 | 5 | 1 | 2.2 | 3471 | 31050
Fabric ¦ Barriers and Guardrails ¦ Vehicle Crash Protection Barrier | 1 | V Low | B | 1 | 2025 | 5 | 4 | 3.7 | 32897 | 11897
Electrical ¦ Lighting ¦ External ¦ General - LED | 2 | Medium | B | 5 | 2029 | 5 | 3 | 3.2 | 22627 | 14961
HVAC ¦ Central Air Conditioning ¦ Air Conditioning ¦ Multi-Split Evaporator - Split Systems/Heat Pumps - Air-cooled with Direct Expansion Evaporator (DX) | 1 | Medium | B | 7 | 2031 | 5 | 3 | 3.2 | 22628 | 19864
Electrical ¦ LV Distribution ¦ Distribution Board ¦ Sub | 1 | High | B | 1 | 2025 | 5 | 2 | 2.7 | 12985 | 3353
Electrical ¦ Lighting ¦ Internal ¦ General ¦ LED Fittings & Luminaires | 14 | Medium | B | 16 | 2040 | 5 | 3 | 3.2 | 22629 | 29443
HVAC ¦ Heat Emitters - Local ¦ Gas Fired Unit Heaters | 1 | Medium | B | 11 | 2035 | 5 | 3 | 3.2 | 22630 | 25080
Fire ¦ Fire Detection ¦ Fire Alarm Panel / Repeater | 1 | Urgent | B | 14 | 2038 | 5 | 1 | 2.2 | 3472 | 27346
Electrical ¦ Specialist Lighting ¦ Internal ¦ Illuminated Fire Exit Signage | 4 | Urgent | B | 16 | 2040 | 5 | 1 | 2.2 | 3473 | 28719
HVAC ¦ Heat Emitters - Local ¦ Electric Overdoor Air Curtain/Heater | 1 | Medium | B | 1 | 2025 | 5 | 3 | 3.2 | 22631 | 7187
Fabric ¦ Superstructure ¦ Windows and External Doors ¦ Roller Shutters ¦ Manual Roller Shutter | 1 | High | B | 1 | 2025 | 5 | 2 | 2.7 | 12986 | 3354
Electrical ¦ Lighting ¦ Internal ¦ General ¦ LED Fittings & Luminaires | 52 | Medium | B | 16 | 2040 | 5 | 3 | 3.2 | 22632 | 29444
Electrical ¦ Lighting ¦ Internal ¦ Emergency ¦ Self Contained ¦ LED | 9 | Urgent | B | 21 | 2045 | 5 | 1 | 2.2 | 3474 | 31923
Fire ¦ Fire Fighting ¦ Fire Extinguishers ¦ Powder | 4 | Urgent | B | 5 | 2029 | 5 | 1 | 2.2 | 3475 | 14345
Fire ¦ Fire Fighting ¦ Fire Extinguishers ¦ Foam | 4 | Urgent | B | 7 | 2031 | 5 | 1 | 2.2 | 3476 | 19243
HVAC ¦ Fan ¦ Local and Special Ventilation ¦ Kitchen Vent ¦ Extract | 1 | Low | B | 5 | 2029 | 5 | 4 | 3.7 | 32898 | 15612
Fabric ¦ Superstructure ¦ Internal Doors ¦ Roller Shutters ¦ Automatic Roller Shutter | 1 | High | B | 3 | 2027 | 5 | 2 | 2.7 | 12987 | 13347
Electrical ¦ Lighting ¦ Internal ¦ General ¦ LED Fittings & Luminaires | 126 | Medium | B | 16 | 2040 | 5 | 3 | 3.2 | 22633 | 29445
Fire ¦ Fire Fighting ¦ Fire Extinguishers ¦ CO2 | 1 | Urgent | B | 6 | 2030 | 5 | 1 | 2.2 | 3477 | 16116
Fabric ¦ Superstructure ¦ Windows and External Doors ¦ External Doors ¦ Manual and Automatic Doors ¦ Emergency and Panic Escape Doors | 1 | Urgent | B | 25 | 2049 | 5 | 1 | 2.2 | 3478 | 33292
Fabric ¦ Superstructure ¦ Internal Doors ¦ Roller Shutters ¦ Electric Roller Shutter | 1 | Medium | B | 1 | 2025 | 5 | 3 | 3.2 | 22634 | 7188
Fire ¦ Fire Fighting ¦ Fire Extinguishers ¦ Foam | 4 | Urgent | B | 6 | 2030 | 5 | 1 | 2.2 | 3479 | 16117
Electrical ¦ LV Distribution ¦ Distribution Board ¦ Sub | 1 | High | B | 1 | 2025 | 5 | 2 | 2.7 | 12988 | 3355
HVAC ¦ Fan ¦ Local and Special Ventilation ¦ Fans Window or Wall Mounted | 1 | Medium | B | 10 | 2034 | 5 | 3 | 3.2 | 22635 | 22688
Fabric ¦ Superstructure ¦ Windows and External Doors ¦ External Doors ¦ Manual and Automatic Doors ¦ Auto / Powered Sliding Doors | 1 | High | B | 19 | 2043 | 5 | 2 | 2.7 | 12989 | 31168
Electrical ¦ Lighting ¦ Internal ¦ General ¦ LED Fittings & Luminaires | 40 | Medium | B | 16 | 2040 | 5 | 3 | 3.2 | 22636 | 29446
HVAC ¦ Heat Emitters - Local ¦ Gas Fired Natural and Fan Assisted Heaters | 1 | Medium | B | 7 | 2031 | 5 | 3 | 3.2 | 22637 | 19865
Electrical ¦ Lighting ¦ Internal ¦ General ¦ LED Fittings & Luminaires | 103 | Medium | B | 16 | 2040 | 5 | 3 | 3.2 | 22638 | 29447
HVAC ¦ Local Air Conditioning ¦ Single-Split Condenser - Split Systems/Heat Pumps - Air-cooled with Direct Expansion Evaporator (DX) | 1 | Medium | B | 10 | 2034 | 5 | 3 | 3.2 | 22639 | 22689
HVAC ¦ Central Heating (Internally Sourced) ¦ Boiler ¦ Combination Atmospheric Burner Gas Boiler | 1 | High | B | 3 | 2027 | 5 | 2 | 2.7 | 12990 | 13348
HVAC ¦ Fan ¦ Central Cooling ¦ Axial | 1 | Medium | B | 1 | 2025 | 5 | 3 | 3.2 | 22640 | 7189
Fire ¦ Fire Fighting ¦ Fire Extinguishers ¦ Foam | 9 | Urgent | B | 1 | 2025 | 5 | 1 | 2.2 | 3480 | 1154
Electrical ¦ LV Distribution ¦ Distribution Board ¦ Sub | 1 | High | B | 1 | 2025 | 5 | 2 | 2.7 | 12991 | 3356
Fabric ¦ Superstructure ¦ Windows and External Doors ¦ Roller Shutters ¦ Manual Roller Shutter | 1 | High | B | 21 | 2045 | 5 | 2 | 2.7 | 12992 | 32589
Electrical ¦ Lighting ¦ Internal ¦ Emergency ¦ Self Contained ¦ LED | 6 | Urgent | B | 21 | 2045 | 5 | 1 | 2.2 | 3481 | 31924
HVAC ¦ Central Air Conditioning ¦ Air Conditioning ¦ Multi-Split Evaporator - DX Split Systems (With Gas, Electric or Hot Water Heaters) | 1 | High | B | 1 | 2025 | 5 | 2 | 2.7 | 12993 | 3357
Fabric ¦ Superstructure ¦ Internal Doors ¦ Roller Shutters ¦ Electric Roller Shutter | 1 | Medium | B | 8 | 2032 | 5 | 3 | 3.2 | 22641 | 20897
Electrical ¦ Lighting ¦ Internal ¦ Emergency ¦ Self Contained ¦ LED | 6 | Urgent | B | 21 | 2045 | 5 | 1 | 2.2 | 3482 | 31925
Electrical ¦ Specialist Lighting ¦ Internal ¦ Illuminated Fire Exit Signage | 42 | Urgent | B | 16 | 2040 | 5 | 1 | 2.2 | 3483 | 28720
Electrical ¦ Specialist Lighting ¦ Internal ¦ Illuminated Fire Exit Signage | 1 | Urgent | B | 10 | 2034 | 5 | 1 | 2.2 | 3484 | 22022
HVAC ¦ Local Air Conditioning ¦ Single-Split Condenser - Split Systems/Heat Pumps - Air-cooled with Direct Expansion Evaporator (DX) | 1 | Medium | B | 1 | 2025 | 5 | 3 | 3.2 | 22642 | 7190
HVAC ¦ Fan ¦ Local and Special Ventilation ¦ Extract | 1 | Medium | B | 1 | 2025 | 5 | 3 | 3.2 | 22643 | 7191
Fabric ¦ Superstructure ¦ Internal Doors ¦ Roller Shutters ¦ Automatic Roller Shutter | 1 | High | B | 1 | 2025 | 5 | 2 | 2.7 | 12994 | 3358
HVAC ¦ Heat Emitters - Local ¦ Gas Fired Unit Heaters | 1 | Medium | B | 5 | 2029 | 5 | 3 | 3.2 | 22644 | 14962
Fire ¦ Fire Fighting ¦ Fire Extinguishers ¦ Foam | 3 | Urgent | B | 7 | 2031 | 5 | 1 | 2.2 | 3485 | 19244
Controls ¦ Building Management System (BMS) ¦ BMS Control Panel | 1 | High | B | 9 | 2033 | 5 | 2 | 2.7 | 12995 | 21575
Electrical ¦ Specialist Lighting ¦ Internal ¦ Illuminated Fire Exit Signage | 1 | Urgent | B | 15 | 2039 | 5 | 1 | 2.2 | 3486 | 27802
HVAC ¦ Heat Emitters - Local ¦ Gas Fired Unit Heaters | 1 | Medium | C | 1 | 2025 | 4 | 3 | 2.9 | 18538 | 5477
HVAC ¦ Fan ¦ Central Ventilation Systems ¦ Extract | 1 | Medium | B | 1 | 2025 | 5 | 3 | 3.2 | 22645 | 7192
Fire ¦ Fire Fighting ¦ Fire Extinguishers ¦ Foam | 4 | Urgent | B | 6 | 2030 | 5 | 1 | 2.2 | 3487 | 16118
Electrical ¦ Lighting ¦ Internal ¦ Emergency ¦ Self Contained ¦ LED | 4 | Urgent | B | 21 | 2045 | 5 | 1 | 2.2 | 3488 | 31926
HVAC ¦ Central Heating (Internally Sourced) ¦ Boiler ¦ Atmospheric Gas Burner - Free Standing Boiler | 1 | Medium | B | 1 | 2025 | 5 | 3 | 3.2 | 22646 | 7193
HVAC ¦ Fan ¦ Central Cooling ¦ Axial | 1 | Medium | B | 1 | 2025 | 5 | 3 | 3.2 | 22647 | 7194
Fabric ¦ Superstructure ¦ Windows and External Doors ¦ External Doors ¦ Manual and Automatic Doors ¦ Emergency and Panic Escape Doors | 1 | Urgent | B | 25 | 2049 | 5 | 1 | 2.2 | 3489 | 33293
Electrical ¦ Lighting ¦ Internal ¦ General | 2 | Medium | B | 4 | 2028 | 5 | 3 | 3.2 | 22648 | 14084
Fire ¦ Fire Fighting ¦ Fire Extinguishers ¦ Foam | 7 | Urgent | B | 7 | 2031 | 5 | 1 | 2.2 | 3490 | 19245
Electrical ¦ Lighting ¦ Internal ¦ General | 3 | Medium | B | 6 | 2030 | 5 | 3 | 3.2 | 22649 | 18556
HVAC ¦ Local Air Conditioning ¦ Single-Split Condenser - Split Systems/Heat Pumps - Air-cooled with Direct Expansion Evaporator (DX) | 1 | Medium | B | 1 | 2025 | 5 | 3 | 3.2 | 22650 | 7195
Fabric ¦ Superstructure ¦ Windows and External Doors ¦ External Doors ¦ Manual and Automatic Doors ¦ Powered Swing Doors (Push Pad) | 1 | High | B | 1 | 2025 | 5 | 2 | 2.7 | 12996 | 3359
HVAC ¦ Fan ¦ Local and Special Ventilation ¦ Axial | 1 | Medium | B | 3 | 2027 | 5 | 3 | 3.2 | 22651 | 13483
Electrical ¦ Lighting ¦ Internal ¦ General ¦ LED Fittings & Luminaires | 1 | Medium | B | 13 | 2037 | 5 | 3 | 3.2 | 22652 | 27103
HVAC ¦ Local Air Conditioning ¦ Single-Split Condenser - Split Systems/Heat Pumps - Air-cooled with Direct Expansion Evaporator (DX) | 1 | Medium | B | 12 | 2036 | 5 | 3 | 3.2 | 22653 | 26425
HVAC ¦ Fan ¦ Local and Special Ventilation ¦ Fans Window or Wall Mounted | 1 | Medium | B | 8 | 2032 | 5 | 3 | 3.2 | 22654 | 20898
Fabric ¦ Superstructure ¦ Windows and External Doors ¦ External Doors ¦ Entrance Doors | 1 | High | B | 15 | 2039 | 5 | 2 | 2.7 | 12997 | 28125
Fabric ¦ Barriers and Guardrails ¦ Vehicle Crash Protection Barrier | 1 | V Low | B | 1 | 2025 | 5 | 4 | 3.7 | 32899 | 11898
Fabric ¦ Superstructure ¦ Internal Doors ¦ Roller Shutters ¦ Automatic Roller Shutter | 1 | High | B | 4 | 2028 | 5 | 2 | 2.7 | 12998 | 13921
Fire ¦ Fire Fighting ¦ Fire Extinguishers ¦ CO2 | 5 | Urgent | B | 9 | 2033 | 5 | 1 | 2.2 | 3491 | 21273
Water ¦ Local Hot Water ¦ Package Electric Water Heaters - Non-Drinking Water | 1 | Medium | B | 8 | 2032 | 5 | 3 | 3.2 | 22655 | 20899
Electrical ¦ Lighting ¦ Internal ¦ General | 6 | Medium | B | 1 | 2025 | 5 | 3 | 3.2 | 22656 | 7196
Electrical ¦ Lighting ¦ Internal ¦ General ¦ LED Fittings & Luminaires | 1 | Medium | B | 11 | 2035 | 5 | 3 | 3.2 | 22657 | 25081
Water ¦ Local Hot Water ¦ Instantaneous Electric Water Heater - Non-Drinking Water | 1 | Medium | B | 10 | 2034 | 5 | 3 | 3.2 | 22658 | 22690
Electrical ¦ LV Distribution ¦ Distribution Board ¦ Sub | 1 | High | B | 1 | 2025 | 5 | 2 | 2.7 | 12999 | 3360
Electrical ¦ Lighting ¦ External ¦ General - Non-LED | 1 | Medium | B | 1 | 2025 | 5 | 3 | 3.2 | 22659 | 7197
Fire ¦ Fire Fighting ¦ Fire Extinguishers ¦ CO2 | 2 | Urgent | B | 7 | 2031 | 5 | 1 | 2.2 | 3492 | 19246
Fire ¦ Fire Fighting ¦ Fire Extinguishers ¦ CO2 | 4 | Urgent | B | 7 | 2031 | 5 | 1 | 2.2 | 3493 | 19247
HVAC ¦ Local Air Conditioning ¦ Single-Split Condenser - Split Systems/Heat Pumps - Air-cooled with Direct Expansion Evaporator (DX) | 1 | Medium | B | 11 | 2035 | 5 | 3 | 3.2 | 22660 | 25082
Electrical ¦ LV Distribution ¦ Distribution Board ¦ Sub | 1 | High | B | 6 | 2030 | 5 | 2 | 2.7 | 13000 | 17493
Electrical ¦ Lighting ¦ Internal ¦ Emergency ¦ Self Contained ¦ LED | 21 | Urgent | B | 21 | 2045 | 5 | 1 | 2.2 | 3494 | 31927
Electrical ¦ Specialist Lighting ¦ Internal ¦ Illuminated Fire Exit Signage | 1 | Urgent | B | 18 | 2042 | 5 | 1 | 2.2 | 3495 | 30631
Fire ¦ Fire Fighting ¦ Fire Extinguishers ¦ CO2 | 4 | Urgent | B | 6 | 2030 | 5 | 1 | 2.2 | 3496 | 16119
Fire ¦ Fire Detection ¦ Fire Alarm Panel / Repeater | 1 | Urgent | B | 1 | 2025 | 5 | 1 | 2.2 | 3497 | 1155
HVAC ¦ Fan ¦ Central Cooling ¦ Axial | 1 | Medium | B | 1 | 2025 | 5 | 3 | 3.2 | 22661 | 7198
Electrical ¦ Lighting ¦ External ¦ General - Non-LED | 1 | Medium | C | 1 | 2025 | 4 | 3 | 2.9 | 18539 | 5478
Electrical ¦ Lighting ¦ External ¦ General - LED | 2 | Medium | B | 11 | 2035 | 5 | 3 | 3.2 | 22662 | 25083
HVAC ¦ Heat Emitters - Local ¦ Gas Fired Unit Heaters | 1 | Medium | C | 1 | 2025 | 4 | 3 | 2.9 | 18540 | 5479
Electrical ¦ LV Distribution ¦ Distribution Board ¦ Sub | 1 | High | B | 4 | 2028 | 5 | 2 | 2.7 | 13001 | 13922
Fabric ¦ Superstructure ¦ Windows and External Doors ¦ Roller Shutters ¦ Manual Roller Shutter | 1 | High | B | 1 | 2025 | 5 | 2 | 2.7 | 13002 | 3361
Electrical ¦ Lighting ¦ Internal ¦ Emergency ¦ Self Contained ¦ LED | 13 | Urgent | B | 15 | 2039 | 5 | 1 | 2.2 | 3498 | 27803
HVAC ¦ Local Air Conditioning ¦ Single-Split Condenser - Split Systems/Heat Pumps - Air-cooled with Direct Expansion Evaporator (DX) | 1 | Medium | B | 1 | 2025 | 5 | 3 | 3.2 | 22663 | 7199
Fire ¦ Fire Detection ¦ Fire Alarm System | 1 | Urgent | B | 11 | 2035 | 5 | 1 | 2.2 | 3499 | 23506
Electrical ¦ LV Distribution ¦ Distribution Board ¦ Sub | 1 | High | B | 11 | 2035 | 5 | 2 | 2.7 | 13003 | 24277
Controls ¦ Building Management System (BMS) ¦ BMS Control Panel | 1 | High | B | 4 | 2028 | 5 | 2 | 2.7 | 13004 | 13923
Electrical ¦ Specialist Lighting ¦ Internal ¦ Illuminated Fire Exit Signage | 7 | Urgent | B | 13 | 2037 | 5 | 1 | 2.2 | 3500 | 26837
HVAC ¦ Central Heating (Internally Sourced) ¦ Burner ¦ Forced draft gas burner | 1 | Medium | B | 1 | 2025 | 5 | 3 | 3.2 | 22664 | 7200
Electrical ¦ LV Distribution ¦ Distribution Board ¦ Main | 1 | High | B | 19 | 2043 | 5 | 2 | 2.7 | 13005 | 31169
Electrical ¦ Specialist Lighting ¦ Internal ¦ Illuminated Fire Exit Signage | 1 | Urgent | B | 16 | 2040 | 5 | 1 | 2.2 | 3501 | 28721
Electrical ¦ Lighting ¦ Internal ¦ Emergency ¦ Self Contained ¦ LED | 4 | Urgent | B | 16 | 2040 | 5 | 1 | 2.2 | 3502 | 28722
Electrical ¦ LV Distribution ¦ Distribution Board ¦ Main | 1 | High | B | 20 | 2044 | 5 | 2 | 2.7 | 13006 | 31606
Electrical ¦ Lighting ¦ Internal ¦ Emergency ¦ Self Contained ¦ LED | 6 | Urgent | B | 11 | 2035 | 5 | 1 | 2.2 | 3503 | 23507
Electrical ¦ Lighting ¦ Internal ¦ Emergency ¦ Self Contained ¦ LED | 1 | Urgent | B | 21 | 2045 | 5 | 1 | 2.2 | 3504 | 31928
Security ¦ Access ¦ Access Control ¦ Door ¦ Local Lock / Keypad / Manual | 1 | Medium | B | 1 | 2025 | 5 | 3 | 3.2 | 22665 | 7201
HVAC ¦ Ductwork ¦ Ductwork, Fittings and Ancillaries ¦ Central Ventilation Systems ¦ Fire Dampers ¦ Automatic | 1 | Urgent | DX | 1 | 2025 | 1 | 1 | 1 | 6 | 4
Fire ¦ Fire Detection ¦ Fire Alarm Panel / Repeater | 1 | Urgent | B | 7 | 2031 | 5 | 1 | 2.2 | 3505 | 19248
Electrical ¦ LV Distribution ¦ Distribution Board ¦ Sub | 1 | High | C | 1 | 2025 | 4 | 2 | 2.4 | 10504 | 2379
Fabric ¦ Superstructure ¦ Windows and External Doors ¦ Roller Shutters ¦ Manual Roller Shutter | 1 | High | B | 1 | 2025 | 5 | 2 | 2.7 | 13007 | 3362
Electrical ¦ Lighting ¦ External ¦ General - LED | 3 | Medium | B | 11 | 2035 | 5 | 3 | 3.2 | 22666 | 25084
Electrical ¦ Specialist Lighting ¦ Internal ¦ Illuminated Fire Exit Signage | 2 | Urgent | B | 1 | 2025 | 5 | 1 | 2.2 | 3506 | 1156
Fire ¦ Fire Fighting ¦ Fire Extinguishers ¦ Foam | 6 | Urgent | B | 1 | 2025 | 5 | 1 | 2.2 | 3507 | 1157
Electrical ¦ Lighting ¦ External ¦ General - Non-LED | 3 | Medium | B | 1 | 2025 | 5 | 3 | 3.2 | 22667 | 7202
Electrical ¦ Lighting ¦ Internal ¦ Emergency ¦ Self Contained ¦ LED | 3 | Urgent | B | 21 | 2045 | 5 | 1 | 2.2 | 3508 | 31929
HVAC ¦ Heat Emitters - Local ¦ Electric Heaters | 3 | Medium | B | 1 | 2025 | 5 | 3 | 3.2 | 22668 | 7203
Electrical ¦ LV Distribution ¦ Distribution Board ¦ Sub | 1 | High | B | 1 | 2025 | 5 | 2 | 2.7 | 13008 | 3363
HVAC ¦ Central Heating (Internally Sourced) ¦ Boiler ¦ Electric Boilers | 1 | Medium | B | 1 | 2025 | 5 | 3 | 3.2 | 22669 | 7204
Controls ¦ Multi-System Controls ¦ Control Panel - Electrical Services (excluding Electrical Controllers and Pneumatic Relays) | 1 | Medium | B | 12 | 2036 | 5 | 3 | 3.2 | 22670 | 26426
HVAC ¦ Heat Emitters - Local ¦ Electric Heaters | 3 | Medium | B | 1 | 2025 | 5 | 3 | 3.2 | 22671 | 7205
Fire ¦ Fire Fighting ¦ Fire Extinguishers ¦ Foam | 4 | Urgent | B | 6 | 2030 | 5 | 1 | 2.2 | 3509 | 16120
Electrical ¦ Lighting ¦ Internal ¦ General | 35 | Medium | B | 10 | 2034 | 5 | 3 | 3.2 | 22672 | 22691
HVAC ¦ Local Air Conditioning ¦ Single-Split Condenser - Split Systems/Heat Pumps - Air-cooled with Direct Expansion Evaporator (DX) | 1 | Medium | B | 9 | 2033 | 5 | 3 | 3.2 | 22673 | 21729
HVAC ¦ Ventilation ¦ Air Handling Unit (AHU) ¦ Internal ¦ Central Air Conditioning ¦ Gas Fired | 1 | Medium | B | 12 | 2036 | 5 | 3 | 3.2 | 22674 | 26427
Fire ¦ Fire Fighting ¦ Fire Extinguishers ¦ Foam | 1 | Urgent | B | 6 | 2030 | 5 | 1 | 2.2 | 3510 | 16121
Electrical ¦ Lighting ¦ External ¦ General - LED | 1 | Medium | B | 11 | 2035 | 5 | 3 | 3.2 | 22675 | 25085
Fire ¦ Fire Fighting ¦ Fire Extinguishers ¦ CO2 | 2 | Urgent | B | 1 | 2025 | 5 | 1 | 2.2 | 3511 | 1158
HVAC ¦ Fan ¦ Local and Special Ventilation ¦ Ventilating - General | 1 | Medium | B | 5 | 2029 | 5 | 3 | 3.2 | 22676 | 14963
Fabric ¦ Superstructure ¦ Windows and External Doors ¦ External Doors ¦ Manual and Automatic Doors ¦ Auto / Powered Sliding Doors | 1 | High | B | 25 | 2049 | 5 | 2 | 2.7 | 13009 | 33381
Fabric ¦ Superstructure ¦ Internal Doors ¦ Roller Shutters ¦ Electric Roller Shutter | 1 | Medium | B | 22 | 2046 | 5 | 3 | 3.2 | 22677 | 33049
HVAC ¦ Heat Emitters - Local ¦ Electric Heaters | 4 | Medium | B | 1 | 2025 | 5 | 3 | 3.2 | 22678 | 7206
Water ¦ Local Hot Water ¦ Package Electric Water Heaters - Non-Drinking Water | 1 | Medium | B | 8 | 2032 | 5 | 3 | 3.2 | 22679 | 20900
HVAC ¦ Fan ¦ Central Ventilation Systems ¦ Ventilating - General | 1 | Low | B | 1 | 2025 | 5 | 4 | 3.7 | 32900 | 11899
HVAC ¦ Central Heating (Internally Sourced) ¦ Burner ¦ Atmospheric Gas Burner | 1 | Medium | B | 2 | 2026 | 5 | 3 | 3.2 | 22680 | 13050
Fabric ¦ Superstructure ¦ Windows and External Doors ¦ External Doors ¦ Manual and Automatic Doors ¦ High Security Door | 1 | High | B | 6 | 2030 | 5 | 2 | 2.7 | 13010 | 17494
HVAC ¦ Heat Emitters - Local ¦ Electric Heaters | 3 | Medium | B | 1 | 2025 | 5 | 3 | 3.2 | 22681 | 7207
HVAC ¦ Local and Special Ventilation ¦ Unit extract fans. | 1 | Medium | B | 1 | 2025 | 5 | 3 | 3.2 | 22682 | 7208
Electrical ¦ Lighting ¦ Internal ¦ General ¦ LED Fittings & Luminaires | 39 | Medium | B | 10 | 2034 | 5 | 3 | 3.2 | 22683 | 22692
Security ¦ Access ¦ Access Control ¦ Door ¦ Local Lock / Keypad / Manual | 2 | Medium | B | 11 | 2035 | 5 | 3 | 3.2 | 22684 | 25086
HVAC ¦ Fan ¦ Local and Special Ventilation ¦ Extract | 1 | Medium | B | 1 | 2025 | 5 | 3 | 3.2 | 22685 | 7209
Fire ¦ Fire Fighting ¦ Fire Extinguishers ¦ CO2 | 5 | Urgent | B | 9 | 2033 | 5 | 1 | 2.2 | 3512 | 21274
Fabric ¦ Superstructure ¦ Windows and External Doors ¦ Roller Shutters ¦ Electric Roller Shutter | 1 | High | C | 1 | 2025 | 4 | 2 | 2.4 | 10505 | 2380
HVAC ¦ Fan ¦ Local and Special Ventilation ¦ Extract | 1 | Medium | B | 6 | 2030 | 5 | 3 | 3.2 | 22686 | 18557
Fabric ¦ Superstructure ¦ Internal Doors ¦ Roller Shutters ¦ Electric Roller Shutter | 1 | Medium | B | 11 | 2035 | 5 | 3 | 3.2 | 22687 | 25087
Electrical ¦ Lighting ¦ Internal ¦ General | 23 | Medium | C | 1 | 2025 | 4 | 3 | 2.9 | 18541 | 5480
Electrical ¦ Lighting ¦ External ¦ General - LED | 4 | Medium | B | 7 | 2031 | 5 | 3 | 3.2 | 22688 | 19866
Electrical ¦ LV Distribution ¦ Distribution Board ¦ Main | 1 | High | B | 10 | 2034 | 5 | 2 | 2.7 | 13011 | 22316
Water ¦ Local Hot Water ¦ Instantaneous Electric Water Heater - Non-Drinking Water | 1 | Medium | B | 1 | 2025 | 5 | 3 | 3.2 | 22689 | 7210
HVAC ¦ Fan ¦ Local and Special Ventilation ¦ Extract | 1 | Medium | B | 1 | 2025 | 5 | 3 | 3.2 | 22690 | 7211
HVAC ¦ Fan ¦ Local and Special Ventilation ¦ Extract | 1 | Medium | B | 1 | 2025 | 5 | 3 | 3.2 | 22691 | 7212
Fire ¦ Fire Fighting ¦ Fire Extinguishers ¦ Foam | 5 | Urgent | B | 6 | 2030 | 5 | 1 | 2.2 | 3513 | 16122
Fire ¦ Fire Fighting ¦ Fire Extinguishers ¦ Foam | 6 | Urgent | B | 6 | 2030 | 5 | 1 | 2.2 | 3514 | 16123
Fabric ¦ Superstructure ¦ Internal Doors ¦ Roller Shutters ¦ Internal Manual Roller Shutter | 1 | Medium | B | 1 | 2025 | 5 | 3 | 3.2 | 22692 | 7213
HVAC ¦ Fan ¦ Local and Special Ventilation ¦ Kitchen Vent ¦ Extract | 1 | Low | B | 5 | 2029 | 5 | 4 | 3.7 | 32901 | 15613
HVAC ¦ Heat Emitters - Local ¦ Electric Heaters | 3 | Medium | B | 1 | 2025 | 5 | 3 | 3.2 | 22693 | 7214
Security ¦ Access ¦ Access Control ¦ Door ¦ Local Lock / Keypad / Manual | 2 | Medium | B | 1 | 2025 | 5 | 3 | 3.2 | 22694 | 7215
Fabric ¦ Superstructure ¦ Windows and External Doors ¦ External Doors ¦ Entrance Doors | 1 | High | B | 32 | 2056 | 5 | 2 | 2.7 | 13012 | 33827
HVAC ¦ Fan ¦ Local and Special Ventilation ¦ Extract | 1 | Medium | B | 1 | 2025 | 5 | 3 | 3.2 | 22695 | 7216
HVAC ¦ Fan ¦ Local and Special Ventilation ¦ Extract | 1 | Medium | B | 1 | 2025 | 5 | 3 | 3.2 | 22696 | 7217
Electrical ¦ Lighting ¦ Internal ¦ General ¦ LED Fittings & Luminaires | 30 | Medium | B | 16 | 2040 | 5 | 3 | 3.2 | 22697 | 29448
Fabric ¦ Superstructure ¦ Windows and External Doors ¦ External Doors ¦ Manual and Automatic Doors ¦ Emergency and Panic Escape Doors | 1 | Urgent | B | 6 | 2030 | 5 | 1 | 2.2 | 3515 | 16124
Fabric ¦ Superstructure ¦ Windows and External Doors ¦ External Doors ¦ Entrance Doors | 1 | High | B | 6 | 2030 | 5 | 2 | 2.7 | 13013 | 17495
HVAC ¦ Fan ¦ Local and Special Ventilation ¦ Extract | 1 | Medium | B | 1 | 2025 | 5 | 3 | 3.2 | 22698 | 7218
Electrical ¦ Specialist Lighting ¦ Internal ¦ Illuminated Fire Exit Signage | 2 | Urgent | B | 16 | 2040 | 5 | 1 | 2.2 | 3516 | 28723
Electrical ¦ Lighting ¦ Internal ¦ General ¦ LED Fittings & Luminaires | 42 | Medium | B | 16 | 2040 | 5 | 3 | 3.2 | 22699 | 29449
HVAC ¦ Local and Special Ventilation ¦ Unit extract fans. | 1 | Medium | CX | 1 | 2025 | 2 | 3 | 2.3 | 10122 | 2073
Fabric ¦ Superstructure ¦ Internal Doors ¦ Roller Shutters ¦ Internal Manual Roller Shutter | 1 | Medium | B | 21 | 2045 | 5 | 3 | 3.2 | 22700 | 32791
Fabric ¦ Superstructure ¦ Windows and External Doors ¦ External Doors ¦ Entrance Doors | 1 | High | C | 25 | 2049 | 4 | 2 | 2.4 | 10506 | 33352
Electrical ¦ LV Distribution ¦ Distribution Board ¦ Sub | 1 | High | B | 1 | 2025 | 5 | 2 | 2.7 | 13014 | 3364
HVAC ¦ Fan ¦ Central Ventilation Systems ¦ Ventilating - General | 1 | Low | B | 1 | 2025 | 5 | 4 | 3.7 | 32902 | 11900
HVAC ¦ Central Heating (Internally Sourced) ¦ Boiler ¦ Atmospheric Gas Burner/Condensing Combination Boiler (domestic type) | 1 | High | B | 2 | 2026 | 5 | 2 | 2.7 | 13015 | 12882
Electrical ¦ Lighting ¦ Internal ¦ General ¦ LED Fittings & Luminaires | 110 | Medium | B | 10 | 2034 | 5 | 3 | 3.2 | 22701 | 22693
Electrical ¦ LV Distribution ¦ Distribution Board ¦ Sub | 1 | High | B | 16 | 2040 | 5 | 2 | 2.7 | 13016 | 29130
HVAC ¦ Ductwork ¦ Ductwork, Fittings and Ancillaries ¦ Central Ventilation Systems ¦ Fire Dampers ¦ Automatic | 1 | Urgent | DX | 1 | 2025 | 1 | 1 | 1 | 7 | 5
Fabric ¦ Superstructure ¦ Windows and External Doors ¦ Roller Shutters ¦ Manual Roller Shutter | 1 | High | B | 1 | 2025 | 5 | 2 | 2.7 | 13017 | 3365
HVAC ¦ Central Heating (Internally Sourced) ¦ Burner ¦ Forced draft gas burner | 1 | Medium | B | 5 | 2029 | 5 | 3 | 3.2 | 22702 | 14964
Electrical ¦ LV Distribution ¦ Distribution Board ¦ Sub | 1 | High | B | 6 | 2030 | 5 | 2 | 2.7 | 13018 | 17496
Electrical ¦ Lighting ¦ Internal ¦ Emergency ¦ Self Contained ¦ LED | 10 | Urgent | B | 22 | 2046 | 5 | 1 | 2.2 | 3517 | 32870
HVAC ¦ Heat Emitters - Local ¦ Electric Heaters | 2 | Medium | B | 1 | 2025 | 5 | 3 | 3.2 | 22703 | 7219
HVAC ¦ Fan ¦ Local and Special Ventilation ¦ Ventilating - General | 1 | Medium | B | 1 | 2025 | 5 | 3 | 3.2 | 22704 | 7220
Fabric ¦ Superstructure ¦ Internal Doors ¦ Roller Shutters ¦ Internal Manual Roller Shutter | 1 | Medium | B | 1 | 2025 | 5 | 3 | 3.2 | 22705 | 7221
HVAC ¦ Local Air Conditioning ¦ Single-Split Condenser - Split Systems/Heat Pumps - Air-cooled with Direct Expansion Evaporator (DX) | 1 | Medium | CX | 1 | 2025 | 2 | 3 | 2.3 | 10123 | 2074
Electrical ¦ Lighting ¦ Internal ¦ General ¦ LED Fittings & Luminaires | 3 | Medium | B | 16 | 2040 | 5 | 3 | 3.2 | 22706 | 29450
HVAC ¦ Heat Emitters - Local ¦ Gas Fired Unit Heaters | 1 | Medium | C | 1 | 2025 | 4 | 3 | 2.9 | 18542 | 5481
HVAC ¦ Fan ¦ Local and Special Ventilation ¦ Extract | 1 | Medium | B | 7 | 2031 | 5 | 3 | 3.2 | 22707 | 19867
Electrical ¦ Lighting ¦ External ¦ General - Non-LED | 4 | Medium | B | 5 | 2029 | 5 | 3 | 3.2 | 22708 | 14965
Electrical ¦ Lighting ¦ External ¦ General - Non-LED | 2 | Medium | B | 1 | 2025 | 5 | 3 | 3.2 | 22709 | 7222
Electrical ¦ LV Distribution ¦ Distribution Board ¦ Sub | 1 | High | B | 1 | 2025 | 5 | 2 | 2.7 | 13019 | 3366
Electrical ¦ LV Distribution ¦ Distribution Board ¦ Sub | 1 | High | A | 19 | 2043 | 6 | 2 | 3 | 19533 | 31291
HVAC ¦ Local and Special Ventilation ¦ Unit extract fans. | 1 | Medium | B | 1 | 2025 | 5 | 3 | 3.2 | 22710 | 7223
HVAC ¦ Ventilation ¦ Air Handling Unit (AHU) ¦ Internal ¦ Central Air Conditioning ¦ Gas Fired | 1 | Medium | B | 1 | 2025 | 5 | 3 | 3.2 | 22711 | 7224
Electrical ¦ LV Distribution ¦ Distribution Board ¦ Sub | 1 | High | B | 13 | 2037 | 5 | 2 | 2.7 | 13020 | 26962
Fabric ¦ Superstructure ¦ Windows and External Doors ¦ External Doors ¦ Manual and Automatic Doors ¦ Emergency and Panic Escape Doors | 1 | Urgent | B | 31 | 2055 | 5 | 1 | 2.2 | 3518 | 33740
Electrical ¦ Lighting ¦ External ¦ General - LED | 2 | Medium | B | 11 | 2035 | 5 | 3 | 3.2 | 22712 | 25088
Electrical ¦ Lighting ¦ Internal ¦ Emergency ¦ Self Contained ¦ LED | 15 | Urgent | B | 21 | 2045 | 5 | 1 | 2.2 | 3519 | 31930
Fire ¦ Fire Fighting ¦ Fire Extinguishers ¦ CO2 | 2 | Urgent | B | 6 | 2030 | 5 | 1 | 2.2 | 3520 | 16125
HVAC ¦ Fan ¦ Central Ventilation Systems ¦ Extract | 1 | Medium | B | 5 | 2029 | 5 | 3 | 3.2 | 22713 | 14966
Electrical ¦ LV Distribution ¦ Distribution Board ¦ Sub | 1 | High | B | 1 | 2025 | 5 | 2 | 2.7 | 13021 | 3367
HVAC ¦ Fan ¦ Local and Special Ventilation ¦ Ventilating - General | 1 | Medium | B | 5 | 2029 | 5 | 3 | 3.2 | 22714 | 14967
Fabric ¦ Superstructure ¦ Windows and External Doors ¦ External Doors ¦ Entrance Doors | 1 | High | B | 11 | 2035 | 5 | 2 | 2.7 | 13022 | 24278
Electrical ¦ Specialist Lighting ¦ Internal ¦ Illuminated Fire Exit Signage | 8 | Urgent | B | 16 | 2040 | 5 | 1 | 2.2 | 3521 | 28724
Fire ¦ Fire Fighting ¦ Fire Extinguishers ¦ CO2 | 4 | Urgent | B | 7 | 2031 | 5 | 1 | 2.2 | 3522 | 19249
Fire ¦ Fire Fighting ¦ Fire Extinguishers ¦ CO2 | 4 | Urgent | B | 2 | 2026 | 5 | 1 | 2.2 | 3523 | 12534
Water ¦ Local Hot Water ¦ Instantaneous Electric Water Heater - Non-Drinking Water | 1 | Medium | B | 1 | 2025 | 5 | 3 | 3.2 | 22715 | 7225
Electrical ¦ Lighting ¦ Internal ¦ Emergency ¦ Self Contained ¦ LED | 13 | Urgent | B | 22 | 2046 | 5 | 1 | 2.2 | 3524 | 32871
Electrical ¦ LV Distribution ¦ Distribution Board ¦ Sub | 1 | High | B | 1 | 2025 | 5 | 2 | 2.7 | 13023 | 3368
Fabric ¦ Superstructure ¦ Windows and External Doors ¦ External Doors ¦ Manual and Automatic Doors ¦ High Security Door | 1 | High | B | 6 | 2030 | 5 | 2 | 2.7 | 13024 | 17497
Fabric ¦ Superstructure ¦ Windows and External Doors ¦ External Doors ¦ Manual and Automatic Doors ¦ Emergency and Panic Escape Doors | 1 | Urgent | B | 11 | 2035 | 5 | 1 | 2.2 | 3525 | 23508
Fabric ¦ Superstructure ¦ Windows and External Doors ¦ External Doors ¦ Manual and Automatic Doors ¦ Emergency and Panic Escape Doors | 1 | Urgent | B | 1 | 2025 | 5 | 1 | 2.2 | 3526 | 1159
HVAC ¦ Fan ¦ Local and Special Ventilation ¦ Ventilating - General | 1 | Medium | B | 1 | 2025 | 5 | 3 | 3.2 | 22716 | 7226
Electrical ¦ Lighting ¦ Internal ¦ Emergency ¦ Self Contained ¦ LED | 3 | Urgent | B | 15 | 2039 | 5 | 1 | 2.2 | 3527 | 27804
Electrical ¦ Lighting ¦ Internal ¦ Emergency ¦ Self Contained ¦ Non LED | 3 | Urgent | B | 15 | 2039 | 5 | 1 | 2.2 | 3528 | 27805
Fire ¦ Fire Fighting ¦ Fire Extinguishers ¦ Foam | 2 | Urgent | B | 9 | 2033 | 5 | 1 | 2.2 | 3529 | 21275
Fire ¦ Fire Detection ¦ Fire Alarm Panel / Repeater | 1 | Urgent | B | 11 | 2035 | 5 | 1 | 2.2 | 3530 | 23509
Fabric ¦ Superstructure ¦ Windows and External Doors ¦ External Doors ¦ Manual and Automatic Doors ¦ Emergency and Panic Escape Doors | 1 | Urgent | B | 21 | 2045 | 5 | 1 | 2.2 | 3531 | 31931
Fabric ¦ Superstructure ¦ Windows and External Doors ¦ External Doors ¦ Manual and Automatic Doors ¦ Powered Swing Doors (Push Pad) | 1 | High | B | 6 | 2030 | 5 | 2 | 2.7 | 13025 | 17498
Fire ¦ Fire Fighting ¦ Fire Extinguishers ¦ Foam | 4 | Urgent | B | 6 | 2030 | 5 | 1 | 2.2 | 3532 | 16126
Electrical ¦ Specialist Lighting ¦ Internal ¦ Illuminated Fire Exit Signage | 6 | Urgent | B | 17 | 2041 | 5 | 1 | 2.2 | 3533 | 30062
Electrical ¦ Lighting ¦ Internal ¦ Emergency ¦ Self Contained ¦ LED | 3 | Urgent | B | 17 | 2041 | 5 | 1 | 2.2 | 3534 | 30063
Fabric ¦ Superstructure ¦ Windows and External Doors ¦ External Doors ¦ Manual and Automatic Doors ¦ Emergency and Panic Escape Doors | 1 | Urgent | B | 8 | 2032 | 5 | 1 | 2.2 | 3535 | 20353
Electrical ¦ Lighting ¦ Internal ¦ Emergency ¦ Self Contained ¦ Non LED | 1 | Urgent | B | 15 | 2039 | 5 | 1 | 2.2 | 3536 | 27806
Electrical ¦ LV Distribution ¦ Distribution Board ¦ Sub | 1 | High | C | 1 | 2025 | 4 | 2 | 2.4 | 10507 | 2381
HVAC ¦ Fan ¦ Central Ventilation Systems ¦ Ventilating - General | 1 | Low | B | 12 | 2036 | 5 | 4 | 3.7 | 32903 | 26798
HVAC ¦ Fan ¦ Central Heating ¦ Axial | 1 | High | B | 1 | 2025 | 5 | 2 | 2.7 | 13026 | 3369
Fire ¦ Fire Detection ¦ Fire Alarm System | 1 | Urgent | B | 11 | 2035 | 5 | 1 | 2.2 | 3537 | 23510
HVAC ¦ Heat Emitters - Local ¦ Gas Fired Natural and Fan Assisted Heaters | 1 | Medium | B | 5 | 2029 | 5 | 3 | 3.2 | 22717 | 14968
Fire ¦ Fire Detection ¦ Fire Alarm Panel / Repeater | 1 | Urgent | B | 14 | 2038 | 5 | 1 | 2.2 | 3538 | 27347
Fire ¦ Fire Detection ¦ Fire Alarm Panel / Repeater | 1 | Urgent | B | 7 | 2031 | 5 | 1 | 2.2 | 3539 | 19250
Fire ¦ Fire Fighting ¦ Fire Extinguishers ¦ Foam | 2 | Urgent | B | 6 | 2030 | 5 | 1 | 2.2 | 3540 | 16127
Electrical ¦ Lighting ¦ External ¦ General - Non-LED | 1 | Medium | C | 1 | 2025 | 4 | 3 | 2.9 | 18543 | 5482
Fire ¦ Fire Fighting ¦ Fire Extinguishers ¦ Foam | 5 | Urgent | B | 8 | 2032 | 5 | 1 | 2.2 | 3541 | 20354
HVAC ¦ Fan ¦ Local and Special Ventilation ¦ Fans Window or Wall Mounted | 1 | Medium | B | 9 | 2033 | 5 | 3 | 3.2 | 22718 | 21730
Electrical ¦ LV Distribution ¦ Distribution Board ¦ Sub | 1 | High | B | 1 | 2025 | 5 | 2 | 2.7 | 13027 | 3370
Security ¦ Access ¦ Access Control ¦ Gate Access - Local Lock / Keypad / Manual (External) | 1 | Medium | B | 5 | 2029 | 5 | 3 | 3.2 | 22719 | 14969
Electrical ¦ Lighting ¦ Internal ¦ General ¦ LED Fittings & Luminaires | 2 | Medium | B | 17 | 2041 | 5 | 3 | 3.2 | 22720 | 30435
Electrical ¦ LV Distribution ¦ Distribution Board ¦ Sub | 1 | High | B | 1 | 2025 | 5 | 2 | 2.7 | 13028 | 3371
Fabric ¦ Superstructure ¦ Windows and External Doors ¦ External Doors ¦ Manual and Automatic Doors ¦ Emergency and Panic Escape Doors | 1 | Urgent | B | 31 | 2055 | 5 | 1 | 2.2 | 3542 | 33741
Fire ¦ Fire Fighting ¦ Fire Extinguishers ¦ CO2 | 2 | Urgent | B | 6 | 2030 | 5 | 1 | 2.2 | 3543 | 16128
Electrical ¦ LV Distribution ¦ Distribution Board ¦ Sub | 1 | High | B | 15 | 2039 | 5 | 2 | 2.7 | 13029 | 28126
HVAC ¦ Ventilation ¦ Air Handling Unit (AHU) ¦ Internal ¦ Central Air Conditioning ¦ Gas Fired | 1 | Medium | B | 1 | 2025 | 5 | 3 | 3.2 | 22721 | 7227
Electrical ¦ LV Distribution ¦ Distribution Board ¦ Sub | 1 | High | B | 17 | 2041 | 5 | 2 | 2.7 | 13030 | 30303
Security ¦ Access ¦ Access Control ¦ Gate Access - Local Lock / Keypad / Manual (External) | 1 | Medium | B | 1 | 2025 | 5 | 3 | 3.2 | 22722 | 7228
HVAC ¦ Fan ¦ Local and Special Ventilation ¦ Extract | 1 | Medium | B | 1 | 2025 | 5 | 3 | 3.2 | 22723 | 7229
Fire ¦ Fire Fighting ¦ Fire Extinguishers ¦ Foam | 7 | Urgent | B | 6 | 2030 | 5 | 1 | 2.2 | 3544 | 16129
HVAC ¦ Heat Emitters - Local ¦ Electric Heaters | 2 | Medium | B | 1 | 2025 | 5 | 3 | 3.2 | 22724 | 7230
Electrical ¦ Specialist Lighting ¦ Internal ¦ Illuminated Fire Exit Signage | 1 | Urgent | A | 20 | 2044 | 6 | 1 | 2.5 | 10860 | 31581
Electrical ¦ Specialist Lighting ¦ Internal ¦ Illuminated Fire Exit Signage | 1 | Urgent | B | 16 | 2040 | 5 | 1 | 2.2 | 3545 | 28725
Fire ¦ Fire Fighting ¦ Fire Extinguishers ¦ Foam | 8 | Urgent | B | 6 | 2030 | 5 | 1 | 2.2 | 3546 | 16130
HVAC ¦ Heat Emitters - Local ¦ Gas Fired Natural and Fan Assisted Heaters | 1 | Medium | B | 1 | 2025 | 5 | 3 | 3.2 | 22725 | 7231
Electrical ¦ Lighting ¦ Internal ¦ General ¦ LED Fittings & Luminaires | 20 | Medium | B | 17 | 2041 | 5 | 3 | 3.2 | 22726 | 30436
Water ¦ Local Hot Water ¦ Package Electric Water Heaters - Non-Drinking Water | 1 | Medium | B | 3 | 2027 | 5 | 3 | 3.2 | 22727 | 13484
HVAC ¦ Fan ¦ Central Ventilation Systems ¦ Ventilating - General | 1 | Low | B | 12 | 2036 | 5 | 4 | 3.7 | 32904 | 26799
Transport ¦ Lifts ¦ Passenger Lift electric ¦ Electric | 1 | Medium | B | 17 | 2041 | 5 | 3 | 3.2 | 22728 | 30437
Electrical ¦ Lighting ¦ Internal ¦ General ¦ LED Fittings & Luminaires | 132 | Medium | B | 16 | 2040 | 5 | 3 | 3.2 | 22729 | 29451
HVAC ¦ Central Air Conditioning ¦ Air Conditioning ¦ Multi-Split Condenser - Split Systems/Heat Pumps - Air-cooled with Direct Expansion Evaporator (DX) | 1 | Medium | B | 9 | 2033 | 5 | 3 | 3.2 | 22730 | 21731
Fabric ¦ Superstructure ¦ Windows and External Doors ¦ External Doors ¦ Manual and Automatic Doors ¦ Emergency and Panic Escape Doors | 1 | Urgent | B | 1 | 2025 | 5 | 1 | 2.2 | 3547 | 1160
Electrical ¦ LV Distribution ¦ Distribution Board ¦ Main | 1 | High | CX | 1 | 2025 | 2 | 2 | 1.8 | 498 | 400
Electrical ¦ LV Distribution ¦ Distribution Board ¦ Sub | 1 | High | B | 1 | 2025 | 5 | 2 | 2.7 | 13031 | 3372
Controls ¦ Building Management System (BMS) ¦ BMS Control Panel | 1 | High | B | 7 | 2031 | 5 | 2 | 2.7 | 13032 | 19601
Electrical ¦ Lighting ¦ Internal ¦ Emergency ¦ Self Contained ¦ LED | 8 | Urgent | B | 22 | 2046 | 5 | 1 | 2.2 | 3548 | 32872
HVAC ¦ Heat Emitters - Local ¦ Electric Heaters | 3 | Medium | B | 1 | 2025 | 5 | 3 | 3.2 | 22731 | 7232
HVAC ¦ Fan ¦ Local and Special Ventilation ¦ Extract | 1 | Medium | B | 6 | 2030 | 5 | 3 | 3.2 | 22732 | 18558
Controls ¦ Building Management System (BMS) ¦ BMS Control Panel | 1 | High | B | 7 | 2031 | 5 | 2 | 2.7 | 13033 | 19602
HVAC ¦ Heat Emitters - Central ¦ Radiators ¦ Steel | 3 | Medium | B | 6 | 2030 | 5 | 3 | 3.2 | 22733 | 18559
Fire ¦ Fire Fighting ¦ Fire Blanket | 1 | Urgent | B | 1 | 2025 | 5 | 1 | 2.2 | 3549 | 1161
HVAC ¦ Fan ¦ Local and Special Ventilation ¦ Extract | 1 | Medium | B | 11 | 2035 | 5 | 3 | 3.2 | 22734 | 25089
HVAC ¦ Fan ¦ Central Ventilation Systems ¦ Axial | 1 | Medium | B | 5 | 2029 | 5 | 3 | 3.2 | 22735 | 14970
Electrical ¦ Lighting ¦ Internal ¦ Emergency ¦ Self Contained ¦ LED | 6 | Urgent | B | 21 | 2045 | 5 | 1 | 2.2 | 3550 | 31932
Electrical ¦ Lighting ¦ Internal ¦ General | 4 | Medium | B | 1 | 2025 | 5 | 3 | 3.2 | 22736 | 7233
Electrical ¦ Lighting ¦ Internal ¦ General ¦ LED Fittings & Luminaires | 9 | Medium | B | 16 | 2040 | 5 | 3 | 3.2 | 22737 | 29452
Fabric ¦ Superstructure ¦ Windows and External Doors ¦ External Doors ¦ Manual and Automatic Doors ¦ Auto / Powered Sliding Doors | 1 | High | B | 27 | 2051 | 5 | 2 | 2.7 | 13034 | 33565
Controls ¦ Multi-System Controls ¦ Motor Control Centre (MCC) | 1 | Low | B | 1 | 2025 | 5 | 4 | 3.7 | 32905 | 11901
Fabric ¦ Superstructure ¦ Windows and External Doors ¦ Roller Shutters ¦ Manual Roller Shutter | 1 | High | B | 1 | 2025 | 5 | 2 | 2.7 | 13035 | 3373
Electrical ¦ Lighting ¦ Internal ¦ General | 11 | Medium | B | 1 | 2025 | 5 | 3 | 3.2 | 22738 | 7234
Electrical ¦ Lighting ¦ Internal ¦ Emergency ¦ Self Contained ¦ LED | 1 | Urgent | B | 17 | 2041 | 5 | 1 | 2.2 | 3551 | 30064
Electrical ¦ Lighting ¦ Internal ¦ General | 18 | Medium | B | 1 | 2025 | 5 | 3 | 3.2 | 22739 | 7235
Electrical ¦ Specialist Lighting ¦ Internal ¦ Illuminated Fire Exit Signage | 2 | Urgent | B | 12 | 2036 | 5 | 1 | 2.2 | 3552 | 25984
Electrical ¦ Specialist Lighting ¦ Internal ¦ Illuminated Fire Exit Signage | 2 | Urgent | B | 15 | 2039 | 5 | 1 | 2.2 | 3553 | 27807
HVAC ¦ Fan ¦ Central Ventilation Systems ¦ Ventilating - General | 1 | Low | B | 1 | 2025 | 5 | 4 | 3.7 | 32906 | 11902
Fabric ¦ Superstructure ¦ Internal Doors ¦ Roller Shutters ¦ Internal Manual Roller Shutter | 1 | Medium | B | 1 | 2025 | 5 | 3 | 3.2 | 22740 | 7236
HVAC ¦ Fan ¦ Local and Special Ventilation ¦ Extract | 1 | Medium | DX | 1 | 2025 | 1 | 3 | 2 | 838 | 554
HVAC ¦ Heat Emitters - Local ¦ Gas Fired Unit Heaters | 1 | Medium | B | 7 | 2031 | 5 | 3 | 3.2 | 22741 | 19868
HVAC ¦ Fan ¦ Central Heating & Cooling ¦ Bifurcated | 1 | Medium | B | 1 | 2025 | 5 | 3 | 3.2 | 22742 | 7237
Fire ¦ Fire Detection ¦ Fire Alarm System | 1 | Urgent | B | 11 | 2035 | 5 | 1 | 2.2 | 3554 | 23511
Electrical ¦ Specialist Lighting ¦ Internal ¦ Illuminated Fire Exit Signage | 1 | Urgent | B | 1 | 2025 | 5 | 1 | 2.2 | 3555 | 1162
Electrical ¦ LV Distribution ¦ Distribution Board ¦ Main | 1 | High | B | 17 | 2041 | 5 | 2 | 2.7 | 13036 | 30304
HVAC ¦ Heat Emitters - Local ¦ Gas Fired Natural and Fan Assisted Heaters | 1 | Medium | B | 1 | 2025 | 5 | 3 | 3.2 | 22743 | 7238
Electrical ¦ LV Distribution ¦ Distribution Board ¦ Sub | 1 | High | B | 18 | 2042 | 5 | 2 | 2.7 | 13037 | 30800
Fire ¦ Fire Fighting ¦ Fire Extinguishers ¦ Powder | 2 | Urgent | B | 6 | 2030 | 5 | 1 | 2.2 | 3556 | 16131
Fabric ¦ Superstructure ¦ Windows and External Doors ¦ Roller Shutters ¦ Electric Roller Shutter | 1 | High | B | 7 | 2031 | 5 | 2 | 2.7 | 13038 | 19603
Fabric ¦ Superstructure ¦ Windows and External Doors ¦ Roller Shutters ¦ Electric Roller Shutter | 1 | High | C | 9 | 2033 | 4 | 2 | 2.4 | 10508 | 21527
Electrical ¦ LV Distribution ¦ Distribution Board ¦ Sub | 1 | High | B | 18 | 2042 | 5 | 2 | 2.7 | 13039 | 30801
Fabric ¦ Superstructure ¦ Windows and External Doors ¦ Roller Shutters ¦ Electric Roller Shutter | 1 | High | B | 13 | 2037 | 5 | 2 | 2.7 | 13040 | 26963
HVAC ¦ Heat Emitters - Central ¦ Radiators ¦ Steel | 3 | Medium | B | 6 | 2030 | 5 | 3 | 3.2 | 22744 | 18560
Fabric ¦ Superstructure ¦ Windows and External Doors ¦ Roller Shutters ¦ Manual Roller Shutter | 1 | High | B | 1 | 2025 | 5 | 2 | 2.7 | 13041 | 3374
Fire ¦ Fire Detection ¦ Fire Alarm System | 1 | Urgent | B | 1 | 2025 | 5 | 1 | 2.2 | 3557 | 1163
Electrical ¦ Specialist Lighting ¦ Internal ¦ Illuminated Fire Exit Signage | 7 | Urgent | B | 16 | 2040 | 5 | 1 | 2.2 | 3558 | 28726
Fire ¦ Fire Fighting ¦ Fire Extinguishers ¦ Foam | 6 | Urgent | B | 6 | 2030 | 5 | 1 | 2.2 | 3559 | 16132
Electrical ¦ LV Distribution ¦ Distribution Board ¦ Sub | 1 | High | CX | 1 | 2025 | 2 | 2 | 1.8 | 499 | 401
Fabric ¦ Superstructure ¦ Windows and External Doors ¦ External Doors ¦ Entrance Doors | 1 | High | B | 21 | 2045 | 5 | 2 | 2.7 | 13042 | 32590
Electrical ¦ Specialist Lighting ¦ Internal ¦ Illuminated Fire Exit Signage | 1 | Urgent | B | 1 | 2025 | 5 | 1 | 2.2 | 3560 | 1164
Electrical ¦ Lighting ¦ Internal ¦ General ¦ LED Fittings & Luminaires | 18 | Medium | B | 16 | 2040 | 5 | 3 | 3.2 | 22745 | 29453
HVAC ¦ Heat Emitters - Local ¦ Electric Heaters | 1 | Medium | B | 5 | 2029 | 5 | 3 | 3.2 | 22746 | 14971
Fire ¦ Fire Fighting ¦ Fire Extinguishers ¦ Foam | 4 | Urgent | B | 9 | 2033 | 5 | 1 | 2.2 | 3561 | 21276
HVAC ¦ Fan ¦ Local and Special Ventilation ¦ Fans Window or Wall Mounted | 1 | Medium | B | 8 | 2032 | 5 | 3 | 3.2 | 22747 | 20901
Fire ¦ Fire Fighting ¦ Fire Extinguishers ¦ CO2 | 1 | Urgent | B | 1 | 2025 | 5 | 1 | 2.2 | 3562 | 1165
Transport ¦ Lifts ¦ Disabled Lift ¦ Electric | 1 | High | B | 1 | 2025 | 5 | 2 | 2.7 | 13043 | 3375
Water ¦ Local Hot Water ¦ Package Electric Water Heaters - Non-Drinking Water | 1 | Medium | B | 7 | 2031 | 5 | 3 | 3.2 | 22748 | 19869
HVAC ¦ Fan ¦ Local and Special Ventilation ¦ Fans Window or Wall Mounted | 1 | Medium | B | 7 | 2031 | 5 | 3 | 3.2 | 22749 | 19870
Fabric ¦ Superstructure ¦ Windows and External Doors ¦ External Doors ¦ Entrance Doors | 1 | High | B | 11 | 2035 | 5 | 2 | 2.7 | 13044 | 24279
Fabric ¦ Superstructure ¦ Windows and External Doors ¦ External Doors ¦ Entrance Doors | 1 | High | B | 18 | 2042 | 5 | 2 | 2.7 | 13045 | 30802
Fabric ¦ Superstructure ¦ Windows and External Doors ¦ Roller Shutters ¦ Manual Roller Shutter | 1 | High | B | 20 | 2044 | 5 | 2 | 2.7 | 13046 | 31607
HVAC ¦ Heat Emitters - Local ¦ Gas Fired Unit Heaters | 1 | Medium | B | 1 | 2025 | 5 | 3 | 3.2 | 22750 | 7239
Fabric ¦ Superstructure ¦ Windows and External Doors ¦ Roller Shutters ¦ Manual Roller Shutter | 1 | High | B | 5 | 2029 | 5 | 2 | 2.7 | 13047 | 14609
Fabric ¦ Superstructure ¦ Windows and External Doors ¦ Roller Shutters ¦ Manual Roller Shutter | 1 | High | B | 8 | 2032 | 5 | 2 | 2.7 | 13048 | 20691
Electrical ¦ Lighting ¦ Internal ¦ Emergency ¦ Externally Powered ¦ Non LED | 8 | Urgent | B | 11 | 2035 | 5 | 1 | 2.2 | 3563 | 23512
Electrical ¦ LV Distribution ¦ Distribution Board ¦ Main | 1 | High | B | 15 | 2039 | 5 | 2 | 2.7 | 13049 | 28127
HVAC ¦ Ventilation ¦ Air Handling Unit (AHU) ¦ Internal ¦ Central Air Conditioning ¦ Gas Fired | 1 | Medium | CX | 1 | 2025 | 2 | 3 | 2.3 | 10124 | 2075
Electrical ¦ LV Distribution ¦ Distribution Board ¦ Sub | 1 | High | B | 12 | 2036 | 5 | 2 | 2.7 | 13050 | 26167
HVAC ¦ Fan ¦ Central Heating & Cooling ¦ Bifurcated | 1 | Medium | B | 1 | 2025 | 5 | 3 | 3.2 | 22751 | 7240
Fabric ¦ Superstructure ¦ Windows and External Doors ¦ Roller Shutters ¦ Electric Roller Shutter | 1 | High | B | 10 | 2034 | 5 | 2 | 2.7 | 13051 | 22317
Electrical ¦ Lighting ¦ Internal ¦ General ¦ LED Fittings & Luminaires | 7 | Medium | B | 17 | 2041 | 5 | 3 | 3.2 | 22752 | 30438
Fire ¦ Fire Detection ¦ Fire Alarm Panel / Repeater | 1 | Urgent | B | 12 | 2036 | 5 | 1 | 2.2 | 3564 | 25985
Electrical ¦ Lighting ¦ Internal ¦ General | 41 | Medium | B | 6 | 2030 | 5 | 3 | 3.2 | 22753 | 18561
HVAC ¦ Heat Emitters - Local ¦ Gas Fired Natural and Fan Assisted Heaters | 1 | Medium | B | 6 | 2030 | 5 | 3 | 3.2 | 22754 | 18562
HVAC ¦ Fan ¦ Local and Special Ventilation ¦ Fans Window or Wall Mounted | 1 | Medium | B | 8 | 2032 | 5 | 3 | 3.2 | 22755 | 20902
Fabric ¦ Superstructure ¦ Windows and External Doors ¦ External Doors ¦ Entrance Doors | 1 | High | C | 7 | 2031 | 4 | 2 | 2.4 | 10509 | 19545
Fire ¦ Fire Fighting ¦ Fire Extinguishers ¦ CO2 | 3 | Urgent | B | 6 | 2030 | 5 | 1 | 2.2 | 3565 | 16133
Fabric ¦ Superstructure ¦ Windows and External Doors ¦ External Doors ¦ Manual and Automatic Doors ¦ Auto / Powered Swing Doors | 1 | High | CX | 21 | 2045 | 2 | 2 | 1.8 | 500 | 31709
Fabric ¦ Superstructure ¦ Windows and External Doors ¦ External Doors ¦ Manual and Automatic Doors ¦ Emergency and Panic Escape Doors | 1 | Urgent | B | 20 | 2044 | 5 | 1 | 2.2 | 3566 | 31445
HVAC ¦ Fan ¦ Local and Special Ventilation ¦ Axial | 1 | Medium | DX | 1 | 2025 | 1 | 3 | 2 | 839 | 555
Fabric ¦ Superstructure ¦ Windows and External Doors ¦ External Doors ¦ Manual and Automatic Doors ¦ Emergency and Panic Escape Doors | 1 | Urgent | B | 15 | 2039 | 5 | 1 | 2.2 | 3567 | 27808
Electrical ¦ LV Distribution ¦ Distribution Board ¦ Sub | 1 | High | D | 8 | 2032 | 3 | 2 | 2.1 | 1104 | 20245
Water ¦ Local Hot Water ¦ Package Electric Water Heaters - Non-Drinking Water | 1 | Medium | B | 1 | 2025 | 5 | 3 | 3.2 | 22756 | 7241
Electrical ¦ LV Distribution ¦ Distribution Board ¦ Main | 1 | High | B | 1 | 2025 | 5 | 2 | 2.7 | 13052 | 3376
Fabric ¦ Superstructure ¦ Windows and External Doors ¦ External Doors ¦ Manual and Automatic Doors ¦ Auto / Powered Sliding Doors | 1 | High | B | 20 | 2044 | 5 | 2 | 2.7 | 13053 | 31608
Electrical ¦ Specialist Lighting ¦ Internal ¦ Illuminated Fire Exit Signage | 1 | Urgent | B | 16 | 2040 | 5 | 1 | 2.2 | 3568 | 28727
HVAC ¦ Local Air Conditioning ¦ Single-Split Condenser - Split Systems/Heat Pumps - Air-cooled with Direct Expansion Evaporator (DX) | 1 | Medium | B | 1 | 2025 | 5 | 3 | 3.2 | 22757 | 7242
Electrical ¦ LV Distribution ¦ Distribution Board ¦ Main | 1 | High | B | 6 | 2030 | 5 | 2 | 2.7 | 13054 | 17499
Electrical ¦ LV Distribution ¦ Distribution Board ¦ Main | 1 | High | B | 1 | 2025 | 5 | 2 | 2.7 | 13055 | 3377
Water ¦ Local Hot Water ¦ Package Electric Water Heaters - Non-Drinking Water | 1 | Medium | A | 10 | 2034 | 6 | 3 | 3.5 | 32494 | 23204
HVAC ¦ Fan ¦ Local and Special Ventilation ¦ Axial | 1 | Medium | B | 1 | 2025 | 5 | 3 | 3.2 | 22758 | 7243
HVAC ¦ Fan ¦ Local and Special Ventilation ¦ Axial | 1 | Medium | B | 1 | 2025 | 5 | 3 | 3.2 | 22759 | 7244
Fabric ¦ Superstructure ¦ Windows and External Doors ¦ External Doors ¦ Entrance Doors | 1 | High | B | 21 | 2045 | 5 | 2 | 2.7 | 13056 | 32591
HVAC ¦ Fan ¦ Local and Special Ventilation ¦ Axial | 1 | Medium | B | 3 | 2027 | 5 | 3 | 3.2 | 22760 | 13485
Fire ¦ Fire Detection ¦ Fire Alarm Panel / Repeater | 1 | Urgent | B | 11 | 2035 | 5 | 1 | 2.2 | 3569 | 23513
Electrical ¦ Lighting ¦ Internal ¦ Emergency ¦ Self Contained ¦ LED | 7 | Urgent | B | 22 | 2046 | 5 | 1 | 2.2 | 3570 | 32873
Electrical ¦ Lighting ¦ External ¦ General - LED | 1 | Medium | B | 11 | 2035 | 5 | 3 | 3.2 | 22761 | 25090
HVAC ¦ Heat Emitters - Local ¦ Gas Fired Natural and Fan Assisted Heaters | 1 | Medium | B | 5 | 2029 | 5 | 3 | 3.2 | 22762 | 14972
Fire ¦ Fire Fighting ¦ Fire Extinguishers ¦ Foam | 2 | Urgent | B | 7 | 2031 | 5 | 1 | 2.2 | 3571 | 19251
HVAC ¦ Fan ¦ Local and Special Ventilation ¦ Kitchen Vent ¦ Fans Window or Wall Mounted | 1 | Medium | B | 13 | 2037 | 5 | 3 | 3.2 | 22763 | 27104
HVAC ¦ Central Heating (Internally Sourced) ¦ Boiler ¦ Atmospheric Gas Burner/Condensing Combination Boiler (domestic type) | 1 | High | B | 1 | 2025 | 5 | 2 | 2.7 | 13057 | 3378
Electrical ¦ Specialist Lighting ¦ Internal ¦ Illuminated Fire Exit Signage | 6 | Urgent | B | 16 | 2040 | 5 | 1 | 2.2 | 3572 | 28728
Electrical ¦ Specialist Lighting ¦ Internal ¦ Illuminated Fire Exit Signage | 4 | Urgent | B | 16 | 2040 | 5 | 1 | 2.2 | 3573 | 28729
Electrical ¦ LV Distribution ¦ Distribution Board ¦ Sub | 1 | High | B | 4 | 2028 | 5 | 2 | 2.7 | 13058 | 13924
HVAC ¦ Heat Emitters - Local ¦ Gas Fired Unit Heaters | 1 | Medium | B | 8 | 2032 | 5 | 3 | 3.2 | 22764 | 20903
Fire ¦ Fire Detection ¦ Fire Alarm Panel / Repeater | 1 | Urgent | B | 9 | 2033 | 5 | 1 | 2.2 | 3574 | 21277
HVAC ¦ Fan ¦ Central Ventilation Systems ¦ Ventilating - General | 1 | Low | B | 1 | 2025 | 5 | 4 | 3.7 | 32907 | 11903
HVAC ¦ Central Heating (Internally Sourced) ¦ Boiler ¦ Atmospheric Gas Burner/Condensing Combination Boiler (domestic type) | 1 | High | B | 4 | 2028 | 5 | 2 | 2.7 | 13059 | 13925
Fabric ¦ Barriers and Guardrails ¦ Vehicle Crash Protection Barrier | 5 | V Low | B | 1 | 2025 | 5 | 4 | 3.7 | 32908 | 11904
HVAC ¦ Fan ¦ Central Heating & Cooling ¦ Bifurcated | 1 | Medium | B | 1 | 2025 | 5 | 3 | 3.2 | 22765 | 7245
Fabric ¦ Superstructure ¦ Internal Doors ¦ Roller Shutters ¦ Internal Manual Roller Shutter | 1 | Medium | C | 1 | 2025 | 4 | 3 | 2.9 | 18544 | 5483
Fabric ¦ Superstructure ¦ Windows and External Doors ¦ Roller Shutters ¦ Manual Roller Shutter | 1 | High | B | 5 | 2029 | 5 | 2 | 2.7 | 13060 | 14610
Fabric ¦ Superstructure ¦ Windows and External Doors ¦ External Doors ¦ Entrance Doors | 1 | High | B | 20 | 2044 | 5 | 2 | 2.7 | 13061 | 31609
Fabric ¦ Superstructure ¦ Windows and External Doors ¦ Roller Shutters ¦ Electric Roller Shutter | 1 | High | B | 8 | 2032 | 5 | 2 | 2.7 | 13062 | 20692
Water ¦ Local Hot Water ¦ Package Electric Water Heaters - Non-Drinking Water | 1 | Medium | B | 1 | 2025 | 5 | 3 | 3.2 | 22766 | 7246
Fire ¦ Fire Fighting ¦ Fire Extinguishers ¦ CO2 | 4 | Urgent | B | 6 | 2030 | 5 | 1 | 2.2 | 3575 | 16134
HVAC ¦ Ventilation ¦ Air Handling Unit (AHU) ¦ Internal ¦ Central Air Conditioning ¦ Gas Fired | 1 | Medium | B | 16 | 2040 | 5 | 3 | 3.2 | 22767 | 29454
Fabric ¦ Superstructure ¦ Windows and External Doors ¦ External Doors ¦ Entrance Doors | 1 | High | C | 10 | 2034 | 4 | 2 | 2.4 | 10510 | 22191
HVAC ¦ Central Heating (Internally Sourced) ¦ Burner ¦ Forced draft gas burner | 1 | Medium | B | 11 | 2035 | 5 | 3 | 3.2 | 22768 | 25091
Fire ¦ Fire Fighting ¦ Fire Extinguishers ¦ Wet Chemical | 1 | Urgent | B | 6 | 2030 | 5 | 1 | 2.2 | 3576 | 16135
Electrical ¦ LV Distribution ¦ Distribution Board ¦ Sub | 1 | High | B | 1 | 2025 | 5 | 2 | 2.7 | 13063 | 3379
Fabric ¦ Superstructure ¦ Windows and External Doors ¦ Roller Shutters ¦ Electric Roller Shutter | 1 | High | B | 18 | 2042 | 5 | 2 | 2.7 | 13064 | 30803
Fabric ¦ Barriers and Guardrails ¦ Vehicle Crash Protection Barrier | 1 | V Low | B | 8 | 2032 | 5 | 4 | 3.7 | 32909 | 21179
Electrical ¦ Lighting ¦ Internal ¦ Emergency ¦ Self Contained ¦ LED | 6 | Urgent | B | 15 | 2039 | 5 | 1 | 2.2 | 3577 | 27809
HVAC ¦ Fan ¦ Local and Special Ventilation ¦ Axial | 1 | Medium | B | 1 | 2025 | 5 | 3 | 3.2 | 22769 | 7247
HVAC ¦ Fan ¦ Local and Special Ventilation ¦ Axial | 1 | Medium | B | 1 | 2025 | 5 | 3 | 3.2 | 22770 | 7248
Fabric ¦ Superstructure ¦ Windows and External Doors ¦ External Doors ¦ Manual and Automatic Doors ¦ High Security Door | 1 | High | B | 11 | 2035 | 5 | 2 | 2.7 | 13065 | 24280
Fabric ¦ Superstructure ¦ Windows and External Doors ¦ External Doors ¦ Entrance Doors | 1 | High | B | 21 | 2045 | 5 | 2 | 2.7 | 13066 | 32592
Electrical ¦ Lighting ¦ Internal ¦ General ¦ LED Fittings & Luminaires | 60 | Medium | B | 6 | 2030 | 5 | 3 | 3.2 | 22771 | 18563
Fire ¦ Fire Fighting ¦ Fire Extinguishers ¦ CO2 | 2 | Urgent | B | 6 | 2030 | 5 | 1 | 2.2 | 3578 | 16136
HVAC ¦ Central Air Conditioning ¦ Air Conditioning ¦ Multi-Split Condenser - DX Split Systems (With Gas, Electric or Hot Water Heaters) | 1 | Medium | B | 10 | 2034 | 5 | 3 | 3.2 | 22772 | 22694
Electrical ¦ LV Distribution ¦ Distribution Board ¦ Sub | 1 | High | B | 1 | 2025 | 5 | 2 | 2.7 | 13067 | 3380
HVAC ¦ Fan ¦ Local and Special Ventilation ¦ Axial | 1 | Medium | B | 1 | 2025 | 5 | 3 | 3.2 | 22773 | 7249
HVAC ¦ Fan ¦ Local and Special Ventilation ¦ Axial | 1 | Medium | B | 1 | 2025 | 5 | 3 | 3.2 | 22774 | 7250
Electrical ¦ Lighting ¦ Internal ¦ General ¦ LED Fittings & Luminaires | 2 | Medium | B | 12 | 2036 | 5 | 3 | 3.2 | 22775 | 26428
Electrical ¦ Lighting ¦ External ¦ General - Non-LED | 4 | Medium | B | 1 | 2025 | 5 | 3 | 3.2 | 22776 | 7251
Electrical ¦ Lighting ¦ Internal ¦ General | 3 | Medium | B | 8 | 2032 | 5 | 3 | 3.2 | 22777 | 20904
Fire ¦ Fire Fighting ¦ Fire Extinguishers ¦ Foam | 3 | Urgent | B | 6 | 2030 | 5 | 1 | 2.2 | 3579 | 16137
Fabric ¦ Superstructure ¦ Windows and External Doors ¦ External Doors ¦ Manual and Automatic Doors ¦ Emergency and Panic Escape Doors | 1 | Urgent | B | 28 | 2052 | 5 | 1 | 2.2 | 3580 | 33600
Water ¦ Central Hot Water Distribution ¦ Calorifier-LTHW ¦ Copper | 1 | High | B | 28 | 2052 | 5 | 2 | 2.7 | 13068 | 33618
Fabric ¦ Superstructure ¦ Windows and External Doors ¦ Roller Shutters ¦ Electric Roller Shutter | 1 | High | B | 1 | 2025 | 5 | 2 | 2.7 | 13069 | 3381
HVAC ¦ Local and Special Ventilation ¦ Unit extract fans. | 1 | Medium | D | 3 | 2027 | 3 | 3 | 2.6 | 11084 | 13321
Fire ¦ Fire Detection ¦ Fire Alarm Panel / Repeater | 1 | Urgent | B | 2 | 2026 | 5 | 1 | 2.2 | 3581 | 12535
Controls ¦ Building Management System (BMS) ¦ BMS Control Panel | 1 | High | B | 1 | 2025 | 5 | 2 | 2.7 | 13070 | 3382
Fire ¦ Fire Fighting ¦ Fire Extinguishers ¦ Foam | 6 | Urgent | B | 6 | 2030 | 5 | 1 | 2.2 | 3582 | 16138
Electrical ¦ LV Distribution ¦ Distribution Board ¦ Main | 1 | High | B | 6 | 2030 | 5 | 2 | 2.7 | 13071 | 17500
Fabric ¦ Superstructure ¦ Internal Doors ¦ Roller Shutters ¦ Electric Roller Shutter | 1 | Medium | B | 13 | 2037 | 5 | 3 | 3.2 | 22778 | 27105
Electrical ¦ Lighting ¦ Internal ¦ Emergency ¦ Self Contained ¦ Non LED | 1 | Urgent | B | 9 | 2033 | 5 | 1 | 2.2 | 3583 | 21278
Electrical ¦ Lighting ¦ Internal ¦ General | 1 | Medium | B | 1 | 2025 | 5 | 3 | 3.2 | 22779 | 7252
Electrical ¦ Lighting ¦ Internal ¦ Emergency ¦ Self Contained ¦ LED | 18 | Urgent | B | 21 | 2045 | 5 | 1 | 2.2 | 3584 | 31933
HVAC ¦ Heat Emitters - Central ¦ Radiators ¦ Steel | 1 | Medium | B | 1 | 2025 | 5 | 3 | 3.2 | 22780 | 7253
Fire ¦ Fire Fighting ¦ Fire Extinguishers ¦ CO2 | 3 | Urgent | B | 6 | 2030 | 5 | 1 | 2.2 | 3585 | 16139
Electrical ¦ Specialist Lighting ¦ Internal ¦ Illuminated Fire Exit Signage | 1 | Urgent | B | 11 | 2035 | 5 | 1 | 2.2 | 3586 | 23514
Fabric ¦ Superstructure ¦ Windows and External Doors ¦ External Doors ¦ Manual and Automatic Doors ¦ High Security Door | 1 | High | B | 31 | 2055 | 5 | 2 | 2.7 | 13072 | 33791
HVAC ¦ Fan ¦ Local and Special Ventilation ¦ Extract | 1 | Medium | B | 1 | 2025 | 5 | 3 | 3.2 | 22781 | 7254
HVAC ¦ Ventilation ¦ Air Handling Unit (AHU) ¦ External ¦ Central Heating (Externally Sourced) ¦ Gas Fired | 1 | Medium | B | 1 | 2025 | 5 | 3 | 3.2 | 22782 | 7255
HVAC ¦ Fan ¦ Local and Special Ventilation ¦ Fans Window or Wall Mounted | 1 | Medium | B | 6 | 2030 | 5 | 3 | 3.2 | 22783 | 18564
HVAC ¦ Fan ¦ Local and Special Ventilation ¦ Axial | 1 | Medium | C | 14 | 2038 | 4 | 3 | 2.9 | 18545 | 27510
Electrical ¦ Lighting ¦ External ¦ General - Non-LED | 2 | Medium | B | 11 | 2035 | 5 | 3 | 3.2 | 22784 | 25092
Fire ¦ Fire Fighting ¦ Fire Extinguishers ¦ CO2 | 7 | Urgent | B | 6 | 2030 | 5 | 1 | 2.2 | 3587 | 16140
Fire ¦ Fire Fighting ¦ Fire Extinguishers ¦ Foam | 2 | Urgent | B | 1 | 2025 | 5 | 1 | 2.2 | 3588 | 1166
Electrical ¦ LV Distribution ¦ Distribution Board ¦ Main | 1 | High | B | 19 | 2043 | 5 | 2 | 2.7 | 13073 | 31170
Water ¦ Local Hot Water ¦ Instantaneous Electric Water Heater - Non-Drinking Water | 1 | Medium | C | 7 | 2031 | 4 | 3 | 2.9 | 18546 | 19722
Fire ¦ Fire Detection ¦ Fire Alarm Panel / Repeater | 1 | Urgent | B | 6 | 2030 | 5 | 1 | 2.2 | 3589 | 16141
Electrical ¦ Lighting ¦ Internal ¦ General | 1 | Medium | B | 2 | 2026 | 5 | 3 | 3.2 | 22785 | 13051
Fire ¦ Fire Fighting ¦ Fire Extinguishers ¦ CO2 | 2 | Urgent | B | 8 | 2032 | 5 | 1 | 2.2 | 3590 | 20355
HVAC ¦ Local Air Conditioning ¦ Single-Split Evaporator - Split Systems/Heat Pumps - Air-cooled with Direct Expansion Evaporator (DX) | 1 | Medium | B | 12 | 2036 | 5 | 3 | 3.2 | 22786 | 26429
Electrical ¦ LV Distribution ¦ Distribution Board ¦ Sub | 1 | High | B | 1 | 2025 | 5 | 2 | 2.7 | 13074 | 3383
Electrical ¦ LV Distribution ¦ Distribution Board ¦ Sub | 1 | High | B | 1 | 2025 | 5 | 2 | 2.7 | 13075 | 3384
HVAC ¦ Central Heating (Internally Sourced) ¦ Burner ¦ Forced draft gas burner | 1 | Medium | B | 1 | 2025 | 5 | 3 | 3.2 | 22787 | 7256
HVAC ¦ Fan ¦ Local and Special Ventilation ¦ Hazardous Area Extract Fan | 1 | Medium | B | 1 | 2025 | 5 | 3 | 3.2 | 22788 | 7257
Fabric ¦ Superstructure ¦ Windows and External Doors ¦ External Doors ¦ Manual and Automatic Doors ¦ High Security Door | 1 | High | B | 21 | 2045 | 5 | 2 | 2.7 | 13076 | 32593
HVAC ¦ Central Air Conditioning ¦ Air Conditioning ¦ Multi-Split Evaporator - Split Systems/Heat Pumps - Air-cooled with Direct Expansion Evaporator (DX) | 1 | Medium | B | 10 | 2034 | 5 | 3 | 3.2 | 22789 | 22695
Electrical ¦ LV Distribution ¦ Distribution Board ¦ Sub | 1 | High | B | 1 | 2025 | 5 | 2 | 2.7 | 13077 | 3385
HVAC ¦ Fan ¦ Local and Special Ventilation ¦ Axial | 1 | Medium | B | 1 | 2025 | 5 | 3 | 3.2 | 22790 | 7258
HVAC ¦ Fan ¦ Local and Special Ventilation ¦ Extract | 1 | Medium | C | 1 | 2025 | 4 | 3 | 2.9 | 18547 | 5484
HVAC ¦ Fan ¦ Local and Special Ventilation ¦ Extract | 1 | Medium | B | 6 | 2030 | 5 | 3 | 3.2 | 22791 | 18565
Fabric ¦ Superstructure ¦ Windows and External Doors ¦ Roller Shutters ¦ Manual Roller Shutter | 1 | High | B | 24 | 2048 | 5 | 2 | 2.7 | 13078 | 33262
HVAC ¦ Pump ¦ Central Heating (Internally Sourced) ¦ Circulating | 1 | High | B | 3 | 2027 | 5 | 2 | 2.7 | 13079 | 13349
Electrical ¦ Lighting ¦ External ¦ General - Non-LED | 3 | Medium | B | 1 | 2025 | 5 | 3 | 3.2 | 22792 | 7259
Fire ¦ Fire Fighting ¦ Fire Extinguishers ¦ Foam | 5 | Urgent | B | 6 | 2030 | 5 | 1 | 2.2 | 3591 | 16142
HVAC ¦ Local Air Conditioning ¦ Single-Split Condenser - Split Systems/Heat Pumps - Air-cooled with Direct Expansion Evaporator (DX) | 1 | Medium | B | 6 | 2030 | 5 | 3 | 3.2 | 22793 | 18566
Electrical ¦ LV Distribution ¦ Distribution Board ¦ Main | 1 | High | B | 16 | 2040 | 5 | 2 | 2.7 | 13080 | 29131
Fabric ¦ Superstructure ¦ Windows and External Doors ¦ External Doors ¦ Entrance Doors | 1 | High | B | 11 | 2035 | 5 | 2 | 2.7 | 13081 | 24281
Fire ¦ Fire Detection ¦ Fire Alarm System | 1 | Urgent | B | 1 | 2025 | 5 | 1 | 2.2 | 3592 | 1167
Electrical ¦ Lighting ¦ Internal ¦ General ¦ LED Fittings & Luminaires | 1 | Medium | B | 6 | 2030 | 5 | 3 | 3.2 | 22794 | 18567
Electrical ¦ Lighting ¦ External ¦ General - LED | 10 | Medium | B | 7 | 2031 | 5 | 3 | 3.2 | 22795 | 19871
HVAC ¦ Local Air Conditioning ¦ Single-Split Condenser - Split Systems/Heat Pumps - Air-cooled with Direct Expansion Evaporator (DX) | 1 | Medium | B | 8 | 2032 | 5 | 3 | 3.2 | 22796 | 20905
HVAC ¦ Local Air Conditioning ¦ Single-Split Condenser - Split Systems/Heat Pumps - Air-cooled with Direct Expansion Evaporator (DX) | 1 | Medium | B | 8 | 2032 | 5 | 3 | 3.2 | 22797 | 20906
HVAC ¦ Fan ¦ Local and Special Ventilation ¦ Fans Window or Wall Mounted | 1 | Medium | B | 7 | 2031 | 5 | 3 | 3.2 | 22798 | 19872
Fabric ¦ Superstructure ¦ Windows and External Doors ¦ External Doors ¦ Entrance Doors | 1 | High | B | 26 | 2050 | 5 | 2 | 2.7 | 13082 | 33491
Electrical ¦ Lighting ¦ Internal ¦ Emergency ¦ Self Contained ¦ LED | 1 | Urgent | B | 21 | 2045 | 5 | 1 | 2.2 | 3593 | 31934
HVAC ¦ Heat Emitters - Local ¦ Electric Heaters | 1 | Medium | B | 4 | 2028 | 5 | 3 | 3.2 | 22799 | 14085
Transport ¦ Lifts ¦ Disabled Lift ¦ Electric | 1 | High | B | 1 | 2025 | 5 | 2 | 2.7 | 13083 | 3386
Electrical ¦ Lighting ¦ Internal ¦ General | 2 | Medium | B | 8 | 2032 | 5 | 3 | 3.2 | 22800 | 20907
Fire ¦ Fire Fighting ¦ Fire Extinguishers ¦ CO2 | 5 | Urgent | B | 6 | 2030 | 5 | 1 | 2.2 | 3594 | 16143
Electrical ¦ Lighting ¦ Internal ¦ General ¦ LED Fittings & Luminaires | 9 | Medium | B | 10 | 2034 | 5 | 3 | 3.2 | 22801 | 22696
HVAC ¦ Heat Emitters - Central ¦ Radiators ¦ Steel | 1 | Medium | B | 1 | 2025 | 5 | 3 | 3.2 | 22802 | 7260
HVAC ¦ Heat Emitters - Central ¦ Radiators ¦ Steel | 1 | Medium | B | 1 | 2025 | 5 | 3 | 3.2 | 22803 | 7261
HVAC ¦ Fan ¦ Local and Special Ventilation ¦ Fans Window or Wall Mounted | 1 | Medium | B | 1 | 2025 | 5 | 3 | 3.2 | 22804 | 7262
Electrical ¦ LV Distribution ¦ Distribution Board ¦ Sub | 1 | High | B | 19 | 2043 | 5 | 2 | 2.7 | 13084 | 31171
HVAC ¦ Fan ¦ Local and Special Ventilation ¦ Fans Window or Wall Mounted | 1 | Medium | B | 11 | 2035 | 5 | 3 | 3.2 | 22805 | 25093
HVAC ¦ Fan ¦ Local and Special Ventilation ¦ Centrifugal | 1 | Medium | B | 3 | 2027 | 5 | 3 | 3.2 | 22806 | 13486
Electrical ¦ Lighting ¦ Internal ¦ Emergency ¦ Self Contained ¦ LED | 2 | Urgent | B | 21 | 2045 | 5 | 1 | 2.2 | 3595 | 31935
HVAC ¦ Heat Emitters - Local ¦ Gas Fired Unit Heaters | 1 | Medium | B | 1 | 2025 | 5 | 3 | 3.2 | 22807 | 7263
Electrical ¦ Lighting ¦ Internal ¦ Emergency ¦ Self Contained ¦ LED | 3 | Urgent | B | 11 | 2035 | 5 | 1 | 2.2 | 3596 | 23515
Fire ¦ Fire Fighting ¦ Fire Extinguishers ¦ CO2 | 1 | Urgent | B | 2 | 2026 | 5 | 1 | 2.2 | 3597 | 12536
Electrical ¦ Lighting ¦ Internal ¦ Emergency ¦ Self Contained ¦ LED | 1 | Urgent | B | 15 | 2039 | 5 | 1 | 2.2 | 3598 | 27810
Fabric ¦ Superstructure ¦ Windows and External Doors ¦ Roller Shutters ¦ Manual Roller Shutter | 1 | High | B | 1 | 2025 | 5 | 2 | 2.7 | 13085 | 3387
Electrical ¦ LV Distribution ¦ Distribution Board ¦ Main | 1 | High | B | 1 | 2025 | 5 | 2 | 2.7 | 13086 | 3388
Fabric ¦ Superstructure ¦ Windows and External Doors ¦ External Doors ¦ Manual and Automatic Doors ¦ Emergency and Panic Escape Doors | 1 | Urgent | B | 31 | 2055 | 5 | 1 | 2.2 | 3599 | 33742
Water ¦ Local Hot Water ¦ Instantaneous Electric Water Heater - Non-Drinking Water | 1 | Medium | B | 9 | 2033 | 5 | 3 | 3.2 | 22808 | 21732
Fabric ¦ Superstructure ¦ Windows and External Doors ¦ External Doors ¦ Manual and Automatic Doors ¦ High Security Door | 1 | High | B | 11 | 2035 | 5 | 2 | 2.7 | 13087 | 24282
Electrical ¦ LV Distribution ¦ Distribution Board ¦ Sub | 1 | High | B | 1 | 2025 | 5 | 2 | 2.7 | 13088 | 3389
Fire ¦ Fire Detection ¦ Fire Alarm Panel / Repeater | 1 | Urgent | B | 11 | 2035 | 5 | 1 | 2.2 | 3600 | 23516
Fabric ¦ Superstructure ¦ Windows and External Doors ¦ External Doors ¦ Manual and Automatic Doors ¦ Emergency and Panic Escape Doors | 1 | Urgent | B | 21 | 2045 | 5 | 1 | 2.2 | 3601 | 31936
Water ¦ Central Hot Water Distribution ¦ Hot water cylinders Domestic Type | 1 | Low | B | 12 | 2036 | 5 | 4 | 3.7 | 32910 | 26800
Transport ¦ Lifts ¦ Passenger Lift Traction ¦ Traction | 1 | Medium | B | 1 | 2025 | 5 | 3 | 3.2 | 22809 | 7264
Fabric ¦ Superstructure ¦ Windows and External Doors ¦ Roller Shutters ¦ Electric Roller Shutter | 1 | High | B | 15 | 2039 | 5 | 2 | 2.7 | 13089 | 28128
HVAC ¦ Heat Emitters - Local ¦ Electric Heaters | 4 | Medium | B | 1 | 2025 | 5 | 3 | 3.2 | 22810 | 7265
Fire ¦ Fire Fighting ¦ Fire Extinguishers ¦ CO2 | 1 | Urgent | B | 6 | 2030 | 5 | 1 | 2.2 | 3602 | 16144
HVAC ¦ Central Air Conditioning ¦ Air Conditioning ¦ Multi-Split Condenser - DX Split Systems (With Gas, Electric or Hot Water Heaters) | 1 | Medium | B | 10 | 2034 | 5 | 3 | 3.2 | 22811 | 22697
Electrical ¦ LV Distribution ¦ Distribution Board ¦ Sub | 1 | High | B | 1 | 2025 | 5 | 2 | 2.7 | 13090 | 3390
Fabric ¦ Superstructure ¦ Windows and External Doors ¦ External Doors ¦ Manual and Automatic Doors ¦ Emergency and Panic Escape Doors | 1 | Urgent | B | 8 | 2032 | 5 | 1 | 2.2 | 3603 | 20356
Fabric ¦ Superstructure ¦ Windows and External Doors ¦ External Doors ¦ Manual and Automatic Doors ¦ Emergency and Panic Escape Doors | 1 | Urgent | B | 21 | 2045 | 5 | 1 | 2.2 | 3604 | 31937
Electrical ¦ Lighting ¦ Internal ¦ Emergency ¦ Self Contained ¦ LED | 1 | Urgent | B | 22 | 2046 | 5 | 1 | 2.2 | 3605 | 32874
Fire ¦ Fire Fighting ¦ Fire Extinguishers ¦ CO2 | 1 | Urgent | B | 8 | 2032 | 5 | 1 | 2.2 | 3606 | 20357
HVAC ¦ Heat Emitters - Central ¦ Radiators ¦ Steel | 1 | Medium | B | 1 | 2025 | 5 | 3 | 3.2 | 22812 | 7266
HVAC ¦ Fan ¦ Local and Special Ventilation ¦ Fans Window or Wall Mounted | 1 | Medium | B | 1 | 2025 | 5 | 3 | 3.2 | 22813 | 7267
HVAC ¦ Fan ¦ Local and Special Ventilation ¦ Fans Window or Wall Mounted | 1 | Medium | B | 1 | 2025 | 5 | 3 | 3.2 | 22814 | 7268
Fabric ¦ Superstructure ¦ Windows and External Doors ¦ Roller Shutters ¦ Manual Roller Shutter | 1 | High | B | 1 | 2025 | 5 | 2 | 2.7 | 13091 | 3391
Fabric ¦ Superstructure ¦ Windows and External Doors ¦ External Doors ¦ Manual and Automatic Doors ¦ High Security Door | 1 | High | B | 11 | 2035 | 5 | 2 | 2.7 | 13092 | 24283
HVAC ¦ Ductwork ¦ Ductwork, Fittings and Ancillaries ¦ Central Ventilation Systems ¦ Fire Dampers ¦ Automatic | 1 | Urgent | B | 1 | 2025 | 5 | 1 | 2.2 | 3607 | 1168
Fabric ¦ Barriers and Guardrails ¦ Vehicle Crash Protection Barrier | 1 | V Low | B | 8 | 2032 | 5 | 4 | 3.7 | 32911 | 21180
Electrical ¦ LV Distribution ¦ Distribution Board ¦ Sub | 1 | High | B | 1 | 2025 | 5 | 2 | 2.7 | 13093 | 3392
HVAC ¦ Fan ¦ Local and Special Ventilation ¦ Fans Window or Wall Mounted | 1 | Medium | B | 1 | 2025 | 5 | 3 | 3.2 | 22815 | 7269
Electrical ¦ Lighting ¦ Internal ¦ General ¦ LED Fittings & Luminaires | 2 | Medium | B | 6 | 2030 | 5 | 3 | 3.2 | 22816 | 18568
Electrical ¦ Lighting ¦ Internal ¦ Emergency ¦ Self Contained ¦ LED | 3 | Urgent | B | 11 | 2035 | 5 | 1 | 2.2 | 3608 | 23517
Fire ¦ Fire Fighting ¦ Fire Extinguishers ¦ CO2 | 4 | Urgent | B | 6 | 2030 | 5 | 1 | 2.2 | 3609 | 16145
HVAC ¦ Fan ¦ Local and Special Ventilation ¦ Axial | 1 | Medium | B | 1 | 2025 | 5 | 3 | 3.2 | 22817 | 7270
HVAC ¦ Fan ¦ Local and Special Ventilation ¦ Extract | 1 | Medium | B | 1 | 2025 | 5 | 3 | 3.2 | 22818 | 7271
HVAC ¦ Fan ¦ Central Heating ¦ Axial | 1 | High | B | 4 | 2028 | 5 | 2 | 2.7 | 13094 | 13926
Electrical ¦ Lighting ¦ Internal ¦ General | 7 | Medium | B | 1 | 2025 | 5 | 3 | 3.2 | 22819 | 7272
Electrical ¦ Lighting ¦ Internal ¦ General ¦ LED Fittings & Luminaires | 53 | Medium | B | 16 | 2040 | 5 | 3 | 3.2 | 22820 | 29455
Electrical ¦ Specialist Lighting ¦ Internal ¦ Illuminated Fire Exit Signage | 1 | Urgent | B | 16 | 2040 | 5 | 1 | 2.2 | 3610 | 28730
Fire ¦ Fire Fighting ¦ Fire Extinguishers ¦ Foam | 2 | Urgent | B | 8 | 2032 | 5 | 1 | 2.2 | 3611 | 20358
Fire ¦ Fire Fighting ¦ Fire Extinguishers ¦ Foam - P50 | 3 | Urgent | B | 2 | 2026 | 5 | 1 | 2.2 | 3612 | 12537
Fabric ¦ Superstructure ¦ Windows and External Doors ¦ External Doors ¦ Entrance Doors | 1 | High | B | 11 | 2035 | 5 | 2 | 2.7 | 13095 | 24284
Fire ¦ Fire Detection ¦ Fire Alarm System | 1 | Urgent | B | 1 | 2025 | 5 | 1 | 2.2 | 3613 | 1169
Electrical ¦ Specialist Lighting ¦ Internal ¦ Illuminated Fire Exit Signage | 3 | Urgent | B | 12 | 2036 | 5 | 1 | 2.2 | 3614 | 25986
HVAC ¦ Ventilation ¦ Air Handling Unit (AHU) ¦ Internal ¦ Central Air Conditioning ¦ Gas Fired | 1 | Medium | B | 1 | 2025 | 5 | 3 | 3.2 | 22821 | 7273
Electrical ¦ Lighting ¦ Internal ¦ General | 10 | Medium | B | 1 | 2025 | 5 | 3 | 3.2 | 22822 | 7274
Electrical ¦ Specialist Lighting ¦ Internal ¦ Illuminated Fire Exit Signage | 3 | Urgent | B | 16 | 2040 | 5 | 1 | 2.2 | 3615 | 28731
Fire ¦ Fire Fighting ¦ Fire Extinguishers ¦ Foam | 7 | Urgent | B | 7 | 2031 | 5 | 1 | 2.2 | 3616 | 19252
Electrical ¦ Lighting ¦ External ¦ General - LED | 3 | Medium | B | 11 | 2035 | 5 | 3 | 3.2 | 22823 | 25094
Fabric ¦ Superstructure ¦ Windows and External Doors ¦ External Doors ¦ Manual and Automatic Doors ¦ Emergency and Panic Escape Doors | 1 | Urgent | B | 21 | 2045 | 5 | 1 | 2.2 | 3617 | 31938
Security ¦ Access ¦ Access Control ¦ Door ¦ Local Lock / Keypad / Manual | 1 | Medium | B | 11 | 2035 | 5 | 3 | 3.2 | 22824 | 25095
Electrical ¦ Lighting ¦ Internal ¦ Emergency ¦ Self Contained ¦ LED | 5 | Urgent | B | 11 | 2035 | 5 | 1 | 2.2 | 3618 | 23518
Electrical ¦ LV Distribution ¦ Distribution Board ¦ Sub | 1 | High | B | 1 | 2025 | 5 | 2 | 2.7 | 13096 | 3393
HVAC ¦ Fan ¦ Local and Special Ventilation ¦ Fans Window or Wall Mounted | 1 | Medium | B | 1 | 2025 | 5 | 3 | 3.2 | 22825 | 7275
Electrical ¦ Specialist Lighting ¦ Internal ¦ Illuminated Fire Exit Signage | 3 | Urgent | B | 7 | 2031 | 5 | 1 | 2.2 | 3619 | 19253
Fabric ¦ Superstructure ¦ Internal Doors ¦ Roller Shutters ¦ Electric Roller Shutter | 1 | Medium | B | 11 | 2035 | 5 | 3 | 3.2 | 22826 | 25096
HVAC ¦ Heat Emitters - Local ¦ Electric Heaters | 2 | Medium | B | 1 | 2025 | 5 | 3 | 3.2 | 22827 | 7276
Electrical ¦ Lighting ¦ Internal ¦ General | 6 | Medium | B | 3 | 2027 | 5 | 3 | 3.2 | 22828 | 13487
Electrical ¦ LV Distribution ¦ Distribution Board ¦ Sub | 1 | High | B | 6 | 2030 | 5 | 2 | 2.7 | 13097 | 17501
Fabric ¦ Superstructure ¦ Windows and External Doors ¦ Roller Shutters ¦ Manual Roller Shutter | 1 | High | B | 1 | 2025 | 5 | 2 | 2.7 | 13098 | 3394
Fabric ¦ Superstructure ¦ Windows and External Doors ¦ Roller Shutters ¦ Manual Roller Shutter | 1 | High | B | 11 | 2035 | 5 | 2 | 2.7 | 13099 | 24285
Controls ¦ Building Management System (BMS) ¦ Central Operating Station | 1 | High | B | 6 | 2030 | 5 | 2 | 2.7 | 13100 | 17502
Fabric ¦ Superstructure ¦ Windows and External Doors ¦ Roller Shutters ¦ Manual Roller Shutter | 1 | High | B | 1 | 2025 | 5 | 2 | 2.7 | 13101 | 3395
Fabric ¦ Superstructure ¦ Windows and External Doors ¦ External Doors ¦ Entrance Doors | 1 | High | B | 11 | 2035 | 5 | 2 | 2.7 | 13102 | 24286
Electrical ¦ Lighting ¦ Internal ¦ General | 1 | Medium | B | 1 | 2025 | 5 | 3 | 3.2 | 22829 | 7277
HVAC ¦ Local and Special Ventilation ¦ Unit extract fans. | 1 | Medium | B | 2 | 2026 | 5 | 3 | 3.2 | 22830 | 13052
HVAC ¦ Fan ¦ Local and Special Ventilation ¦ Axial | 1 | Medium | B | 1 | 2025 | 5 | 3 | 3.2 | 22831 | 7278
Fabric ¦ Superstructure ¦ Windows and External Doors ¦ External Doors ¦ Manual and Automatic Doors ¦ Emergency and Panic Escape Doors | 1 | Urgent | B | 11 | 2035 | 5 | 1 | 2.2 | 3620 | 23519
Fabric ¦ Superstructure ¦ Internal Doors ¦ Roller Shutters ¦ Electric Roller Shutter | 1 | Medium | B | 11 | 2035 | 5 | 3 | 3.2 | 22832 | 25097
Electrical ¦ Specialist Lighting ¦ Internal ¦ Illuminated Fire Exit Signage | 2 | Urgent | B | 6 | 2030 | 5 | 1 | 2.2 | 3621 | 16146
Fabric ¦ Superstructure ¦ Windows and External Doors ¦ Roller Shutters ¦ Manual Roller Shutter | 1 | High | B | 1 | 2025 | 5 | 2 | 2.7 | 13103 | 3396
Electrical ¦ Specialist Lighting ¦ Internal ¦ Illuminated Fire Exit Signage | 2 | Urgent | B | 6 | 2030 | 5 | 1 | 2.2 | 3622 | 16147
Electrical ¦ Lighting ¦ External ¦ General - LED | 1 | Medium | B | 11 | 2035 | 5 | 3 | 3.2 | 22833 | 25098
Fabric ¦ Barriers and Guardrails ¦ Vehicle Crash Protection Barrier | 1 | V Low | B | 1 | 2025 | 5 | 4 | 3.7 | 32912 | 11905
Electrical ¦ Lighting ¦ Internal ¦ General ¦ LED Fittings & Luminaires | 2 | Medium | B | 6 | 2030 | 5 | 3 | 3.2 | 22834 | 18569
Water ¦ Local Hot Water ¦ Package Electric Water Heaters - Non-Drinking Water | 1 | Medium | B | 1 | 2025 | 5 | 3 | 3.2 | 22835 | 7279
Electrical ¦ Specialist Lighting ¦ Internal ¦ Illuminated Fire Exit Signage | 2 | Urgent | B | 10 | 2034 | 5 | 1 | 2.2 | 3623 | 22023
Fire ¦ Fire Detection ¦ Fire Alarm Panel / Repeater | 1 | Urgent | B | 11 | 2035 | 5 | 1 | 2.2 | 3624 | 23520
Fabric ¦ Superstructure ¦ Windows and External Doors ¦ External Doors ¦ Manual and Automatic Doors ¦ Emergency and Panic Escape Doors | 1 | Urgent | B | 21 | 2045 | 5 | 1 | 2.2 | 3625 | 31939
Fabric ¦ Superstructure ¦ Windows and External Doors ¦ External Doors ¦ Manual and Automatic Doors ¦ Emergency and Panic Escape Doors | 1 | Urgent | B | 11 | 2035 | 5 | 1 | 2.2 | 3626 | 23521
Electrical ¦ Lighting ¦ Internal ¦ General ¦ LED Fittings & Luminaires | 13 | Medium | B | 11 | 2035 | 5 | 3 | 3.2 | 22836 | 25099
HVAC ¦ Central Air Conditioning ¦ Air Conditioning ¦ Multi-Split Evaporator - Split Systems/Heat Pumps - Air-cooled with Direct Expansion Evaporator (DX) | 1 | Medium | B | 10 | 2034 | 5 | 3 | 3.2 | 22837 | 22698
HVAC ¦ Central Air Conditioning ¦ Air Conditioning ¦ Multi-Split Condenser - Split Systems/Heat Pumps - Air-cooled with Direct Expansion Evaporator (DX) | 1 | Medium | B | 1 | 2025 | 5 | 3 | 3.2 | 22838 | 7280
Fabric ¦ Superstructure ¦ Windows and External Doors ¦ External Doors ¦ Entrance Doors | 1 | High | B | 17 | 2041 | 5 | 2 | 2.7 | 13104 | 30305
Fabric ¦ Superstructure ¦ Windows and External Doors ¦ Roller Shutters ¦ Manual Roller Shutter | 1 | High | B | 11 | 2035 | 5 | 2 | 2.7 | 13105 | 24287
Water ¦ Local Hot Water ¦ Package Electric Water Heaters - Non-Drinking Water | 1 | Medium | B | 6 | 2030 | 5 | 3 | 3.2 | 22839 | 18570
HVAC ¦ Fan ¦ Local and Special Ventilation ¦ Extract | 1 | Medium | B | 1 | 2025 | 5 | 3 | 3.2 | 22840 | 7281
HVAC ¦ Fan ¦ Central Heating ¦ Axial | 1 | High | C | 1 | 2025 | 4 | 2 | 2.4 | 10511 | 2382
HVAC ¦ Fan ¦ Local and Special Ventilation ¦ Extract | 1 | Medium | B | 1 | 2025 | 5 | 3 | 3.2 | 22841 | 7282
Water ¦ Local Hot Water ¦ Instantaneous Electric Water Heater - Non-Drinking Water | 1 | Medium | C | 1 | 2025 | 4 | 3 | 2.9 | 18548 | 5485
Fire ¦ Fire Detection ¦ Fire Alarm System | 1 | Urgent | B | 11 | 2035 | 5 | 1 | 2.2 | 3627 | 23522
HVAC ¦ Local Air Conditioning ¦ Single-Split Condenser - Split Systems/Heat Pumps - Air-cooled with Direct Expansion Evaporator (DX) | 1 | Medium | B | 6 | 2030 | 5 | 3 | 3.2 | 22842 | 18571
Electrical ¦ LV Distribution ¦ Distribution Board ¦ Sub | 1 | High | B | 2 | 2026 | 5 | 2 | 2.7 | 13106 | 12883
Electrical ¦ LV Distribution ¦ Distribution Board ¦ Sub | 1 | High | B | 1 | 2025 | 5 | 2 | 2.7 | 13107 | 3397
HVAC ¦ Fan ¦ Central Heating ¦ Axial | 1 | High | C | 1 | 2025 | 4 | 2 | 2.4 | 10512 | 2383
Electrical ¦ LV Distribution ¦ Distribution Board ¦ Sub | 1 | High | D | 1 | 2025 | 3 | 2 | 2.1 | 1105 | 762
Electrical ¦ LV Distribution ¦ Distribution Board ¦ Sub | 1 | High | B | 16 | 2040 | 5 | 2 | 2.7 | 13108 | 29132
Electrical ¦ LV Distribution ¦ Distribution Board ¦ Sub | 1 | High | B | 1 | 2025 | 5 | 2 | 2.7 | 13109 | 3398
Electrical ¦ LV Distribution ¦ Distribution Board ¦ Sub | 1 | High | B | 1 | 2025 | 5 | 2 | 2.7 | 13110 | 3399
Controls ¦ Multi-System Controls ¦ Instrument Control Panel | 1 | Medium | B | 1 | 2025 | 5 | 3 | 3.2 | 22843 | 7283
HVAC ¦ Local Air Conditioning ¦ Single-Split Condenser - Split Systems/Heat Pumps - Air-cooled with Direct Expansion Evaporator (DX) | 1 | Medium | B | 11 | 2035 | 5 | 3 | 3.2 | 22844 | 25100
HVAC ¦ Local and Special Ventilation ¦ Unit extract fans. | 1 | Medium | D | 1 | 2025 | 3 | 3 | 2.6 | 11085 | 2603
HVAC ¦ Heat Emitters - Local ¦ Gas Fired Natural and Fan Assisted Heaters | 1 | Medium | B | 5 | 2029 | 5 | 3 | 3.2 | 22845 | 14973
HVAC ¦ Fan ¦ Local and Special Ventilation ¦ Extract | 1 | Medium | B | 1 | 2025 | 5 | 3 | 3.2 | 22846 | 7284
Fabric ¦ Superstructure ¦ Roof ¦ Roof Lights, Skylights and Openings ¦ Smoke vents ¦ Smoke Relief-Natural Ventilators | 1 | Urgent | B | 1 | 2025 | 5 | 1 | 2.2 | 3628 | 1170
Electrical ¦ LV Distribution ¦ Distribution Board ¦ Sub | 1 | High | B | 1 | 2025 | 5 | 2 | 2.7 | 13111 | 3400
HVAC ¦ Heat Emitters - Local ¦ Gas Fired Unit Heaters | 1 | Medium | B | 9 | 2033 | 5 | 3 | 3.2 | 22847 | 21733
Fabric ¦ Superstructure ¦ Windows and External Doors ¦ External Doors ¦ Entrance Doors | 1 | High | B | 11 | 2035 | 5 | 2 | 2.7 | 13112 | 24288
Fabric ¦ Barriers and Guardrails ¦ Vehicle Crash Protection Barrier | 1 | V Low | B | 1 | 2025 | 5 | 4 | 3.7 | 32913 | 11906
HVAC ¦ Local Air Conditioning ¦ Single-Split Evaporator - Split Systems/Heat Pumps - Air-cooled with Direct Expansion Evaporator (DX) | 1 | Medium | B | 1 | 2025 | 5 | 3 | 3.2 | 22848 | 7285
Fire ¦ Fire Detection ¦ Fire Alarm System | 1 | Urgent | B | 6 | 2030 | 5 | 1 | 2.2 | 3629 | 16148
Fabric ¦ Superstructure ¦ Windows and External Doors ¦ External Doors ¦ Entrance Doors | 1 | High | B | 20 | 2044 | 5 | 2 | 2.7 | 13113 | 31610
HVAC ¦ Heat Emitters - Local ¦ Gas Fired Unit Heaters | 1 | Medium | B | 1 | 2025 | 5 | 3 | 3.2 | 22849 | 7286
HVAC ¦ Central Heating (Internally Sourced) ¦ Boiler ¦ Atmospheric Gas Burner/Condensing Combination Boiler (domestic type) | 1 | High | B | 6 | 2030 | 5 | 2 | 2.7 | 13114 | 17503
HVAC ¦ Central Heating (Internally Sourced) ¦ Burner ¦ Forced draft gas burner | 1 | Medium | D | 1 | 2025 | 3 | 3 | 2.6 | 11086 | 2604
HVAC ¦ Heat Emitters - Local ¦ Gas Fired Unit Heaters | 1 | Medium | B | 13 | 2037 | 5 | 3 | 3.2 | 22850 | 27106
Fabric ¦ Superstructure ¦ Windows and External Doors ¦ External Doors ¦ Manual and Automatic Doors ¦ High Security Door | 1 | High | B | 11 | 2035 | 5 | 2 | 2.7 | 13115 | 24289
HVAC ¦ Local Air Conditioning ¦ Single-Split Evaporator - Split Systems/Heat Pumps - Air-cooled with Direct Expansion Evaporator (DX) | 1 | Medium | B | 6 | 2030 | 5 | 3 | 3.2 | 22851 | 18572
HVAC ¦ Local and Special Ventilation ¦ Unit extract fans. | 1 | Medium | B | 6 | 2030 | 5 | 3 | 3.2 | 22852 | 18573
Electrical ¦ LV Distribution ¦ Distribution Board ¦ Sub | 1 | High | B | 6 | 2030 | 5 | 2 | 2.7 | 13116 | 17504
Fire ¦ Fire Detection ¦ Fire Alarm Panel / Repeater | 1 | Urgent | B | 4 | 2028 | 5 | 1 | 2.2 | 3630 | 13801
Electrical ¦ LV Distribution ¦ Distribution Board ¦ Sub | 1 | High | C | 1 | 2025 | 4 | 2 | 2.4 | 10513 | 2384
HVAC ¦ Local and Special Ventilation ¦ Unit extract fans. | 1 | Medium | B | 6 | 2030 | 5 | 3 | 3.2 | 22853 | 18574
Fabric ¦ Superstructure ¦ Windows and External Doors ¦ Roller Shutters ¦ Manual Roller Shutter | 1 | High | B | 11 | 2035 | 5 | 2 | 2.7 | 13117 | 24290
Electrical ¦ LV Distribution ¦ Distribution Board ¦ Sub | 1 | High | B | 1 | 2025 | 5 | 2 | 2.7 | 13118 | 3401
Electrical ¦ Lighting ¦ Internal ¦ General ¦ LED Fittings & Luminaires | 132 | Medium | B | 11 | 2035 | 5 | 3 | 3.2 | 22854 | 25101
Fire ¦ Fire Fighting ¦ Fire Extinguishers ¦ CO2 | 5 | Urgent | B | 6 | 2030 | 5 | 1 | 2.2 | 3631 | 16149
Electrical ¦ LV Distribution ¦ Distribution Board ¦ Sub | 1 | High | B | 11 | 2035 | 5 | 2 | 2.7 | 13119 | 24291
Fabric ¦ Superstructure ¦ Windows and External Doors ¦ External Doors ¦ Manual and Automatic Doors ¦ Auto / Powered Swing Doors | 1 | High | B | 17 | 2041 | 5 | 2 | 2.7 | 13120 | 30306
Fabric ¦ Superstructure ¦ Windows and External Doors ¦ Roller Shutters ¦ Manual Roller Shutter | 1 | High | B | 1 | 2025 | 5 | 2 | 2.7 | 13121 | 3402
Fabric ¦ Superstructure ¦ Internal Doors ¦ Roller Shutters ¦ Electric Roller Shutter | 1 | Medium | B | 11 | 2035 | 5 | 3 | 3.2 | 22855 | 25102
Fabric ¦ Superstructure ¦ Windows and External Doors ¦ Roller Shutters ¦ Electric Roller Shutter | 1 | High | B | 1 | 2025 | 5 | 2 | 2.7 | 13122 | 3403
HVAC ¦ Heat Emitters - Central ¦ Radiators ¦ Steel | 4 | Medium | B | 6 | 2030 | 5 | 3 | 3.2 | 22856 | 18575
Electrical ¦ LV Distribution ¦ Distribution Board ¦ Sub | 1 | High | B | 6 | 2030 | 5 | 2 | 2.7 | 13123 | 17505
Electrical ¦ Lighting ¦ Internal ¦ Emergency ¦ Self Contained ¦ LED | 3 | Urgent | B | 21 | 2045 | 5 | 1 | 2.2 | 3632 | 31940
Fire ¦ Fire Fighting ¦ Fire Extinguishers ¦ Foam | 2 | Urgent | B | 9 | 2033 | 5 | 1 | 2.2 | 3633 | 21279
Security ¦ Access ¦ Access Control ¦ Gate Access - Local Lock / Keypad / Manual (External) | 1 | Medium | B | 1 | 2025 | 5 | 3 | 3.2 | 22857 | 7287
Fire ¦ Fire Fighting ¦ Fire Extinguishers ¦ Foam | 3 | Urgent | B | 5 | 2029 | 5 | 1 | 2.2 | 3634 | 14346
HVAC ¦ Central Heating (Internally Sourced) ¦ Boiler ¦ Atmospheric Gas Burner Boiler - Small and/or Wall Hung for Light Commercial Installation | 1 | Medium | B | 7 | 2031 | 5 | 3 | 3.2 | 22858 | 19873
Fabric ¦ Superstructure ¦ Windows and External Doors ¦ Roller Shutters ¦ Manual Roller Shutter | 1 | High | B | 1 | 2025 | 5 | 2 | 2.7 | 13124 | 3404
Electrical ¦ Lighting ¦ External ¦ General - Non-LED | 6 | Medium | D | 1 | 2025 | 3 | 3 | 2.6 | 11087 | 2605
Electrical ¦ Lighting ¦ Internal ¦ General | 1 | Medium | B | 1 | 2025 | 5 | 3 | 3.2 | 22859 | 7288
Fire ¦ Fire Fighting ¦ Fire Extinguishers ¦ Foam | 1 | Urgent | B | 1 | 2025 | 5 | 1 | 2.2 | 3635 | 1171
HVAC ¦ Fan ¦ Local and Special Ventilation ¦ Fans Window or Wall Mounted | 1 | Medium | B | 1 | 2025 | 5 | 3 | 3.2 | 22860 | 7289
Electrical ¦ LV Distribution ¦ Distribution Board ¦ Sub | 1 | High | B | 6 | 2030 | 5 | 2 | 2.7 | 13125 | 17506
Fabric ¦ Superstructure ¦ Windows and External Doors ¦ Roller Shutters ¦ Manual Roller Shutter | 1 | High | B | 1 | 2025 | 5 | 2 | 2.7 | 13126 | 3405
Fabric ¦ Barriers and Guardrails ¦ Vehicle Crash Protection Barrier | 1 | V Low | B | 1 | 2025 | 5 | 4 | 3.7 | 32914 | 11907
Controls ¦ Multi-System Controls ¦ Instrument Control Panel | 1 | Medium | B | 16 | 2040 | 5 | 3 | 3.2 | 22861 | 29456
Electrical ¦ Lighting ¦ Internal ¦ General | 6 | Medium | B | 16 | 2040 | 5 | 3 | 3.2 | 22862 | 29457
Fire ¦ Fire Fighting ¦ Fire Extinguishers ¦ Foam | 2 | Urgent | B | 1 | 2025 | 5 | 1 | 2.2 | 3636 | 1172
HVAC ¦ Local Air Conditioning ¦ Single-Split Condenser - Split Systems/Heat Pumps - Air-cooled with Direct Expansion Evaporator (DX) | 1 | Medium | D | 1 | 2025 | 3 | 3 | 2.6 | 11088 | 2606
Fabric ¦ Superstructure ¦ Windows and External Doors ¦ External Doors ¦ Manual and Automatic Doors ¦ High Security Door | 1 | High | B | 9 | 2033 | 5 | 2 | 2.7 | 13127 | 21576
HVAC ¦ Fan ¦ Local and Special Ventilation ¦ Extract | 1 | Medium | B | 1 | 2025 | 5 | 3 | 3.2 | 22863 | 7290
Fabric ¦ Barriers and Guardrails ¦ Vehicle Crash Protection Barrier | 1 | V Low | B | 1 | 2025 | 5 | 4 | 3.7 | 32915 | 11908
Electrical ¦ Specialist Lighting ¦ External ¦ Illuminated External Signs | 1 | Medium | B | 1 | 2025 | 5 | 3 | 3.2 | 22864 | 7291
Fabric ¦ Superstructure ¦ Windows and External Doors ¦ External Doors ¦ Manual and Automatic Doors ¦ Emergency and Panic Escape Doors | 1 | Urgent | B | 1 | 2025 | 5 | 1 | 2.2 | 3637 | 1173
HVAC ¦ Heat Emitters - Local ¦ Electric Overdoor Air Curtain/Heater | 1 | Medium | B | 1 | 2025 | 5 | 3 | 3.2 | 22865 | 7292
Electrical ¦ Lighting ¦ Internal ¦ General ¦ LED Fittings & Luminaires | 2 | Medium | B | 11 | 2035 | 5 | 3 | 3.2 | 22866 | 25103
HVAC ¦ Heat Emitters - Local ¦ Electric Heaters | 3 | Medium | B | 1 | 2025 | 5 | 3 | 3.2 | 22867 | 7293
Electrical ¦ Lighting ¦ External ¦ General - LED | 4 | Medium | B | 1 | 2025 | 5 | 3 | 3.2 | 22868 | 7294
Electrical ¦ Lighting ¦ External ¦ General - LED | 2 | Medium | B | 12 | 2036 | 5 | 3 | 3.2 | 22869 | 26430
HVAC ¦ Central Air Conditioning ¦ Air Conditioning ¦ Multi-Split Condenser - Split Systems/Heat Pumps - Air-cooled with Direct Expansion Evaporator (DX) | 1 | Medium | B | 1 | 2025 | 5 | 3 | 3.2 | 22870 | 7295
HVAC ¦ Fan ¦ Local and Special Ventilation ¦ Axial | 1 | Medium | B | 1 | 2025 | 5 | 3 | 3.2 | 22871 | 7296
Fabric ¦ Superstructure ¦ Internal Doors ¦ Roller Shutters ¦ Electric Roller Shutter | 1 | Medium | B | 11 | 2035 | 5 | 3 | 3.2 | 22872 | 25104
Fabric ¦ Superstructure ¦ Windows and External Doors ¦ Roller Shutters ¦ Electric Roller Shutter | 1 | High | B | 1 | 2025 | 5 | 2 | 2.7 | 13128 | 3406
Fire ¦ Fire Fighting ¦ Fire Extinguishers ¦ Foam | 6 | Urgent | B | 6 | 2030 | 5 | 1 | 2.2 | 3638 | 16150
Fabric ¦ Superstructure ¦ Windows and External Doors ¦ External Doors ¦ Manual and Automatic Doors ¦ Emergency and Panic Escape Doors | 1 | Urgent | B | 11 | 2035 | 5 | 1 | 2.2 | 3639 | 23523
Fabric ¦ Superstructure ¦ Windows and External Doors ¦ Roller Shutters ¦ Electric Roller Shutter | 1 | High | B | 1 | 2025 | 5 | 2 | 2.7 | 13129 | 3407
Electrical ¦ Lighting ¦ Internal ¦ General | 15 | Medium | C | 1 | 2025 | 4 | 3 | 2.9 | 18549 | 5486
Electrical ¦ Specialist Lighting ¦ Internal ¦ Illuminated Fire Exit Signage | 3 | Urgent | B | 12 | 2036 | 5 | 1 | 2.2 | 3640 | 25987
Fire ¦ Fire Fighting ¦ Fire Extinguishers ¦ CO2 | 1 | Urgent | B | 8 | 2032 | 5 | 1 | 2.2 | 3641 | 20359
Security ¦ Access ¦ Access Control ¦ Gate Access - Local Lock / Keypad / Manual (External) | 1 | Medium | B | 1 | 2025 | 5 | 3 | 3.2 | 22873 | 7297
HVAC ¦ Heat Emitters - Local ¦ Gas Fired Natural and Fan Assisted Heaters | 1 | Medium | B | 5 | 2029 | 5 | 3 | 3.2 | 22874 | 14974
HVAC ¦ Fan ¦ Local and Special Ventilation ¦ Fans Window or Wall Mounted | 1 | Medium | B | 1 | 2025 | 5 | 3 | 3.2 | 22875 | 7298
Electrical ¦ Specialist Lighting ¦ Internal ¦ Illuminated Fire Exit Signage | 1 | Urgent | B | 12 | 2036 | 5 | 1 | 2.2 | 3642 | 25988
HVAC ¦ Heat Emitters - Local ¦ Electric Heaters | 1 | Medium | B | 1 | 2025 | 5 | 3 | 3.2 | 22876 | 7299
HVAC ¦ Fan ¦ Local and Special Ventilation ¦ Extract | 1 | Medium | B | 1 | 2025 | 5 | 3 | 3.2 | 22877 | 7300
Electrical ¦ LV Distribution ¦ Distribution Board ¦ Sub | 1 | High | D | 1 | 2025 | 3 | 2 | 2.1 | 1106 | 763
Electrical ¦ LV Distribution ¦ Distribution Board ¦ Sub | 1 | High | C | 2 | 2026 | 4 | 2 | 2.4 | 10514 | 12839
HVAC ¦ Fan ¦ Local and Special Ventilation ¦ Extract | 1 | Medium | B | 1 | 2025 | 5 | 3 | 3.2 | 22878 | 7301
Fabric ¦ Superstructure ¦ Windows and External Doors ¦ Roller Shutters ¦ Manual Roller Shutter | 1 | High | B | 13 | 2037 | 5 | 2 | 2.7 | 13130 | 26964
Electrical ¦ LV Distribution ¦ Distribution Board ¦ Sub | 1 | High | B | 6 | 2030 | 5 | 2 | 2.7 | 13131 | 17507
HVAC ¦ Fan ¦ Central Heating ¦ Axial | 1 | High | C | 1 | 2025 | 4 | 2 | 2.4 | 10515 | 2385
HVAC ¦ Fan ¦ Local and Special Ventilation ¦ Axial | 1 | Medium | B | 1 | 2025 | 5 | 3 | 3.2 | 22879 | 7302
Fire ¦ Fire Fighting ¦ Fire Extinguishers ¦ Foam | 7 | Urgent | B | 8 | 2032 | 5 | 1 | 2.2 | 3643 | 20360
Electrical ¦ LV Distribution ¦ Distribution Board ¦ Main | 1 | High | B | 1 | 2025 | 5 | 2 | 2.7 | 13132 | 3408
Fabric ¦ Superstructure ¦ Windows and External Doors ¦ Roller Shutters ¦ Manual Roller Shutter | 1 | High | B | 1 | 2025 | 5 | 2 | 2.7 | 13133 | 3409
Electrical ¦ Lighting ¦ External ¦ General - LED | 3 | Medium | B | 7 | 2031 | 5 | 3 | 3.2 | 22880 | 19874
Electrical ¦ LV Distribution ¦ Distribution Board ¦ Sub | 1 | High | D | 1 | 2025 | 3 | 2 | 2.1 | 1107 | 764
HVAC ¦ Fan ¦ Local and Special Ventilation ¦ Fans Window or Wall Mounted | 1 | Medium | B | 6 | 2030 | 5 | 3 | 3.2 | 22881 | 18576
Electrical ¦ LV Distribution ¦ Distribution Board ¦ Sub | 1 | High | B | 6 | 2030 | 5 | 2 | 2.7 | 13134 | 17508
Fabric ¦ Superstructure ¦ Windows and External Doors ¦ Roller Shutters ¦ Manual Roller Shutter | 1 | High | B | 1 | 2025 | 5 | 2 | 2.7 | 13135 | 3410
Fabric ¦ Superstructure ¦ Windows and External Doors ¦ Roller Shutters ¦ Manual Roller Shutter | 1 | High | B | 11 | 2035 | 5 | 2 | 2.7 | 13136 | 24292
Electrical ¦ Lighting ¦ External ¦ General - LED | 88 | Medium | B | 11 | 2035 | 5 | 3 | 3.2 | 22882 | 25105
Fire ¦ Fire Fighting ¦ Fire Extinguishers ¦ CO2 | 2 | Urgent | B | 2 | 2026 | 5 | 1 | 2.2 | 3644 | 12538
Fabric ¦ Superstructure ¦ Windows and External Doors ¦ Roller Shutters ¦ Electric Roller Shutter | 1 | High | D | 1 | 2025 | 3 | 2 | 2.1 | 1108 | 765
Fabric ¦ Superstructure ¦ Internal Doors ¦ Roller Shutters ¦ Electric Roller Shutter | 1 | Medium | B | 1 | 2025 | 5 | 3 | 3.2 | 22883 | 7303
Fabric ¦ Barriers and Guardrails ¦ Vehicle Crash Protection Barrier | 1 | V Low | B | 1 | 2025 | 5 | 4 | 3.7 | 32916 | 11909
Fire ¦ Fire Fighting ¦ Fire Extinguishers ¦ Foam | 5 | Urgent | B | 8 | 2032 | 5 | 1 | 2.2 | 3645 | 20361
Electrical ¦ Lighting ¦ Internal ¦ Emergency ¦ Self Contained ¦ Non LED | 1 | Urgent | B | 1 | 2025 | 5 | 1 | 2.2 | 3646 | 1174
HVAC ¦ Heat Emitters - Central ¦ Radiators ¦ Steel | 1 | Medium | B | 1 | 2025 | 5 | 3 | 3.2 | 22884 | 7304
Electrical ¦ Specialist Lighting ¦ Internal ¦ Illuminated Fire Exit Signage | 1 | Urgent | B | 16 | 2040 | 5 | 1 | 2.2 | 3647 | 28732
Fire ¦ Fire Fighting ¦ Fire Extinguishers ¦ CO2 | 4 | Urgent | B | 6 | 2030 | 5 | 1 | 2.2 | 3648 | 16151
HVAC ¦ Heat Emitters - Local ¦ Electric Heaters | 3 | Medium | B | 1 | 2025 | 5 | 3 | 3.2 | 22885 | 7305
Fire ¦ Fire Fighting ¦ Fire Extinguishers ¦ Foam | 6 | Urgent | B | 8 | 2032 | 5 | 1 | 2.2 | 3649 | 20362
Water ¦ Central Hot Water Distribution ¦ Hot water cylinders | 1 | High | A | 24 | 2048 | 6 | 2 | 3 | 19534 | 33271
Electrical ¦ Specialist Lighting ¦ Internal ¦ Illuminated Fire Exit Signage | 5 | Urgent | B | 16 | 2040 | 5 | 1 | 2.2 | 3650 | 28733
Fire ¦ Fire Fighting ¦ Fire Extinguishers ¦ Foam | 4 | Urgent | B | 6 | 2030 | 5 | 1 | 2.2 | 3651 | 16152
HVAC ¦ Heat Emitters - Local ¦ Electric Heaters | 1 | Medium | B | 1 | 2025 | 5 | 3 | 3.2 | 22886 | 7306
Electrical ¦ Specialist Lighting ¦ Internal ¦ Illuminated Fire Exit Signage | 4 | Urgent | B | 16 | 2040 | 5 | 1 | 2.2 | 3652 | 28734
Electrical ¦ Lighting ¦ Internal ¦ Emergency ¦ Self Contained ¦ LED | 3 | Urgent | B | 23 | 2047 | 5 | 1 | 2.2 | 3653 | 33087
Electrical ¦ LV Distribution ¦ Distribution Board ¦ Main | 1 | High | B | 5 | 2029 | 5 | 2 | 2.7 | 13137 | 14611
Electrical ¦ LV Distribution ¦ Distribution Board ¦ Sub | 1 | High | B | 6 | 2030 | 5 | 2 | 2.7 | 13138 | 17509
HVAC ¦ Fan ¦ Local and Special Ventilation ¦ Extract | 1 | Medium | B | 6 | 2030 | 5 | 3 | 3.2 | 22887 | 18577
HVAC ¦ Fan ¦ Local and Special Ventilation ¦ Ventilating - General | 1 | Medium | B | 1 | 2025 | 5 | 3 | 3.2 | 22888 | 7307
Fabric ¦ Superstructure ¦ Windows and External Doors ¦ Roller Shutters ¦ Electric Roller Shutter | 1 | High | B | 1 | 2025 | 5 | 2 | 2.7 | 13139 | 3411
Electrical ¦ Lighting ¦ Internal ¦ General ¦ LED Fittings & Luminaires | 8 | Medium | C | 16 | 2040 | 4 | 3 | 2.9 | 18550 | 29287
Electrical ¦ Lighting ¦ Internal ¦ Emergency ¦ Self Contained ¦ Non LED | 1 | Urgent | B | 7 | 2031 | 5 | 1 | 2.2 | 3654 | 19254
Electrical ¦ LV Distribution ¦ Distribution Board ¦ Main | 1 | High | D | 1 | 2025 | 3 | 2 | 2.1 | 1109 | 766
HVAC ¦ Local and Special Ventilation ¦ Unit extract fans. | 1 | Medium | D | 1 | 2025 | 3 | 3 | 2.6 | 11089 | 2607
Fabric ¦ Superstructure ¦ Windows and External Doors ¦ Roller Shutters ¦ Electric Roller Shutter | 1 | High | B | 11 | 2035 | 5 | 2 | 2.7 | 13140 | 24293
Transport ¦ Lifts ¦ Passenger Lift electric ¦ Electric | 1 | Medium | B | 2 | 2026 | 5 | 3 | 3.2 | 22889 | 13053
Fire ¦ Fire Detection ¦ Fire Alarm Panel / Repeater | 1 | Urgent | B | 13 | 2037 | 5 | 1 | 2.2 | 3655 | 26838
Fabric ¦ Superstructure ¦ Windows and External Doors ¦ Roller Shutters ¦ Manual Roller Shutter | 1 | High | B | 1 | 2025 | 5 | 2 | 2.7 | 13141 | 3412
HVAC ¦ Heat Emitters - Local ¦ Electric Heaters | 1 | Medium | B | 1 | 2025 | 5 | 3 | 3.2 | 22890 | 7308
HVAC ¦ Fan ¦ Local and Special Ventilation ¦ Fans Window or Wall Mounted | 1 | Medium | B | 1 | 2025 | 5 | 3 | 3.2 | 22891 | 7309
Electrical ¦ LV Distribution ¦ Distribution Board ¦ Sub | 1 | High | A | 18 | 2042 | 6 | 2 | 3 | 19535 | 30903
Fabric ¦ Superstructure ¦ Internal Doors ¦ Roller Shutters ¦ Electric Roller Shutter | 1 | Medium | B | 11 | 2035 | 5 | 3 | 3.2 | 22892 | 25106
Electrical ¦ LV Distribution ¦ Distribution Board ¦ Sub | 1 | High | B | 11 | 2035 | 5 | 2 | 2.7 | 13142 | 24294
HVAC ¦ Fan ¦ Local and Special Ventilation ¦ Extract | 1 | Medium | B | 1 | 2025 | 5 | 3 | 3.2 | 22893 | 7310
HVAC ¦ Fan ¦ Local and Special Ventilation ¦ Axial | 1 | Medium | B | 1 | 2025 | 5 | 3 | 3.2 | 22894 | 7311
Electrical ¦ Lighting ¦ Internal ¦ Emergency ¦ Self Contained ¦ LED | 2 | Urgent | B | 21 | 2045 | 5 | 1 | 2.2 | 3656 | 31941
HVAC ¦ Heat Emitters - Local ¦ Electric Heaters | 1 | Medium | B | 1 | 2025 | 5 | 3 | 3.2 | 22895 | 7312
Fire ¦ Fire Fighting ¦ Fire Extinguishers ¦ CO2 | 3 | Urgent | B | 6 | 2030 | 5 | 1 | 2.2 | 3657 | 16153
Fire ¦ Fire Fighting ¦ Fire Extinguishers ¦ Foam | 6 | Urgent | B | 9 | 2033 | 5 | 1 | 2.2 | 3658 | 21280
Fire ¦ Fire Fighting ¦ Fire Extinguishers ¦ Foam | 1 | Urgent | B | 1 | 2025 | 5 | 1 | 2.2 | 3659 | 1175
Fire ¦ Fire Fighting ¦ Fire Extinguishers ¦ CO2 | 1 | Urgent | B | 2 | 2026 | 5 | 1 | 2.2 | 3660 | 12539
Water ¦ Local Hot Water ¦ Instantaneous Electric Water Heater - Non-Drinking Water | 1 | Medium | B | 5 | 2029 | 5 | 3 | 3.2 | 22896 | 14975
Water ¦ Local Hot Water ¦ Instantaneous Electric Water Heater - Non-Drinking Water | 1 | Medium | B | 7 | 2031 | 5 | 3 | 3.2 | 22897 | 19875
HVAC ¦ Heat Emitters - Local ¦ Electric Heaters | 3 | Medium | B | 1 | 2025 | 5 | 3 | 3.2 | 22898 | 7313
Electrical ¦ Lighting ¦ Internal ¦ Emergency ¦ Self Contained ¦ LED | 1 | Urgent | B | 11 | 2035 | 5 | 1 | 2.2 | 3661 | 23524
HVAC ¦ Local and Special Ventilation ¦ Unit extract fans. | 1 | Medium | D | 1 | 2025 | 3 | 3 | 2.6 | 11090 | 2608
Fire ¦ Fire Detection ¦ Fire Alarm Panel / Repeater | 1 | Urgent | B | 11 | 2035 | 5 | 1 | 2.2 | 3662 | 23525
Electrical ¦ Lighting ¦ Internal ¦ General ¦ LED Fittings & Luminaires | 1 | Medium | C | 16 | 2040 | 4 | 3 | 2.9 | 18551 | 29288
HVAC ¦ Heat Emitters - Local ¦ Electric Heaters | 4 | Medium | B | 7 | 2031 | 5 | 3 | 3.2 | 22899 | 19876
Electrical ¦ Lighting ¦ Internal ¦ General ¦ LED Fittings & Luminaires | 8 | Medium | B | 12 | 2036 | 5 | 3 | 3.2 | 22900 | 26431
HVAC ¦ Fan ¦ Local and Special Ventilation ¦ Extract | 1 | Medium | B | 11 | 2035 | 5 | 3 | 3.2 | 22901 | 25107
Electrical ¦ Lighting ¦ Internal ¦ General ¦ LED Fittings & Luminaires | 8 | Medium | B | 11 | 2035 | 5 | 3 | 3.2 | 22902 | 25108
Electrical ¦ Specialist Lighting ¦ Internal ¦ Illuminated Fire Exit Signage | 1 | Urgent | B | 17 | 2041 | 5 | 1 | 2.2 | 3663 | 30065
Fire ¦ Fire Fighting ¦ Fire Extinguishers ¦ Foam | 1 | Urgent | B | 1 | 2025 | 5 | 1 | 2.2 | 3664 | 1176
HVAC ¦ Fan ¦ Local and Special Ventilation ¦ Fans Window or Wall Mounted | 1 | Medium | B | 1 | 2025 | 5 | 3 | 3.2 | 22903 | 7314
Electrical ¦ Lighting ¦ Internal ¦ Emergency ¦ Self Contained ¦ Non LED | 1 | Urgent | DX | 1 | 2025 | 1 | 1 | 1 | 8 | 6
Electrical ¦ Lighting ¦ Internal ¦ General ¦ LED Fittings & Luminaires | 8 | Medium | B | 12 | 2036 | 5 | 3 | 3.2 | 22904 | 26432
Electrical ¦ Lighting ¦ External ¦ General - LED | 10 | Medium | B | 7 | 2031 | 5 | 3 | 3.2 | 22905 | 19877
HVAC ¦ Heat Emitters - Local ¦ Gas Fired Unit Heaters | 1 | Medium | B | 1 | 2025 | 5 | 3 | 3.2 | 22906 | 7315
HVAC ¦ Fan ¦ Local and Special Ventilation ¦ Axial | 1 | Medium | B | 1 | 2025 | 5 | 3 | 3.2 | 22907 | 7316
Security ¦ Access ¦ Access Control ¦ Door ¦ Local Lock / Keypad / Manual | 1 | Medium | B | 1 | 2025 | 5 | 3 | 3.2 | 22908 | 7317
Fire ¦ Fire Fighting ¦ Fire Extinguishers ¦ CO2 | 3 | Urgent | B | 8 | 2032 | 5 | 1 | 2.2 | 3665 | 20363
HVAC ¦ Fan ¦ Central Ventilation Systems ¦ Ventilating - General | 1 | Low | B | 6 | 2030 | 5 | 4 | 3.7 | 32917 | 19099
HVAC ¦ Fan ¦ Local and Special Ventilation ¦ Fans Window or Wall Mounted | 1 | Medium | DX | 1 | 2025 | 1 | 3 | 2 | 840 | 556
Electrical ¦ Lighting ¦ Internal ¦ General ¦ LED Fittings & Luminaires | 41 | Medium | B | 12 | 2036 | 5 | 3 | 3.2 | 22909 | 26433
Electrical ¦ LV Distribution ¦ Distribution Board ¦ Sub | 1 | High | B | 1 | 2025 | 5 | 2 | 2.7 | 13143 | 3413
Fabric ¦ Superstructure ¦ Windows and External Doors ¦ Roller Shutters ¦ Electric Roller Shutter | 1 | High | B | 1 | 2025 | 5 | 2 | 2.7 | 13144 | 3414
Fabric ¦ Superstructure ¦ Windows and External Doors ¦ Roller Shutters ¦ Electric Roller Shutter | 1 | High | D | 1 | 2025 | 3 | 2 | 2.1 | 1110 | 767
Fabric ¦ Superstructure ¦ Windows and External Doors ¦ External Doors ¦ Manual and Automatic Doors ¦ Auto / Powered Sliding Doors | 1 | High | B | 16 | 2040 | 5 | 2 | 2.7 | 13145 | 29133
Fabric ¦ Superstructure ¦ Windows and External Doors ¦ External Doors ¦ Manual and Automatic Doors ¦ High Security Door | 1 | High | B | 6 | 2030 | 5 | 2 | 2.7 | 13146 | 17510
Fabric ¦ Superstructure ¦ Windows and External Doors ¦ External Doors ¦ Entrance Doors | 1 | High | B | 11 | 2035 | 5 | 2 | 2.7 | 13147 | 24295
Electrical ¦ LV Distribution ¦ Distribution Board ¦ Sub | 1 | High | B | 1 | 2025 | 5 | 2 | 2.7 | 13148 | 3415
HVAC ¦ Fan ¦ Local and Special Ventilation ¦ Fans Window or Wall Mounted | 1 | Medium | B | 1 | 2025 | 5 | 3 | 3.2 | 22910 | 7318
HVAC ¦ Fan ¦ Local and Special Ventilation ¦ Fans Window or Wall Mounted | 1 | Medium | B | 1 | 2025 | 5 | 3 | 3.2 | 22911 | 7319
HVAC ¦ Fan ¦ Local and Special Ventilation ¦ Extract | 1 | Medium | B | 11 | 2035 | 5 | 3 | 3.2 | 22912 | 25109
Electrical ¦ Lighting ¦ Internal ¦ Emergency ¦ Self Contained ¦ LED | 9 | Urgent | B | 21 | 2045 | 5 | 1 | 2.2 | 3666 | 31942
HVAC ¦ Central Air Conditioning ¦ Air Conditioning ¦ Multi-Split Condenser - Split Systems/Heat Pumps - Air-cooled with Direct Expansion Evaporator (DX) | 1 | Medium | D | 1 | 2025 | 3 | 3 | 2.6 | 11091 | 2609
HVAC ¦ Central Air Conditioning ¦ Air Conditioning ¦ Multi-Split Condenser - Split Systems/Heat Pumps - Air-cooled with Direct Expansion Evaporator (DX) | 1 | Medium | B | 1 | 2025 | 5 | 3 | 3.2 | 22913 | 7320
HVAC ¦ Local and Special Ventilation ¦ Unit extract fans. | 1 | Medium | D | 1 | 2025 | 3 | 3 | 2.6 | 11092 | 2610
Fabric ¦ Superstructure ¦ Internal Doors ¦ Roller Shutters ¦ Electric Roller Shutter | 1 | Medium | B | 1 | 2025 | 5 | 3 | 3.2 | 22914 | 7321
Electrical ¦ Specialist Lighting ¦ Internal ¦ Illuminated Fire Exit Signage | 3 | Urgent | B | 16 | 2040 | 5 | 1 | 2.2 | 3667 | 28735
Electrical ¦ Specialist Lighting ¦ Internal ¦ Illuminated Fire Exit Signage | 1 | Urgent | B | 12 | 2036 | 5 | 1 | 2.2 | 3668 | 25989
HVAC ¦ Fan ¦ Local and Special Ventilation ¦ Extract | 1 | Medium | B | 1 | 2025 | 5 | 3 | 3.2 | 22915 | 7322
HVAC ¦ Fan ¦ Local and Special Ventilation ¦ Axial | 1 | Medium | B | 1 | 2025 | 5 | 3 | 3.2 | 22916 | 7323
Fabric ¦ Superstructure ¦ Windows and External Doors ¦ Roller Shutters ¦ Electric Roller Shutter | 1 | High | B | 1 | 2025 | 5 | 2 | 2.7 | 13149 | 3416
Electrical ¦ LV Distribution ¦ Distribution Board ¦ Main | 1 | High | B | 9 | 2033 | 5 | 2 | 2.7 | 13150 | 21577
HVAC ¦ Heat Emitters - Local ¦ Gas Fired Unit Heaters | 1 | Medium | B | 12 | 2036 | 5 | 3 | 3.2 | 22917 | 26434
HVAC ¦ Local and Special Ventilation ¦ Unit extract fans. | 1 | Medium | D | 1 | 2025 | 3 | 3 | 2.6 | 11093 | 2611
Fabric ¦ Superstructure ¦ Windows and External Doors ¦ External Doors ¦ Manual and Automatic Doors ¦ Emergency and Panic Escape Doors | 1 | Urgent | B | 17 | 2041 | 5 | 1 | 2.2 | 3669 | 30066
Fabric ¦ Superstructure ¦ Windows and External Doors ¦ Roller Shutters ¦ Electric Roller Shutter | 1 | High | B | 1 | 2025 | 5 | 2 | 2.7 | 13151 | 3417
Fabric ¦ Barriers and Guardrails ¦ Vehicle Crash Protection Barrier | 1 | V Low | B | 1 | 2025 | 5 | 4 | 3.7 | 32918 | 11910
Electrical ¦ LV Distribution ¦ Distribution Board ¦ Sub | 1 | High | B | 6 | 2030 | 5 | 2 | 2.7 | 13152 | 17511
HVAC ¦ Fan ¦ Central Heating ¦ Axial | 1 | High | C | 1 | 2025 | 4 | 2 | 2.4 | 10516 | 2386
Controls ¦ Multi-System Controls ¦ Control Panel - Electrical Services (excluding Electrical Controllers and Pneumatic Relays) | 1 | Medium | B | 1 | 2025 | 5 | 3 | 3.2 | 22918 | 7324
Fabric ¦ Superstructure ¦ Windows and External Doors ¦ External Doors ¦ Entrance Doors | 1 | High | B | 10 | 2034 | 5 | 2 | 2.7 | 13153 | 22318
Electrical ¦ Lighting ¦ Internal ¦ Emergency ¦ Self Contained ¦ LED | 3 | Urgent | B | 11 | 2035 | 5 | 1 | 2.2 | 3670 | 23526
HVAC ¦ Local Air Conditioning ¦ Single-Split Evaporator - Split Systems/Heat Pumps - Air-cooled with Direct Expansion Evaporator (DX) | 1 | Medium | B | 1 | 2025 | 5 | 3 | 3.2 | 22919 | 7325
Fabric ¦ Superstructure ¦ Roof ¦ Roof Lights, Skylights and Openings ¦ Smoke vents ¦ Smoke Relief-Natural Ventilators | 1 | Urgent | B | 1 | 2025 | 5 | 1 | 2.2 | 3671 | 1177
Fabric ¦ Superstructure ¦ Windows and External Doors ¦ External Doors ¦ Entrance Doors | 1 | High | B | 21 | 2045 | 5 | 2 | 2.7 | 13154 | 32594
Fabric ¦ Superstructure ¦ Windows and External Doors ¦ External Doors ¦ Manual and Automatic Doors ¦ Auto / Powered Sliding Doors | 1 | High | B | 26 | 2050 | 5 | 2 | 2.7 | 13155 | 33492
HVAC ¦ Heat Emitters - Local ¦ Electric Heaters | 1 | Medium | B | 1 | 2025 | 5 | 3 | 3.2 | 22920 | 7326
HVAC ¦ Central Heating (Internally Sourced) ¦ Boiler ¦ Atmospheric Gas Burner - Free Standing Boiler | 1 | Medium | B | 1 | 2025 | 5 | 3 | 3.2 | 22921 | 7327
HVAC ¦ Fan ¦ Local and Special Ventilation ¦ Axial | 1 | Medium | B | 1 | 2025 | 5 | 3 | 3.2 | 22922 | 7328
Fabric ¦ Superstructure ¦ Windows and External Doors ¦ Roller Shutters ¦ Manual Roller Shutter | 1 | High | B | 21 | 2045 | 5 | 2 | 2.7 | 13156 | 32595
Electrical ¦ Lighting ¦ Internal ¦ Emergency ¦ Self Contained ¦ LED | 9 | Urgent | B | 21 | 2045 | 5 | 1 | 2.2 | 3672 | 31943
Fabric ¦ Superstructure ¦ Roof ¦ Roof Lights, Skylights and Openings ¦ Smoke vents ¦ Smoke Relief-Natural Ventilators | 1 | Urgent | B | 1 | 2025 | 5 | 1 | 2.2 | 3673 | 1178
HVAC ¦ Heat Emitters - Local ¦ Gas Fired Natural and Fan Assisted Heaters | 1 | Medium | B | 1 | 2025 | 5 | 3 | 3.2 | 22923 | 7329
Fabric ¦ Superstructure ¦ Windows and External Doors ¦ External Doors ¦ Entrance Doors | 1 | High | B | 11 | 2035 | 5 | 2 | 2.7 | 13157 | 24296
Fabric ¦ Superstructure ¦ Windows and External Doors ¦ External Doors ¦ Manual and Automatic Doors ¦ Emergency and Panic Escape Doors | 1 | Urgent | B | 11 | 2035 | 5 | 1 | 2.2 | 3674 | 23527
HVAC ¦ Fan ¦ Local and Special Ventilation ¦ Axial | 1 | Medium | B | 1 | 2025 | 5 | 3 | 3.2 | 22924 | 7330
Fabric ¦ Superstructure ¦ Windows and External Doors ¦ Roller Shutters ¦ Manual Roller Shutter | 1 | High | B | 1 | 2025 | 5 | 2 | 2.7 | 13158 | 3418
Fire ¦ Fire Fighting ¦ Fire Extinguishers ¦ Dry Chemical | 1 | Urgent | B | 8 | 2032 | 5 | 1 | 2.2 | 3675 | 20364
Electrical ¦ Lighting ¦ External ¦ General - LED | 2 | Medium | B | 1 | 2025 | 5 | 3 | 3.2 | 22925 | 7331
Controls ¦ Multi-System Controls ¦ Instrument Control Panel | 1 | Medium | B | 14 | 2038 | 5 | 3 | 3.2 | 22926 | 27546
Fabric ¦ Superstructure ¦ Windows and External Doors ¦ Roller Shutters ¦ Manual Roller Shutter | 1 | High | B | 1 | 2025 | 5 | 2 | 2.7 | 13159 | 3419
Water ¦ Local Hot Water ¦ Package Electric Water Heaters - Non-Drinking Water | 1 | Medium | B | 3 | 2027 | 5 | 3 | 3.2 | 22927 | 13488
Fabric ¦ Superstructure ¦ Windows and External Doors ¦ External Doors ¦ Entrance Doors | 1 | High | B | 11 | 2035 | 5 | 2 | 2.7 | 13160 | 24297
Fire ¦ Fire Detection ¦ Fire Alarm System | 1 | Urgent | B | 1 | 2025 | 5 | 1 | 2.2 | 3676 | 1179
HVAC ¦ Central Air Conditioning ¦ Air Conditioning ¦ Multi-Split Evaporator - Split Systems/Heat Pumps - Air-cooled with Direct Expansion Evaporator (DX) | 1 | Medium | B | 10 | 2034 | 5 | 3 | 3.2 | 22928 | 22699
HVAC ¦ Fan ¦ Central Cooling ¦ Axial | 1 | Medium | B | 1 | 2025 | 5 | 3 | 3.2 | 22929 | 7332
Electrical ¦ LV Distribution ¦ Distribution Board ¦ Main | 1 | High | B | 15 | 2039 | 5 | 2 | 2.7 | 13161 | 28129
HVAC ¦ Local Air Conditioning ¦ Single-Split Condenser - Split Systems/Heat Pumps - Air-cooled with Direct Expansion Evaporator (DX) | 1 | Medium | B | 5 | 2029 | 5 | 3 | 3.2 | 22930 | 14976
HVAC ¦ Central Heating (Internally Sourced) ¦ Burner ¦ Forced draft gas burner | 1 | Medium | B | 1 | 2025 | 5 | 3 | 3.2 | 22931 | 7333
Fire ¦ Fire Detection ¦ Fire Alarm System | 1 | Urgent | B | 11 | 2035 | 5 | 1 | 2.2 | 3677 | 23528
Electrical ¦ LV Distribution ¦ Distribution Board ¦ Main | 1 | High | B | 7 | 2031 | 5 | 2 | 2.7 | 13162 | 19604
HVAC ¦ Fan ¦ Local and Special Ventilation ¦ Extract | 1 | Medium | B | 2 | 2026 | 5 | 3 | 3.2 | 22932 | 13054
Controls ¦ Building Management System (BMS) ¦ BMS Control Panel | 1 | High | B | 7 | 2031 | 5 | 2 | 2.7 | 13163 | 19605
HVAC ¦ Ventilation ¦ Air Handling Unit (AHU) ¦ Internal ¦ Central Air Conditioning ¦ Gas Fired | 1 | Medium | B | 1 | 2025 | 5 | 3 | 3.2 | 22933 | 7334
Water ¦ Local Hot Water ¦ Instantaneous Electric Water Heater - Non-Drinking Water | 1 | Medium | B | 14 | 2038 | 5 | 3 | 3.2 | 22934 | 27547
Fabric ¦ Superstructure ¦ Windows and External Doors ¦ External Doors ¦ Manual and Automatic Doors ¦ Emergency and Panic Escape Doors | 1 | Urgent | B | 11 | 2035 | 5 | 1 | 2.2 | 3678 | 23529
HVAC ¦ Fan ¦ Local and Special Ventilation ¦ Fans Window or Wall Mounted | 1 | Medium | B | 10 | 2034 | 5 | 3 | 3.2 | 22935 | 22700
HVAC ¦ Fan ¦ Local and Special Ventilation ¦ Extract | 1 | Medium | B | 13 | 2037 | 5 | 3 | 3.2 | 22936 | 27107
Fabric ¦ Superstructure ¦ Windows and External Doors ¦ Roller Shutters ¦ Manual Roller Shutter | 1 | High | B | 1 | 2025 | 5 | 2 | 2.7 | 13164 | 3420
HVAC ¦ Heat Emitters - Local ¦ Electric Heaters | 5 | Medium | B | 4 | 2028 | 5 | 3 | 3.2 | 22937 | 14086
Electrical ¦ Lighting ¦ Internal ¦ Emergency ¦ Self Contained ¦ LED | 7 | Urgent | B | 21 | 2045 | 5 | 1 | 2.2 | 3679 | 31944
Fire ¦ Fire Fighting ¦ Fire Extinguishers ¦ Foam | 3 | Urgent | B | 4 | 2028 | 5 | 1 | 2.2 | 3680 | 13802
Fire ¦ Fire Fighting ¦ Fire Extinguishers ¦ CO2 | 3 | Urgent | B | 7 | 2031 | 5 | 1 | 2.2 | 3681 | 19255
Fabric ¦ Superstructure ¦ Windows and External Doors ¦ Roller Shutters ¦ Manual Roller Shutter | 1 | High | A | 25 | 2049 | 6 | 2 | 3 | 19536 | 33448
Water ¦ Local Hot Water ¦ Package Electric Water Heaters - Non-Drinking Water | 1 | Medium | B | 6 | 2030 | 5 | 3 | 3.2 | 22938 | 18578
Fire ¦ Fire Fighting ¦ Fire Extinguishers ¦ CO2 | 2 | Urgent | B | 6 | 2030 | 5 | 1 | 2.2 | 3682 | 16154
Water ¦ Local Hot Water ¦ Instantaneous Electric Water Heater - Non-Drinking Water | 1 | Medium | B | 1 | 2025 | 5 | 3 | 3.2 | 22939 | 7335
Fabric ¦ Superstructure ¦ Windows and External Doors ¦ Roller Shutters ¦ Manual Roller Shutter | 1 | High | B | 1 | 2025 | 5 | 2 | 2.7 | 13165 | 3421
Fabric ¦ Superstructure ¦ Windows and External Doors ¦ Roller Shutters ¦ Manual Roller Shutter | 1 | High | B | 1 | 2025 | 5 | 2 | 2.7 | 13166 | 3422
Electrical ¦ Specialist Lighting ¦ Internal ¦ Illuminated Fire Exit Signage | 1 | Urgent | B | 6 | 2030 | 5 | 1 | 2.2 | 3683 | 16155
Fire ¦ Fire Fighting ¦ Fire Extinguishers ¦ Foam | 2 | Urgent | B | 6 | 2030 | 5 | 1 | 2.2 | 3684 | 16156
Fire ¦ Fire Fighting ¦ Fire Blanket | 1 | Urgent | B | 4 | 2028 | 5 | 1 | 2.2 | 3685 | 13803
Electrical ¦ LV Distribution ¦ Distribution Board ¦ Main | 1 | High | B | 19 | 2043 | 5 | 2 | 2.7 | 13167 | 31172
HVAC ¦ Heat Emitters - Local ¦ Gas Fired Natural and Fan Assisted Heaters | 1 | Medium | B | 1 | 2025 | 5 | 3 | 3.2 | 22940 | 7336
Electrical ¦ Lighting ¦ Internal ¦ General ¦ LED Fittings & Luminaires | 30 | Medium | B | 10 | 2034 | 5 | 3 | 3.2 | 22941 | 22701
Fire ¦ Fire Fighting ¦ Fire Extinguishers ¦ Foam | 2 | Urgent | B | 6 | 2030 | 5 | 1 | 2.2 | 3686 | 16157
Electrical ¦ LV Distribution ¦ Distribution Board ¦ Main | 1 | High | B | 7 | 2031 | 5 | 2 | 2.7 | 13168 | 19606
HVAC ¦ Heat Emitters - Local ¦ Gas Fired Unit Heaters | 1 | Medium | B | 6 | 2030 | 5 | 3 | 3.2 | 22942 | 18579
Fabric ¦ Superstructure ¦ Windows and External Doors ¦ Roller Shutters ¦ Manual Roller Shutter | 1 | High | B | 1 | 2025 | 5 | 2 | 2.7 | 13169 | 3423
Electrical ¦ Specialist Lighting ¦ Internal ¦ Illuminated Fire Exit Signage | 7 | Urgent | B | 16 | 2040 | 5 | 1 | 2.2 | 3687 | 28736
Electrical ¦ LV Distribution ¦ Main Switch Panel at Supply Intake | 1 | Medium | B | 13 | 2037 | 5 | 3 | 3.2 | 22943 | 27108
Fabric ¦ Superstructure ¦ Windows and External Doors ¦ External Doors ¦ Entrance Doors | 1 | High | B | 25 | 2049 | 5 | 2 | 2.7 | 13170 | 33382
Fabric ¦ Barriers and Guardrails ¦ Vehicle Crash Protection Barrier | 1 | V Low | B | 2 | 2026 | 5 | 4 | 3.7 | 32919 | 13228
Electrical ¦ Lighting ¦ Internal ¦ General ¦ LED Fittings & Luminaires | 22 | Medium | B | 15 | 2039 | 5 | 3 | 3.2 | 22944 | 28396
Fabric ¦ Superstructure ¦ Windows and External Doors ¦ External Doors ¦ Entrance Doors | 1 | High | B | 11 | 2035 | 5 | 2 | 2.7 | 13171 | 24298
Fabric ¦ Superstructure ¦ Windows and External Doors ¦ External Doors ¦ Manual and Automatic Doors ¦ High Security Door | 1 | High | B | 21 | 2045 | 5 | 2 | 2.7 | 13172 | 32596
Fabric ¦ Superstructure ¦ Windows and External Doors ¦ Roller Shutters ¦ Manual Roller Shutter | 1 | High | B | 8 | 2032 | 5 | 2 | 2.7 | 13173 | 20693
Electrical ¦ Specialist Lighting ¦ Internal ¦ Illuminated Fire Exit Signage | 4 | Urgent | B | 13 | 2037 | 5 | 1 | 2.2 | 3688 | 26839
Fabric ¦ Superstructure ¦ Windows and External Doors ¦ External Doors ¦ Entrance Doors | 1 | High | B | 24 | 2048 | 5 | 2 | 2.7 | 13174 | 33263
Electrical ¦ Lighting ¦ Internal ¦ General ¦ LED Fittings & Luminaires | 72 | Medium | B | 16 | 2040 | 5 | 3 | 3.2 | 22945 | 29458
HVAC ¦ Heat Emitters - Local ¦ Electric Heaters | 2 | Medium | C | 1 | 2025 | 4 | 3 | 2.9 | 18552 | 5487
Electrical ¦ Lighting ¦ Internal ¦ Emergency ¦ Self Contained ¦ LED | 3 | Urgent | B | 11 | 2035 | 5 | 1 | 2.2 | 3689 | 23530
Fire ¦ Fire Fighting ¦ Fire Extinguishers ¦ Foam | 11 | Urgent | B | 6 | 2030 | 5 | 1 | 2.2 | 3690 | 16158
Fabric ¦ Superstructure ¦ Internal Doors ¦ Roller Shutters ¦ Automatic Roller Shutter | 1 | High | B | 21 | 2045 | 5 | 2 | 2.7 | 13175 | 32597
HVAC ¦ Fan ¦ Local and Special Ventilation ¦ Axial | 1 | Medium | B | 12 | 2036 | 5 | 3 | 3.2 | 22946 | 26435
Electrical ¦ LV Distribution ¦ Distribution Board ¦ Main | 1 | High | B | 7 | 2031 | 5 | 2 | 2.7 | 13176 | 19607
Fabric ¦ Superstructure ¦ Windows and External Doors ¦ External Doors ¦ Manual and Automatic Doors ¦ Emergency and Panic Escape Doors | 1 | Urgent | B | 22 | 2046 | 5 | 1 | 2.2 | 3691 | 32875
Fabric ¦ Superstructure ¦ Windows and External Doors ¦ External Doors ¦ Manual and Automatic Doors ¦ Auto / Powered Sliding Doors | 1 | High | B | 26 | 2050 | 5 | 2 | 2.7 | 13177 | 33493
HVAC ¦ Heat Emitters - Central ¦ Radiators ¦ Steel | 4 | Medium | B | 5 | 2029 | 5 | 3 | 3.2 | 22947 | 14977
Electrical ¦ LV Distribution ¦ Distribution Board ¦ Main | 1 | High | B | 19 | 2043 | 5 | 2 | 2.7 | 13178 | 31173
Fabric ¦ Superstructure ¦ Windows and External Doors ¦ External Doors ¦ Manual and Automatic Doors ¦ High Security Door | 1 | High | B | 21 | 2045 | 5 | 2 | 2.7 | 13179 | 32598
Electrical ¦ Specialist Lighting ¦ Internal ¦ Illuminated Fire Exit Signage | 4 | Urgent | B | 6 | 2030 | 5 | 1 | 2.2 | 3692 | 16159
HVAC ¦ Fan ¦ Local and Special Ventilation ¦ Fans Window or Wall Mounted | 1 | Medium | B | 5 | 2029 | 5 | 3 | 3.2 | 22948 | 14978
Fabric ¦ Superstructure ¦ Windows and External Doors ¦ Roller Shutters ¦ Electric Roller Shutter | 1 | High | B | 1 | 2025 | 5 | 2 | 2.7 | 13180 | 3424
Fabric ¦ Barriers and Guardrails ¦ Vehicle Crash Protection Barrier | 1 | V Low | B | 2 | 2026 | 5 | 4 | 3.7 | 32920 | 13229
Electrical ¦ Lighting ¦ Internal ¦ General ¦ LED Fittings & Luminaires | 38 | Medium | B | 16 | 2040 | 5 | 3 | 3.2 | 22949 | 29459
Electrical ¦ Lighting ¦ External ¦ General - LED | 8 | Medium | B | 11 | 2035 | 5 | 3 | 3.2 | 22950 | 25110
Fire ¦ Fire Fighting ¦ Fire Blanket | 1 | Urgent | B | 4 | 2028 | 5 | 1 | 2.2 | 3693 | 13804
HVAC ¦ Fan ¦ Local and Special Ventilation ¦ Fans Window or Wall Mounted | 1 | Medium | B | 5 | 2029 | 5 | 3 | 3.2 | 22951 | 14979
Fabric ¦ Superstructure ¦ Windows and External Doors ¦ External Doors ¦ Entrance Doors | 1 | High | B | 30 | 2054 | 5 | 2 | 2.7 | 13181 | 33707
Fabric ¦ Superstructure ¦ Windows and External Doors ¦ Roller Shutters ¦ Manual Roller Shutter | 1 | High | B | 1 | 2025 | 5 | 2 | 2.7 | 13182 | 3425
Electrical ¦ Lighting ¦ Internal ¦ Emergency ¦ Self Contained ¦ LED | 7 | Urgent | B | 17 | 2041 | 5 | 1 | 2.2 | 3694 | 30067
HVAC ¦ Heat Emitters - Local ¦ Gas Fired Natural and Fan Assisted Heaters | 1 | Medium | B | 1 | 2025 | 5 | 3 | 3.2 | 22952 | 7337
Fabric ¦ Superstructure ¦ Internal Doors ¦ Fire Doors ¦ Internal Roller Shutter- Fire Rated | 1 | Urgent | B | 1 | 2025 | 5 | 1 | 2.2 | 3695 | 1180
Fabric ¦ Superstructure ¦ Windows and External Doors ¦ External Doors ¦ Manual and Automatic Doors ¦ Emergency and Panic Escape Doors | 1 | Urgent | B | 16 | 2040 | 5 | 1 | 2.2 | 3696 | 28737
HVAC ¦ Fan ¦ Local and Special Ventilation ¦ Extract | 1 | Medium | B | 1 | 2025 | 5 | 3 | 3.2 | 22953 | 7338
Fire ¦ Fire Fighting ¦ Fire Extinguishers ¦ Foam | 5 | Urgent | B | 6 | 2030 | 5 | 1 | 2.2 | 3697 | 16160
Electrical ¦ Lighting ¦ Internal ¦ General ¦ LED Fittings & Luminaires | 46 | Medium | B | 15 | 2039 | 5 | 3 | 3.2 | 22954 | 28397
HVAC ¦ Heat Emitters - Local ¦ Electric Heaters | 2 | Medium | B | 1 | 2025 | 5 | 3 | 3.2 | 22955 | 7339
HVAC ¦ Heat Emitters - Central ¦ Radiators ¦ Steel | 1 | Medium | B | 1 | 2025 | 5 | 3 | 3.2 | 22956 | 7340
Fabric ¦ Superstructure ¦ Internal Doors ¦ Roller Shutters ¦ Electric Roller Shutter | 1 | Medium | B | 11 | 2035 | 5 | 3 | 3.2 | 22957 | 25111
Electrical ¦ Lighting ¦ Internal ¦ General | 27 | Medium | B | 1 | 2025 | 5 | 3 | 3.2 | 22958 | 7341
Security ¦ Access ¦ Access Control ¦ Gate Access - Local Lock / Keypad / Manual (External) | 1 | Medium | B | 8 | 2032 | 5 | 3 | 3.2 | 22959 | 20908
Fire ¦ Fire Fighting ¦ Fire Extinguishers ¦ CO2 | 1 | Urgent | B | 6 | 2030 | 5 | 1 | 2.2 | 3698 | 16161
Electrical ¦ Lighting ¦ Internal ¦ Emergency ¦ Self Contained ¦ LED | 18 | Urgent | B | 23 | 2047 | 5 | 1 | 2.2 | 3699 | 33088
Electrical ¦ Lighting ¦ Internal ¦ Emergency ¦ Self Contained ¦ LED | 7 | Urgent | B | 21 | 2045 | 5 | 1 | 2.2 | 3700 | 31945
Security ¦ Access ¦ Access Control ¦ Gate Access - Local Lock / Keypad / Manual (External) | 1 | Medium | B | 1 | 2025 | 5 | 3 | 3.2 | 22960 | 7342
Security ¦ Access ¦ Access Control ¦ Door ¦ Local Lock / Keypad / Manual | 2 | Medium | B | 10 | 2034 | 5 | 3 | 3.2 | 22961 | 22702
Fabric ¦ Superstructure ¦ Internal Doors ¦ Roller Shutters ¦ Electric Roller Shutter | 1 | Medium | B | 7 | 2031 | 5 | 3 | 3.2 | 22962 | 19878
Electrical ¦ Lighting ¦ Internal ¦ General ¦ LED Fittings & Luminaires | 28 | Medium | B | 13 | 2037 | 5 | 3 | 3.2 | 22963 | 27109
Fabric ¦ Superstructure ¦ Windows and External Doors ¦ External Doors ¦ Manual and Automatic Doors ¦ Emergency and Panic Escape Doors | 1 | Urgent | B | 30 | 2054 | 5 | 1 | 2.2 | 3701 | 33671
Water ¦ Local Hot Water ¦ Package Electric Water Heaters - Non-Drinking Water | 1 | Medium | B | 3 | 2027 | 5 | 3 | 3.2 | 22964 | 13489
Fire ¦ Fire Fighting ¦ Fire Extinguishers ¦ Foam | 3 | Urgent | B | 6 | 2030 | 5 | 1 | 2.2 | 3702 | 16162
HVAC ¦ Fan ¦ Central Cooling ¦ Axial | 1 | Medium | B | 1 | 2025 | 5 | 3 | 3.2 | 22965 | 7343
Fire ¦ Fire Detection ¦ Fire Alarm System | 1 | Urgent | B | 10 | 2034 | 5 | 1 | 2.2 | 3703 | 22024
Electrical ¦ Lighting ¦ Internal ¦ Emergency ¦ Self Contained ¦ Non LED | 1 | Urgent | B | 1 | 2025 | 5 | 1 | 2.2 | 3704 | 1181
Fire ¦ Fire Fighting ¦ Fire Extinguishers ¦ CO2 | 1 | Urgent | B | 6 | 2030 | 5 | 1 | 2.2 | 3705 | 16163
Fire ¦ Fire Fighting ¦ Fire Extinguishers ¦ CO2 | 3 | Urgent | B | 6 | 2030 | 5 | 1 | 2.2 | 3706 | 16164
HVAC ¦ Heat Emitters - Local ¦ Gas Fired Natural and Fan Assisted Heaters | 1 | Medium | B | 1 | 2025 | 5 | 3 | 3.2 | 22966 | 7344
Fire ¦ Fire Fighting ¦ Fire Extinguishers ¦ CO2 | 2 | Urgent | B | 7 | 2031 | 5 | 1 | 2.2 | 3707 | 19256
Fire ¦ Fire Fighting ¦ Fire Blanket | 1 | Urgent | B | 4 | 2028 | 5 | 1 | 2.2 | 3708 | 13805
Fabric ¦ Superstructure ¦ Windows and External Doors ¦ External Doors ¦ Manual and Automatic Doors ¦ Emergency and Panic Escape Doors | 1 | Urgent | B | 21 | 2045 | 5 | 1 | 2.2 | 3709 | 31946
HVAC ¦ Heat Emitters - Central ¦ Radiators ¦ Aluminium | 2 | Medium | B | 15 | 2039 | 5 | 3 | 3.2 | 22967 | 28398
Fire ¦ Fire Fighting ¦ Fire Extinguishers ¦ CO2 | 2 | Urgent | B | 6 | 2030 | 5 | 1 | 2.2 | 3710 | 16165
Fabric ¦ Superstructure ¦ Windows and External Doors ¦ External Doors ¦ Manual and Automatic Doors ¦ Auto / Powered Sliding Doors | 1 | High | B | 19 | 2043 | 5 | 2 | 2.7 | 13183 | 31174
Water ¦ Central Hot Water Distribution ¦ Hot water cylinders Domestic Type | 1 | Low | B | 1 | 2025 | 5 | 4 | 3.7 | 32921 | 11911
Electrical ¦ LV Distribution ¦ Distribution Board ¦ Sub | 1 | High | B | 10 | 2034 | 5 | 2 | 2.7 | 13184 | 22319
Fabric ¦ Superstructure ¦ Windows and External Doors ¦ Roller Shutters ¦ Manual Roller Shutter | 1 | High | B | 1 | 2025 | 5 | 2 | 2.7 | 13185 | 3426
Fabric ¦ Superstructure ¦ Windows and External Doors ¦ External Doors ¦ Manual and Automatic Doors ¦ High Security Door | 1 | High | B | 11 | 2035 | 5 | 2 | 2.7 | 13186 | 24299
Fabric ¦ Superstructure ¦ Windows and External Doors ¦ Roller Shutters ¦ Manual Roller Shutter | 1 | High | B | 1 | 2025 | 5 | 2 | 2.7 | 13187 | 3427
HVAC ¦ Heat Emitters - Central ¦ Radiators ¦ Steel | 10 | Medium | B | 6 | 2030 | 5 | 3 | 3.2 | 22968 | 18580
HVAC ¦ Heat Emitters - Local ¦ Gas Fired Natural and Fan Assisted Heaters | 1 | Medium | B | 7 | 2031 | 5 | 3 | 3.2 | 22969 | 19879
HVAC ¦ Central Air Conditioning ¦ Air Conditioning ¦ Multi-Split Evaporator - Split Systems/Heat Pumps - Air-cooled with Direct Expansion Evaporator (DX) | 1 | Medium | B | 10 | 2034 | 5 | 3 | 3.2 | 22970 | 22703
Electrical ¦ LV Distribution ¦ Distribution Board ¦ Main | 1 | High | B | 15 | 2039 | 5 | 2 | 2.7 | 13188 | 28130
Fabric ¦ Superstructure ¦ Internal Doors ¦ Roller Shutters ¦ Automatic Roller Shutter | 1 | High | B | 21 | 2045 | 5 | 2 | 2.7 | 13189 | 32599
Electrical ¦ Lighting ¦ Internal ¦ General | 1 | Medium | B | 1 | 2025 | 5 | 3 | 3.2 | 22971 | 7345
Electrical ¦ LV Distribution ¦ Distribution Board ¦ Sub | 1 | High | B | 1 | 2025 | 5 | 2 | 2.7 | 13190 | 3428
HVAC ¦ Fan ¦ Local and Special Ventilation ¦ Ventilating - General | 1 | Medium | B | 5 | 2029 | 5 | 3 | 3.2 | 22972 | 14980
Electrical ¦ LV Distribution ¦ Distribution Board ¦ Sub | 1 | High | A | 19 | 2043 | 6 | 2 | 3 | 19537 | 31292
Electrical ¦ Specialist Lighting ¦ Internal ¦ Illuminated Fire Exit Signage | 3 | Urgent | B | 7 | 2031 | 5 | 1 | 2.2 | 3711 | 19257
Fire ¦ Fire Fighting ¦ Fire Blanket | 1 | Urgent | B | 1 | 2025 | 5 | 1 | 2.2 | 3712 | 1182
HVAC ¦ Local Air Conditioning ¦ Single-Split Evaporator - Split Systems/Heat Pumps - Air-cooled with Direct Expansion Evaporator (DX) | 1 | Medium | B | 5 | 2029 | 5 | 3 | 3.2 | 22973 | 14981
HVAC ¦ Fan ¦ Local and Special Ventilation ¦ Kitchen Vent ¦ Fans Window or Wall Mounted | 1 | Medium | B | 8 | 2032 | 5 | 3 | 3.2 | 22974 | 20909
Electrical ¦ LV Distribution ¦ Distribution Board ¦ Main | 1 | High | B | 1 | 2025 | 5 | 2 | 2.7 | 13191 | 3429
Fabric ¦ Superstructure ¦ Windows and External Doors ¦ Roller Shutters ¦ Manual Roller Shutter | 1 | High | B | 1 | 2025 | 5 | 2 | 2.7 | 13192 | 3430
Electrical ¦ Lighting ¦ Internal ¦ General ¦ LED Fittings & Luminaires | 15 | Medium | B | 13 | 2037 | 5 | 3 | 3.2 | 22975 | 27110
Fabric ¦ Superstructure ¦ Windows and External Doors ¦ External Doors ¦ Manual and Automatic Doors ¦ Emergency and Panic Escape Doors | 1 | Urgent | C | 11 | 2035 | 4 | 1 | 1.9 | 623 | 23265
Electrical ¦ LV Distribution ¦ Distribution Board ¦ Main | 1 | High | B | 6 | 2030 | 5 | 2 | 2.7 | 13193 | 17512
HVAC ¦ Fan ¦ Local and Special Ventilation ¦ Fans Window or Wall Mounted | 1 | Medium | B | 10 | 2034 | 5 | 3 | 3.2 | 22976 | 22704
HVAC ¦ Heat Emitters - Local ¦ Gas Fired Unit Heaters | 1 | Medium | B | 6 | 2030 | 5 | 3 | 3.2 | 22977 | 18581
HVAC ¦ Fan ¦ Central Cooling ¦ Axial | 1 | Medium | B | 1 | 2025 | 5 | 3 | 3.2 | 22978 | 7346
Electrical ¦ LV Distribution ¦ Distribution Board ¦ Main | 1 | High | B | 10 | 2034 | 5 | 2 | 2.7 | 13194 | 22320
HVAC ¦ Fan ¦ Local and Special Ventilation ¦ Extract | 1 | Medium | B | 1 | 2025 | 5 | 3 | 3.2 | 22979 | 7347
Fabric ¦ Superstructure ¦ Windows and External Doors ¦ External Doors ¦ Entrance Doors | 1 | High | B | 25 | 2049 | 5 | 2 | 2.7 | 13195 | 33383
Fabric ¦ Superstructure ¦ Windows and External Doors ¦ External Doors ¦ Entrance Doors | 1 | High | B | 29 | 2053 | 5 | 2 | 2.7 | 13196 | 33649
Fire ¦ Fire Fighting ¦ Fire Extinguishers ¦ Foam | 6 | Urgent | B | 6 | 2030 | 5 | 1 | 2.2 | 3713 | 16166
HVAC ¦ Ventilation ¦ Air Handling Unit (AHU) ¦ Internal ¦ Central Ventilation Systems ¦ Ventilation Only | 1 | Medium | B | 1 | 2025 | 5 | 3 | 3.2 | 22980 | 7348
HVAC ¦ Local Air Conditioning ¦ Single-Split Condenser - Split Systems/Heat Pumps - Air-cooled with Direct Expansion Evaporator (DX) | 1 | Medium | B | 4 | 2028 | 5 | 3 | 3.2 | 22981 | 14087
HVAC ¦ Fan ¦ Local and Special Ventilation ¦ Fans Window or Wall Mounted | 1 | Medium | B | 1 | 2025 | 5 | 3 | 3.2 | 22982 | 7349
Fabric ¦ Superstructure ¦ Windows and External Doors ¦ External Doors ¦ Entrance Doors | 1 | High | D | 11 | 2035 | 3 | 2 | 2.1 | 1111 | 23309
Transport ¦ Lifts ¦ Goods Lift electric ¦ Electric | 1 | Medium | B | 1 | 2025 | 5 | 3 | 3.2 | 22983 | 7350
HVAC ¦ Fan ¦ Local and Special Ventilation ¦ Ventilating - General | 1 | Medium | B | 5 | 2029 | 5 | 3 | 3.2 | 22984 | 14982
Water ¦ Local Hot Water ¦ Package Electric Water Heaters - Non-Drinking Water | 1 | Medium | B | 8 | 2032 | 5 | 3 | 3.2 | 22985 | 20910
Transport ¦ Lifts ¦ Passenger Lift electric ¦ Electric | 1 | Medium | B | 1 | 2025 | 5 | 3 | 3.2 | 22986 | 7351
Fabric ¦ Superstructure ¦ Windows and External Doors ¦ External Doors ¦ Entrance Doors | 1 | High | B | 11 | 2035 | 5 | 2 | 2.7 | 13197 | 24300
Fire ¦ Fire Detection ¦ Fire Alarm System | 1 | Urgent | B | 11 | 2035 | 5 | 1 | 2.2 | 3714 | 23531
Fabric ¦ Barriers and Guardrails ¦ Vehicle Crash Protection Barrier | 1 | V Low | B | 2 | 2026 | 5 | 4 | 3.7 | 32922 | 13230
Fabric ¦ Superstructure ¦ Windows and External Doors ¦ External Doors ¦ Entrance Doors | 1 | High | B | 11 | 2035 | 5 | 2 | 2.7 | 13198 | 24301
Fabric ¦ Superstructure ¦ Internal Doors ¦ Roller Shutters ¦ Electric Roller Shutter | 1 | Medium | B | 21 | 2045 | 5 | 3 | 3.2 | 22987 | 32792
Controls ¦ Building Management System (BMS) ¦ BMS Control Panel | 1 | High | B | 5 | 2029 | 5 | 2 | 2.7 | 13199 | 14612
Fire ¦ Fire Fighting ¦ Fire Extinguishers ¦ CO2 | 1 | Urgent | B | 5 | 2029 | 5 | 1 | 2.2 | 3715 | 14347
HVAC ¦ Fan ¦ Local and Special Ventilation ¦ Axial | 1 | Medium | B | 1 | 2025 | 5 | 3 | 3.2 | 22988 | 7352
Fire ¦ Fire Fighting ¦ Fire Extinguishers ¦ Foam | 3 | Urgent | B | 9 | 2033 | 5 | 1 | 2.2 | 3716 | 21281
HVAC ¦ Central Air Conditioning ¦ Air Conditioning ¦ Multi-Split Evaporator - Split Systems/Heat Pumps - Air-cooled with Direct Expansion Evaporator (DX) | 1 | Medium | B | 10 | 2034 | 5 | 3 | 3.2 | 22989 | 22705
Fabric ¦ Superstructure ¦ Windows and External Doors ¦ Roller Shutters ¦ Manual Roller Shutter | 1 | High | B | 1 | 2025 | 5 | 2 | 2.7 | 13200 | 3431
Fabric ¦ Superstructure ¦ Windows and External Doors ¦ External Doors ¦ Entrance Doors | 1 | High | D | 11 | 2035 | 3 | 2 | 2.1 | 1112 | 23310
Fabric ¦ Superstructure ¦ Windows and External Doors ¦ External Doors ¦ Manual and Automatic Doors ¦ Emergency and Panic Escape Doors | 1 | Urgent | B | 11 | 2035 | 5 | 1 | 2.2 | 3717 | 23532
Fabric ¦ Superstructure ¦ Windows and External Doors ¦ Roller Shutters ¦ Manual Roller Shutter | 1 | High | B | 1 | 2025 | 5 | 2 | 2.7 | 13201 | 3432
Electrical ¦ Lighting ¦ Internal ¦ General | 20 | Medium | B | 1 | 2025 | 5 | 3 | 3.2 | 22990 | 7353
Security ¦ Access ¦ Access Control ¦ Door ¦ Local Lock / Keypad / Manual | 1 | Medium | B | 1 | 2025 | 5 | 3 | 3.2 | 22991 | 7354
Electrical ¦ Lighting ¦ Internal ¦ Emergency ¦ Self Contained ¦ LED | 6 | Urgent | B | 22 | 2046 | 5 | 1 | 2.2 | 3718 | 32876
Fabric ¦ Superstructure ¦ Windows and External Doors ¦ External Doors ¦ Manual and Automatic Doors ¦ Emergency and Panic Escape Doors | 1 | Urgent | B | 21 | 2045 | 5 | 1 | 2.2 | 3719 | 31947
Fabric ¦ Superstructure ¦ Windows and External Doors ¦ Roller Shutters ¦ Manual Roller Shutter | 1 | High | B | 1 | 2025 | 5 | 2 | 2.7 | 13202 | 3433
Fabric ¦ Superstructure ¦ Windows and External Doors ¦ Roller Shutters ¦ Manual Roller Shutter | 1 | High | B | 1 | 2025 | 5 | 2 | 2.7 | 13203 | 3434
Water ¦ Local Hot Water ¦ Instantaneous Electric Water Heater - Non-Drinking Water | 1 | Medium | B | 1 | 2025 | 5 | 3 | 3.2 | 22992 | 7355
Electrical ¦ LV Distribution ¦ Distribution Board ¦ Sub | 1 | High | B | 6 | 2030 | 5 | 2 | 2.7 | 13204 | 17513
HVAC ¦ Central Air Conditioning ¦ Air Conditioning ¦ Multi-Split Evaporator - Split Systems/Heat Pumps - Air-cooled with Direct Expansion Evaporator (DX) | 1 | Medium | B | 4 | 2028 | 5 | 3 | 3.2 | 22993 | 14088
Electrical ¦ LV Distribution ¦ Distribution Board ¦ Sub | 1 | High | B | 13 | 2037 | 5 | 2 | 2.7 | 13205 | 26965
Transport ¦ Lifts ¦ Passenger Lift electric ¦ Electric | 1 | Medium | B | 6 | 2030 | 5 | 3 | 3.2 | 22994 | 18582
Electrical ¦ LV Distribution ¦ Distribution Board ¦ Sub | 1 | High | B | 12 | 2036 | 5 | 2 | 2.7 | 13206 | 26168
Electrical ¦ LV Distribution ¦ Distribution Board ¦ Sub | 1 | High | B | 1 | 2025 | 5 | 2 | 2.7 | 13207 | 3435
Water ¦ Local Hot Water ¦ Package Electric Water Heaters - Non-Drinking Water | 1 | Medium | B | 2 | 2026 | 5 | 3 | 3.2 | 22995 | 13055
HVAC ¦ Heat Emitters - Local ¦ Gas Radiant Tube Heaters | 1 | Medium | B | 1 | 2025 | 5 | 3 | 3.2 | 22996 | 7356
Fire ¦ Fire Detection ¦ Fire Alarm Panel / Repeater | 1 | Urgent | B | 1 | 2025 | 5 | 1 | 2.2 | 3720 | 1183
Fire ¦ Fire Detection ¦ Fire Alarm Panel / Repeater | 1 | Urgent | B | 6 | 2030 | 5 | 1 | 2.2 | 3721 | 16167
Transport ¦ Lifts ¦ Passenger Lift electric ¦ Electric | 1 | Medium | B | 2 | 2026 | 5 | 3 | 3.2 | 22997 | 13056
Fabric ¦ Superstructure ¦ Windows and External Doors ¦ External Doors ¦ Manual and Automatic Doors ¦ Auto / Powered Sliding Doors | 1 | High | B | 26 | 2050 | 5 | 2 | 2.7 | 13208 | 33494
Fabric ¦ Superstructure ¦ Windows and External Doors ¦ External Doors ¦ Manual and Automatic Doors ¦ Auto / Powered Sliding Doors | 1 | High | B | 17 | 2041 | 5 | 2 | 2.7 | 13209 | 30307
Fire ¦ Fire Detection ¦ Fire Alarm Panel / Repeater | 1 | Urgent | B | 1 | 2025 | 5 | 1 | 2.2 | 3722 | 1184
HVAC ¦ Local Air Conditioning ¦ Single-Split Condenser - Split Systems/Heat Pumps - Air-cooled with Direct Expansion Evaporator (DX) | 1 | Medium | B | 3 | 2027 | 5 | 3 | 3.2 | 22998 | 13490
Water ¦ Local Hot Water ¦ Package Electric Water Heaters - Non-Drinking Water | 1 | Medium | B | 2 | 2026 | 5 | 3 | 3.2 | 22999 | 13057
Fire ¦ Fire Detection ¦ Fire Alarm System | 1 | Urgent | B | 1 | 2025 | 5 | 1 | 2.2 | 3723 | 1185
HVAC ¦ Fan ¦ Central Ventilation Systems ¦ Ventilating - General | 1 | Low | B | 3 | 2027 | 5 | 4 | 3.7 | 32923 | 13718
Water ¦ Local Hot Water ¦ Package Electric Water Heaters - Non-Drinking Water | 1 | Medium | B | 8 | 2032 | 5 | 3 | 3.2 | 23000 | 20911
HVAC ¦ Heat Emitters - Local ¦ Electric Overdoor Air Curtain/Heater | 1 | Medium | B | 1 | 2025 | 5 | 3 | 3.2 | 23001 | 7357
Fabric ¦ Superstructure ¦ Windows and External Doors ¦ External Doors ¦ Entrance Doors | 1 | High | B | 16 | 2040 | 5 | 2 | 2.7 | 13210 | 29134
HVAC ¦ Fan ¦ Central Cooling ¦ Axial | 1 | Medium | B | 1 | 2025 | 5 | 3 | 3.2 | 23002 | 7358
HVAC ¦ Ductwork ¦ Ductwork, Fittings and Ancillaries ¦ Central Ventilation Systems ¦ Fire Dampers ¦ Automatic | 1 | Urgent | B | 1 | 2025 | 5 | 1 | 2.2 | 3724 | 1186
HVAC ¦ Fan ¦ Local and Special Ventilation ¦ Extract | 1 | Medium | B | 5 | 2029 | 5 | 3 | 3.2 | 23003 | 14983
Electrical ¦ LV Distribution ¦ Distribution Board ¦ Sub | 1 | High | D | 1 | 2025 | 3 | 2 | 2.1 | 1113 | 768
Fabric ¦ Superstructure ¦ Windows and External Doors ¦ Roller Shutters ¦ Manual Roller Shutter | 1 | High | D | 7 | 2031 | 3 | 2 | 2.1 | 1114 | 19137
HVAC ¦ Local Air Conditioning ¦ Single-Split Evaporator - Split Systems/Heat Pumps - Air-cooled with Direct Expansion Evaporator (DX) | 1 | Medium | B | 1 | 2025 | 5 | 3 | 3.2 | 23004 | 7359
Water ¦ Local Hot Water ¦ Package Electric Water Heaters - Non-Drinking Water | 1 | Medium | DX | 1 | 2025 | 1 | 3 | 2 | 841 | 557
Fabric ¦ Superstructure ¦ Windows and External Doors ¦ External Doors ¦ Entrance Doors | 1 | High | B | 11 | 2035 | 5 | 2 | 2.7 | 13211 | 24302
HVAC ¦ Fan ¦ Local and Special Ventilation ¦ Extract | 1 | Medium | B | 1 | 2025 | 5 | 3 | 3.2 | 23005 | 7360
Fabric ¦ Superstructure ¦ Internal Doors ¦ Roller Shutters ¦ Internal Manual Roller Shutter | 1 | Medium | B | 1 | 2025 | 5 | 3 | 3.2 | 23006 | 7361
Fabric ¦ Superstructure ¦ Windows and External Doors ¦ Roller Shutters ¦ Electric Roller Shutter | 1 | High | B | 1 | 2025 | 5 | 2 | 2.7 | 13212 | 3436
Fabric ¦ Superstructure ¦ Internal Doors ¦ Roller Shutters ¦ Electric Roller Shutter | 1 | Medium | B | 1 | 2025 | 5 | 3 | 3.2 | 23007 | 7362
Electrical ¦ Lighting ¦ Internal ¦ General ¦ LED Fittings & Luminaires | 65 | Medium | B | 13 | 2037 | 5 | 3 | 3.2 | 23008 | 27111
Electrical ¦ Specialist Lighting ¦ Internal ¦ Illuminated Fire Exit Signage | 5 | Urgent | B | 16 | 2040 | 5 | 1 | 2.2 | 3725 | 28738
Electrical ¦ Specialist Lighting ¦ Internal ¦ Illuminated Fire Exit Signage | 5 | Urgent | B | 16 | 2040 | 5 | 1 | 2.2 | 3726 | 28739
Electrical ¦ Lighting ¦ Internal ¦ Emergency ¦ Self Contained ¦ Non LED | 2 | Urgent | B | 1 | 2025 | 5 | 1 | 2.2 | 3727 | 1187
Electrical ¦ Lighting ¦ Internal ¦ General ¦ LED Fittings & Luminaires | 4 | Medium | B | 14 | 2038 | 5 | 3 | 3.2 | 23009 | 27548
HVAC ¦ Heat Emitters - Local ¦ Gas Fired Natural and Fan Assisted Heaters | 1 | Medium | B | 7 | 2031 | 5 | 3 | 3.2 | 23010 | 19880
Electrical ¦ Lighting ¦ Internal ¦ General | 34 | Medium | B | 6 | 2030 | 5 | 3 | 3.2 | 23011 | 18583
Electrical ¦ Specialist Lighting ¦ Internal ¦ Illuminated Fire Exit Signage | 2 | Urgent | B | 12 | 2036 | 5 | 1 | 2.2 | 3728 | 25990
Electrical ¦ Lighting ¦ External ¦ General - LED | 1 | Medium | B | 1 | 2025 | 5 | 3 | 3.2 | 23012 | 7363
Fire ¦ Fire Fighting ¦ Fire Extinguishers ¦ Foam | 3 | Urgent | B | 9 | 2033 | 5 | 1 | 2.2 | 3729 | 21282
Fabric ¦ Superstructure ¦ Windows and External Doors ¦ External Doors ¦ Entrance Doors | 1 | High | B | 15 | 2039 | 5 | 2 | 2.7 | 13213 | 28131
Electrical ¦ Lighting ¦ Internal ¦ Emergency ¦ Self Contained ¦ Non LED | 4 | Urgent | B | 1 | 2025 | 5 | 1 | 2.2 | 3730 | 1188
Electrical ¦ Lighting ¦ Internal ¦ Emergency ¦ Self Contained ¦ LED | 4 | Urgent | B | 17 | 2041 | 5 | 1 | 2.2 | 3731 | 30068
Electrical ¦ Lighting ¦ Internal ¦ General ¦ LED Fittings & Luminaires | 2 | Medium | B | 16 | 2040 | 5 | 3 | 3.2 | 23013 | 29460
HVAC ¦ Heat Emitters - Central ¦ Radiators ¦ Steel | 7 | Medium | B | 3 | 2027 | 5 | 3 | 3.2 | 23014 | 13491
Electrical ¦ Lighting ¦ Internal ¦ Emergency ¦ Self Contained ¦ LED | 3 | Urgent | B | 21 | 2045 | 5 | 1 | 2.2 | 3732 | 31948
HVAC ¦ Heat Emitters - Local ¦ Gas Fired Natural and Fan Assisted Heaters | 1 | Medium | B | 1 | 2025 | 5 | 3 | 3.2 | 23015 | 7364
HVAC ¦ Heat Emitters - Local ¦ Gas Fired Natural and Fan Assisted Heaters | 1 | Medium | B | 5 | 2029 | 5 | 3 | 3.2 | 23016 | 14984
Fabric ¦ Superstructure ¦ Windows and External Doors ¦ Roller Shutters ¦ Manual Roller Shutter | 1 | High | B | 11 | 2035 | 5 | 2 | 2.7 | 13214 | 24303
Electrical ¦ LV Distribution ¦ Distribution Board ¦ Main | 1 | High | B | 20 | 2044 | 5 | 2 | 2.7 | 13215 | 31611
Security ¦ Access ¦ Access Control ¦ Gate Access - Local Lock / Keypad / Manual (External) | 1 | Medium | B | 8 | 2032 | 5 | 3 | 3.2 | 23017 | 20912
HVAC ¦ Fan ¦ Local and Special Ventilation ¦ Extract | 1 | Medium | C | 1 | 2025 | 4 | 3 | 2.9 | 18553 | 5488
Electrical ¦ Lighting ¦ Internal ¦ General ¦ LED Fittings & Luminaires | 1 | Medium | B | 12 | 2036 | 5 | 3 | 3.2 | 23018 | 26436
HVAC ¦ Central Air Conditioning ¦ Air Conditioning ¦ Multi-Split Condenser - DX Split Systems (With Gas, Electric or Hot Water Heaters) | 1 | Medium | B | 1 | 2025 | 5 | 3 | 3.2 | 23019 | 7365
HVAC ¦ Central Heating (Internally Sourced) ¦ Boiler ¦ Atmospheric Gas Burner/Condensing Combination Boiler (domestic type) | 1 | High | B | 8 | 2032 | 5 | 2 | 2.7 | 13216 | 20694
Fabric ¦ Superstructure ¦ Windows and External Doors ¦ External Doors ¦ Entrance Doors | 1 | High | B | 21 | 2045 | 5 | 2 | 2.7 | 13217 | 32600
HVAC ¦ Heat Emitters - Local ¦ Electric Heaters | 3 | Medium | B | 1 | 2025 | 5 | 3 | 3.2 | 23020 | 7366
Electrical ¦ Specialist Lighting ¦ Internal ¦ Illuminated Fire Exit Signage | 1 | Urgent | B | 16 | 2040 | 5 | 1 | 2.2 | 3733 | 28740
Electrical ¦ Lighting ¦ Internal ¦ General ¦ LED Fittings & Luminaires | 9 | Medium | B | 12 | 2036 | 5 | 3 | 3.2 | 23021 | 26437
Electrical ¦ Specialist Lighting ¦ Internal ¦ Illuminated Fire Exit Signage | 6 | Urgent | B | 11 | 2035 | 5 | 1 | 2.2 | 3734 | 23533
HVAC ¦ Heat Emitters - Local ¦ Electric Heaters | 4 | Medium | B | 1 | 2025 | 5 | 3 | 3.2 | 23022 | 7367
HVAC ¦ Heat Emitters - Local ¦ Electric Heaters | 1 | Medium | B | 1 | 2025 | 5 | 3 | 3.2 | 23023 | 7368
Electrical ¦ Lighting ¦ Internal ¦ Emergency ¦ Self Contained ¦ LED | 2 | Urgent | B | 21 | 2045 | 5 | 1 | 2.2 | 3735 | 31949
HVAC ¦ Fan ¦ Central Cooling ¦ Axial | 1 | Medium | B | 5 | 2029 | 5 | 3 | 3.2 | 23024 | 14985
Electrical ¦ Lighting ¦ Internal ¦ General ¦ LED Fittings & Luminaires | 14 | Medium | B | 12 | 2036 | 5 | 3 | 3.2 | 23025 | 26438
Electrical ¦ Specialist Lighting ¦ Internal ¦ Illuminated Fire Exit Signage | 2 | Urgent | B | 1 | 2025 | 5 | 1 | 2.2 | 3736 | 1189
Fire ¦ Fire Fighting ¦ Fire Extinguishers ¦ Powder | 1 | Urgent | B | 7 | 2031 | 5 | 1 | 2.2 | 3737 | 19258
Fire ¦ Fire Fighting ¦ Fire Extinguishers ¦ Foam | 2 | Urgent | B | 6 | 2030 | 5 | 1 | 2.2 | 3738 | 16168
Water ¦ Local Hot Water ¦ Package Electric Water Heaters - Non-Drinking Water | 1 | Medium | B | 4 | 2028 | 5 | 3 | 3.2 | 23026 | 14089
HVAC ¦ Heat Emitters - Local ¦ Electric Heaters | 3 | Medium | B | 3 | 2027 | 5 | 3 | 3.2 | 23027 | 13492
Water ¦ Local Hot Water ¦ Package Electric Water Heaters - Non-Drinking Water | 1 | Medium | CX | 7 | 2031 | 2 | 3 | 2.3 | 10125 | 19537
Electrical ¦ LV Distribution ¦ Distribution Board ¦ Main | 1 | High | B | 1 | 2025 | 5 | 2 | 2.7 | 13218 | 3437
Electrical ¦ LV Distribution ¦ Distribution Board ¦ Sub | 1 | High | B | 18 | 2042 | 5 | 2 | 2.7 | 13219 | 30804
Electrical ¦ LV Distribution ¦ Distribution Board ¦ Sub | 1 | High | B | 6 | 2030 | 5 | 2 | 2.7 | 13220 | 17514
HVAC ¦ Heat Emitters - Central ¦ Radiators ¦ Steel | 1 | Medium | B | 6 | 2030 | 5 | 3 | 3.2 | 23028 | 18584
Electrical ¦ Lighting ¦ Internal ¦ Emergency ¦ Self Contained ¦ LED | 13 | Urgent | B | 21 | 2045 | 5 | 1 | 2.2 | 3739 | 31950
HVAC ¦ Central Air Conditioning ¦ Air Conditioning ¦ Multi-Split Condenser - Split Systems/Heat Pumps - Air-cooled with Direct Expansion Evaporator (DX) | 1 | Medium | B | 5 | 2029 | 5 | 3 | 3.2 | 23029 | 14986
HVAC ¦ Local Air Conditioning ¦ Single-Split Evaporator - Split Systems/Heat Pumps - Air-cooled with Direct Expansion Evaporator (DX) | 1 | Medium | B | 5 | 2029 | 5 | 3 | 3.2 | 23030 | 14987
Electrical ¦ Lighting ¦ Internal ¦ General | 4 | Medium | B | 6 | 2030 | 5 | 3 | 3.2 | 23031 | 18585
Electrical ¦ LV Distribution ¦ Distribution Board ¦ Main | 1 | High | B | 1 | 2025 | 5 | 2 | 2.7 | 13221 | 3438
Electrical ¦ LV Distribution ¦ Distribution Board ¦ Main | 1 | High | B | 17 | 2041 | 5 | 2 | 2.7 | 13222 | 30308
Fabric ¦ Superstructure ¦ Windows and External Doors ¦ Roller Shutters ¦ Electric Roller Shutter | 1 | High | B | 1 | 2025 | 5 | 2 | 2.7 | 13223 | 3439
HVAC ¦ Fan ¦ Central Cooling ¦ Axial | 1 | Medium | B | 1 | 2025 | 5 | 3 | 3.2 | 23032 | 7369
Fire ¦ Fire Fighting ¦ Fire Extinguishers ¦ Powder | 2 | Urgent | B | 8 | 2032 | 5 | 1 | 2.2 | 3740 | 20365
Fire ¦ Fire Fighting ¦ Fire Extinguishers ¦ Foam | 3 | Urgent | B | 1 | 2025 | 5 | 1 | 2.2 | 3741 | 1190
Fire ¦ Fire Fighting ¦ Fire Extinguishers ¦ Foam | 1 | Urgent | B | 7 | 2031 | 5 | 1 | 2.2 | 3742 | 19259
Security ¦ Access ¦ Access Control ¦ Gate Access - Local Lock / Keypad / Manual (External) | 1 | Medium | B | 1 | 2025 | 5 | 3 | 3.2 | 23033 | 7370
Fabric ¦ Superstructure ¦ Windows and External Doors ¦ External Windows ¦ Roller Shutters ¦ External Window Shutters ¦ Manual | 1 | Medium | B | 1 | 2025 | 5 | 3 | 3.2 | 23034 | 7371
Fabric ¦ Superstructure ¦ Windows and External Doors ¦ Roller Shutters ¦ Manual Roller Shutter ¦ 24 High x 25 Wide | 1 | Urgent | B | 1 | 2025 | 5 | 1 | 2.2 | 3743 | 1191
Security ¦ Access ¦ Access Control ¦ Gate Access - Local Lock / Keypad / Manual (External) | 2 | Medium | B | 7 | 2031 | 5 | 3 | 3.2 | 23035 | 19881
Electrical ¦ Lighting ¦ Internal ¦ Emergency ¦ Self Contained ¦ Non LED | 1 | Urgent | B | 7 | 2031 | 5 | 1 | 2.2 | 3744 | 19260
Electrical ¦ LV Distribution ¦ Distribution Board ¦ Sub | 1 | High | B | 17 | 2041 | 5 | 2 | 2.7 | 13224 | 30309
HVAC ¦ Fan ¦ Local and Special Ventilation ¦ Axial | 1 | Medium | B | 1 | 2025 | 5 | 3 | 3.2 | 23036 | 7372
Fabric ¦ Superstructure ¦ Windows and External Doors ¦ External Doors ¦ Manual and Automatic Doors ¦ Emergency and Panic Escape Doors | 1 | Urgent | B | 11 | 2035 | 5 | 1 | 2.2 | 3745 | 23534
Electrical ¦ Lighting ¦ Internal ¦ General | 18 | Medium | B | 6 | 2030 | 5 | 3 | 3.2 | 23037 | 18586
Security ¦ Access ¦ Access Control ¦ Gate Access - Local Lock / Keypad / Manual (External) | 1 | Medium | DX | 8 | 2032 | 1 | 3 | 2 | 842 | 20240
Electrical ¦ Lighting ¦ Internal ¦ Emergency ¦ Self Contained ¦ LED | 3 | Urgent | B | 17 | 2041 | 5 | 1 | 2.2 | 3746 | 30069
Electrical ¦ LV Distribution ¦ Distribution Board ¦ Sub | 1 | High | C | 2 | 2026 | 4 | 2 | 2.4 | 10517 | 12840
Electrical ¦ LV Distribution ¦ Distribution Board ¦ Sub | 1 | High | B | 6 | 2030 | 5 | 2 | 2.7 | 13225 | 17515
HVAC ¦ Fan ¦ Local and Special Ventilation ¦ Axial | 1 | Medium | B | 1 | 2025 | 5 | 3 | 3.2 | 23038 | 7373
Transport ¦ Lifts ¦ Disabled Lift ¦ Electric | 1 | High | B | 11 | 2035 | 5 | 2 | 2.7 | 13226 | 24304
Electrical ¦ Lighting ¦ Internal ¦ General | 16 | Medium | B | 1 | 2025 | 5 | 3 | 3.2 | 23039 | 7374
Electrical ¦ Specialist Lighting ¦ Internal ¦ Illuminated Fire Exit Signage | 2 | Urgent | B | 14 | 2038 | 5 | 1 | 2.2 | 3747 | 27348
Fire ¦ Fire Fighting ¦ Fire Extinguishers ¦ Foam | 3 | Urgent | B | 6 | 2030 | 5 | 1 | 2.2 | 3748 | 16169
HVAC ¦ Local Air Conditioning ¦ Single-Split Evaporator - Split Systems/Heat Pumps - Air-cooled with Direct Expansion Evaporator (DX) | 1 | Medium | B | 1 | 2025 | 5 | 3 | 3.2 | 23040 | 7375
Electrical ¦ LV Distribution ¦ Distribution Board ¦ Main | 1 | High | B | 1 | 2025 | 5 | 2 | 2.7 | 13227 | 3440
Electrical ¦ Specialist Lighting ¦ Internal ¦ Illuminated Fire Exit Signage | 1 | Urgent | B | 13 | 2037 | 5 | 1 | 2.2 | 3749 | 26840
Electrical ¦ LV Distribution ¦ Distribution Board ¦ Sub | 1 | High | B | 6 | 2030 | 5 | 2 | 2.7 | 13228 | 17516
Fabric ¦ Superstructure ¦ Windows and External Doors ¦ Roller Shutters ¦ Manual Roller Shutter ¦ 24 High x 25 Wide | 1 | Urgent | B | 1 | 2025 | 5 | 1 | 2.2 | 3750 | 1192
Electrical ¦ LV Distribution ¦ Distribution Board ¦ Sub | 1 | High | B | 12 | 2036 | 5 | 2 | 2.7 | 13229 | 26169
Electrical ¦ Lighting ¦ Internal ¦ Emergency ¦ Self Contained ¦ LED | 10 | Urgent | B | 18 | 2042 | 5 | 1 | 2.2 | 3751 | 30632
HVAC ¦ Fan ¦ Local and Special Ventilation ¦ Ventilating - General | 1 | Medium | B | 1 | 2025 | 5 | 3 | 3.2 | 23041 | 7376
Fabric ¦ Superstructure ¦ Windows and External Doors ¦ External Doors ¦ Entrance Doors | 1 | High | B | 16 | 2040 | 5 | 2 | 2.7 | 13230 | 29135
Fabric ¦ Superstructure ¦ Windows and External Doors ¦ External Doors ¦ Entrance Doors | 1 | High | B | 11 | 2035 | 5 | 2 | 2.7 | 13231 | 24305
Electrical ¦ LV Distribution ¦ Distribution Board ¦ Main | 1 | High | B | 6 | 2030 | 5 | 2 | 2.7 | 13232 | 17517
Electrical ¦ Lighting ¦ External ¦ General - LED | 6 | Medium | A | 14 | 2038 | 6 | 3 | 3.5 | 32495 | 27664
HVAC ¦ Heat Emitters - Local ¦ Gas Fired Unit Heaters | 1 | Medium | B | 9 | 2033 | 5 | 3 | 3.2 | 23042 | 21734
Fabric ¦ Superstructure ¦ Windows and External Doors ¦ External Doors ¦ Manual and Automatic Doors ¦ High Security Door | 1 | High | B | 17 | 2041 | 5 | 2 | 2.7 | 13233 | 30310
Electrical ¦ Lighting ¦ Internal ¦ General ¦ LED Fittings & Luminaires | 35 | Medium | B | 16 | 2040 | 5 | 3 | 3.2 | 23043 | 29461
Electrical ¦ LV Distribution ¦ Distribution Board ¦ Main | 1 | High | B | 18 | 2042 | 5 | 2 | 2.7 | 13234 | 30805
Fabric ¦ Superstructure ¦ Windows and External Doors ¦ External Doors ¦ Manual and Automatic Doors ¦ Emergency and Panic Escape Doors | 1 | Urgent | B | 31 | 2055 | 5 | 1 | 2.2 | 3752 | 33743
Electrical ¦ LV Distribution ¦ Distribution Board ¦ Sub | 1 | High | B | 1 | 2025 | 5 | 2 | 2.7 | 13235 | 3441
Fabric ¦ Superstructure ¦ Windows and External Doors ¦ External Doors ¦ Entrance Doors | 1 | High | B | 16 | 2040 | 5 | 2 | 2.7 | 13236 | 29136
Electrical ¦ Lighting ¦ Internal ¦ General ¦ LED Fittings & Luminaires | 67 | Medium | B | 12 | 2036 | 5 | 3 | 3.2 | 23044 | 26439
Fire ¦ Fire Fighting ¦ Fire Extinguishers ¦ Foam | 2 | Urgent | B | 7 | 2031 | 5 | 1 | 2.2 | 3753 | 19261
Electrical ¦ Lighting ¦ Internal ¦ Emergency ¦ Self Contained ¦ LED | 15 | Urgent | B | 19 | 2043 | 5 | 1 | 2.2 | 3754 | 31051
Electrical ¦ Lighting ¦ External ¦ General - LED | 3 | Medium | B | 7 | 2031 | 5 | 3 | 3.2 | 23045 | 19882
Fire ¦ Fire Fighting ¦ Fire Extinguishers ¦ CO2 | 1 | Urgent | B | 1 | 2025 | 5 | 1 | 2.2 | 3755 | 1193
Fabric ¦ Superstructure ¦ Windows and External Doors ¦ External Doors ¦ Manual and Automatic Doors ¦ High Security Door | 1 | High | B | 11 | 2035 | 5 | 2 | 2.7 | 13237 | 24306
Fire ¦ Fire Fighting ¦ Fire Extinguishers ¦ Foam | 6 | Urgent | B | 9 | 2033 | 5 | 1 | 2.2 | 3756 | 21283
Fire ¦ Fire Fighting ¦ Fire Extinguishers ¦ CO2 | 1 | Urgent | B | 8 | 2032 | 5 | 1 | 2.2 | 3757 | 20366
Fire ¦ Fire Fighting ¦ Fire Extinguishers ¦ CO2 | 4 | Urgent | B | 6 | 2030 | 5 | 1 | 2.2 | 3758 | 16170
Fire ¦ Fire Fighting ¦ Fire Extinguishers ¦ CO2 | 1 | Urgent | B | 2 | 2026 | 5 | 1 | 2.2 | 3759 | 12540
Electrical ¦ LV Distribution ¦ Distribution Board ¦ Sub | 1 | High | B | 4 | 2028 | 5 | 2 | 2.7 | 13238 | 13927
Electrical ¦ Lighting ¦ Internal ¦ Emergency ¦ Self Contained ¦ Non LED | 1 | Urgent | B | 11 | 2035 | 5 | 1 | 2.2 | 3760 | 23535
HVAC ¦ Fan ¦ Local and Special Ventilation ¦ Extract | 1 | Medium | B | 1 | 2025 | 5 | 3 | 3.2 | 23046 | 7377
Fabric ¦ Superstructure ¦ Windows and External Doors ¦ Roller Shutters ¦ Manual Roller Shutter ¦ 24 High x 25 Wide | 1 | Urgent | B | 1 | 2025 | 5 | 1 | 2.2 | 3761 | 1194
Fabric ¦ Superstructure ¦ Windows and External Doors ¦ External Doors ¦ Manual and Automatic Doors ¦ Emergency and Panic Escape Doors | 1 | Urgent | B | 11 | 2035 | 5 | 1 | 2.2 | 3762 | 23536
Electrical ¦ LV Distribution ¦ Distribution Board ¦ Main | 1 | High | B | 18 | 2042 | 5 | 2 | 2.7 | 13239 | 30806
Water ¦ Local Hot Water ¦ Package Electric Water Heaters - Non-Drinking Water | 1 | Medium | B | 1 | 2025 | 5 | 3 | 3.2 | 23047 | 7378
HVAC ¦ Fan ¦ Local and Special Ventilation ¦ Fans Window or Wall Mounted | 1 | Medium | C | 10 | 2034 | 4 | 3 | 2.9 | 18554 | 22531
Water ¦ Local Hot Water ¦ Instantaneous Electric Water Heater - Non-Drinking Water | 1 | Medium | B | 1 | 2025 | 5 | 3 | 3.2 | 23048 | 7379
HVAC ¦ Fan ¦ Local and Special Ventilation ¦ Fans Window or Wall Mounted | 1 | Medium | B | 7 | 2031 | 5 | 3 | 3.2 | 23049 | 19883
HVAC ¦ Fan ¦ Central Heating ¦ Ventilating - General | 1 | Medium | B | 1 | 2025 | 5 | 3 | 3.2 | 23050 | 7380
Fabric ¦ Superstructure ¦ Internal Doors ¦ Roller Shutters ¦ Electric Roller Shutter | 1 | Medium | B | 15 | 2039 | 5 | 3 | 3.2 | 23051 | 28399
HVAC ¦ Ventilation ¦ Air Handling Unit (AHU) ¦ Internal ¦ Central Heating (Internally Sourced) ¦ Electric Heating | 1 | Medium | B | 2 | 2026 | 5 | 3 | 3.2 | 23052 | 13058
Fire ¦ Fire Fighting ¦ Fire Extinguishers ¦ CO2 | 4 | Urgent | B | 4 | 2028 | 5 | 1 | 2.2 | 3763 | 13806
Electrical ¦ LV Distribution ¦ Distribution Board ¦ Sub | 1 | High | D | 4 | 2028 | 3 | 2 | 2.1 | 1115 | 13755
Water ¦ Local Hot Water ¦ Electric Water Heater - Drinking Water ¦ Non-Pressurised | 1 | Medium | B | 1 | 2025 | 5 | 3 | 3.2 | 23053 | 7381
Electrical ¦ LV Distribution ¦ Distribution Board ¦ Main | 1 | High | B | 6 | 2030 | 5 | 2 | 2.7 | 13240 | 17518
Electrical ¦ LV Distribution ¦ Distribution Board ¦ Main | 1 | High | B | 1 | 2025 | 5 | 2 | 2.7 | 13241 | 3442
HVAC ¦ Fan ¦ Local and Special Ventilation ¦ Kitchen Vent ¦ Extract | 1 | Low | B | 11 | 2035 | 5 | 4 | 3.7 | 32924 | 25721
Electrical ¦ Lighting ¦ Internal ¦ General ¦ LED Fittings & Luminaires | 12 | Medium | B | 16 | 2040 | 5 | 3 | 3.2 | 23054 | 29462
Fire ¦ Fire Fighting ¦ Fire Extinguishers ¦ Powder - P50 | 1 | Urgent | B | 1 | 2025 | 5 | 1 | 2.2 | 3764 | 1195
HVAC ¦ Local and Special Ventilation ¦ Unit extract fans. | 1 | Medium | B | 1 | 2025 | 5 | 3 | 3.2 | 23055 | 7382
Fabric ¦ Superstructure ¦ Windows and External Doors ¦ External Doors ¦ Entrance Doors | 1 | High | B | 11 | 2035 | 5 | 2 | 2.7 | 13242 | 24307
Electrical ¦ Lighting ¦ Internal ¦ Emergency ¦ Self Contained ¦ LED | 2 | Urgent | C | 11 | 2035 | 4 | 1 | 1.9 | 624 | 23266
HVAC ¦ Local Air Conditioning ¦ Single-Split Condenser - Split Systems/Heat Pumps - Air-cooled with Direct Expansion Evaporator (DX) | 1 | Medium | B | 1 | 2025 | 5 | 3 | 3.2 | 23056 | 7383
Electrical ¦ LV Distribution ¦ Distribution Board ¦ Sub | 1 | High | B | 16 | 2040 | 5 | 2 | 2.7 | 13243 | 29137
Controls ¦ Building Management System (BMS) ¦ BMS Control Panel | 1 | High | B | 7 | 2031 | 5 | 2 | 2.7 | 13244 | 19608
Electrical ¦ Lighting ¦ Internal ¦ General ¦ LED Fittings & Luminaires | 24 | Medium | B | 16 | 2040 | 5 | 3 | 3.2 | 23057 | 29463
Fabric ¦ Superstructure ¦ Internal Doors ¦ Roller Shutters ¦ Automatic Roller Shutter | 1 | High | B | 7 | 2031 | 5 | 2 | 2.7 | 13245 | 19609
Electrical ¦ Lighting ¦ Internal ¦ General ¦ LED Fittings & Luminaires | 32 | Medium | B | 12 | 2036 | 5 | 3 | 3.2 | 23058 | 26440
HVAC ¦ Fan ¦ Central Ventilation Systems ¦ Ventilating - General | 1 | Low | B | 3 | 2027 | 5 | 4 | 3.7 | 32925 | 13719
Fire ¦ Fire Detection ¦ Fire Alarm System | 1 | Urgent | B | 1 | 2025 | 5 | 1 | 2.2 | 3765 | 1196
HVAC ¦ Heat Emitters - Local ¦ Electric Heaters | 1 | Medium | B | 1 | 2025 | 5 | 3 | 3.2 | 23059 | 7384
Fire ¦ Fire Fighting ¦ Fire Extinguishers ¦ Foam | 3 | Urgent | B | 2 | 2026 | 5 | 1 | 2.2 | 3766 | 12541
HVAC ¦ Heat Emitters - Local ¦ Gas Fired Unit Heaters | 1 | Medium | B | 1 | 2025 | 5 | 3 | 3.2 | 23060 | 7385
Fabric ¦ Superstructure ¦ Windows and External Doors ¦ Roller Shutters ¦ Electric Roller Shutter | 1 | High | B | 1 | 2025 | 5 | 2 | 2.7 | 13246 | 3443
Electrical ¦ Specialist Lighting ¦ Internal ¦ Illuminated Fire Exit Signage | 2 | Urgent | B | 12 | 2036 | 5 | 1 | 2.2 | 3767 | 25991
Electrical ¦ Lighting ¦ Internal ¦ General | 7 | Medium | C | 1 | 2025 | 4 | 3 | 2.9 | 18555 | 5489
HVAC ¦ Fan ¦ Central Cooling ¦ Axial | 1 | Medium | B | 5 | 2029 | 5 | 3 | 3.2 | 23061 | 14988
Fabric ¦ Superstructure ¦ Internal Doors ¦ Roller Shutters ¦ Electric Roller Shutter | 1 | Medium | B | 11 | 2035 | 5 | 3 | 3.2 | 23062 | 25112
Fire ¦ Fire Fighting ¦ Fire Extinguishers ¦ Foam | 2 | Urgent | B | 1 | 2025 | 5 | 1 | 2.2 | 3768 | 1197
Electrical ¦ Lighting ¦ Internal ¦ Emergency ¦ Self Contained ¦ Non LED | 1 | Urgent | DX | 7 | 2031 | 1 | 1 | 1 | 9 | 19113
Fabric ¦ Superstructure ¦ Windows and External Doors ¦ Roller Shutters ¦ Manual Roller Shutter | 1 | High | B | 9 | 2033 | 5 | 2 | 2.7 | 13247 | 21578
HVAC ¦ Fan ¦ Local and Special Ventilation ¦ Fans Window or Wall Mounted | 1 | Medium | B | 1 | 2025 | 5 | 3 | 3.2 | 23063 | 7386
Electrical ¦ Lighting ¦ Internal ¦ General ¦ LED Fittings & Luminaires | 39 | Medium | B | 16 | 2040 | 5 | 3 | 3.2 | 23064 | 29464
Electrical ¦ Lighting ¦ External ¦ General - Non-LED | 2 | Medium | B | 1 | 2025 | 5 | 3 | 3.2 | 23065 | 7387
HVAC ¦ Local and Special Ventilation ¦ Unit extract fans. | 1 | Medium | B | 1 | 2025 | 5 | 3 | 3.2 | 23066 | 7388
Controls ¦ Multi-System Controls ¦ Instrument Control Panel | 1 | Medium | B | 16 | 2040 | 5 | 3 | 3.2 | 23067 | 29465
Electrical ¦ LV Distribution ¦ Distribution Board ¦ Main | 1 | High | B | 18 | 2042 | 5 | 2 | 2.7 | 13248 | 30807
Water ¦ Local Hot Water ¦ Instantaneous Electric Water Heater - Non-Drinking Water | 1 | Medium | B | 1 | 2025 | 5 | 3 | 3.2 | 23068 | 7389
Fabric ¦ Superstructure ¦ Internal Doors ¦ Roller Shutters ¦ Internal Manual Roller Shutter | 1 | Medium | B | 1 | 2025 | 5 | 3 | 3.2 | 23069 | 7390
HVAC ¦ Local and Special Ventilation ¦ Unit extract fans. | 1 | Medium | B | 1 | 2025 | 5 | 3 | 3.2 | 23070 | 7391
Fire ¦ Fire Detection ¦ Fire Alarm System | 1 | Urgent | B | 14 | 2038 | 5 | 1 | 2.2 | 3769 | 27349
Fabric ¦ Superstructure ¦ Windows and External Doors ¦ External Doors ¦ Entrance Doors | 1 | High | B | 30 | 2054 | 5 | 2 | 2.7 | 13249 | 33708
Fire ¦ Fire Detection ¦ Fire Alarm System | 1 | Urgent | B | 1 | 2025 | 5 | 1 | 2.2 | 3770 | 1198
HVAC ¦ Local Air Conditioning ¦ Single-Split Condenser - Split Systems/Heat Pumps - Air-cooled with Direct Expansion Evaporator (DX) | 1 | Medium | B | 5 | 2029 | 5 | 3 | 3.2 | 23071 | 14989
Electrical ¦ LV Distribution ¦ Distribution Board ¦ Sub | 1 | High | B | 19 | 2043 | 5 | 2 | 2.7 | 13250 | 31175
HVAC ¦ Central Heating (Internally Sourced) ¦ Boiler ¦ Atmospheric Gas Burner Boiler - Small and/or Wall Hung for Domestic Installation | 1 | Medium | B | 1 | 2025 | 5 | 3 | 3.2 | 23072 | 7392
Fire ¦ Fire Fighting ¦ Fire Extinguishers ¦ Foam | 4 | Urgent | B | 6 | 2030 | 5 | 1 | 2.2 | 3771 | 16171
HVAC ¦ Fan ¦ Central Ventilation Systems ¦ Ventilating - General | 1 | Low | B | 3 | 2027 | 5 | 4 | 3.7 | 32926 | 13720
HVAC ¦ Fan ¦ Central Ventilation Systems ¦ Ventilating - General | 1 | Low | B | 3 | 2027 | 5 | 4 | 3.7 | 32927 | 13721
Fabric ¦ Superstructure ¦ Windows and External Doors ¦ Roller Shutters ¦ Manual Roller Shutter | 1 | High | B | 1 | 2025 | 5 | 2 | 2.7 | 13251 | 3444
HVAC ¦ Central Air Conditioning ¦ Air Conditioning ¦ Multi-Split Condenser - Split Systems/Heat Pumps - Air-cooled with Direct Expansion Evaporator (DX) | 1 | Medium | B | 5 | 2029 | 5 | 3 | 3.2 | 23073 | 14990
Security ¦ Access ¦ Access Control ¦ Gate Access - Local Lock / Keypad / Manual (External) | 2 | Medium | B | 7 | 2031 | 5 | 3 | 3.2 | 23074 | 19884
Electrical ¦ Lighting ¦ Internal ¦ Emergency ¦ Self Contained ¦ LED | 2 | Urgent | B | 11 | 2035 | 5 | 1 | 2.2 | 3772 | 23537
Electrical ¦ Lighting ¦ Internal ¦ Emergency ¦ Self Contained ¦ LED | 1 | Urgent | B | 16 | 2040 | 5 | 1 | 2.2 | 3773 | 28741
HVAC ¦ Local and Special Ventilation ¦ Unit extract fans. | 1 | Medium | B | 1 | 2025 | 5 | 3 | 3.2 | 23075 | 7393
HVAC ¦ Fan ¦ Local and Special Ventilation ¦ Fans Window or Wall Mounted | 1 | Medium | B | 3 | 2027 | 5 | 3 | 3.2 | 23076 | 13493
Fabric ¦ Superstructure ¦ Windows and External Doors ¦ External Doors ¦ Manual and Automatic Doors ¦ Emergency and Panic Escape Doors | 1 | Urgent | B | 13 | 2037 | 5 | 1 | 2.2 | 3774 | 26841
HVAC ¦ Local Air Conditioning ¦ Single-Split Condenser - Split Systems/Heat Pumps - Air-cooled with Direct Expansion Evaporator (DX) | 1 | Medium | B | 7 | 2031 | 5 | 3 | 3.2 | 23077 | 19885
HVAC ¦ Central Heating (Internally Sourced) ¦ Boiler ¦ Atmospheric Gas Burner Boiler - Small and/or Wall Hung for Domestic Installation | 1 | Medium | B | 2 | 2026 | 5 | 3 | 3.2 | 23078 | 13059
Fabric ¦ Superstructure ¦ Windows and External Doors ¦ Roller Shutters ¦ Manual Roller Shutter | 1 | High | B | 1 | 2025 | 5 | 2 | 2.7 | 13252 | 3445
Electrical ¦ Lighting ¦ External ¦ General - LED | 2 | Medium | B | 11 | 2035 | 5 | 3 | 3.2 | 23079 | 25113
Fabric ¦ Superstructure ¦ Internal Doors ¦ Roller Shutters ¦ Electric Roller Shutter | 1 | Medium | B | 11 | 2035 | 5 | 3 | 3.2 | 23080 | 25114
Electrical ¦ Lighting ¦ Internal ¦ General ¦ LED Fittings & Luminaires | 139 | Medium | B | 17 | 2041 | 5 | 3 | 3.2 | 23081 | 30439
Fire ¦ Fire Fighting ¦ Fire Extinguishers ¦ CO2 | 4 | Urgent | B | 6 | 2030 | 5 | 1 | 2.2 | 3775 | 16172
Electrical ¦ LV Distribution ¦ Distribution Board ¦ Main | 1 | High | C | 1 | 2025 | 4 | 2 | 2.4 | 10518 | 2387
HVAC ¦ Heat Emitters - Local ¦ Gas Fired Natural and Fan Assisted Heaters | 1 | Medium | CX | 1 | 2025 | 2 | 3 | 2.3 | 10126 | 2076
Fabric ¦ Superstructure ¦ Windows and External Doors ¦ External Doors ¦ Manual and Automatic Doors ¦ High Security Door | 1 | High | B | 25 | 2049 | 5 | 2 | 2.7 | 13253 | 33384
HVAC ¦ Heat Emitters - Central ¦ Radiators ¦ Steel | 1 | Medium | B | 6 | 2030 | 5 | 3 | 3.2 | 23082 | 18587
Electrical ¦ Lighting ¦ Internal ¦ General ¦ LED Fittings & Luminaires | 15 | Medium | B | 12 | 2036 | 5 | 3 | 3.2 | 23083 | 26441
Electrical ¦ LV Distribution ¦ Distribution Board ¦ Sub | 1 | High | B | 2 | 2026 | 5 | 2 | 2.7 | 13254 | 12884
Fabric ¦ Superstructure ¦ Windows and External Doors ¦ Roller Shutters ¦ Manual Roller Shutter | 1 | High | B | 11 | 2035 | 5 | 2 | 2.7 | 13255 | 24308
Fabric ¦ Superstructure ¦ Windows and External Doors ¦ Roller Shutters ¦ Manual Roller Shutter | 1 | High | B | 11 | 2035 | 5 | 2 | 2.7 | 13256 | 24309
Security ¦ Access ¦ Access Control ¦ Gate Access - Local Lock / Keypad / Manual (External) | 1 | Medium | B | 1 | 2025 | 5 | 3 | 3.2 | 23084 | 7394
HVAC ¦ Fan ¦ Local and Special Ventilation ¦ Axial | 1 | Medium | B | 1 | 2025 | 5 | 3 | 3.2 | 23085 | 7395
Electrical ¦ Lighting ¦ Internal ¦ General ¦ LED Fittings & Luminaires | 25 | Medium | B | 12 | 2036 | 5 | 3 | 3.2 | 23086 | 26442
Electrical ¦ Specialist Lighting ¦ Internal ¦ Illuminated Fire Exit Signage | 1 | Urgent | B | 6 | 2030 | 5 | 1 | 2.2 | 3776 | 16173
Electrical ¦ Lighting ¦ External ¦ General - LED | 1 | Medium | B | 8 | 2032 | 5 | 3 | 3.2 | 23087 | 20913
HVAC ¦ Ventilation ¦ Air Handling Unit (AHU) ¦ Internal ¦ Central Heating (Internally Sourced) ¦ Gas Fired | 1 | Medium | B | 2 | 2026 | 5 | 3 | 3.2 | 23088 | 13060
Electrical ¦ LV Distribution ¦ Distribution Board ¦ Sub | 1 | High | B | 6 | 2030 | 5 | 2 | 2.7 | 13257 | 17519
Fabric ¦ Superstructure ¦ Internal Doors ¦ Roller Shutters ¦ Internal Manual Roller Shutter | 1 | Medium | B | 1 | 2025 | 5 | 3 | 3.2 | 23089 | 7396
Electrical ¦ Lighting ¦ Internal ¦ Emergency ¦ Self Contained ¦ LED | 2 | Urgent | B | 21 | 2045 | 5 | 1 | 2.2 | 3777 | 31951
Electrical ¦ Lighting ¦ Internal ¦ General ¦ LED Fittings & Luminaires | 88 | Medium | B | 13 | 2037 | 5 | 3 | 3.2 | 23090 | 27112
Electrical ¦ Lighting ¦ Internal ¦ General ¦ LED Fittings & Luminaires | 2 | Medium | B | 12 | 2036 | 5 | 3 | 3.2 | 23091 | 26443
HVAC ¦ Ventilation ¦ Air Handling Unit (AHU) ¦ Internal ¦ Central Heating & Cooling ¦ Electric & DX | 1 | Medium | B | 3 | 2027 | 5 | 3 | 3.2 | 23092 | 13494
Electrical ¦ LV Distribution ¦ Distribution Board ¦ Sub | 1 | High | B | 1 | 2025 | 5 | 2 | 2.7 | 13258 | 3446
Electrical ¦ LV Distribution ¦ Distribution Board ¦ Sub | 1 | High | B | 1 | 2025 | 5 | 2 | 2.7 | 13259 | 3447
Controls ¦ Multi-System Controls ¦ Control Panel - Electrical Services (excluding Electrical Controllers and Pneumatic Relays) | 1 | Medium | B | 1 | 2025 | 5 | 3 | 3.2 | 23093 | 7397
HVAC ¦ Fan ¦ Local and Special Ventilation ¦ Fans Window or Wall Mounted | 1 | Medium | B | 1 | 2025 | 5 | 3 | 3.2 | 23094 | 7398
Electrical ¦ LV Distribution ¦ Distribution Board ¦ Main | 1 | High | B | 1 | 2025 | 5 | 2 | 2.7 | 13260 | 3448
Water ¦ Local Hot Water ¦ Package Electric Water Heaters - Non-Drinking Water | 1 | Medium | B | 8 | 2032 | 5 | 3 | 3.2 | 23095 | 20914
Fabric ¦ Superstructure ¦ Windows and External Doors ¦ External Doors ¦ Entrance Doors | 1 | High | B | 1 | 2025 | 5 | 2 | 2.7 | 13261 | 3449
HVAC ¦ Local Air Conditioning ¦ Single-Split Condenser - Split Systems/Heat Pumps - Air-cooled with Direct Expansion Evaporator (DX) | 1 | Medium | B | 7 | 2031 | 5 | 3 | 3.2 | 23096 | 19886
HVAC ¦ Central Air Conditioning ¦ Air Conditioning ¦ Multi-Split Condenser - Split Systems/Heat Pumps - Air-cooled with Direct Expansion Evaporator (DX) | 1 | Medium | B | 1 | 2025 | 5 | 3 | 3.2 | 23097 | 7399
Fabric ¦ Superstructure ¦ Windows and External Doors ¦ Roller Shutters ¦ Electric Roller Shutter | 1 | High | C | 1 | 2025 | 4 | 2 | 2.4 | 10519 | 2388
Electrical ¦ LV Distribution ¦ Distribution Board ¦ Sub | 1 | High | B | 1 | 2025 | 5 | 2 | 2.7 | 13262 | 3450
HVAC ¦ Fan ¦ Local and Special Ventilation ¦ Fans Window or Wall Mounted | 1 | Medium | B | 1 | 2025 | 5 | 3 | 3.2 | 23098 | 7400
Electrical ¦ Lighting ¦ Internal ¦ Emergency ¦ Self Contained ¦ LED | 2 | Urgent | C | 11 | 2035 | 4 | 1 | 1.9 | 625 | 23267
Electrical ¦ Lighting ¦ Internal ¦ General ¦ LED Fittings & Luminaires | 4 | Medium | B | 16 | 2040 | 5 | 3 | 3.2 | 23099 | 29466
Fire ¦ Fire Fighting ¦ Fire Extinguishers ¦ CO2 | 4 | Urgent | B | 7 | 2031 | 5 | 1 | 2.2 | 3778 | 19262
Fabric ¦ Superstructure ¦ Windows and External Doors ¦ External Doors ¦ Manual and Automatic Doors ¦ Emergency and Panic Escape Doors | 1 | Urgent | B | 19 | 2043 | 5 | 1 | 2.2 | 3779 | 31052
HVAC ¦ Local and Special Ventilation ¦ Unit extract fans. | 1 | Medium | B | 1 | 2025 | 5 | 3 | 3.2 | 23100 | 7401
Fire ¦ Fire Fighting ¦ Fire Extinguishers ¦ CO2 | 2 | Urgent | B | 2 | 2026 | 5 | 1 | 2.2 | 3780 | 12542
Water ¦ Local Hot Water ¦ Instantaneous Electric Water Heater - Non-Drinking Water | 1 | Medium | B | 1 | 2025 | 5 | 3 | 3.2 | 23101 | 7402
Fire ¦ Fire Detection ¦ Fire Alarm Panel / Repeater | 1 | Urgent | B | 12 | 2036 | 5 | 1 | 2.2 | 3781 | 25992
Security ¦ Access ¦ Access Control ¦ Door ¦ Local Lock / Keypad / Manual | 1 | Medium | B | 10 | 2034 | 5 | 3 | 3.2 | 23102 | 22706
Fire ¦ Fire Fighting ¦ Fire Extinguishers ¦ Foam | 3 | Urgent | B | 2 | 2026 | 5 | 1 | 2.2 | 3782 | 12543
Fire ¦ Fire Fighting ¦ Fire Extinguishers ¦ CO2 | 2 | Urgent | B | 2 | 2026 | 5 | 1 | 2.2 | 3783 | 12544
Fabric ¦ Superstructure ¦ Windows and External Doors ¦ External Doors ¦ Manual and Automatic Doors ¦ Emergency and Panic Escape Doors | 1 | Urgent | B | 30 | 2054 | 5 | 1 | 2.2 | 3784 | 33672
Electrical ¦ LV Distribution ¦ Distribution Board ¦ Main | 1 | High | D | 5 | 2029 | 3 | 2 | 2.1 | 1116 | 14289
Fire ¦ Fire Detection ¦ Fire Alarm Panel / Repeater | 1 | Urgent | C | 1 | 2025 | 4 | 1 | 1.9 | 626 | 465
Electrical ¦ Lighting ¦ Internal ¦ Emergency ¦ Externally Powered ¦ Non LED | 4 | Urgent | B | 11 | 2035 | 5 | 1 | 2.2 | 3785 | 23538
HVAC ¦ Fan ¦ Central Heating & Cooling ¦ Mixed Flow | 1 | Medium | B | 1 | 2025 | 5 | 3 | 3.2 | 23103 | 7403
Fabric ¦ Barriers and Guardrails ¦ Vehicle Crash Protection Barrier | 1 | V Low | B | 1 | 2025 | 5 | 4 | 3.7 | 32928 | 11912
HVAC ¦ Heat Emitters - Local ¦ Electric Heaters | 1 | Medium | B | 1 | 2025 | 5 | 3 | 3.2 | 23104 | 7404
Fire ¦ Fire Fighting ¦ Fire Extinguishers ¦ Foam | 10 | Urgent | B | 7 | 2031 | 5 | 1 | 2.2 | 3786 | 19263
Electrical ¦ LV Distribution ¦ Distribution Board ¦ Sub | 1 | High | D | 6 | 2030 | 3 | 2 | 2.1 | 1117 | 15724
Transport ¦ Lifts ¦ Passenger Lift electric ¦ Electric | 1 | Medium | B | 6 | 2030 | 5 | 3 | 3.2 | 23105 | 18588
Fabric ¦ Superstructure ¦ Windows and External Doors ¦ External Doors ¦ Entrance Doors | 1 | High | B | 4 | 2028 | 5 | 2 | 2.7 | 13263 | 13928
HVAC ¦ Heat Emitters - Local ¦ Gas Fired Natural and Fan Assisted Heaters | 1 | Medium | B | 1 | 2025 | 5 | 3 | 3.2 | 23106 | 7405
Fabric ¦ Superstructure ¦ Internal Doors ¦ Roller Shutters ¦ Electric Roller Shutter | 1 | Medium | B | 1 | 2025 | 5 | 3 | 3.2 | 23107 | 7406
Fire ¦ Fire Detection ¦ Fire Alarm Panel / Repeater | 1 | Urgent | B | 1 | 2025 | 5 | 1 | 2.2 | 3787 | 1199
Electrical ¦ Lighting ¦ Internal ¦ General | 91 | Medium | B | 18 | 2042 | 5 | 3 | 3.2 | 23108 | 30934
Electrical ¦ LV Distribution ¦ Distribution Board ¦ Sub | 1 | High | B | 8 | 2032 | 5 | 2 | 2.7 | 13264 | 20695
Fabric ¦ Superstructure ¦ Windows and External Doors ¦ External Doors ¦ Manual and Automatic Doors ¦ Auto / Powered Sliding Doors | 1 | High | B | 11 | 2035 | 5 | 2 | 2.7 | 13265 | 24310
Fabric ¦ Superstructure ¦ Windows and External Doors ¦ External Doors ¦ Entrance Doors | 1 | High | B | 11 | 2035 | 5 | 2 | 2.7 | 13266 | 24311
Electrical ¦ Lighting ¦ Internal ¦ Emergency ¦ Self Contained ¦ LED | 6 | Urgent | B | 11 | 2035 | 5 | 1 | 2.2 | 3788 | 23539
Fire ¦ Fire Fighting ¦ Fire Extinguishers ¦ Foam | 1 | Urgent | B | 1 | 2025 | 5 | 1 | 2.2 | 3789 | 1200
Water ¦ Central Hot Water Distribution ¦ Hot water cylinders | 1 | High | B | 1 | 2025 | 5 | 2 | 2.7 | 13267 | 3451
HVAC ¦ Central Heating (Internally Sourced) ¦ Burner ¦ Blown gas burner | 1 | Medium | B | 1 | 2025 | 5 | 3 | 3.2 | 23109 | 7407
Fabric ¦ Superstructure ¦ Windows and External Doors ¦ External Doors ¦ Manual and Automatic Doors ¦ Emergency and Panic Escape Doors | 1 | Urgent | B | 25 | 2049 | 5 | 1 | 2.2 | 3790 | 33294
Fabric ¦ Superstructure ¦ Windows and External Doors ¦ External Doors ¦ Manual and Automatic Doors ¦ Emergency and Panic Escape Doors | 1 | Urgent | B | 27 | 2051 | 5 | 1 | 2.2 | 3791 | 33542
Fabric ¦ Superstructure ¦ Windows and External Doors ¦ External Doors ¦ Entrance Doors | 1 | High | B | 11 | 2035 | 5 | 2 | 2.7 | 13268 | 24312
Electrical ¦ Lighting ¦ Internal ¦ General ¦ LED Fittings & Luminaires | 16 | Medium | B | 12 | 2036 | 5 | 3 | 3.2 | 23110 | 26444
Electrical ¦ Lighting ¦ Internal ¦ Emergency ¦ Self Contained ¦ Non LED | 2 | Urgent | B | 1 | 2025 | 5 | 1 | 2.2 | 3792 | 1201
Electrical ¦ Lighting ¦ Internal ¦ Emergency ¦ Self Contained ¦ LED | 12 | Urgent | B | 20 | 2044 | 5 | 1 | 2.2 | 3793 | 31446
Controls ¦ Building Management System (BMS) ¦ BMS Control Panel | 1 | High | D | 4 | 2028 | 3 | 2 | 2.1 | 1118 | 13756
Fire ¦ Fire Detection ¦ Fire Alarm System | 1 | Urgent | B | 1 | 2025 | 5 | 1 | 2.2 | 3794 | 1202
Electrical ¦ Lighting ¦ Internal ¦ General ¦ LED Fittings & Luminaires | 21 | Medium | B | 12 | 2036 | 5 | 3 | 3.2 | 23111 | 26445
Electrical ¦ LV Distribution ¦ Distribution Board ¦ Sub | 1 | High | D | 1 | 2025 | 3 | 2 | 2.1 | 1119 | 769
Electrical ¦ LV Distribution ¦ Distribution Board ¦ Sub | 1 | High | B | 12 | 2036 | 5 | 2 | 2.7 | 13269 | 26170
Fire ¦ Fire Detection ¦ Fire Alarm System | 1 | Urgent | B | 7 | 2031 | 5 | 1 | 2.2 | 3795 | 19264
Fire ¦ Fire Fighting ¦ Fire Extinguishers ¦ Foam | 1 | Urgent | B | 6 | 2030 | 5 | 1 | 2.2 | 3796 | 16174
Electrical ¦ Lighting ¦ Internal ¦ Emergency ¦ Self Contained ¦ LED | 5 | Urgent | C | 15 | 2039 | 4 | 1 | 1.9 | 627 | 27718
Electrical ¦ Lighting ¦ Internal ¦ General | 81 | Medium | B | 1 | 2025 | 5 | 3 | 3.2 | 23112 | 7408
Electrical ¦ Lighting ¦ Internal ¦ Emergency ¦ Self Contained ¦ LED | 11 | Urgent | B | 21 | 2045 | 5 | 1 | 2.2 | 3797 | 31952
HVAC ¦ Heat Emitters - Local ¦ Electric Heaters | 1 | Medium | B | 1 | 2025 | 5 | 3 | 3.2 | 23113 | 7409
Fabric ¦ Superstructure ¦ Windows and External Doors ¦ External Doors ¦ Manual and Automatic Doors ¦ High Security Door | 1 | High | B | 8 | 2032 | 5 | 2 | 2.7 | 13270 | 20696
Fire ¦ Fire Detection ¦ Fire Alarm Panel / Repeater | 1 | Urgent | B | 11 | 2035 | 5 | 1 | 2.2 | 3798 | 23540
Electrical ¦ Lighting ¦ Internal ¦ General | 3 | Medium | C | 1 | 2025 | 4 | 3 | 2.9 | 18556 | 5490
Electrical ¦ LV Distribution ¦ Distribution Board ¦ Sub | 1 | High | B | 6 | 2030 | 5 | 2 | 2.7 | 13271 | 17520
Electrical ¦ Lighting ¦ Internal ¦ Emergency ¦ Self Contained ¦ LED | 4 | Urgent | B | 21 | 2045 | 5 | 1 | 2.2 | 3799 | 31953
Electrical ¦ Lighting ¦ Internal ¦ General ¦ LED Fittings & Luminaires | 10 | Medium | B | 12 | 2036 | 5 | 3 | 3.2 | 23114 | 26446
Electrical ¦ Lighting ¦ Internal ¦ Emergency ¦ Self Contained ¦ LED | 1 | Urgent | B | 11 | 2035 | 5 | 1 | 2.2 | 3800 | 23541
HVAC ¦ Local Air Conditioning ¦ Single-Split Condenser - Split Systems/Heat Pumps - Air-cooled with Direct Expansion Evaporator (DX) | 1 | Medium | B | 5 | 2029 | 5 | 3 | 3.2 | 23115 | 14991
HVAC ¦ Ventilation ¦ Air Handling Unit (AHU) ¦ Internal ¦ Central Heating (Internally Sourced) ¦ Electric Heating | 1 | Medium | B | 15 | 2039 | 5 | 3 | 3.2 | 23116 | 28400
Electrical ¦ Specialist Lighting ¦ Internal ¦ Illuminated Fire Exit Signage | 2 | Urgent | B | 12 | 2036 | 5 | 1 | 2.2 | 3801 | 25993
HVAC ¦ Fan ¦ Local and Special Ventilation ¦ Axial | 1 | Medium | B | 1 | 2025 | 5 | 3 | 3.2 | 23117 | 7410
Fabric ¦ Superstructure ¦ Windows and External Doors ¦ External Doors ¦ Manual and Automatic Doors ¦ Emergency and Panic Escape Doors | 1 | Urgent | B | 11 | 2035 | 5 | 1 | 2.2 | 3802 | 23542
Fabric ¦ Superstructure ¦ Windows and External Doors ¦ Roller Shutters ¦ Manual Roller Shutter | 1 | High | B | 4 | 2028 | 5 | 2 | 2.7 | 13272 | 13929
HVAC ¦ Heat Emitters - Central ¦ Radiators ¦ Steel | 1 | Medium | B | 10 | 2034 | 5 | 3 | 3.2 | 23118 | 22707
Fire ¦ Fire Fighting ¦ Fire Extinguishers ¦ Foam | 3 | Urgent | B | 1 | 2025 | 5 | 1 | 2.2 | 3803 | 1203
HVAC ¦ Fan ¦ Central Ventilation Systems ¦ Ventilating - General | 1 | Low | B | 5 | 2029 | 5 | 4 | 3.7 | 32929 | 15614
Fire ¦ Fire Detection ¦ Fire Alarm System | 1 | Urgent | B | 11 | 2035 | 5 | 1 | 2.2 | 3804 | 23543
Electrical ¦ Lighting ¦ Internal ¦ Emergency ¦ Externally Powered ¦ Non LED | 1 | Urgent | B | 1 | 2025 | 5 | 1 | 2.2 | 3805 | 1204
Security ¦ Access ¦ Access Control ¦ Gate Access - Local Lock / Keypad / Manual (External) | 1 | Medium | B | 1 | 2025 | 5 | 3 | 3.2 | 23119 | 7411
Electrical ¦ Specialist Lighting ¦ Internal ¦ Illuminated Fire Exit Signage | 1 | Urgent | B | 15 | 2039 | 5 | 1 | 2.2 | 3806 | 27811
Electrical ¦ LV Distribution ¦ Distribution Board ¦ Sub | 1 | High | B | 6 | 2030 | 5 | 2 | 2.7 | 13273 | 17521
Electrical ¦ Lighting ¦ Internal ¦ Emergency ¦ Self Contained ¦ LED | 10 | Urgent | B | 21 | 2045 | 5 | 1 | 2.2 | 3807 | 31954
Electrical ¦ LV Distribution ¦ Distribution Board ¦ Sub | 1 | High | D | 12 | 2036 | 3 | 2 | 2.1 | 1120 | 25930
Electrical ¦ LV Distribution ¦ Distribution Board ¦ Sub | 1 | High | D | 10 | 2034 | 3 | 2 | 2.1 | 1121 | 21956
HVAC ¦ Heat Emitters - Local ¦ Gas Radiant Tube Heaters | 1 | Medium | B | 1 | 2025 | 5 | 3 | 3.2 | 23120 | 7412
HVAC ¦ Heat Emitters - Local ¦ Gas Fired Unit Heaters | 1 | Medium | B | 1 | 2025 | 5 | 3 | 3.2 | 23121 | 7413
Fabric ¦ Superstructure ¦ Windows and External Doors ¦ Roller Shutters ¦ Manual Roller Shutter | 1 | High | B | 4 | 2028 | 5 | 2 | 2.7 | 13274 | 13930
Electrical ¦ Lighting ¦ Internal ¦ General ¦ LED Fittings & Luminaires | 10 | Medium | B | 12 | 2036 | 5 | 3 | 3.2 | 23122 | 26447
HVAC ¦ Local Air Conditioning ¦ Single-Split Evaporator - Split Systems/Heat Pumps - Air-cooled with Direct Expansion Evaporator (DX) | 1 | Medium | B | 8 | 2032 | 5 | 3 | 3.2 | 23123 | 20915
HVAC ¦ Fan ¦ Local and Special Ventilation ¦ Axial | 1 | Medium | B | 10 | 2034 | 5 | 3 | 3.2 | 23124 | 22708
Electrical ¦ LV Distribution ¦ Distribution Board ¦ Main | 1 | High | D | 1 | 2025 | 3 | 2 | 2.1 | 1122 | 770
HVAC ¦ Central Air Conditioning ¦ Air Conditioning ¦ Multi-Split Evaporator - Split Systems/Heat Pumps - Air-cooled with Direct Expansion Evaporator (DX) | 1 | Medium | B | 1 | 2025 | 5 | 3 | 3.2 | 23125 | 7414
Electrical ¦ LV Distribution ¦ Distribution Board ¦ Sub | 1 | High | B | 1 | 2025 | 5 | 2 | 2.7 | 13275 | 3452
Fabric ¦ Superstructure ¦ Internal Doors ¦ Roller Shutters ¦ Electric Roller Shutter | 1 | Medium | B | 10 | 2034 | 5 | 3 | 3.2 | 23126 | 22709
Fabric ¦ Superstructure ¦ Windows and External Doors ¦ External Doors ¦ Manual and Automatic Doors ¦ Emergency and Panic Escape Doors | 1 | Urgent | B | 6 | 2030 | 5 | 1 | 2.2 | 3808 | 16175
Fabric ¦ Barriers and Guardrails ¦ Vehicle Crash Protection Barrier | 1 | V Low | B | 1 | 2025 | 5 | 4 | 3.7 | 32930 | 11913
Fabric ¦ Superstructure ¦ Windows and External Doors ¦ External Windows ¦ Roller Shutters ¦ External Window Shutters ¦ Electric | 1 | Medium | B | 1 | 2025 | 5 | 3 | 3.2 | 23127 | 7415
Fabric ¦ Superstructure ¦ Windows and External Doors ¦ External Doors ¦ Entrance Doors | 1 | High | B | 15 | 2039 | 5 | 2 | 2.7 | 13276 | 28132
Fabric ¦ Superstructure ¦ Windows and External Doors ¦ External Windows ¦ Roller Shutters ¦ External Window Shutters ¦ Electric | 1 | Medium | B | 1 | 2025 | 5 | 3 | 3.2 | 23128 | 7416
Fire ¦ Fire Fighting ¦ Fire Extinguishers ¦ CO2 | 1 | Urgent | B | 6 | 2030 | 5 | 1 | 2.2 | 3809 | 16176
Electrical ¦ LV Distribution ¦ Distribution Board ¦ Sub | 1 | High | C | 2 | 2026 | 4 | 2 | 2.4 | 10520 | 12841
Electrical ¦ Lighting ¦ Internal ¦ General ¦ LED Fittings & Luminaires | 23 | Medium | B | 17 | 2041 | 5 | 3 | 3.2 | 23129 | 30440
HVAC ¦ Central Air Conditioning ¦ Air Conditioning ¦ Multi-Split Condenser - DX Split Systems (With Gas, Electric or Hot Water Heaters) | 1 | Medium | B | 5 | 2029 | 5 | 3 | 3.2 | 23130 | 14992
HVAC ¦ Fan ¦ Central Ventilation Systems ¦ Ventilating - General | 1 | Low | B | 1 | 2025 | 5 | 4 | 3.7 | 32931 | 11914
Fabric ¦ Superstructure ¦ Windows and External Doors ¦ External Doors ¦ Entrance Doors | 1 | High | B | 10 | 2034 | 5 | 2 | 2.7 | 13277 | 22321
HVAC ¦ Heat Emitters - Central ¦ Radiators ¦ Steel | 4 | Medium | B | 10 | 2034 | 5 | 3 | 3.2 | 23131 | 22710
HVAC ¦ Heat Emitters - Local ¦ Gas Fired Natural and Fan Assisted Heaters | 1 | Medium | B | 11 | 2035 | 5 | 3 | 3.2 | 23132 | 25115
HVAC ¦ Fan ¦ Local and Special Ventilation ¦ Fans Window or Wall Mounted | 1 | Medium | B | 1 | 2025 | 5 | 3 | 3.2 | 23133 | 7417
Fabric ¦ Superstructure ¦ Windows and External Doors ¦ External Doors ¦ Manual and Automatic Doors ¦ Emergency and Panic Escape Doors | 1 | Urgent | B | 19 | 2043 | 5 | 1 | 2.2 | 3810 | 31053
Fabric ¦ Superstructure ¦ Windows and External Doors ¦ External Windows ¦ Roller Shutters ¦ External Window Shutters ¦ Electric | 1 | Medium | B | 1 | 2025 | 5 | 3 | 3.2 | 23134 | 7418
Fire ¦ Fire Fighting ¦ Fire Extinguishers ¦ CO2 | 4 | Urgent | B | 8 | 2032 | 5 | 1 | 2.2 | 3811 | 20367
HVAC ¦ Heat Emitters - Central ¦ Radiators ¦ Steel | 5 | Medium | B | 6 | 2030 | 5 | 3 | 3.2 | 23135 | 18589
Fabric ¦ Superstructure ¦ Windows and External Doors ¦ External Doors ¦ Entrance Doors | 1 | High | B | 18 | 2042 | 5 | 2 | 2.7 | 13278 | 30808
Fire ¦ Fire Detection ¦ Fire Alarm Panel / Repeater | 1 | Urgent | B | 11 | 2035 | 5 | 1 | 2.2 | 3812 | 23544
Fire ¦ Fire Fighting ¦ Fire Extinguishers ¦ Foam | 4 | Urgent | B | 10 | 2034 | 5 | 1 | 2.2 | 3813 | 22025
Electrical ¦ Lighting ¦ Internal ¦ General ¦ LED Fittings & Luminaires | 40 | Medium | B | 11 | 2035 | 5 | 3 | 3.2 | 23136 | 25116
Electrical ¦ Specialist Lighting ¦ Internal ¦ Illuminated Fire Exit Signage | 1 | Urgent | B | 13 | 2037 | 5 | 1 | 2.2 | 3814 | 26842
Fire ¦ Fire Fighting ¦ Fire Extinguishers ¦ Foam | 5 | Urgent | B | 6 | 2030 | 5 | 1 | 2.2 | 3815 | 16177
Electrical ¦ LV Distribution ¦ Distribution Board ¦ Main | 1 | High | B | 16 | 2040 | 5 | 2 | 2.7 | 13279 | 29138
Electrical ¦ Specialist Lighting ¦ Internal ¦ Illuminated Fire Exit Signage | 4 | Urgent | B | 15 | 2039 | 5 | 1 | 2.2 | 3816 | 27812
Electrical ¦ Lighting ¦ Internal ¦ General | 1 | Medium | B | 3 | 2027 | 5 | 3 | 3.2 | 23137 | 13495
Electrical ¦ LV Distribution ¦ Distribution Board ¦ Main | 1 | High | B | 8 | 2032 | 5 | 2 | 2.7 | 13280 | 20697
Fabric ¦ Superstructure ¦ Windows and External Doors ¦ External Doors ¦ Manual and Automatic Doors ¦ High Security Door | 1 | High | B | 6 | 2030 | 5 | 2 | 2.7 | 13281 | 17522
Fire ¦ Fire Detection ¦ Fire Alarm System | 1 | Urgent | B | 10 | 2034 | 5 | 1 | 2.2 | 3817 | 22026
Electrical ¦ Lighting ¦ Internal ¦ General ¦ LED Fittings & Luminaires | 27 | Medium | B | 17 | 2041 | 5 | 3 | 3.2 | 23138 | 30441
HVAC ¦ Fan ¦ Central Ventilation Systems ¦ Ventilating - General | 1 | Low | B | 1 | 2025 | 5 | 4 | 3.7 | 32932 | 11915
Fabric ¦ Superstructure ¦ Windows and External Doors ¦ External Doors ¦ Entrance Doors | 1 | High | B | 15 | 2039 | 5 | 2 | 2.7 | 13282 | 28133
Fire ¦ Fire Fighting ¦ Fire Extinguishers ¦ Foam | 1 | Urgent | B | 7 | 2031 | 5 | 1 | 2.2 | 3818 | 19265
Electrical ¦ Lighting ¦ Internal ¦ General | 34 | Medium | B | 14 | 2038 | 5 | 3 | 3.2 | 23139 | 27549
Electrical ¦ Lighting ¦ Internal ¦ Emergency ¦ Self Contained ¦ Non LED | 1 | Urgent | B | 11 | 2035 | 5 | 1 | 2.2 | 3819 | 23545
Fabric ¦ Superstructure ¦ Internal Doors ¦ Roller Shutters ¦ Electric Roller Shutter | 1 | Medium | B | 10 | 2034 | 5 | 3 | 3.2 | 23140 | 22711
Fabric ¦ Superstructure ¦ Windows and External Doors ¦ External Doors ¦ Entrance Doors | 1 | High | B | 11 | 2035 | 5 | 2 | 2.7 | 13283 | 24313
Fire ¦ Fire Detection ¦ Fire Alarm System | 1 | Urgent | A | 14 | 2038 | 6 | 1 | 2.5 | 10861 | 27414
Electrical ¦ Specialist Lighting ¦ Internal ¦ Illuminated Fire Exit Signage | 3 | Urgent | B | 16 | 2040 | 5 | 1 | 2.2 | 3820 | 28742
Fire ¦ Fire Fighting ¦ Fire Extinguishers ¦ Foam | 5 | Urgent | B | 7 | 2031 | 5 | 1 | 2.2 | 3821 | 19266
Fire ¦ Fire Fighting ¦ Fire Extinguishers ¦ Water Pressure | 1 | Urgent | B | 6 | 2030 | 5 | 1 | 2.2 | 3822 | 16178
Water ¦ Local Hot Water ¦ Instantaneous Electric Water Heater - Non-Drinking Water | 1 | Medium | B | 1 | 2025 | 5 | 3 | 3.2 | 23141 | 7419
Fire ¦ Fire Fighting ¦ Fire Extinguishers ¦ Foam | 4 | Urgent | B | 6 | 2030 | 5 | 1 | 2.2 | 3823 | 16179
HVAC ¦ Local Air Conditioning ¦ Single-Split Evaporator - Split Systems/Heat Pumps - Air-cooled with Direct Expansion Evaporator (DX) | 1 | Medium | B | 10 | 2034 | 5 | 3 | 3.2 | 23142 | 22712
Electrical ¦ Lighting ¦ Internal ¦ General ¦ LED Fittings & Luminaires | 60 | Medium | B | 12 | 2036 | 5 | 3 | 3.2 | 23143 | 26448
HVAC ¦ Heat Emitters - Local ¦ Electric Heaters | 1 | Medium | B | 3 | 2027 | 5 | 3 | 3.2 | 23144 | 13496
HVAC ¦ Fan ¦ Central Ventilation Systems ¦ Ventilating - General | 1 | Low | B | 1 | 2025 | 5 | 4 | 3.7 | 32933 | 11916
Fabric ¦ Superstructure ¦ Windows and External Doors ¦ Roller Shutters ¦ Electric Roller Shutter | 1 | High | B | 11 | 2035 | 5 | 2 | 2.7 | 13284 | 24314
Fabric ¦ Superstructure ¦ Windows and External Doors ¦ External Doors ¦ Entrance Doors | 1 | High | B | 11 | 2035 | 5 | 2 | 2.7 | 13285 | 24315
Electrical ¦ Lighting ¦ Internal ¦ General ¦ LED Fittings & Luminaires | 3 | Medium | B | 18 | 2042 | 5 | 3 | 3.2 | 23145 | 30935
Electrical ¦ Lighting ¦ Internal ¦ Emergency ¦ Self Contained ¦ LED | 5 | Urgent | B | 23 | 2047 | 5 | 1 | 2.2 | 3824 | 33089
Electrical ¦ LV Distribution ¦ Distribution Board ¦ Sub | 1 | High | B | 6 | 2030 | 5 | 2 | 2.7 | 13286 | 17523
HVAC ¦ Fan ¦ Central Ventilation Systems ¦ Ventilating - General | 1 | Low | B | 1 | 2025 | 5 | 4 | 3.7 | 32934 | 11917
HVAC ¦ Fan ¦ Local and Special Ventilation ¦ Fans Window or Wall Mounted | 1 | Medium | B | 7 | 2031 | 5 | 3 | 3.2 | 23146 | 19887
Fabric ¦ Superstructure ¦ Windows and External Doors ¦ External Doors ¦ Entrance Doors | 1 | High | B | 15 | 2039 | 5 | 2 | 2.7 | 13287 | 28134
HVAC ¦ Fan ¦ Central Ventilation Systems ¦ Ventilating - General | 1 | Low | B | 1 | 2025 | 5 | 4 | 3.7 | 32935 | 11918
Electrical ¦ Lighting ¦ Internal ¦ General ¦ LED Fittings & Luminaires | 79 | Medium | B | 17 | 2041 | 5 | 3 | 3.2 | 23147 | 30442
Electrical ¦ LV Distribution ¦ Distribution Board ¦ Main | 1 | High | B | 1 | 2025 | 5 | 2 | 2.7 | 13288 | 3453
Fabric ¦ Superstructure ¦ Windows and External Doors ¦ External Doors ¦ Manual and Automatic Doors ¦ Emergency and Panic Escape Doors | 1 | Urgent | B | 11 | 2035 | 5 | 1 | 2.2 | 3825 | 23546
HVAC ¦ Local Air Conditioning ¦ Single-Split Evaporator - Split Systems/Heat Pumps - Air-cooled with Direct Expansion Evaporator (DX) | 1 | Medium | B | 8 | 2032 | 5 | 3 | 3.2 | 23148 | 20916
HVAC ¦ Central Air Conditioning ¦ Air Conditioning ¦ Multi-Split Evaporator - Split Systems/Heat Pumps - Air-cooled with Direct Expansion Evaporator (DX) | 1 | Medium | B | 1 | 2025 | 5 | 3 | 3.2 | 23149 | 7420
Fabric ¦ Superstructure ¦ Windows and External Doors ¦ External Doors ¦ Entrance Doors | 1 | High | B | 11 | 2035 | 5 | 2 | 2.7 | 13289 | 24316
Electrical ¦ Lighting ¦ Internal ¦ Emergency ¦ Self Contained ¦ LED | 3 | Urgent | B | 18 | 2042 | 5 | 1 | 2.2 | 3826 | 30633
Electrical ¦ LV Distribution ¦ Distribution Board ¦ Sub | 1 | High | B | 3 | 2027 | 5 | 2 | 2.7 | 13290 | 13350
Electrical ¦ LV Distribution ¦ Distribution Board ¦ Sub | 1 | High | B | 10 | 2034 | 5 | 2 | 2.7 | 13291 | 22322
Fabric ¦ Superstructure ¦ Windows and External Doors ¦ External Doors ¦ Entrance Doors | 1 | High | B | 11 | 2035 | 5 | 2 | 2.7 | 13292 | 24317
Electrical ¦ LV Distribution ¦ Distribution Board ¦ Sub | 1 | High | A | 19 | 2043 | 6 | 2 | 3 | 19538 | 31293
Electrical ¦ LV Distribution ¦ Distribution Board ¦ Sub | 1 | High | A | 19 | 2043 | 6 | 2 | 3 | 19539 | 31294
Electrical ¦ Specialist Lighting ¦ Internal ¦ Illuminated Fire Exit Signage | 4 | Urgent | B | 11 | 2035 | 5 | 1 | 2.2 | 3827 | 23547
Fabric ¦ Superstructure ¦ Internal Doors ¦ Roller Shutters ¦ Internal Manual Roller Shutter | 1 | Medium | B | 20 | 2044 | 5 | 3 | 3.2 | 23150 | 31671
Electrical ¦ Lighting ¦ Internal ¦ Emergency ¦ Self Contained ¦ LED | 7 | Urgent | B | 23 | 2047 | 5 | 1 | 2.2 | 3828 | 33090
Fire ¦ Fire Fighting ¦ Fire Extinguishers ¦ Foam | 2 | Urgent | B | 6 | 2030 | 5 | 1 | 2.2 | 3829 | 16180
Fabric ¦ Superstructure ¦ Internal Doors ¦ Roller Shutters ¦ Electric Roller Shutter | 1 | Medium | B | 6 | 2030 | 5 | 3 | 3.2 | 23151 | 18590
Fire ¦ Fire Detection ¦ Fire Alarm Panel / Repeater | 1 | Urgent | B | 1 | 2025 | 5 | 1 | 2.2 | 3830 | 1205
Electrical ¦ LV Distribution ¦ Distribution Board ¦ Main | 1 | High | B | 1 | 2025 | 5 | 2 | 2.7 | 13293 | 3454
Water ¦ Local Hot Water ¦ Instantaneous Electric Water Heater - Non-Drinking Water | 1 | Medium | B | 14 | 2038 | 5 | 3 | 3.2 | 23152 | 27550
HVAC ¦ Local Air Conditioning ¦ Single-Split Condenser - Split Systems/Heat Pumps - Air-cooled with Direct Expansion Evaporator (DX) | 1 | Medium | B | 7 | 2031 | 5 | 3 | 3.2 | 23153 | 19888
HVAC ¦ Ventilation ¦ Air Handling Unit (AHU) ¦ Internal ¦ Central Air Conditioning ¦ Gas Fired | 1 | Medium | B | 1 | 2025 | 5 | 3 | 3.2 | 23154 | 7421
Water ¦ Local Hot Water ¦ Instantaneous Electric Water Heater - Non-Drinking Water | 1 | Medium | B | 1 | 2025 | 5 | 3 | 3.2 | 23155 | 7422
HVAC ¦ Fan ¦ Local and Special Ventilation ¦ Extract | 1 | Medium | B | 1 | 2025 | 5 | 3 | 3.2 | 23156 | 7423
Electrical ¦ LV Distribution ¦ Distribution Board ¦ Main | 1 | High | B | 1 | 2025 | 5 | 2 | 2.7 | 13294 | 3455
Fabric ¦ Superstructure ¦ Windows and External Doors ¦ External Doors ¦ Manual and Automatic Doors ¦ Emergency and Panic Escape Doors | 1 | Urgent | B | 11 | 2035 | 5 | 1 | 2.2 | 3831 | 23548
Fabric ¦ Superstructure ¦ Windows and External Doors ¦ External Doors ¦ Manual and Automatic Doors ¦ High Security Door | 1 | High | B | 11 | 2035 | 5 | 2 | 2.7 | 13295 | 24318
HVAC ¦ Fan ¦ Local and Special Ventilation ¦ Extract | 1 | Medium | B | 1 | 2025 | 5 | 3 | 3.2 | 23157 | 7424
Electrical ¦ LV Distribution ¦ Distribution Board ¦ Sub | 1 | High | B | 3 | 2027 | 5 | 2 | 2.7 | 13296 | 13351
Fabric ¦ Superstructure ¦ Windows and External Doors ¦ External Doors ¦ Manual and Automatic Doors ¦ Emergency and Panic Escape Doors | 1 | Urgent | B | 25 | 2049 | 5 | 1 | 2.2 | 3832 | 33295
Electrical ¦ LV Distribution ¦ Distribution Board ¦ Sub | 1 | High | B | 10 | 2034 | 5 | 2 | 2.7 | 13297 | 22323
Electrical ¦ Lighting ¦ External ¦ General - LED | 1 | Medium | B | 11 | 2035 | 5 | 3 | 3.2 | 23158 | 25117
Electrical ¦ Lighting ¦ External ¦ General - Non-LED | 7 | Medium | B | 1 | 2025 | 5 | 3 | 3.2 | 23159 | 7425
HVAC ¦ Fan ¦ Central Ventilation Systems ¦ Ventilating - General | 1 | Low | B | 1 | 2025 | 5 | 4 | 3.7 | 32936 | 11919
Electrical ¦ Lighting ¦ External ¦ General - LED | 1 | Medium | B | 5 | 2029 | 5 | 3 | 3.2 | 23160 | 14993
HVAC ¦ Fan ¦ Central Ventilation Systems ¦ Ventilating - General | 1 | Low | B | 1 | 2025 | 5 | 4 | 3.7 | 32937 | 11920
Electrical ¦ Lighting ¦ Internal ¦ Emergency ¦ Self Contained ¦ LED | 10 | Urgent | B | 21 | 2045 | 5 | 1 | 2.2 | 3833 | 31955
Electrical ¦ Lighting ¦ Internal ¦ General ¦ LED Fittings & Luminaires | 4 | Medium | B | 16 | 2040 | 5 | 3 | 3.2 | 23161 | 29467
Fabric ¦ Superstructure ¦ Windows and External Doors ¦ External Doors ¦ Manual and Automatic Doors ¦ High Security Door | 1 | High | B | 11 | 2035 | 5 | 2 | 2.7 | 13298 | 24319
Electrical ¦ Lighting ¦ External ¦ General - Non-LED | 1 | Medium | B | 10 | 2034 | 5 | 3 | 3.2 | 23162 | 22713
Electrical ¦ Lighting ¦ Internal ¦ General | 6 | Medium | B | 6 | 2030 | 5 | 3 | 3.2 | 23163 | 18591
Fire ¦ Fire Fighting ¦ Fire Extinguishers ¦ Powder | 1 | Urgent | B | 1 | 2025 | 5 | 1 | 2.2 | 3834 | 1206
HVAC ¦ Ventilation ¦ Air Handling Unit (AHU) ¦ Internal ¦ Central Air Conditioning ¦ Gas Fired | 1 | Medium | B | 1 | 2025 | 5 | 3 | 3.2 | 23164 | 7426
Water ¦ Local Hot Water ¦ Package Electric Water Heaters - Non-Drinking Water | 1 | Medium | B | 1 | 2025 | 5 | 3 | 3.2 | 23165 | 7427
Electrical ¦ Lighting ¦ Internal ¦ Emergency ¦ Self Contained ¦ LED | 23 | Urgent | B | 21 | 2045 | 5 | 1 | 2.2 | 3835 | 31956
HVAC ¦ Heat Emitters - Local ¦ Gas Fired Natural and Fan Assisted Heaters | 1 | Medium | B | 5 | 2029 | 5 | 3 | 3.2 | 23166 | 14994
HVAC ¦ Fan ¦ Local and Special Ventilation ¦ Centrifugal | 1 | Medium | B | 1 | 2025 | 5 | 3 | 3.2 | 23167 | 7428
Electrical ¦ Lighting ¦ External ¦ General - Non-LED | 2 | Medium | B | 1 | 2025 | 5 | 3 | 3.2 | 23168 | 7429
HVAC ¦ Local and Special Ventilation ¦ Unit extract fans. | 1 | Medium | B | 1 | 2025 | 5 | 3 | 3.2 | 23169 | 7430
Fabric ¦ Superstructure ¦ Windows and External Doors ¦ External Doors ¦ Manual and Automatic Doors ¦ Emergency and Panic Escape Doors | 1 | Urgent | B | 5 | 2029 | 5 | 1 | 2.2 | 3836 | 14348
Fabric ¦ Superstructure ¦ Internal Doors ¦ Roller Shutters ¦ Internal Manual Roller Shutter | 1 | Medium | B | 15 | 2039 | 5 | 3 | 3.2 | 23170 | 28401
Electrical ¦ Lighting ¦ External ¦ General - Non-LED | 1 | Medium | D | 2 | 2026 | 3 | 3 | 2.6 | 11094 | 12851
Electrical ¦ Specialist Lighting ¦ Internal ¦ Illuminated Fire Exit Signage | 1 | Urgent | B | 1 | 2025 | 5 | 1 | 2.2 | 3837 | 1207
Electrical ¦ LV Distribution ¦ Distribution Board ¦ Main | 1 | High | B | 1 | 2025 | 5 | 2 | 2.7 | 13299 | 3456
HVAC ¦ Fan ¦ Central Heating ¦ Axial | 1 | High | B | 2 | 2026 | 5 | 2 | 2.7 | 13300 | 12885
Fabric ¦ Superstructure ¦ Windows and External Doors ¦ External Doors ¦ Entrance Doors | 1 | High | B | 5 | 2029 | 5 | 2 | 2.7 | 13301 | 14613
Fire ¦ Fire Fighting ¦ Fire Extinguishers ¦ CO2 | 2 | Urgent | B | 9 | 2033 | 5 | 1 | 2.2 | 3838 | 21284
Water ¦ Central Hot Water Distribution ¦ Hot water cylinders | 1 | High | B | 15 | 2039 | 5 | 2 | 2.7 | 13302 | 28135
Electrical ¦ LV Distribution ¦ Distribution Board ¦ Sub | 1 | High | B | 3 | 2027 | 5 | 2 | 2.7 | 13303 | 13352
Fabric ¦ Superstructure ¦ Internal Doors ¦ Roller Shutters ¦ Internal Manual Roller Shutter | 1 | Medium | B | 1 | 2025 | 5 | 3 | 3.2 | 23171 | 7431
Fabric ¦ Superstructure ¦ Internal Doors ¦ Roller Shutters ¦ Electric Roller Shutter | 1 | Medium | B | 1 | 2025 | 5 | 3 | 3.2 | 23172 | 7432
Fabric ¦ Superstructure ¦ Windows and External Doors ¦ External Doors ¦ Entrance Doors | 1 | High | B | 21 | 2045 | 5 | 2 | 2.7 | 13304 | 32601
Fire ¦ Fire Fighting ¦ Fire Extinguishers ¦ Foam | 3 | Urgent | B | 1 | 2025 | 5 | 1 | 2.2 | 3839 | 1208
Electrical ¦ LV Distribution ¦ Distribution Board ¦ Main | 1 | High | D | 16 | 2040 | 3 | 2 | 2.1 | 1123 | 28600
Electrical ¦ LV Distribution ¦ Distribution Board ¦ Sub | 1 | High | B | 7 | 2031 | 5 | 2 | 2.7 | 13305 | 19610
HVAC ¦ Ventilation ¦ Air Handling Unit (AHU) ¦ Internal ¦ Central Heating & Cooling ¦ Electric & DX | 1 | Medium | B | 3 | 2027 | 5 | 3 | 3.2 | 23173 | 13497
HVAC ¦ Fan ¦ Central Heating ¦ Axial | 1 | High | B | 5 | 2029 | 5 | 2 | 2.7 | 13306 | 14614
Electrical ¦ Lighting ¦ Internal ¦ General ¦ LED Fittings & Luminaires | 108 | Medium | B | 16 | 2040 | 5 | 3 | 3.2 | 23174 | 29468
HVAC ¦ Heat Emitters - Local ¦ Electric Heaters | 5 | Medium | D | 1 | 2025 | 3 | 3 | 2.6 | 11095 | 2612
Electrical ¦ Lighting ¦ External ¦ General - LED | 2 | Medium | B | 11 | 2035 | 5 | 3 | 3.2 | 23175 | 25118
HVAC ¦ Central Air Conditioning ¦ Air Conditioning ¦ Multi-Split Evaporator - Split Systems/Heat Pumps - Air-cooled with Direct Expansion Evaporator (DX) | 1 | Medium | B | 2 | 2026 | 5 | 3 | 3.2 | 23176 | 13061
Electrical ¦ LV Distribution ¦ Distribution Board ¦ Main | 1 | High | B | 1 | 2025 | 5 | 2 | 2.7 | 13307 | 3457
Fire ¦ Fire Detection ¦ Fire Alarm System | 1 | Urgent | B | 1 | 2025 | 5 | 1 | 2.2 | 3840 | 1209
Fire ¦ Fire Fighting ¦ Fire Extinguishers ¦ CO2 | 3 | Urgent | B | 6 | 2030 | 5 | 1 | 2.2 | 3841 | 16181
Electrical ¦ LV Distribution ¦ Distribution Board ¦ Sub | 1 | High | B | 1 | 2025 | 5 | 2 | 2.7 | 13308 | 3458
Water ¦ Local Hot Water ¦ Package Electric Water Heaters - Non-Drinking Water | 1 | Medium | B | 1 | 2025 | 5 | 3 | 3.2 | 23177 | 7433
Controls ¦ Multi-System Controls ¦ Control Panel - Electrical Services (excluding Electrical Controllers and Pneumatic Relays) | 1 | Medium | B | 16 | 2040 | 5 | 3 | 3.2 | 23178 | 29469
Fabric ¦ Superstructure ¦ Windows and External Doors ¦ Roller Shutters ¦ Manual Roller Shutter | 1 | High | B | 1 | 2025 | 5 | 2 | 2.7 | 13309 | 3459
Electrical ¦ Lighting ¦ Internal ¦ Emergency ¦ Self Contained ¦ LED | 2 | Urgent | B | 21 | 2045 | 5 | 1 | 2.2 | 3842 | 31957
HVAC ¦ Local Air Conditioning ¦ Single-Split Condenser - Split Systems/Heat Pumps - Air-cooled with Direct Expansion Evaporator (DX) | 1 | Medium | B | 5 | 2029 | 5 | 3 | 3.2 | 23179 | 14995
Fire ¦ Fire Detection ¦ Fire Alarm System | 1 | Urgent | B | 1 | 2025 | 5 | 1 | 2.2 | 3843 | 1210
Fire ¦ Fire Fighting ¦ Fire Extinguishers ¦ Foam | 4 | Urgent | B | 6 | 2030 | 5 | 1 | 2.2 | 3844 | 16182
Fire ¦ Fire Fighting ¦ Fire Extinguishers ¦ CO2 | 1 | Urgent | B | 1 | 2025 | 5 | 1 | 2.2 | 3845 | 1211
HVAC ¦ Local Air Conditioning ¦ Single-Split Condenser - Split Systems/Heat Pumps - Air-cooled with Direct Expansion Evaporator (DX) | 1 | Medium | A | 14 | 2038 | 6 | 3 | 3.5 | 32496 | 27665
Fabric ¦ Superstructure ¦ Windows and External Doors ¦ Roller Shutters ¦ Electric Roller Shutter | 1 | High | B | 13 | 2037 | 5 | 2 | 2.7 | 13310 | 26966
Fabric ¦ Superstructure ¦ Windows and External Doors ¦ External Doors ¦ Entrance Doors | 1 | High | B | 11 | 2035 | 5 | 2 | 2.7 | 13311 | 24320
Water ¦ Local Hot Water ¦ Package Electric Water Heaters - Non-Drinking Water | 1 | Medium | A | 11 | 2035 | 6 | 3 | 3.5 | 32497 | 25707
Fabric ¦ Superstructure ¦ Internal Doors ¦ Roller Shutters ¦ Electric Roller Shutter | 1 | Medium | B | 1 | 2025 | 5 | 3 | 3.2 | 23180 | 7434
HVAC ¦ Fan ¦ Central Heating ¦ Axial | 1 | High | B | 3 | 2027 | 5 | 2 | 2.7 | 13312 | 13353
HVAC ¦ Fan ¦ Local and Special Ventilation ¦ Extract | 1 | Medium | B | 11 | 2035 | 5 | 3 | 3.2 | 23181 | 25119
Electrical ¦ Specialist Lighting ¦ Internal ¦ Illuminated Fire Exit Signage | 2 | Urgent | B | 6 | 2030 | 5 | 1 | 2.2 | 3846 | 16183
Fire ¦ Fire Fighting ¦ Fire Extinguishers ¦ CO2 | 1 | Urgent | B | 9 | 2033 | 5 | 1 | 2.2 | 3847 | 21285
Electrical ¦ LV Distribution ¦ Distribution Board ¦ Sub | 1 | High | B | 8 | 2032 | 5 | 2 | 2.7 | 13313 | 20698
Fabric ¦ Superstructure ¦ Windows and External Doors ¦ Roller Shutters ¦ Manual Roller Shutter | 1 | High | B | 1 | 2025 | 5 | 2 | 2.7 | 13314 | 3460
Fire ¦ Fire Fighting ¦ Fire Extinguishers ¦ CO2 | 5 | Urgent | B | 6 | 2030 | 5 | 1 | 2.2 | 3848 | 16184
HVAC ¦ Heat Emitters - Local ¦ Electric Overdoor Air Curtain/Heater | 1 | Medium | B | 1 | 2025 | 5 | 3 | 3.2 | 23182 | 7435
HVAC ¦ Fan ¦ Local and Special Ventilation ¦ Fans Window or Wall Mounted | 1 | Medium | B | 10 | 2034 | 5 | 3 | 3.2 | 23183 | 22714
Controls ¦ Building Management System (BMS) ¦ BMS Control Panel | 1 | High | B | 4 | 2028 | 5 | 2 | 2.7 | 13315 | 13931
Fabric ¦ Superstructure ¦ Windows and External Doors ¦ External Windows ¦ Roller Shutters ¦ External Window Shutters ¦ Electric | 1 | Medium | B | 1 | 2025 | 5 | 3 | 3.2 | 23184 | 7436
Electrical ¦ Lighting ¦ Internal ¦ Emergency ¦ Self Contained ¦ LED | 1 | Urgent | B | 21 | 2045 | 5 | 1 | 2.2 | 3849 | 31958
HVAC ¦ Fan ¦ Central Cooling ¦ Axial | 1 | Medium | B | 1 | 2025 | 5 | 3 | 3.2 | 23185 | 7437
Fabric ¦ Superstructure ¦ Windows and External Doors ¦ External Windows ¦ Roller Shutters ¦ External Window Shutters ¦ Manual | 1 | Medium | B | 1 | 2025 | 5 | 3 | 3.2 | 23186 | 7438
Fabric ¦ Superstructure ¦ Internal Doors ¦ Roller Shutters ¦ Electric Roller Shutter | 1 | Medium | B | 1 | 2025 | 5 | 3 | 3.2 | 23187 | 7439
Fabric ¦ Superstructure ¦ Windows and External Doors ¦ Roller Shutters ¦ Electric Roller Shutter | 1 | High | B | 1 | 2025 | 5 | 2 | 2.7 | 13316 | 3461
Electrical ¦ Lighting ¦ Internal ¦ Emergency ¦ Self Contained ¦ LED | 5 | Urgent | B | 22 | 2046 | 5 | 1 | 2.2 | 3850 | 32877
HVAC ¦ Fan ¦ Local and Special Ventilation ¦ Extract | 1 | Medium | C | 11 | 2035 | 4 | 3 | 2.9 | 18557 | 24867
HVAC ¦ Fan ¦ Local and Special Ventilation ¦ Extract | 1 | Medium | C | 1 | 2025 | 4 | 3 | 2.9 | 18558 | 5491
Electrical ¦ Lighting ¦ Internal ¦ General ¦ LED Fittings & Luminaires | 4 | Medium | A | 19 | 2043 | 6 | 3 | 3.5 | 32498 | 31387
Fabric ¦ Superstructure ¦ Windows and External Doors ¦ Roller Shutters ¦ Manual Roller Shutter | 1 | High | B | 1 | 2025 | 5 | 2 | 2.7 | 13317 | 3462
Fabric ¦ Superstructure ¦ Windows and External Doors ¦ External Doors ¦ Entrance Doors | 1 | High | B | 28 | 2052 | 5 | 2 | 2.7 | 13318 | 33619
Electrical ¦ LV Distribution ¦ Distribution Board ¦ Sub | 1 | High | D | 6 | 2030 | 3 | 2 | 2.1 | 1124 | 15725
Fabric ¦ Superstructure ¦ Windows and External Doors ¦ External Doors ¦ Manual and Automatic Doors ¦ Auto / Powered Sliding Doors | 1 | High | B | 29 | 2053 | 5 | 2 | 2.7 | 13319 | 33650
Fabric ¦ Superstructure ¦ Windows and External Doors ¦ External Doors ¦ Entrance Doors | 1 | High | B | 5 | 2029 | 5 | 2 | 2.7 | 13320 | 14615
HVAC ¦ Fan ¦ Local and Special Ventilation ¦ Extract | 1 | Medium | B | 1 | 2025 | 5 | 3 | 3.2 | 23188 | 7440
Electrical ¦ LV Distribution ¦ Distribution Board ¦ Main | 1 | High | B | 18 | 2042 | 5 | 2 | 2.7 | 13321 | 30809
Electrical ¦ LV Distribution ¦ Distribution Board ¦ Sub | 1 | High | B | 17 | 2041 | 5 | 2 | 2.7 | 13322 | 30311
Water ¦ Local Hot Water ¦ Instantaneous Electric Water Heater - Non-Drinking Water | 1 | Medium | B | 7 | 2031 | 5 | 3 | 3.2 | 23189 | 19889
Fabric ¦ Superstructure ¦ Windows and External Doors ¦ Roller Shutters ¦ Manual Roller Shutter | 1 | High | B | 1 | 2025 | 5 | 2 | 2.7 | 13323 | 3463
Electrical ¦ Lighting ¦ External ¦ General - Non-LED | 2 | Medium | B | 1 | 2025 | 5 | 3 | 3.2 | 23190 | 7441
Electrical ¦ Lighting ¦ Internal ¦ Emergency ¦ Self Contained ¦ LED | 3 | Urgent | B | 11 | 2035 | 5 | 1 | 2.2 | 3851 | 23549
Electrical ¦ Lighting ¦ Internal ¦ Emergency ¦ Self Contained ¦ LED | 3 | Urgent | B | 14 | 2038 | 5 | 1 | 2.2 | 3852 | 27350
HVAC ¦ Fan ¦ Local and Special Ventilation ¦ Fans Window or Wall Mounted | 1 | Medium | B | 10 | 2034 | 5 | 3 | 3.2 | 23191 | 22715
HVAC ¦ Heat Emitters - Central ¦ Unit Heaters | 1 | Medium | B | 1 | 2025 | 5 | 3 | 3.2 | 23192 | 7442
Electrical ¦ Specialist Lighting ¦ Internal ¦ Illuminated Fire Exit Signage | 3 | Urgent | B | 12 | 2036 | 5 | 1 | 2.2 | 3853 | 25994
Electrical ¦ Lighting ¦ Internal ¦ General ¦ LED Fittings & Luminaires | 20 | Medium | B | 16 | 2040 | 5 | 3 | 3.2 | 23193 | 29470
Fire ¦ Fire Fighting ¦ Fire Extinguishers ¦ Powder | 1 | Urgent | B | 2 | 2026 | 5 | 1 | 2.2 | 3854 | 12545
Fire ¦ Fire Fighting ¦ Fire Extinguishers ¦ CO2 | 1 | Urgent | B | 7 | 2031 | 5 | 1 | 2.2 | 3855 | 19267
Fabric ¦ Superstructure ¦ Windows and External Doors ¦ External Doors ¦ Manual and Automatic Doors ¦ Emergency and Panic Escape Doors | 1 | Urgent | B | 25 | 2049 | 5 | 1 | 2.2 | 3856 | 33296
Fabric ¦ Superstructure ¦ Windows and External Doors ¦ External Doors ¦ Manual and Automatic Doors ¦ Emergency and Panic Escape Doors | 1 | Urgent | B | 7 | 2031 | 5 | 1 | 2.2 | 3857 | 19268
Fire ¦ Fire Detection ¦ Fire Alarm System | 1 | Urgent | B | 1 | 2025 | 5 | 1 | 2.2 | 3858 | 1212
HVAC ¦ Heat Emitters - Central ¦ Radiators ¦ Steel | 1 | Medium | B | 10 | 2034 | 5 | 3 | 3.2 | 23194 | 22716
HVAC ¦ Fan ¦ Central Heating ¦ Axial | 1 | High | B | 9 | 2033 | 5 | 2 | 2.7 | 13324 | 21579
Fabric ¦ Superstructure ¦ Windows and External Doors ¦ External Doors ¦ Entrance Doors | 1 | High | B | 7 | 2031 | 5 | 2 | 2.7 | 13325 | 19611
Fire ¦ Fire Fighting ¦ Fire Extinguishers ¦ CO2 | 3 | Urgent | B | 6 | 2030 | 5 | 1 | 2.2 | 3859 | 16185
HVAC ¦ Fan ¦ Local and Special Ventilation ¦ Axial | 1 | Medium | B | 1 | 2025 | 5 | 3 | 3.2 | 23195 | 7443
Electrical ¦ Lighting ¦ Internal ¦ Emergency ¦ Self Contained ¦ LED | 23 | Urgent | B | 19 | 2043 | 5 | 1 | 2.2 | 3860 | 31054
HVAC ¦ Heat Emitters - Local ¦ Electric Heaters | 3 | Medium | B | 3 | 2027 | 5 | 3 | 3.2 | 23196 | 13498
Electrical ¦ Lighting ¦ Internal ¦ Emergency ¦ Self Contained ¦ LED | 1 | Urgent | B | 21 | 2045 | 5 | 1 | 2.2 | 3861 | 31959
Fabric ¦ Superstructure ¦ Windows and External Doors ¦ Roller Shutters ¦ Electric Roller Shutter | 1 | High | B | 21 | 2045 | 5 | 2 | 2.7 | 13326 | 32602
Fabric ¦ Superstructure ¦ Windows and External Doors ¦ External Doors ¦ Manual and Automatic Doors ¦ Emergency and Panic Escape Doors | 1 | Urgent | B | 8 | 2032 | 5 | 1 | 2.2 | 3862 | 20368
Electrical ¦ LV Distribution ¦ Distribution Board ¦ Sub | 1 | High | B | 15 | 2039 | 5 | 2 | 2.7 | 13327 | 28136
Electrical ¦ Lighting ¦ Internal ¦ General ¦ LED Fittings & Luminaires | 6 | Medium | B | 12 | 2036 | 5 | 3 | 3.2 | 23197 | 26449
Electrical ¦ Specialist Lighting ¦ Internal ¦ Illuminated Fire Exit Signage | 2 | Urgent | B | 12 | 2036 | 5 | 1 | 2.2 | 3863 | 25995
Fabric ¦ Superstructure ¦ Windows and External Doors ¦ External Doors ¦ Entrance Doors | 1 | High | B | 21 | 2045 | 5 | 2 | 2.7 | 13328 | 32603
HVAC ¦ Heat Emitters - Local ¦ Gas Fired Unit Heaters | 1 | Medium | B | 7 | 2031 | 5 | 3 | 3.2 | 23198 | 19890
HVAC ¦ Local and Special Ventilation ¦ Unit extract fans. | 1 | Medium | C | 1 | 2025 | 4 | 3 | 2.9 | 18559 | 5492
HVAC ¦ Fan ¦ Local and Special Ventilation ¦ Extract | 1 | Medium | CX | 1 | 2025 | 2 | 3 | 2.3 | 10127 | 2077
Fabric ¦ Superstructure ¦ Windows and External Doors ¦ Roller Shutters ¦ Manual Roller Shutter | 1 | High | B | 1 | 2025 | 5 | 2 | 2.7 | 13329 | 3464
HVAC ¦ Local Air Conditioning ¦ Single-Split Condenser - Split Systems/Heat Pumps - Air-cooled with Direct Expansion Evaporator (DX) | 1 | Medium | B | 4 | 2028 | 5 | 3 | 3.2 | 23199 | 14090
Fabric ¦ Superstructure ¦ Windows and External Doors ¦ Roller Shutters ¦ Manual Roller Shutter | 1 | High | B | 10 | 2034 | 5 | 2 | 2.7 | 13330 | 22324
HVAC ¦ Fan ¦ Central Heating & Cooling ¦ Mixed Flow | 1 | Medium | B | 1 | 2025 | 5 | 3 | 3.2 | 23200 | 7444
Security ¦ Access ¦ Access Control ¦ Gate Access - Local Lock / Keypad / Manual (External) | 1 | Medium | B | 1 | 2025 | 5 | 3 | 3.2 | 23201 | 7445
HVAC ¦ Ventilation ¦ Air Handling Unit (AHU) ¦ Internal ¦ Central Heating & Cooling ¦ Electric & DX | 1 | Medium | B | 10 | 2034 | 5 | 3 | 3.2 | 23202 | 22717
Fabric ¦ Superstructure ¦ Windows and External Doors ¦ External Windows ¦ Roller Shutters ¦ External Window Shutters ¦ Manual | 1 | Medium | B | 6 | 2030 | 5 | 3 | 3.2 | 23203 | 18592
Security ¦ Access ¦ Access Control ¦ Gate Access - Local Lock / Keypad / Manual (External) | 1 | Medium | B | 1 | 2025 | 5 | 3 | 3.2 | 23204 | 7446
Electrical ¦ Specialist Lighting ¦ Internal ¦ Illuminated Fire Exit Signage | 4 | Urgent | B | 16 | 2040 | 5 | 1 | 2.2 | 3864 | 28743
Fire ¦ Fire Detection ¦ Fire Alarm Panel / Repeater | 1 | Urgent | B | 13 | 2037 | 5 | 1 | 2.2 | 3865 | 26843
Fabric ¦ Superstructure ¦ Windows and External Doors ¦ External Doors ¦ Entrance Doors | 1 | High | B | 11 | 2035 | 5 | 2 | 2.7 | 13331 | 24321
Fire ¦ Fire Detection ¦ Fire Alarm System | 1 | Urgent | B | 1 | 2025 | 5 | 1 | 2.2 | 3866 | 1213
Electrical ¦ Lighting ¦ External ¦ General - LED | 5 | Medium | B | 11 | 2035 | 5 | 3 | 3.2 | 23205 | 25120
Fabric ¦ Superstructure ¦ Windows and External Doors ¦ External Doors ¦ Manual and Automatic Doors ¦ Emergency and Panic Escape Doors | 1 | Urgent | B | 25 | 2049 | 5 | 1 | 2.2 | 3867 | 33297
HVAC ¦ Local Air Conditioning ¦ Single-Split Condenser - Split Systems/Heat Pumps - Air-cooled with Direct Expansion Evaporator (DX) | 1 | Medium | B | 3 | 2027 | 5 | 3 | 3.2 | 23206 | 13499
HVAC ¦ Local Air Conditioning ¦ Single-Split Evaporator - Split Systems/Heat Pumps - Air-cooled with Direct Expansion Evaporator (DX) | 1 | Medium | B | 7 | 2031 | 5 | 3 | 3.2 | 23207 | 19891
HVAC ¦ Fan ¦ Local and Special Ventilation ¦ Fans Window or Wall Mounted | 1 | Medium | B | 1 | 2025 | 5 | 3 | 3.2 | 23208 | 7447
HVAC ¦ Local and Special Ventilation ¦ Unit extract fans. | 1 | Medium | B | 1 | 2025 | 5 | 3 | 3.2 | 23209 | 7448
HVAC ¦ Fan ¦ Central Heating & Cooling ¦ Mixed Flow | 1 | Medium | B | 1 | 2025 | 5 | 3 | 3.2 | 23210 | 7449
HVAC ¦ Heat Emitters - Local ¦ Electric Heaters | 4 | Medium | B | 1 | 2025 | 5 | 3 | 3.2 | 23211 | 7450
HVAC ¦ Heat Emitters - Central ¦ Radiators ¦ Steel | 1 | Medium | B | 6 | 2030 | 5 | 3 | 3.2 | 23212 | 18593
HVAC ¦ Fan ¦ Central Ventilation Systems ¦ Ventilating - General | 1 | Low | B | 1 | 2025 | 5 | 4 | 3.7 | 32938 | 11921
HVAC ¦ Fan ¦ Local and Special Ventilation ¦ Fans Window or Wall Mounted | 1 | Medium | B | 1 | 2025 | 5 | 3 | 3.2 | 23213 | 7451
Electrical ¦ Lighting ¦ Internal ¦ Emergency ¦ Self Contained ¦ LED | 4 | Urgent | C | 11 | 2035 | 4 | 1 | 1.9 | 628 | 23268
Fire ¦ Fire Fighting ¦ Fire Extinguishers ¦ CO2 | 3 | Urgent | B | 6 | 2030 | 5 | 1 | 2.2 | 3868 | 16186
Water ¦ Local Hot Water ¦ Package Electric Water Heaters - Non-Drinking Water | 1 | Medium | B | 4 | 2028 | 5 | 3 | 3.2 | 23214 | 14091
HVAC ¦ Heat Emitters - Central ¦ Unit Heaters | 1 | Medium | B | 1 | 2025 | 5 | 3 | 3.2 | 23215 | 7452
Controls ¦ Building Management System (BMS) ¦ BMS Control Panel | 1 | High | B | 6 | 2030 | 5 | 2 | 2.7 | 13332 | 17524
Fire ¦ Fire Fighting ¦ Fire Extinguishers ¦ Foam | 1 | Urgent | B | 6 | 2030 | 5 | 1 | 2.2 | 3869 | 16187
HVAC ¦ Central Air Conditioning ¦ Air Conditioning ¦ Multi-Split Evaporator - Split Systems/Heat Pumps - Air-cooled with Direct Expansion Evaporator (DX) | 1 | Medium | B | 9 | 2033 | 5 | 3 | 3.2 | 23216 | 21735
Fire ¦ Fire Fighting ¦ Fire Extinguishers ¦ Foam | 2 | Urgent | B | 6 | 2030 | 5 | 1 | 2.2 | 3870 | 16188
HVAC ¦ Heat Emitters - Central ¦ Radiators ¦ Steel | 1 | Medium | B | 10 | 2034 | 5 | 3 | 3.2 | 23217 | 22718
Controls ¦ Building Management System (BMS) ¦ BMS Control Panel | 1 | High | B | 8 | 2032 | 5 | 2 | 2.7 | 13333 | 20699
HVAC ¦ Fan ¦ Local and Special Ventilation ¦ Fans Window or Wall Mounted | 1 | Medium | B | 1 | 2025 | 5 | 3 | 3.2 | 23218 | 7453
HVAC ¦ Local and Special Ventilation ¦ Unit extract fans. | 1 | Medium | B | 1 | 2025 | 5 | 3 | 3.2 | 23219 | 7454
HVAC ¦ Heat Emitters - Local ¦ Electric Heaters | 1 | Medium | B | 1 | 2025 | 5 | 3 | 3.2 | 23220 | 7455
Fire ¦ Fire Fighting ¦ Fire Extinguishers ¦ Foam | 2 | Urgent | B | 1 | 2025 | 5 | 1 | 2.2 | 3871 | 1214
Fire ¦ Fire Fighting ¦ Fire Extinguishers ¦ CO2 | 2 | Urgent | B | 1 | 2025 | 5 | 1 | 2.2 | 3872 | 1215
Electrical ¦ LV Distribution ¦ Distribution Board ¦ Sub | 1 | High | B | 14 | 2038 | 5 | 2 | 2.7 | 13334 | 27445
Electrical ¦ LV Distribution ¦ Distribution Board ¦ Sub | 1 | High | B | 6 | 2030 | 5 | 2 | 2.7 | 13335 | 17525
HVAC ¦ Fan ¦ Central Heating ¦ Axial | 1 | High | B | 9 | 2033 | 5 | 2 | 2.7 | 13336 | 21580
Electrical ¦ Lighting ¦ External ¦ General - Non-LED | 1 | Medium | B | 1 | 2025 | 5 | 3 | 3.2 | 23221 | 7456
Fire ¦ Fire Fighting ¦ Fire Extinguishers ¦ Foam | 1 | Urgent | B | 7 | 2031 | 5 | 1 | 2.2 | 3873 | 19269
HVAC ¦ Heat Emitters - Local ¦ Gas Fired Unit Heaters | 1 | Medium | B | 5 | 2029 | 5 | 3 | 3.2 | 23222 | 14996
Fabric ¦ Superstructure ¦ Windows and External Doors ¦ External Doors ¦ Manual and Automatic Doors ¦ Emergency and Panic Escape Doors | 1 | Urgent | D | 7 | 2031 | 3 | 1 | 1.6 | 432 | 19118
HVAC ¦ Fan ¦ Local and Special Ventilation ¦ Extract | 1 | Medium | CX | 1 | 2025 | 2 | 3 | 2.3 | 10128 | 2078
Fabric ¦ Superstructure ¦ Windows and External Doors ¦ External Doors ¦ Entrance Doors | 1 | High | B | 11 | 2035 | 5 | 2 | 2.7 | 13337 | 24322
Fabric ¦ Superstructure ¦ Windows and External Doors ¦ Roller Shutters ¦ Manual Roller Shutter | 1 | High | B | 1 | 2025 | 5 | 2 | 2.7 | 13338 | 3465
Fabric ¦ Superstructure ¦ Windows and External Doors ¦ External Doors ¦ Entrance Doors | 1 | High | B | 11 | 2035 | 5 | 2 | 2.7 | 13339 | 24323
Fabric ¦ Superstructure ¦ Windows and External Doors ¦ Roller Shutters ¦ Electric Roller Shutter | 1 | High | B | 1 | 2025 | 5 | 2 | 2.7 | 13340 | 3466
Fabric ¦ Superstructure ¦ Windows and External Doors ¦ Roller Shutters ¦ Manual Roller Shutter | 1 | High | B | 1 | 2025 | 5 | 2 | 2.7 | 13341 | 3467
Fabric ¦ Superstructure ¦ Windows and External Doors ¦ Roller Shutters ¦ Electric Roller Shutter | 1 | High | B | 1 | 2025 | 5 | 2 | 2.7 | 13342 | 3468
Fire ¦ Fire Detection ¦ Fire Alarm System | 1 | Urgent | B | 1 | 2025 | 5 | 1 | 2.2 | 3874 | 1216
Electrical ¦ Lighting ¦ Internal ¦ Emergency ¦ Self Contained ¦ LED | 3 | Urgent | B | 20 | 2044 | 5 | 1 | 2.2 | 3875 | 31447
HVAC ¦ Fan ¦ Local and Special Ventilation ¦ Extract | 1 | Medium | B | 5 | 2029 | 5 | 3 | 3.2 | 23223 | 14997
Security ¦ Access ¦ Access Control ¦ Gate Access - Local Lock / Keypad / Manual (External) | 1 | Medium | B | 1 | 2025 | 5 | 3 | 3.2 | 23224 | 7457
Electrical ¦ Lighting ¦ Internal ¦ General ¦ LED Fittings & Luminaires | 9 | Medium | B | 12 | 2036 | 5 | 3 | 3.2 | 23225 | 26450
HVAC ¦ Heat Emitters - Central ¦ Radiators ¦ Steel | 1 | Medium | B | 10 | 2034 | 5 | 3 | 3.2 | 23226 | 22719
HVAC ¦ Central Heating (Internally Sourced) ¦ Boiler ¦ Atmospheric Gas Burner - Condensing Boiler | 1 | High | B | 16 | 2040 | 5 | 2 | 2.7 | 13343 | 29139
HVAC ¦ Fan ¦ Local and Special Ventilation ¦ Ventilating - General | 1 | Medium | B | 1 | 2025 | 5 | 3 | 3.2 | 23227 | 7458
Electrical ¦ LV Distribution ¦ Distribution Board ¦ Sub | 1 | High | B | 9 | 2033 | 5 | 2 | 2.7 | 13344 | 21581
Fabric ¦ Superstructure ¦ Windows and External Doors ¦ External Doors ¦ Manual and Automatic Doors ¦ Emergency and Panic Escape Doors | 1 | Urgent | B | 11 | 2035 | 5 | 1 | 2.2 | 3876 | 23550
HVAC ¦ Fan ¦ Local and Special Ventilation ¦ Fans Window or Wall Mounted | 1 | Medium | B | 3 | 2027 | 5 | 3 | 3.2 | 23228 | 13500
Fabric ¦ Superstructure ¦ Windows and External Doors ¦ External Doors ¦ Manual and Automatic Doors ¦ Auto / Powered Sliding Doors | 1 | High | B | 30 | 2054 | 5 | 2 | 2.7 | 13345 | 33709
Fabric ¦ Superstructure ¦ Windows and External Doors ¦ External Doors ¦ Manual and Automatic Doors ¦ Emergency and Panic Escape Doors | 1 | Urgent | B | 11 | 2035 | 5 | 1 | 2.2 | 3877 | 23551
Fire ¦ Fire Detection ¦ Fire Alarm Panel / Repeater | 1 | Urgent | B | 10 | 2034 | 5 | 1 | 2.2 | 3878 | 22027
HVAC ¦ Fan ¦ Local and Special Ventilation ¦ Axial | 1 | Medium | B | 12 | 2036 | 5 | 3 | 3.2 | 23229 | 26451
Water ¦ Local Hot Water ¦ Package Electric Water Heaters - Non-Drinking Water | 1 | Medium | B | 8 | 2032 | 5 | 3 | 3.2 | 23230 | 20917
Electrical ¦ LV Distribution ¦ Main Switch Panel at Supply Intake | 1 | Medium | B | 1 | 2025 | 5 | 3 | 3.2 | 23231 | 7459
Electrical ¦ Lighting ¦ Internal ¦ General ¦ LED Fittings & Luminaires | 35 | Medium | B | 6 | 2030 | 5 | 3 | 3.2 | 23232 | 18594
HVAC ¦ Heat Emitters - Central ¦ Radiators ¦ Steel | 3 | Medium | B | 6 | 2030 | 5 | 3 | 3.2 | 23233 | 18595
Electrical ¦ Lighting ¦ Internal ¦ Emergency ¦ Self Contained ¦ Non LED | 2 | Urgent | B | 7 | 2031 | 5 | 1 | 2.2 | 3879 | 19270
HVAC ¦ Fan ¦ Central Ventilation Systems ¦ Ventilating - General | 1 | Low | B | 1 | 2025 | 5 | 4 | 3.7 | 32939 | 11922
HVAC ¦ Ductwork ¦ Ductwork, Fittings and Ancillaries ¦ Central Ventilation Systems ¦ Fire Dampers ¦ Automatic | 1 | Urgent | B | 1 | 2025 | 5 | 1 | 2.2 | 3880 | 1217
HVAC ¦ Fan ¦ Local and Special Ventilation ¦ Centrifugal | 1 | Medium | B | 1 | 2025 | 5 | 3 | 3.2 | 23234 | 7460
Electrical ¦ Lighting ¦ Internal ¦ General | 5 | Medium | B | 15 | 2039 | 5 | 3 | 3.2 | 23235 | 28402
Water ¦ Local Hot Water ¦ Instantaneous Electric Water Heater - Non-Drinking Water | 1 | Medium | B | 5 | 2029 | 5 | 3 | 3.2 | 23236 | 14998
Electrical ¦ Lighting ¦ Internal ¦ General ¦ LED Fittings & Luminaires | 30 | Medium | B | 12 | 2036 | 5 | 3 | 3.2 | 23237 | 26452
Electrical ¦ Lighting ¦ Internal ¦ Emergency ¦ Self Contained ¦ LED | 1 | Urgent | B | 17 | 2041 | 5 | 1 | 2.2 | 3881 | 30070
Electrical ¦ Lighting ¦ Internal ¦ Emergency ¦ Self Contained ¦ LED | 10 | Urgent | B | 23 | 2047 | 5 | 1 | 2.2 | 3882 | 33091
HVAC ¦ Heat Emitters - Central ¦ Radiators ¦ Steel | 3 | Medium | B | 5 | 2029 | 5 | 3 | 3.2 | 23238 | 14999
Fabric ¦ Superstructure ¦ Internal Doors ¦ Roller Shutters ¦ Electric Roller Shutter | 1 | Medium | B | 10 | 2034 | 5 | 3 | 3.2 | 23239 | 22720
HVAC ¦ Heat Emitters - Local ¦ Gas Fired Unit Heaters | 1 | Medium | B | 1 | 2025 | 5 | 3 | 3.2 | 23240 | 7461
HVAC ¦ Fan ¦ Central Cooling ¦ Axial | 1 | Medium | B | 1 | 2025 | 5 | 3 | 3.2 | 23241 | 7462
Electrical ¦ Specialist Lighting ¦ Internal ¦ Illuminated Fire Exit Signage | 4 | Urgent | B | 16 | 2040 | 5 | 1 | 2.2 | 3883 | 28744
Fire ¦ Fire Fighting ¦ Fire Extinguishers ¦ Foam | 6 | Urgent | B | 6 | 2030 | 5 | 1 | 2.2 | 3884 | 16189
Fire ¦ Fire Fighting ¦ Fire Extinguishers ¦ Foam | 8 | Urgent | B | 1 | 2025 | 5 | 1 | 2.2 | 3885 | 1218
Fabric ¦ Superstructure ¦ Windows and External Doors ¦ External Doors ¦ Manual and Automatic Doors ¦ Emergency and Panic Escape Doors | 1 | Urgent | B | 19 | 2043 | 5 | 1 | 2.2 | 3886 | 31055
Fire ¦ Fire Detection ¦ Fire Alarm System | 1 | Urgent | B | 1 | 2025 | 5 | 1 | 2.2 | 3887 | 1219
HVAC ¦ Local Air Conditioning ¦ Single-Split Evaporator - Split Systems/Heat Pumps - Air-cooled with Direct Expansion Evaporator (DX) | 1 | Medium | B | 6 | 2030 | 5 | 3 | 3.2 | 23242 | 18596
HVAC ¦ Local Air Conditioning ¦ Single-Split Evaporator - Split Systems/Heat Pumps - Air-cooled with Direct Expansion Evaporator (DX) | 1 | Medium | B | 8 | 2032 | 5 | 3 | 3.2 | 23243 | 20918
HVAC ¦ Ventilation ¦ Air Handling Unit (AHU) ¦ Internal ¦ Central Heating (Internally Sourced) ¦ Electric Heating | 1 | Medium | B | 2 | 2026 | 5 | 3 | 3.2 | 23244 | 13062
Electrical ¦ LV Distribution ¦ Distribution Board ¦ Sub | 1 | High | B | 9 | 2033 | 5 | 2 | 2.7 | 13346 | 21582
Electrical ¦ LV Distribution ¦ Distribution Board ¦ Sub | 1 | High | B | 1 | 2025 | 5 | 2 | 2.7 | 13347 | 3469
HVAC ¦ Fan ¦ Local and Special Ventilation ¦ Kitchen Vent ¦ Extract | 1 | Low | B | 1 | 2025 | 5 | 4 | 3.7 | 32940 | 11923
Electrical ¦ LV Distribution ¦ Distribution Board ¦ Sub | 1 | High | B | 1 | 2025 | 5 | 2 | 2.7 | 13348 | 3470
Controls ¦ Building Management System (BMS) ¦ BMS Control Panel | 1 | High | B | 6 | 2030 | 5 | 2 | 2.7 | 13349 | 17526
Fire ¦ Fire Fighting ¦ Fire Extinguishers ¦ CO2 | 4 | Urgent | B | 6 | 2030 | 5 | 1 | 2.2 | 3888 | 16190
HVAC ¦ Fan ¦ Central Ventilation Systems ¦ Ventilating - General | 1 | Low | B | 1 | 2025 | 5 | 4 | 3.7 | 32941 | 11924
Electrical ¦ LV Distribution ¦ Distribution Board ¦ Sub | 1 | High | B | 1 | 2025 | 5 | 2 | 2.7 | 13350 | 3471
Fabric ¦ Superstructure ¦ Windows and External Doors ¦ External Doors ¦ Manual and Automatic Doors ¦ Auto / Powered Swing Doors | 1 | High | B | 15 | 2039 | 5 | 2 | 2.7 | 13351 | 28137
Electrical ¦ Lighting ¦ Internal ¦ Emergency ¦ Self Contained ¦ Non LED | 1 | Urgent | B | 1 | 2025 | 5 | 1 | 2.2 | 3889 | 1220
Electrical ¦ Lighting ¦ Internal ¦ Emergency ¦ Self Contained ¦ LED | 8 | Urgent | B | 21 | 2045 | 5 | 1 | 2.2 | 3890 | 31960
HVAC ¦ Local Air Conditioning ¦ Single-Split Condenser - Split Systems/Heat Pumps - Air-cooled with Direct Expansion Evaporator (DX) | 1 | Medium | B | 5 | 2029 | 5 | 3 | 3.2 | 23245 | 15000
Electrical ¦ Lighting ¦ Internal ¦ Emergency ¦ Self Contained ¦ Non LED | 10 | Urgent | B | 20 | 2044 | 5 | 1 | 2.2 | 3891 | 31448
Electrical ¦ Lighting ¦ Internal ¦ General ¦ LED Fittings & Luminaires | 6 | Medium | B | 12 | 2036 | 5 | 3 | 3.2 | 23246 | 26453
Fire ¦ Fire Fighting ¦ Fire Extinguishers ¦ CO2 | 4 | Urgent | B | 8 | 2032 | 5 | 1 | 2.2 | 3892 | 20369
HVAC ¦ Fan ¦ Local and Special Ventilation ¦ Axial | 1 | Medium | B | 10 | 2034 | 5 | 3 | 3.2 | 23247 | 22721
HVAC ¦ Central Air Conditioning ¦ Air Conditioning ¦ Multi-Split Evaporator - Split Systems/Heat Pumps - Air-cooled with Direct Expansion Evaporator (DX) | 1 | Medium | B | 1 | 2025 | 5 | 3 | 3.2 | 23248 | 7463
Electrical ¦ LV Distribution ¦ Distribution Board ¦ Sub | 1 | High | D | 1 | 2025 | 3 | 2 | 2.1 | 1125 | 771
HVAC ¦ Fan ¦ Local and Special Ventilation ¦ Axial | 1 | Medium | B | 10 | 2034 | 5 | 3 | 3.2 | 23249 | 22722
HVAC ¦ Fan ¦ Local and Special Ventilation ¦ Fans Window or Wall Mounted | 1 | Medium | B | 5 | 2029 | 5 | 3 | 3.2 | 23250 | 15001
Electrical ¦ LV Distribution ¦ Distribution Board ¦ Main | 1 | High | B | 1 | 2025 | 5 | 2 | 2.7 | 13352 | 3472
Fabric ¦ Superstructure ¦ Windows and External Doors ¦ External Doors ¦ Manual and Automatic Doors ¦ Emergency and Panic Escape Doors | 1 | Urgent | B | 21 | 2045 | 5 | 1 | 2.2 | 3893 | 31961
Water ¦ Local Hot Water ¦ Package Electric Water Heaters - Non-Drinking Water | 1 | Medium | B | 1 | 2025 | 5 | 3 | 3.2 | 23251 | 7464
Electrical ¦ LV Distribution ¦ Distribution Board ¦ Sub | 1 | High | B | 10 | 2034 | 5 | 2 | 2.7 | 13353 | 22325
HVAC ¦ Fan ¦ Local and Special Ventilation ¦ Axial | 1 | Medium | B | 10 | 2034 | 5 | 3 | 3.2 | 23252 | 22723
Electrical ¦ Lighting ¦ Internal ¦ General ¦ LED Fittings & Luminaires | 2 | Medium | B | 12 | 2036 | 5 | 3 | 3.2 | 23253 | 26454
HVAC ¦ Fan ¦ Central Cooling ¦ Axial | 1 | Medium | B | 1 | 2025 | 5 | 3 | 3.2 | 23254 | 7465
Electrical ¦ Lighting ¦ Internal ¦ General ¦ LED Fittings & Luminaires | 95 | Medium | B | 10 | 2034 | 5 | 3 | 3.2 | 23255 | 22724
Electrical ¦ Lighting ¦ Internal ¦ General ¦ LED Fittings & Luminaires | 30 | Medium | B | 18 | 2042 | 5 | 3 | 3.2 | 23256 | 30936
Water ¦ Local Hot Water ¦ Instantaneous Electric Water Heater - Non-Drinking Water | 1 | Medium | B | 1 | 2025 | 5 | 3 | 3.2 | 23257 | 7466
HVAC ¦ Fan ¦ Central Heating ¦ Axial | 1 | High | B | 1 | 2025 | 5 | 2 | 2.7 | 13354 | 3473
Fabric ¦ Superstructure ¦ Windows and External Doors ¦ External Doors ¦ Entrance Doors | 1 | High | B | 1 | 2025 | 5 | 2 | 2.7 | 13355 | 3474
Fabric ¦ Superstructure ¦ Windows and External Doors ¦ Roller Shutters ¦ Electric Roller Shutter | 1 | High | B | 1 | 2025 | 5 | 2 | 2.7 | 13356 | 3475
Electrical ¦ Lighting ¦ Internal ¦ Emergency ¦ Self Contained ¦ LED | 2 | Urgent | B | 21 | 2045 | 5 | 1 | 2.2 | 3894 | 31962
HVAC ¦ Local Air Conditioning ¦ Single-Split Condenser - Split Systems/Heat Pumps - Air-cooled with Direct Expansion Evaporator (DX) | 1 | Medium | CX | 1 | 2025 | 2 | 3 | 2.3 | 10129 | 2079
Fabric ¦ Superstructure ¦ Windows and External Doors ¦ External Doors ¦ Manual and Automatic Doors ¦ Auto / Powered Swing Doors | 1 | High | B | 16 | 2040 | 5 | 2 | 2.7 | 13357 | 29140
Electrical ¦ LV Distribution ¦ Distribution Board ¦ Sub | 1 | High | B | 1 | 2025 | 5 | 2 | 2.7 | 13358 | 3476
HVAC ¦ Fan ¦ Local and Special Ventilation ¦ Axial | 1 | Medium | B | 6 | 2030 | 5 | 3 | 3.2 | 23258 | 18597
HVAC ¦ Fan ¦ Local and Special Ventilation ¦ Kitchen Vent ¦ Extract | 1 | Low | B | 11 | 2035 | 5 | 4 | 3.7 | 32942 | 25722
Fabric ¦ Superstructure ¦ Windows and External Doors ¦ Roller Shutters ¦ Electric Roller Shutter | 1 | High | B | 1 | 2025 | 5 | 2 | 2.7 | 13359 | 3477
Electrical ¦ LV Distribution ¦ Distribution Board ¦ Main | 1 | High | B | 3 | 2027 | 5 | 2 | 2.7 | 13360 | 13354
Fire ¦ Fire Detection ¦ Fire Alarm Panel / Repeater | 1 | Urgent | B | 11 | 2035 | 5 | 1 | 2.2 | 3895 | 23552
HVAC ¦ Fan ¦ Central Ventilation Systems ¦ Ventilating - General | 1 | Low | B | 1 | 2025 | 5 | 4 | 3.7 | 32943 | 11925
Fabric ¦ Superstructure ¦ Windows and External Doors ¦ External Doors ¦ Manual and Automatic Doors ¦ Emergency and Panic Escape Doors | 1 | Urgent | B | 15 | 2039 | 5 | 1 | 2.2 | 3896 | 27813
Electrical ¦ Lighting ¦ Internal ¦ General | 13 | Medium | B | 15 | 2039 | 5 | 3 | 3.2 | 23259 | 28403
Fire ¦ Fire Fighting ¦ Fire Extinguishers ¦ Foam | 3 | Urgent | B | 6 | 2030 | 5 | 1 | 2.2 | 3897 | 16191
HVAC ¦ Fan ¦ Central Ventilation Systems ¦ Ventilating - General | 1 | Low | B | 1 | 2025 | 5 | 4 | 3.7 | 32944 | 11926
Electrical ¦ LV Distribution ¦ Distribution Board ¦ Main | 1 | High | B | 1 | 2025 | 5 | 2 | 2.7 | 13361 | 3478
Electrical ¦ LV Distribution ¦ Distribution Board ¦ Sub | 1 | High | B | 3 | 2027 | 5 | 2 | 2.7 | 13362 | 13355
Fabric ¦ Superstructure ¦ Windows and External Doors ¦ External Doors ¦ Entrance Doors | 1 | High | B | 1 | 2025 | 5 | 2 | 2.7 | 13363 | 3479
Fire ¦ Fire Detection ¦ Fire Alarm Panel / Repeater | 1 | Urgent | B | 1 | 2025 | 5 | 1 | 2.2 | 3898 | 1221
Electrical ¦ Lighting ¦ Internal ¦ General ¦ LED Fittings & Luminaires | 9 | Medium | B | 16 | 2040 | 5 | 3 | 3.2 | 23260 | 29471
Fire ¦ Fire Fighting ¦ Fire Extinguishers ¦ Powder | 1 | Urgent | B | 1 | 2025 | 5 | 1 | 2.2 | 3899 | 1222
Fabric ¦ Superstructure ¦ Windows and External Doors ¦ External Doors ¦ Entrance Doors | 1 | High | B | 21 | 2045 | 5 | 2 | 2.7 | 13364 | 32604
Water ¦ Local Hot Water ¦ Package Electric Water Heaters - Non-Drinking Water | 1 | Medium | D | 1 | 2025 | 3 | 3 | 2.6 | 11096 | 2613
HVAC ¦ Central Heating (Internally Sourced) ¦ Boiler ¦ Electric Boilers | 1 | Medium | B | 6 | 2030 | 5 | 3 | 3.2 | 23261 | 18598
HVAC ¦ Local Air Conditioning ¦ Single-Split Condenser - Split Systems/Heat Pumps - Air-cooled with Direct Expansion Evaporator (DX) | 1 | Medium | B | 4 | 2028 | 5 | 3 | 3.2 | 23262 | 14092
HVAC ¦ Fan ¦ Local and Special Ventilation ¦ Kitchen Vent ¦ Extract | 1 | Low | B | 5 | 2029 | 5 | 4 | 3.7 | 32945 | 15615
Transport ¦ Lifts ¦ Passenger Lift electric ¦ Electric | 1 | Medium | B | 10 | 2034 | 5 | 3 | 3.2 | 23263 | 22725
HVAC ¦ Fan ¦ Local and Special Ventilation ¦ Fans Window or Wall Mounted | 1 | Medium | B | 10 | 2034 | 5 | 3 | 3.2 | 23264 | 22726
Controls ¦ Building Management System (BMS) ¦ BMS Control Panel | 1 | High | B | 4 | 2028 | 5 | 2 | 2.7 | 13365 | 13932
Electrical ¦ LV Distribution ¦ Distribution Board ¦ Main | 1 | High | B | 1 | 2025 | 5 | 2 | 2.7 | 13366 | 3480
Electrical ¦ LV Distribution ¦ Distribution Board ¦ Sub | 1 | High | B | 10 | 2034 | 5 | 2 | 2.7 | 13367 | 22326
Fabric ¦ Superstructure ¦ Windows and External Doors ¦ External Doors ¦ Entrance Doors | 1 | High | B | 11 | 2035 | 5 | 2 | 2.7 | 13368 | 24324
Fire ¦ Fire Detection ¦ Fire Alarm Panel / Repeater | 1 | Urgent | B | 11 | 2035 | 5 | 1 | 2.2 | 3900 | 23553
Fabric ¦ Superstructure ¦ Windows and External Doors ¦ Roller Shutters ¦ Electric Roller Shutter | 1 | High | B | 12 | 2036 | 5 | 2 | 2.7 | 13369 | 26171
Fabric ¦ Superstructure ¦ Windows and External Doors ¦ Roller Shutters ¦ Electric Roller Shutter | 1 | High | B | 12 | 2036 | 5 | 2 | 2.7 | 13370 | 26172
Fabric ¦ Superstructure ¦ Internal Doors ¦ Roller Shutters ¦ Electric Roller Shutter | 1 | Medium | B | 24 | 2048 | 5 | 3 | 3.2 | 23265 | 33275
Fabric ¦ Superstructure ¦ Windows and External Doors ¦ Roller Shutters ¦ Manual Roller Shutter | 1 | High | B | 1 | 2025 | 5 | 2 | 2.7 | 13371 | 3481
Electrical ¦ Lighting ¦ Internal ¦ Emergency ¦ Self Contained ¦ LED | 13 | Urgent | B | 15 | 2039 | 5 | 1 | 2.2 | 3901 | 27814
Electrical ¦ Specialist Lighting ¦ External ¦ Illuminated External Signs | 1 | Medium | C | 1 | 2025 | 4 | 3 | 2.9 | 18560 | 5493
Fire ¦ Fire Fighting ¦ Fire Extinguishers ¦ CO2 | 2 | Urgent | B | 6 | 2030 | 5 | 1 | 2.2 | 3902 | 16192
Fabric ¦ Superstructure ¦ Windows and External Doors ¦ External Doors ¦ Manual and Automatic Doors ¦ Emergency and Panic Escape Doors | 1 | Urgent | B | 32 | 2056 | 5 | 1 | 2.2 | 3903 | 33814
HVAC ¦ Fan ¦ Local and Special Ventilation ¦ Fans Window or Wall Mounted | 1 | Medium | DX | 1 | 2025 | 1 | 3 | 2 | 843 | 558
Fabric ¦ Superstructure ¦ Windows and External Doors ¦ External Doors ¦ Manual and Automatic Doors ¦ Auto / Powered Sliding Doors | 1 | High | B | 11 | 2035 | 5 | 2 | 2.7 | 13372 | 24325
Fabric ¦ Barriers and Guardrails ¦ Vehicle Crash Protection Barrier | 1 | V Low | B | 1 | 2025 | 5 | 4 | 3.7 | 32946 | 11927
Fabric ¦ Barriers and Guardrails ¦ Vehicle Crash Protection Barrier | 1 | V Low | B | 1 | 2025 | 5 | 4 | 3.7 | 32947 | 11928
HVAC ¦ Central Heating (Internally Sourced) ¦ Burner ¦ Forced draft gas burner | 1 | Medium | B | 8 | 2032 | 5 | 3 | 3.2 | 23266 | 20919
HVAC ¦ Local and Special Ventilation ¦ Unit extract fans. | 1 | Medium | B | 1 | 2025 | 5 | 3 | 3.2 | 23267 | 7467
Fire ¦ Fire Fighting ¦ Fire Extinguishers ¦ Foam | 1 | Urgent | B | 6 | 2030 | 5 | 1 | 2.2 | 3904 | 16193
Electrical ¦ Specialist Lighting ¦ Internal ¦ Illuminated Fire Exit Signage | 3 | Urgent | B | 10 | 2034 | 5 | 1 | 2.2 | 3905 | 22028
Fire ¦ Fire Fighting ¦ Fire Extinguishers ¦ CO2 | 1 | Urgent | B | 9 | 2033 | 5 | 1 | 2.2 | 3906 | 21286
Fire ¦ Fire Fighting ¦ Fire Extinguishers ¦ CO2 | 3 | Urgent | B | 7 | 2031 | 5 | 1 | 2.2 | 3907 | 19271
Fabric ¦ Superstructure ¦ Windows and External Doors ¦ Roller Shutters ¦ Manual Roller Shutter | 1 | High | B | 1 | 2025 | 5 | 2 | 2.7 | 13373 | 3482
Electrical ¦ Specialist Lighting ¦ Internal ¦ Illuminated Fire Exit Signage | 1 | Urgent | B | 15 | 2039 | 5 | 1 | 2.2 | 3908 | 27815
Electrical ¦ LV Distribution ¦ Distribution Board ¦ Main | 1 | High | D | 1 | 2025 | 3 | 2 | 2.1 | 1126 | 772
Electrical ¦ LV Distribution ¦ Distribution Board ¦ Main | 1 | High | B | 1 | 2025 | 5 | 2 | 2.7 | 13374 | 3483
HVAC ¦ Local and Special Ventilation ¦ Unit extract fans. | 1 | Medium | B | 5 | 2029 | 5 | 3 | 3.2 | 23268 | 15002
Electrical ¦ LV Distribution ¦ Distribution Board ¦ Sub | 1 | High | B | 6 | 2030 | 5 | 2 | 2.7 | 13375 | 17527
Electrical ¦ LV Distribution ¦ Distribution Board ¦ Sub | 1 | High | B | 3 | 2027 | 5 | 2 | 2.7 | 13376 | 13356
HVAC ¦ Heat Emitters - Local ¦ Electric Overdoor Air Curtain/Heater | 1 | Medium | B | 1 | 2025 | 5 | 3 | 3.2 | 23269 | 7468
Fabric ¦ Superstructure ¦ Windows and External Doors ¦ Roller Shutters ¦ Electric Roller Shutter | 1 | High | B | 13 | 2037 | 5 | 2 | 2.7 | 13377 | 26967
Electrical ¦ Specialist Lighting ¦ Internal ¦ Illuminated Fire Exit Signage | 1 | Urgent | B | 16 | 2040 | 5 | 1 | 2.2 | 3909 | 28745
Fire ¦ Fire Fighting ¦ Fire Extinguishers ¦ CO2 | 2 | Urgent | B | 8 | 2032 | 5 | 1 | 2.2 | 3910 | 20370
Fabric ¦ Superstructure ¦ Windows and External Doors ¦ External Doors ¦ Entrance Doors | 1 | High | B | 21 | 2045 | 5 | 2 | 2.7 | 13378 | 32605
Electrical ¦ Lighting ¦ Internal ¦ General ¦ LED Fittings & Luminaires | 9 | Medium | B | 16 | 2040 | 5 | 3 | 3.2 | 23270 | 29472
HVAC ¦ Fan ¦ Local and Special Ventilation ¦ Kitchen Vent ¦ Extract | 1 | Low | B | 5 | 2029 | 5 | 4 | 3.7 | 32948 | 15616
Fabric ¦ Superstructure ¦ Windows and External Doors ¦ Roller Shutters ¦ Manual Roller Shutter | 1 | High | B | 1 | 2025 | 5 | 2 | 2.7 | 13379 | 3484
Fire ¦ Fire Fighting ¦ Fire Extinguishers ¦ Foam | 5 | Urgent | B | 6 | 2030 | 5 | 1 | 2.2 | 3911 | 16194
Fabric ¦ Superstructure ¦ Windows and External Doors ¦ External Doors ¦ Manual and Automatic Doors ¦ Emergency and Panic Escape Doors | 1 | Urgent | B | 15 | 2039 | 5 | 1 | 2.2 | 3912 | 27816
Fabric ¦ Superstructure ¦ Windows and External Doors ¦ Roller Shutters ¦ Manual Roller Shutter | 1 | High | B | 1 | 2025 | 5 | 2 | 2.7 | 13380 | 3485
Electrical ¦ Lighting ¦ Internal ¦ Emergency ¦ Self Contained ¦ LED | 2 | Urgent | B | 21 | 2045 | 5 | 1 | 2.2 | 3913 | 31963
Fabric ¦ Superstructure ¦ Internal Doors ¦ Roller Shutters ¦ Electric Roller Shutter | 1 | Medium | B | 1 | 2025 | 5 | 3 | 3.2 | 23271 | 7469
Fabric ¦ Superstructure ¦ Windows and External Doors ¦ External Windows ¦ Roller Shutters ¦ External Window Shutters ¦ Electric | 1 | Medium | B | 1 | 2025 | 5 | 3 | 3.2 | 23272 | 7470
HVAC ¦ Fan ¦ Local and Special Ventilation ¦ Extract | 1 | Medium | B | 1 | 2025 | 5 | 3 | 3.2 | 23273 | 7471
Electrical ¦ Lighting ¦ Internal ¦ General ¦ LED Fittings & Luminaires | 56 | Medium | B | 16 | 2040 | 5 | 3 | 3.2 | 23274 | 29473
Fire ¦ Fire Fighting ¦ Fire Extinguishers ¦ Foam | 1 | Urgent | B | 5 | 2029 | 5 | 1 | 2.2 | 3914 | 14349
HVAC ¦ Heat Emitters - Local ¦ Gas Fired Natural and Fan Assisted Heaters | 1 | Medium | B | 5 | 2029 | 5 | 3 | 3.2 | 23275 | 15003
Water ¦ Local Hot Water ¦ Instantaneous Electric Water Heater - Non-Drinking Water | 1 | Medium | B | 1 | 2025 | 5 | 3 | 3.2 | 23276 | 7472
HVAC ¦ Heat Emitters - Local ¦ Gas Fired Natural and Fan Assisted Heaters | 1 | Medium | B | 1 | 2025 | 5 | 3 | 3.2 | 23277 | 7473
HVAC ¦ Heat Emitters - Local ¦ Gas Fired Natural and Fan Assisted Heaters | 1 | Medium | B | 1 | 2025 | 5 | 3 | 3.2 | 23278 | 7474
Fabric ¦ Superstructure ¦ Internal Doors ¦ Roller Shutters ¦ Electric Roller Shutter | 1 | Medium | B | 1 | 2025 | 5 | 3 | 3.2 | 23279 | 7475
Electrical ¦ Lighting ¦ Internal ¦ Emergency ¦ Self Contained ¦ Non LED | 1 | Urgent | B | 4 | 2028 | 5 | 1 | 2.2 | 3915 | 13807
HVAC ¦ Heat Emitters - Local ¦ Electric Heaters | 2 | Medium | B | 1 | 2025 | 5 | 3 | 3.2 | 23280 | 7476
HVAC ¦ Fan ¦ Central Ventilation Systems ¦ Ventilating - General | 1 | Low | B | 1 | 2025 | 5 | 4 | 3.7 | 32949 | 11929
Fire ¦ Fire Fighting ¦ Fire Extinguishers ¦ CO2 | 5 | Urgent | B | 7 | 2031 | 5 | 1 | 2.2 | 3916 | 19272
Fire ¦ Fire Fighting ¦ Fire Extinguishers ¦ Foam | 5 | Urgent | B | 9 | 2033 | 5 | 1 | 2.2 | 3917 | 21287
Electrical ¦ LV Distribution ¦ Distribution Board ¦ Main | 1 | High | B | 6 | 2030 | 5 | 2 | 2.7 | 13381 | 17528
Fabric ¦ Superstructure ¦ Windows and External Doors ¦ External Doors ¦ Manual and Automatic Doors ¦ Emergency and Panic Escape Doors | 1 | Urgent | B | 21 | 2045 | 5 | 1 | 2.2 | 3918 | 31964
Electrical ¦ Lighting ¦ Internal ¦ Emergency ¦ Self Contained ¦ Non LED | 1 | Urgent | CX | 1 | 2025 | 2 | 1 | 1.3 | 331 | 315
Fabric ¦ Superstructure ¦ Internal Doors ¦ Roller Shutters ¦ Electric Roller Shutter | 1 | Medium | B | 11 | 2035 | 5 | 3 | 3.2 | 23281 | 25121
Fabric ¦ Superstructure ¦ Windows and External Doors ¦ Roller Shutters ¦ Manual Roller Shutter | 1 | High | B | 1 | 2025 | 5 | 2 | 2.7 | 13382 | 3486
Fabric ¦ Superstructure ¦ Windows and External Doors ¦ External Doors ¦ Entrance Doors | 1 | High | B | 21 | 2045 | 5 | 2 | 2.7 | 13383 | 32606
Electrical ¦ Lighting ¦ Internal ¦ Emergency ¦ Self Contained ¦ Non LED | 1 | Urgent | B | 15 | 2039 | 5 | 1 | 2.2 | 3919 | 27817
Fire ¦ Fire Fighting ¦ Fire Extinguishers ¦ Foam | 5 | Urgent | B | 6 | 2030 | 5 | 1 | 2.2 | 3920 | 16195
Fire ¦ Fire Detection ¦ Fire Alarm Panel / Repeater | 1 | Urgent | B | 11 | 2035 | 5 | 1 | 2.2 | 3921 | 23554
Fabric ¦ Barriers and Guardrails ¦ Vehicle Crash Protection Barrier | 1 | V Low | B | 1 | 2025 | 5 | 4 | 3.7 | 32950 | 11930
Electrical ¦ Specialist Lighting ¦ Internal ¦ Illuminated Fire Exit Signage | 1 | Urgent | B | 10 | 2034 | 5 | 1 | 2.2 | 3922 | 22029
HVAC ¦ Heat Emitters - Local ¦ Electric Heaters | 2 | Medium | B | 5 | 2029 | 5 | 3 | 3.2 | 23282 | 15004
HVAC ¦ Fan ¦ Local and Special Ventilation ¦ Fans Window or Wall Mounted | 1 | Medium | DX | 1 | 2025 | 1 | 3 | 2 | 844 | 559
HVAC ¦ Local Air Conditioning ¦ Single-Split Evaporator - Split Systems/Heat Pumps - Air-cooled with Direct Expansion Evaporator (DX) | 1 | Medium | B | 8 | 2032 | 5 | 3 | 3.2 | 23283 | 20920
Electrical ¦ LV Distribution ¦ Distribution Board ¦ Sub | 1 | High | B | 19 | 2043 | 5 | 2 | 2.7 | 13384 | 31176
Fire ¦ Fire Fighting ¦ Fire Extinguishers ¦ Foam | 1 | Urgent | B | 9 | 2033 | 5 | 1 | 2.2 | 3923 | 21288
Electrical ¦ LV Distribution ¦ Distribution Board ¦ Main | 1 | High | B | 1 | 2025 | 5 | 2 | 2.7 | 13385 | 3487
Electrical ¦ LV Distribution ¦ Distribution Board ¦ Sub | 1 | High | B | 18 | 2042 | 5 | 2 | 2.7 | 13386 | 30810
HVAC ¦ Local and Special Ventilation ¦ Unit extract fans. | 1 | Medium | B | 3 | 2027 | 5 | 3 | 3.2 | 23284 | 13501
Fabric ¦ Superstructure ¦ Windows and External Doors ¦ External Doors ¦ Manual and Automatic Doors ¦ Emergency and Panic Escape Doors | 1 | Urgent | B | 15 | 2039 | 5 | 1 | 2.2 | 3924 | 27818
Fabric ¦ Superstructure ¦ Internal Doors ¦ Roller Shutters ¦ Internal Manual Roller Shutter | 1 | Medium | B | 1 | 2025 | 5 | 3 | 3.2 | 23285 | 7477
HVAC ¦ Heat Emitters - Local ¦ Gas Fired Natural and Fan Assisted Heaters | 1 | Medium | DX | 1 | 2025 | 1 | 3 | 2 | 845 | 560
Fabric ¦ Superstructure ¦ Windows and External Doors ¦ External Doors ¦ Manual and Automatic Doors ¦ Auto / Powered Sliding Doors | 1 | High | B | 29 | 2053 | 5 | 2 | 2.7 | 13387 | 33651
Electrical ¦ Lighting ¦ Internal ¦ General | 42 | Medium | B | 18 | 2042 | 5 | 3 | 3.2 | 23286 | 30937
Electrical ¦ Lighting ¦ External ¦ General - LED | 1 | Medium | B | 11 | 2035 | 5 | 3 | 3.2 | 23287 | 25122
Water ¦ Local Hot Water ¦ Package Electric Water Heaters - Non-Drinking Water | 1 | Medium | B | 8 | 2032 | 5 | 3 | 3.2 | 23288 | 20921
Electrical ¦ LV Distribution ¦ Distribution Board ¦ Sub | 1 | High | B | 1 | 2025 | 5 | 2 | 2.7 | 13388 | 3488
Fabric ¦ Superstructure ¦ Windows and External Doors ¦ External Doors ¦ Manual and Automatic Doors ¦ Emergency and Panic Escape Doors | 1 | Urgent | B | 10 | 2034 | 5 | 1 | 2.2 | 3925 | 22030
HVAC ¦ Heat Emitters - Local ¦ Gas Fired Unit Heaters | 1 | Medium | C | 1 | 2025 | 4 | 3 | 2.9 | 18561 | 5494
Fire ¦ Fire Detection ¦ Fire Alarm Panel / Repeater | 1 | Urgent | B | 11 | 2035 | 5 | 1 | 2.2 | 3926 | 23555
Fire ¦ Fire Detection ¦ Fire Alarm Panel / Repeater | 1 | Urgent | B | 11 | 2035 | 5 | 1 | 2.2 | 3927 | 23556
Electrical ¦ LV Distribution ¦ Main Switch Panel at Supply Intake | 1 | Medium | B | 1 | 2025 | 5 | 3 | 3.2 | 23289 | 7478
Fabric ¦ Superstructure ¦ Windows and External Doors ¦ External Doors ¦ Manual and Automatic Doors ¦ Emergency and Panic Escape Doors | 1 | Urgent | B | 25 | 2049 | 5 | 1 | 2.2 | 3928 | 33298
Fabric ¦ Superstructure ¦ Windows and External Doors ¦ External Doors ¦ Entrance Doors | 1 | High | B | 5 | 2029 | 5 | 2 | 2.7 | 13389 | 14616
Electrical ¦ LV Distribution ¦ Distribution Board ¦ Sub | 1 | High | B | 1 | 2025 | 5 | 2 | 2.7 | 13390 | 3489
Water ¦ Local Hot Water ¦ Package Electric Water Heaters - Non-Drinking Water | 1 | Medium | B | 9 | 2033 | 5 | 3 | 3.2 | 23290 | 21736
HVAC ¦ Heat Emitters - Central ¦ Radiators ¦ Steel | 1 | Medium | B | 1 | 2025 | 5 | 3 | 3.2 | 23291 | 7479
Electrical ¦ Lighting ¦ Internal ¦ General | 2 | Medium | B | 1 | 2025 | 5 | 3 | 3.2 | 23292 | 7480
Fabric ¦ Superstructure ¦ Windows and External Doors ¦ External Doors ¦ Entrance Doors | 1 | High | B | 11 | 2035 | 5 | 2 | 2.7 | 13391 | 24326
Fabric ¦ Superstructure ¦ Windows and External Doors ¦ Roller Shutters ¦ Electric Roller Shutter | 1 | High | B | 1 | 2025 | 5 | 2 | 2.7 | 13392 | 3490
Fabric ¦ Superstructure ¦ Windows and External Doors ¦ External Doors ¦ Entrance Doors | 1 | High | B | 1 | 2025 | 5 | 2 | 2.7 | 13393 | 3491
Electrical ¦ Lighting ¦ Internal ¦ General ¦ LED Fittings & Luminaires | 54 | Medium | B | 16 | 2040 | 5 | 3 | 3.2 | 23293 | 29474
Electrical ¦ Lighting ¦ Internal ¦ Emergency ¦ Self Contained ¦ LED | 1 | Urgent | B | 21 | 2045 | 5 | 1 | 2.2 | 3929 | 31965
Fabric ¦ Superstructure ¦ Windows and External Doors ¦ External Doors ¦ Entrance Doors | 1 | High | B | 18 | 2042 | 5 | 2 | 2.7 | 13394 | 30811
Electrical ¦ Lighting ¦ External ¦ General - LED | 5 | Medium | B | 11 | 2035 | 5 | 3 | 3.2 | 23294 | 25123
Electrical ¦ Lighting ¦ Internal ¦ General | 6 | Medium | B | 1 | 2025 | 5 | 3 | 3.2 | 23295 | 7481
Electrical ¦ Lighting ¦ External ¦ General - Non-LED | 2 | Medium | B | 1 | 2025 | 5 | 3 | 3.2 | 23296 | 7482
Fire ¦ Fire Fighting ¦ Fire Extinguishers ¦ Foam | 3 | Urgent | B | 8 | 2032 | 5 | 1 | 2.2 | 3930 | 20371
HVAC ¦ Central Air Conditioning ¦ Air Conditioning ¦ Multi-Split Condenser - Split Systems/Heat Pumps - Air-cooled with Direct Expansion Evaporator (DX) | 1 | Medium | B | 10 | 2034 | 5 | 3 | 3.2 | 23297 | 22727
HVAC ¦ Fan ¦ Local and Special Ventilation ¦ Ventilating - General | 1 | Medium | B | 1 | 2025 | 5 | 3 | 3.2 | 23298 | 7483
Fire ¦ Fire Fighting ¦ Fire Extinguishers ¦ CO2 | 2 | Urgent | B | 6 | 2030 | 5 | 1 | 2.2 | 3931 | 16196
Security ¦ Access ¦ Access Control ¦ Door ¦ Local Lock / Keypad / Manual | 1 | Medium | B | 10 | 2034 | 5 | 3 | 3.2 | 23299 | 22728
Fire ¦ Fire Fighting ¦ Fire Extinguishers ¦ CO2 | 6 | Urgent | B | 8 | 2032 | 5 | 1 | 2.2 | 3932 | 20372
HVAC ¦ Fan ¦ Local and Special Ventilation ¦ Fans Window or Wall Mounted | 1 | Medium | DX | 11 | 2035 | 1 | 3 | 2 | 846 | 23305
HVAC ¦ Fan ¦ Central Heating ¦ Axial | 1 | High | B | 1 | 2025 | 5 | 2 | 2.7 | 13395 | 3492
Electrical ¦ LV Distribution ¦ Main Switch Panel at Supply Intake | 1 | Medium | B | 1 | 2025 | 5 | 3 | 3.2 | 23300 | 7484
Electrical ¦ Lighting ¦ Internal ¦ General ¦ LED Fittings & Luminaires | 5 | Medium | B | 17 | 2041 | 5 | 3 | 3.2 | 23301 | 30443
HVAC ¦ Heat Emitters - Local ¦ Electric Heaters | 9 | Medium | D | 3 | 2027 | 3 | 3 | 2.6 | 11097 | 13322
HVAC ¦ Heat Emitters - Local ¦ Electric Heaters | 2 | Medium | B | 1 | 2025 | 5 | 3 | 3.2 | 23302 | 7485
Electrical ¦ LV Distribution ¦ Distribution Board ¦ Sub | 1 | High | B | 1 | 2025 | 5 | 2 | 2.7 | 13396 | 3493
Fabric ¦ Superstructure ¦ Windows and External Doors ¦ Roller Shutters ¦ Manual Roller Shutter | 1 | High | DX | 1 | 2025 | 1 | 2 | 1.5 | 382 | 342
HVAC ¦ Fan ¦ Local and Special Ventilation ¦ Fans Window or Wall Mounted | 1 | Medium | DX | 4 | 2028 | 1 | 3 | 2 | 847 | 13751
Fabric ¦ Superstructure ¦ Windows and External Doors ¦ Roller Shutters ¦ Manual Roller Shutter | 1 | High | B | 8 | 2032 | 5 | 2 | 2.7 | 13397 | 20700
Electrical ¦ Lighting ¦ Internal ¦ General ¦ LED Fittings & Luminaires | 98 | Medium | B | 16 | 2040 | 5 | 3 | 3.2 | 23303 | 29475
Electrical ¦ Lighting ¦ Internal ¦ Emergency ¦ Self Contained ¦ LED | 8 | Urgent | B | 21 | 2045 | 5 | 1 | 2.2 | 3933 | 31966
Fabric ¦ Superstructure ¦ Windows and External Doors ¦ Roller Shutters ¦ Manual Roller Shutter | 1 | High | B | 11 | 2035 | 5 | 2 | 2.7 | 13398 | 24327
Fabric ¦ Superstructure ¦ Windows and External Doors ¦ External Doors ¦ Entrance Doors | 1 | High | B | 1 | 2025 | 5 | 2 | 2.7 | 13399 | 3494
Electrical ¦ Specialist Lighting ¦ Internal ¦ Illuminated Fire Exit Signage | 6 | Urgent | B | 14 | 2038 | 5 | 1 | 2.2 | 3934 | 27351
Electrical ¦ Lighting ¦ External ¦ General - LED | 1 | Medium | B | 11 | 2035 | 5 | 3 | 3.2 | 23304 | 25124
Fabric ¦ Superstructure ¦ Windows and External Doors ¦ Roller Shutters ¦ Electric Roller Shutter | 1 | High | B | 16 | 2040 | 5 | 2 | 2.7 | 13400 | 29141
Fabric ¦ Superstructure ¦ Windows and External Doors ¦ Roller Shutters ¦ Manual Roller Shutter | 1 | High | B | 1 | 2025 | 5 | 2 | 2.7 | 13401 | 3495
Electrical ¦ Lighting ¦ Internal ¦ General ¦ LED Fittings & Luminaires | 6 | Medium | B | 14 | 2038 | 5 | 3 | 3.2 | 23305 | 27551
HVAC ¦ Central Heating (Internally Sourced) ¦ Boiler ¦ Electrode Boilers | 1 | Medium | B | 1 | 2025 | 5 | 3 | 3.2 | 23306 | 7486
Fire ¦ Fire Fighting ¦ Fire Extinguishers ¦ Foam | 5 | Urgent | B | 8 | 2032 | 5 | 1 | 2.2 | 3935 | 20373
Electrical ¦ Lighting ¦ Internal ¦ General ¦ LED Fittings & Luminaires | 18 | Medium | B | 16 | 2040 | 5 | 3 | 3.2 | 23307 | 29476
Electrical ¦ Lighting ¦ Internal ¦ Emergency ¦ Self Contained ¦ LED | 22 | Urgent | B | 19 | 2043 | 5 | 1 | 2.2 | 3936 | 31056
Electrical ¦ Specialist Lighting ¦ Internal ¦ Illuminated Fire Exit Signage | 6 | Urgent | B | 16 | 2040 | 5 | 1 | 2.2 | 3937 | 28746
Electrical ¦ Specialist Lighting ¦ Internal ¦ Illuminated Fire Exit Signage | 2 | Urgent | B | 14 | 2038 | 5 | 1 | 2.2 | 3938 | 27352
Electrical ¦ Lighting ¦ External ¦ General - LED | 1 | Medium | B | 11 | 2035 | 5 | 3 | 3.2 | 23308 | 25125
Electrical ¦ Lighting ¦ External ¦ General - LED | 1 | Medium | B | 11 | 2035 | 5 | 3 | 3.2 | 23309 | 25126
Fire ¦ Fire Fighting ¦ Fire Extinguishers ¦ CO2 | 2 | Urgent | B | 6 | 2030 | 5 | 1 | 2.2 | 3939 | 16197
Electrical ¦ Specialist Lighting ¦ Internal ¦ Illuminated Fire Exit Signage | 2 | Urgent | B | 1 | 2025 | 5 | 1 | 2.2 | 3940 | 1223
Electrical ¦ Lighting ¦ Internal ¦ Emergency ¦ Self Contained ¦ LED | 1 | Urgent | B | 21 | 2045 | 5 | 1 | 2.2 | 3941 | 31967
Electrical ¦ Lighting ¦ Internal ¦ Emergency ¦ Self Contained ¦ LED | 1 | Urgent | B | 21 | 2045 | 5 | 1 | 2.2 | 3942 | 31968
Electrical ¦ Lighting ¦ Internal ¦ General ¦ LED Fittings & Luminaires | 75 | Medium | B | 10 | 2034 | 5 | 3 | 3.2 | 23310 | 22729
Electrical ¦ Lighting ¦ Internal ¦ General | 4 | Medium | B | 1 | 2025 | 5 | 3 | 3.2 | 23311 | 7487
HVAC ¦ Pump ¦ Central Heating (Internally Sourced) ¦ Circulating | 1 | High | B | 15 | 2039 | 5 | 2 | 2.7 | 13402 | 28138
HVAC ¦ Fan ¦ Local and Special Ventilation ¦ Extract | 1 | Medium | B | 5 | 2029 | 5 | 3 | 3.2 | 23312 | 15005
Fabric ¦ Superstructure ¦ Windows and External Doors ¦ Roller Shutters ¦ Electric Roller Shutter | 1 | High | B | 1 | 2025 | 5 | 2 | 2.7 | 13403 | 3496
Electrical ¦ LV Distribution ¦ Distribution Board ¦ Sub | 1 | High | B | 1 | 2025 | 5 | 2 | 2.7 | 13404 | 3497
HVAC ¦ Heat Emitters - Local ¦ Electric Heaters | 1 | Medium | B | 1 | 2025 | 5 | 3 | 3.2 | 23313 | 7488
Electrical ¦ Lighting ¦ Internal ¦ Emergency ¦ Self Contained ¦ LED | 15 | Urgent | B | 21 | 2045 | 5 | 1 | 2.2 | 3943 | 31969
Electrical ¦ Lighting ¦ Internal ¦ General ¦ LED Fittings & Luminaires | 53 | Medium | B | 10 | 2034 | 5 | 3 | 3.2 | 23314 | 22730
Fabric ¦ Superstructure ¦ Windows and External Doors ¦ External Doors ¦ Entrance Doors | 1 | High | B | 16 | 2040 | 5 | 2 | 2.7 | 13405 | 29142
Fabric ¦ Superstructure ¦ Windows and External Doors ¦ Roller Shutters ¦ Manual Roller Shutter | 1 | High | B | 8 | 2032 | 5 | 2 | 2.7 | 13406 | 20701
Fabric ¦ Superstructure ¦ Windows and External Doors ¦ External Doors ¦ Entrance Doors | 1 | High | B | 10 | 2034 | 5 | 2 | 2.7 | 13407 | 22327
Electrical ¦ Lighting ¦ Internal ¦ Emergency ¦ Self Contained ¦ LED | 7 | Urgent | B | 21 | 2045 | 5 | 1 | 2.2 | 3944 | 31970
HVAC ¦ Local Air Conditioning ¦ Single-Split Evaporator - Split Systems/Heat Pumps - Air-cooled with Direct Expansion Evaporator (DX) | 1 | Medium | B | 3 | 2027 | 5 | 3 | 3.2 | 23315 | 13502
Fabric ¦ Superstructure ¦ Windows and External Doors ¦ External Doors ¦ Entrance Doors | 1 | High | B | 1 | 2025 | 5 | 2 | 2.7 | 13408 | 3498
HVAC ¦ Fan ¦ Local and Special Ventilation ¦ Extract | 1 | Medium | B | 5 | 2029 | 5 | 3 | 3.2 | 23316 | 15006
Electrical ¦ Lighting ¦ Internal ¦ Emergency ¦ Self Contained ¦ Non LED | 3 | Urgent | B | 1 | 2025 | 5 | 1 | 2.2 | 3945 | 1224
HVAC ¦ Heat Emitters - Local ¦ Electric Heaters | 1 | Medium | B | 1 | 2025 | 5 | 3 | 3.2 | 23317 | 7489
Electrical ¦ LV Distribution ¦ Distribution Board ¦ Sub | 1 | High | B | 2 | 2026 | 5 | 2 | 2.7 | 13409 | 12886
Fabric ¦ Superstructure ¦ Windows and External Doors ¦ External Doors ¦ Entrance Doors | 1 | High | B | 10 | 2034 | 5 | 2 | 2.7 | 13410 | 22328
Electrical ¦ Lighting ¦ Internal ¦ Emergency ¦ Self Contained ¦ LED | 10 | Urgent | B | 15 | 2039 | 5 | 1 | 2.2 | 3946 | 27819
HVAC ¦ Heat Emitters - Local ¦ Gas Fired Unit Heaters | 1 | Medium | B | 1 | 2025 | 5 | 3 | 3.2 | 23318 | 7490
Fabric ¦ Superstructure ¦ Windows and External Doors ¦ Roller Shutters ¦ Manual Roller Shutter | 1 | High | B | 1 | 2025 | 5 | 2 | 2.7 | 13411 | 3499
Fire ¦ Fire Fighting ¦ Fire Extinguishers ¦ Foam | 2 | Urgent | B | 1 | 2025 | 5 | 1 | 2.2 | 3947 | 1225
Electrical ¦ Lighting ¦ Internal ¦ General ¦ LED Fittings & Luminaires | 4 | Medium | B | 16 | 2040 | 5 | 3 | 3.2 | 23319 | 29477
HVAC ¦ Heat Emitters - Local ¦ Electric Heaters | 2 | Medium | B | 1 | 2025 | 5 | 3 | 3.2 | 23320 | 7491
Electrical ¦ LV Distribution ¦ Distribution Board ¦ Main | 1 | High | B | 15 | 2039 | 5 | 2 | 2.7 | 13412 | 28139
HVAC ¦ Central Heating (Internally Sourced) ¦ Boiler ¦ Electric Boilers | 1 | Medium | B | 1 | 2025 | 5 | 3 | 3.2 | 23321 | 7492
HVAC ¦ Heat Emitters - Local ¦ Gas Fired Unit Heaters | 1 | Medium | DX | 1 | 2025 | 1 | 3 | 2 | 848 | 561
Water ¦ Local Hot Water ¦ Instantaneous Electric Water Heater - Non-Drinking Water | 1 | Medium | B | 10 | 2034 | 5 | 3 | 3.2 | 23322 | 22731
Fire ¦ Fire Fighting ¦ Fire Extinguishers ¦ CO2 | 2 | Urgent | B | 9 | 2033 | 5 | 1 | 2.2 | 3948 | 21289
Electrical ¦ LV Distribution ¦ Distribution Board ¦ Sub | 1 | High | B | 1 | 2025 | 5 | 2 | 2.7 | 13413 | 3500
Electrical ¦ Specialist Lighting ¦ Internal ¦ Illuminated Fire Exit Signage | 3 | Urgent | B | 16 | 2040 | 5 | 1 | 2.2 | 3949 | 28747
Fabric ¦ Superstructure ¦ Windows and External Doors ¦ External Doors ¦ Manual and Automatic Doors ¦ Emergency and Panic Escape Doors | 1 | Urgent | C | 15 | 2039 | 4 | 1 | 1.9 | 629 | 27719
Fabric ¦ Superstructure ¦ Windows and External Doors ¦ Roller Shutters ¦ Manual Roller Shutter | 1 | High | B | 1 | 2025 | 5 | 2 | 2.7 | 13414 | 3501
Electrical ¦ LV Distribution ¦ Distribution Board ¦ Sub | 1 | High | B | 16 | 2040 | 5 | 2 | 2.7 | 13415 | 29143
HVAC ¦ Heat Emitters - Local ¦ Gas Fired Unit Heaters | 1 | Medium | B | 6 | 2030 | 5 | 3 | 3.2 | 23323 | 18599
HVAC ¦ Fan ¦ Local and Special Ventilation ¦ Extract | 1 | Medium | B | 1 | 2025 | 5 | 3 | 3.2 | 23324 | 7493
Electrical ¦ LV Distribution ¦ Distribution Board ¦ Sub | 1 | High | B | 10 | 2034 | 5 | 2 | 2.7 | 13416 | 22329
HVAC ¦ Heat Emitters - Local ¦ Gas Fired Unit Heaters | 1 | Medium | B | 6 | 2030 | 5 | 3 | 3.2 | 23325 | 18600
Fabric ¦ Superstructure ¦ Windows and External Doors ¦ External Doors ¦ Manual and Automatic Doors ¦ Emergency and Panic Escape Doors | 1 | Urgent | B | 10 | 2034 | 5 | 1 | 2.2 | 3950 | 22031
HVAC ¦ Local Air Conditioning ¦ Single-Split Evaporator - Split Systems/Heat Pumps - Air-cooled with Direct Expansion Evaporator (DX) | 1 | Medium | B | 10 | 2034 | 5 | 3 | 3.2 | 23326 | 22732
Fabric ¦ Superstructure ¦ Windows and External Doors ¦ Roller Shutters ¦ Electric Roller Shutter | 1 | High | B | 8 | 2032 | 5 | 2 | 2.7 | 13417 | 20702
Electrical ¦ Specialist Lighting ¦ Internal ¦ Illuminated Fire Exit Signage | 2 | Urgent | C | 10 | 2034 | 4 | 1 | 1.9 | 630 | 21947
Fire ¦ Fire Fighting ¦ Fire Extinguishers ¦ Foam | 5 | Urgent | B | 7 | 2031 | 5 | 1 | 2.2 | 3951 | 19273
Electrical ¦ LV Distribution ¦ Distribution Board ¦ Sub | 1 | High | B | 1 | 2025 | 5 | 2 | 2.7 | 13418 | 3502
Electrical ¦ LV Distribution ¦ Distribution Board ¦ Sub | 1 | High | B | 6 | 2030 | 5 | 2 | 2.7 | 13419 | 17529
Fabric ¦ Superstructure ¦ Windows and External Doors ¦ External Doors ¦ Manual and Automatic Doors ¦ Emergency and Panic Escape Doors | 1 | Urgent | B | 28 | 2052 | 5 | 1 | 2.2 | 3952 | 33601
Electrical ¦ Lighting ¦ Internal ¦ General ¦ LED Fittings & Luminaires | 6 | Medium | B | 10 | 2034 | 5 | 3 | 3.2 | 23327 | 22733
Electrical ¦ Lighting ¦ External ¦ General - LED | 5 | Medium | B | 11 | 2035 | 5 | 3 | 3.2 | 23328 | 25127
Fabric ¦ Superstructure ¦ Internal Doors ¦ Roller Shutters ¦ Electric Roller Shutter | 1 | Medium | B | 18 | 2042 | 5 | 3 | 3.2 | 23329 | 30938
HVAC ¦ Fan ¦ Local and Special Ventilation ¦ Fans Window or Wall Mounted | 1 | Medium | DX | 1 | 2025 | 1 | 3 | 2 | 849 | 562
Fabric ¦ Superstructure ¦ Internal Doors ¦ Roller Shutters ¦ Internal Manual Roller Shutter | 1 | Medium | B | 1 | 2025 | 5 | 3 | 3.2 | 23330 | 7494
Electrical ¦ Lighting ¦ Internal ¦ Emergency ¦ Self Contained ¦ LED | 16 | Urgent | B | 21 | 2045 | 5 | 1 | 2.2 | 3953 | 31971
Electrical ¦ LV Distribution ¦ Distribution Board ¦ Sub | 1 | High | B | 1 | 2025 | 5 | 2 | 2.7 | 13420 | 3503
HVAC ¦ Fan ¦ Local and Special Ventilation ¦ Extract | 1 | Medium | B | 1 | 2025 | 5 | 3 | 3.2 | 23331 | 7495
Water ¦ Local Hot Water ¦ Instantaneous Electric Water Heater - Non-Drinking Water | 1 | Medium | B | 12 | 2036 | 5 | 3 | 3.2 | 23332 | 26455
Fabric ¦ Superstructure ¦ Windows and External Doors ¦ External Doors ¦ Manual and Automatic Doors ¦ Emergency and Panic Escape Doors | 1 | Urgent | B | 14 | 2038 | 5 | 1 | 2.2 | 3954 | 27353
HVAC ¦ Central Heating (Internally Sourced) ¦ Boiler ¦ Electric Boilers | 1 | Medium | B | 1 | 2025 | 5 | 3 | 3.2 | 23333 | 7496
Fire ¦ Fire Detection ¦ Fire Alarm Panel / Repeater | 1 | Urgent | B | 5 | 2029 | 5 | 1 | 2.2 | 3955 | 14350
Electrical ¦ Lighting ¦ Internal ¦ Emergency ¦ Self Contained ¦ LED | 6 | Urgent | B | 19 | 2043 | 5 | 1 | 2.2 | 3956 | 31057
Fire ¦ Fire Fighting ¦ Fire Extinguishers ¦ Foam | 3 | Urgent | B | 9 | 2033 | 5 | 1 | 2.2 | 3957 | 21290
Fire ¦ Fire Fighting ¦ Fire Extinguishers ¦ Foam | 4 | Urgent | B | 8 | 2032 | 5 | 1 | 2.2 | 3958 | 20374
Fire ¦ Fire Fighting ¦ Fire Extinguishers ¦ Foam | 1 | Urgent | B | 7 | 2031 | 5 | 1 | 2.2 | 3959 | 19274
Fabric ¦ Superstructure ¦ Windows and External Doors ¦ Roller Shutters ¦ Manual Roller Shutter | 1 | High | B | 5 | 2029 | 5 | 2 | 2.7 | 13421 | 14617
HVAC ¦ Fan ¦ Local and Special Ventilation ¦ Fans Window or Wall Mounted | 1 | Medium | A | 13 | 2037 | 6 | 3 | 3.5 | 32499 | 27285
Fabric ¦ Superstructure ¦ Windows and External Doors ¦ External Doors ¦ Entrance Doors | 1 | High | B | 11 | 2035 | 5 | 2 | 2.7 | 13422 | 24328
Fabric ¦ Superstructure ¦ Windows and External Doors ¦ Roller Shutters ¦ Manual Roller Shutter | 1 | High | B | 16 | 2040 | 5 | 2 | 2.7 | 13423 | 29144
Electrical ¦ Lighting ¦ Internal ¦ Emergency ¦ Self Contained ¦ LED | 10 | Urgent | B | 21 | 2045 | 5 | 1 | 2.2 | 3960 | 31972
Fire ¦ Fire Fighting ¦ Fire Extinguishers ¦ Foam | 1 | Urgent | B | 9 | 2033 | 5 | 1 | 2.2 | 3961 | 21291
Electrical ¦ LV Distribution ¦ Distribution Board ¦ Sub | 1 | High | B | 1 | 2025 | 5 | 2 | 2.7 | 13424 | 3504
Electrical ¦ LV Distribution ¦ Distribution Board ¦ Sub | 1 | High | B | 1 | 2025 | 5 | 2 | 2.7 | 13425 | 3505
HVAC ¦ Heat Emitters - Central ¦ Unit Heaters | 1 | Medium | B | 1 | 2025 | 5 | 3 | 3.2 | 23334 | 7497
Fabric ¦ Superstructure ¦ Windows and External Doors ¦ External Doors ¦ Manual and Automatic Doors ¦ Emergency and Panic Escape Doors | 1 | Urgent | B | 11 | 2035 | 5 | 1 | 2.2 | 3962 | 23557
Fire ¦ Fire Fighting ¦ Fire Extinguishers ¦ Powder | 3 | Urgent | B | 8 | 2032 | 5 | 1 | 2.2 | 3963 | 20375
Fire ¦ Fire Fighting ¦ Fire Extinguishers ¦ Powder | 1 | Urgent | B | 6 | 2030 | 5 | 1 | 2.2 | 3964 | 16198
HVAC ¦ Heat Emitters - Local ¦ Gas Fired Unit Heaters | 1 | Medium | B | 5 | 2029 | 5 | 3 | 3.2 | 23335 | 15007
Fabric ¦ Superstructure ¦ Windows and External Doors ¦ Roller Shutters ¦ Manual Roller Shutter | 1 | High | CX | 1 | 2025 | 2 | 2 | 1.8 | 501 | 402
Fire ¦ Fire Detection ¦ Fire Alarm System | 1 | Urgent | B | 1 | 2025 | 5 | 1 | 2.2 | 3965 | 1226
Electrical ¦ Lighting ¦ Internal ¦ Emergency ¦ Externally Powered ¦ Non LED | 3 | Urgent | B | 6 | 2030 | 5 | 1 | 2.2 | 3966 | 16199
Electrical ¦ Lighting ¦ External ¦ General - LED | 3 | Medium | B | 10 | 2034 | 5 | 3 | 3.2 | 23336 | 22734
Fire ¦ Fire Fighting ¦ Fire Extinguishers ¦ CO2 | 4 | Urgent | B | 1 | 2025 | 5 | 1 | 2.2 | 3967 | 1227
HVAC ¦ Heat Emitters - Local ¦ Gas Fired Unit Heaters | 1 | Medium | B | 1 | 2025 | 5 | 3 | 3.2 | 23337 | 7498
Electrical ¦ LV Distribution ¦ Distribution Board ¦ Sub | 1 | High | B | 6 | 2030 | 5 | 2 | 2.7 | 13426 | 17530
Electrical ¦ LV Distribution ¦ Distribution Board ¦ Sub | 1 | High | B | 1 | 2025 | 5 | 2 | 2.7 | 13427 | 3506
Electrical ¦ LV Distribution ¦ Distribution Board ¦ Sub | 1 | High | B | 6 | 2030 | 5 | 2 | 2.7 | 13428 | 17531
Electrical ¦ LV Distribution ¦ Distribution Board ¦ Sub | 1 | High | B | 4 | 2028 | 5 | 2 | 2.7 | 13429 | 13933
HVAC ¦ Central Heating (Internally Sourced) ¦ Boiler ¦ Atmospheric Gas Burner/Condensing Combination Boiler | 1 | Medium | C | 1 | 2025 | 4 | 3 | 2.9 | 18562 | 5495
HVAC ¦ Fan ¦ Central Ventilation Systems ¦ Extract | 1 | Medium | B | 1 | 2025 | 5 | 3 | 3.2 | 23338 | 7499
HVAC ¦ Local Air Conditioning ¦ Single-Split Evaporator - Split Systems/Heat Pumps - Air-cooled with Direct Expansion Evaporator (DX) | 1 | Medium | B | 5 | 2029 | 5 | 3 | 3.2 | 23339 | 15008
Fire ¦ Fire Detection ¦ Fire Alarm System | 1 | Urgent | B | 1 | 2025 | 5 | 1 | 2.2 | 3968 | 1228
HVAC ¦ Fan ¦ Central Cooling ¦ Centrifugal | 1 | High | B | 1 | 2025 | 5 | 2 | 2.7 | 13430 | 3507
Fire ¦ Fire Detection ¦ Fire Alarm Panel / Repeater | 1 | Urgent | B | 10 | 2034 | 5 | 1 | 2.2 | 3969 | 22032
HVAC ¦ Fan ¦ Local and Special Ventilation ¦ Fans Window or Wall Mounted | 1 | Medium | B | 1 | 2025 | 5 | 3 | 3.2 | 23340 | 7500
Electrical ¦ LV Distribution ¦ Distribution Board ¦ Main | 1 | High | B | 1 | 2025 | 5 | 2 | 2.7 | 13431 | 3508
HVAC ¦ Heat Emitters - Local ¦ Gas Fired Natural and Fan Assisted Heaters | 1 | Medium | B | 1 | 2025 | 5 | 3 | 3.2 | 23341 | 7501
HVAC ¦ Fan ¦ Central Heating & Cooling ¦ Bifurcated | 1 | Medium | B | 1 | 2025 | 5 | 3 | 3.2 | 23342 | 7502
HVAC ¦ Fan ¦ Central Cooling ¦ Axial | 1 | Medium | B | 1 | 2025 | 5 | 3 | 3.2 | 23343 | 7503
Electrical ¦ Specialist Lighting ¦ Internal ¦ Illuminated Fire Exit Signage | 5 | Urgent | C | 12 | 2036 | 4 | 1 | 1.9 | 631 | 25913
Electrical ¦ LV Distribution ¦ Distribution Board ¦ Sub | 1 | High | B | 6 | 2030 | 5 | 2 | 2.7 | 13432 | 17532
Electrical ¦ LV Distribution ¦ Distribution Board ¦ Sub | 1 | High | B | 1 | 2025 | 5 | 2 | 2.7 | 13433 | 3509
Fabric ¦ Superstructure ¦ Windows and External Doors ¦ External Doors ¦ Manual and Automatic Doors ¦ Auto / Powered Sliding Doors | 1 | High | B | 21 | 2045 | 5 | 2 | 2.7 | 13434 | 32607
Fabric ¦ Superstructure ¦ Windows and External Doors ¦ External Doors ¦ Entrance Doors | 1 | High | B | 11 | 2035 | 5 | 2 | 2.7 | 13435 | 24329
HVAC ¦ Fan ¦ Local and Special Ventilation ¦ Extract | 1 | Medium | A | 13 | 2037 | 6 | 3 | 3.5 | 32500 | 27286
Water ¦ Local Hot Water ¦ Instantaneous Electric Water Heater - Non-Drinking Water | 1 | Medium | B | 1 | 2025 | 5 | 3 | 3.2 | 23344 | 7504
HVAC ¦ Fan ¦ Local and Special Ventilation ¦ Axial | 1 | Medium | B | 8 | 2032 | 5 | 3 | 3.2 | 23345 | 20922
Fabric ¦ Superstructure ¦ Internal Doors ¦ Roller Shutters ¦ Electric Roller Shutter | 1 | Medium | B | 11 | 2035 | 5 | 3 | 3.2 | 23346 | 25128
HVAC ¦ Fan ¦ Central Heating & Cooling ¦ Bifurcated | 1 | Medium | B | 1 | 2025 | 5 | 3 | 3.2 | 23347 | 7505
HVAC ¦ Fan ¦ Central Heating & Cooling ¦ Bifurcated | 1 | Medium | B | 1 | 2025 | 5 | 3 | 3.2 | 23348 | 7506
HVAC ¦ Central Heating (Internally Sourced) ¦ Burner ¦ Forced draft gas burner | 1 | Medium | B | 1 | 2025 | 5 | 3 | 3.2 | 23349 | 7507
Electrical ¦ Lighting ¦ Internal ¦ General ¦ LED Fittings & Luminaires | 3 | Medium | C | 12 | 2036 | 4 | 3 | 2.9 | 18563 | 26283
HVAC ¦ Heat Emitters - Central ¦ Radiators ¦ Steel | 4 | Medium | D | 2 | 2026 | 3 | 3 | 2.6 | 11098 | 12852
Electrical ¦ Specialist Lighting ¦ Internal ¦ Illuminated Fire Exit Signage | 2 | Urgent | B | 12 | 2036 | 5 | 1 | 2.2 | 3970 | 25996
Electrical ¦ Specialist Lighting ¦ Internal ¦ Illuminated Fire Exit Signage | 2 | Urgent | C | 12 | 2036 | 4 | 1 | 1.9 | 632 | 25914
Electrical ¦ Lighting ¦ Internal ¦ Emergency ¦ Self Contained ¦ LED | 5 | Urgent | B | 17 | 2041 | 5 | 1 | 2.2 | 3971 | 30071
Electrical ¦ Lighting ¦ External ¦ General - Non-LED | 1 | Medium | B | 1 | 2025 | 5 | 3 | 3.2 | 23350 | 7508
Electrical ¦ Lighting ¦ External ¦ General - LED | 5 | Medium | B | 7 | 2031 | 5 | 3 | 3.2 | 23351 | 19892
Electrical ¦ Lighting ¦ Internal ¦ General | 6 | Medium | B | 6 | 2030 | 5 | 3 | 3.2 | 23352 | 18601
HVAC ¦ Fan ¦ Local and Special Ventilation ¦ Axial | 1 | Medium | B | 8 | 2032 | 5 | 3 | 3.2 | 23353 | 20923
Electrical ¦ Lighting ¦ Internal ¦ Emergency ¦ Self Contained ¦ LED | 10 | Urgent | B | 21 | 2045 | 5 | 1 | 2.2 | 3972 | 31973
Electrical ¦ Lighting ¦ Internal ¦ General ¦ LED Fittings & Luminaires | 28 | Medium | B | 12 | 2036 | 5 | 3 | 3.2 | 23354 | 26456
Electrical ¦ Lighting ¦ Internal ¦ Emergency ¦ Self Contained ¦ Non LED | 1 | Urgent | B | 1 | 2025 | 5 | 1 | 2.2 | 3973 | 1229
Electrical ¦ Lighting ¦ External ¦ General - Non-LED | 2 | Medium | B | 1 | 2025 | 5 | 3 | 3.2 | 23355 | 7509
HVAC ¦ Fan ¦ Local and Special Ventilation ¦ Centrifugal | 1 | Medium | B | 3 | 2027 | 5 | 3 | 3.2 | 23356 | 13503
Electrical ¦ Lighting ¦ Internal ¦ General | 4 | Medium | B | 2 | 2026 | 5 | 3 | 3.2 | 23357 | 13063
HVAC ¦ Heat Emitters - Local ¦ Electric Heaters | 1 | Medium | B | 1 | 2025 | 5 | 3 | 3.2 | 23358 | 7510
Fire ¦ Fire Fighting ¦ Fire Extinguishers ¦ Foam | 3 | Urgent | B | 1 | 2025 | 5 | 1 | 2.2 | 3974 | 1230
Fire ¦ Fire Fighting ¦ Fire Extinguishers ¦ Foam | 1 | Urgent | B | 1 | 2025 | 5 | 1 | 2.2 | 3975 | 1231
Electrical ¦ Lighting ¦ Internal ¦ Emergency ¦ Self Contained ¦ LED | 11 | Urgent | B | 18 | 2042 | 5 | 1 | 2.2 | 3976 | 30634
Fire ¦ Fire Fighting ¦ Fire Extinguishers ¦ Foam | 5 | Urgent | B | 9 | 2033 | 5 | 1 | 2.2 | 3977 | 21292
HVAC ¦ Local Air Conditioning ¦ Single-Split Condenser - Split Systems/Heat Pumps - Air-cooled with Direct Expansion Evaporator (DX) | 1 | Medium | B | 5 | 2029 | 5 | 3 | 3.2 | 23359 | 15009
Electrical ¦ LV Distribution ¦ Distribution Board ¦ Sub | 1 | High | B | 6 | 2030 | 5 | 2 | 2.7 | 13436 | 17533
Electrical ¦ LV Distribution ¦ Distribution Board ¦ Sub | 1 | High | B | 1 | 2025 | 5 | 2 | 2.7 | 13437 | 3510
Fabric ¦ Superstructure ¦ Windows and External Doors ¦ External Doors ¦ Manual and Automatic Doors ¦ Auto / Powered Sliding Doors | 1 | High | B | 28 | 2052 | 5 | 2 | 2.7 | 13438 | 33620
Electrical ¦ Lighting ¦ Internal ¦ General | 2 | Medium | B | 1 | 2025 | 5 | 3 | 3.2 | 23360 | 7511
Controls ¦ Multi-System Controls ¦ Instrument Control Panel | 1 | Medium | B | 16 | 2040 | 5 | 3 | 3.2 | 23361 | 29478
Electrical ¦ Lighting ¦ Internal ¦ Emergency ¦ Self Contained ¦ LED | 11 | Urgent | B | 23 | 2047 | 5 | 1 | 2.2 | 3978 | 33092
Fire ¦ Fire Fighting ¦ Fire Extinguishers ¦ CO2 | 2 | Urgent | B | 6 | 2030 | 5 | 1 | 2.2 | 3979 | 16200
HVAC ¦ Central Air Conditioning ¦ Air Conditioning ¦ Multi-Split Evaporator - Split Systems/Heat Pumps - Air-cooled with Direct Expansion Evaporator (DX) | 1 | Medium | B | 8 | 2032 | 5 | 3 | 3.2 | 23362 | 20924
HVAC ¦ Central Air Conditioning ¦ Air Conditioning ¦ Multi-Split Evaporator - Split Systems/Heat Pumps - Air-cooled with Direct Expansion Evaporator (DX) | 1 | Medium | B | 8 | 2032 | 5 | 3 | 3.2 | 23363 | 20925
Electrical ¦ Lighting ¦ Internal ¦ General ¦ LED Fittings & Luminaires | 11 | Medium | B | 12 | 2036 | 5 | 3 | 3.2 | 23364 | 26457
Electrical ¦ Lighting ¦ Internal ¦ General ¦ LED Fittings & Luminaires | 33 | Medium | B | 13 | 2037 | 5 | 3 | 3.2 | 23365 | 27113
HVAC ¦ Ventilation ¦ Air Handling Unit (AHU) ¦ Internal ¦ Central Heating (Internally Sourced) ¦ Gas Fired | 1 | Medium | B | 4 | 2028 | 5 | 3 | 3.2 | 23366 | 14093
Electrical ¦ Specialist Lighting ¦ Internal ¦ Illuminated Fire Exit Signage | 2 | Urgent | B | 12 | 2036 | 5 | 1 | 2.2 | 3980 | 25997
Electrical ¦ Lighting ¦ External ¦ General - Non-LED | 2 | Medium | B | 1 | 2025 | 5 | 3 | 3.2 | 23367 | 7512
Fire ¦ Fire Fighting ¦ Fire Extinguishers ¦ Foam | 5 | Urgent | B | 5 | 2029 | 5 | 1 | 2.2 | 3981 | 14351
Electrical ¦ LV Distribution ¦ LV Switch Panel | 1 | High | B | 2 | 2026 | 5 | 2 | 2.7 | 13439 | 12887
Fabric ¦ Superstructure ¦ Internal Doors ¦ Roller Shutters ¦ Electric Roller Shutter | 1 | Medium | B | 10 | 2034 | 5 | 3 | 3.2 | 23368 | 22735
Fabric ¦ Superstructure ¦ Windows and External Doors ¦ Roller Shutters ¦ Manual Roller Shutter | 1 | High | B | 1 | 2025 | 5 | 2 | 2.7 | 13440 | 3511
Fabric ¦ Superstructure ¦ Windows and External Doors ¦ Roller Shutters ¦ Manual Roller Shutter | 1 | High | B | 1 | 2025 | 5 | 2 | 2.7 | 13441 | 3512
Electrical ¦ Lighting ¦ Internal ¦ General ¦ LED Fittings & Luminaires | 2 | Medium | B | 8 | 2032 | 5 | 3 | 3.2 | 23369 | 20926
Electrical ¦ Specialist Lighting ¦ Internal ¦ Illuminated Fire Exit Signage | 1 | Urgent | B | 12 | 2036 | 5 | 1 | 2.2 | 3982 | 25998
Fabric ¦ Superstructure ¦ Internal Doors ¦ Roller Shutters ¦ Electric Roller Shutter | 1 | Medium | B | 1 | 2025 | 5 | 3 | 3.2 | 23370 | 7513
Electrical ¦ Lighting ¦ Internal ¦ General ¦ LED Fittings & Luminaires | 5 | Medium | B | 12 | 2036 | 5 | 3 | 3.2 | 23371 | 26458
Electrical ¦ Lighting ¦ Internal ¦ General ¦ LED Fittings & Luminaires | 2 | Medium | B | 12 | 2036 | 5 | 3 | 3.2 | 23372 | 26459
Electrical ¦ Lighting ¦ Internal ¦ General ¦ LED Fittings & Luminaires | 18 | Medium | B | 13 | 2037 | 5 | 3 | 3.2 | 23373 | 27114
Fire ¦ Fire Fighting ¦ Fire Extinguishers ¦ Powder | 3 | Urgent | B | 1 | 2025 | 5 | 1 | 2.2 | 3983 | 1232
HVAC ¦ Fan ¦ Local and Special Ventilation ¦ Extract | 1 | Medium | B | 1 | 2025 | 5 | 3 | 3.2 | 23374 | 7514
Electrical ¦ Lighting ¦ Internal ¦ Emergency ¦ Self Contained ¦ LED | 3 | Urgent | B | 17 | 2041 | 5 | 1 | 2.2 | 3984 | 30072
Electrical ¦ Specialist Lighting ¦ Internal ¦ Illuminated Fire Exit Signage | 3 | Urgent | B | 13 | 2037 | 5 | 1 | 2.2 | 3985 | 26844
Fire ¦ Fire Fighting ¦ Fire Extinguishers ¦ Foam | 2 | Urgent | B | 6 | 2030 | 5 | 1 | 2.2 | 3986 | 16201
Electrical ¦ LV Distribution ¦ Distribution Board ¦ Sub | 1 | High | B | 6 | 2030 | 5 | 2 | 2.7 | 13442 | 17534
Fabric ¦ Superstructure ¦ Windows and External Doors ¦ External Doors ¦ Manual and Automatic Doors ¦ Auto / Powered Sliding Doors | 1 | High | B | 25 | 2049 | 5 | 2 | 2.7 | 13443 | 33385
Electrical ¦ Lighting ¦ Internal ¦ General ¦ LED Fittings & Luminaires | 13 | Medium | B | 12 | 2036 | 5 | 3 | 3.2 | 23375 | 26460
Electrical ¦ Lighting ¦ Internal ¦ General ¦ LED Fittings & Luminaires | 6 | Medium | B | 12 | 2036 | 5 | 3 | 3.2 | 23376 | 26461
Water ¦ Local Hot Water ¦ Instantaneous Electric Water Heater - Non-Drinking Water | 1 | Medium | B | 1 | 2025 | 5 | 3 | 3.2 | 23377 | 7515
Fire ¦ Fire Fighting ¦ Fire Extinguishers ¦ CO2 | 1 | Urgent | B | 8 | 2032 | 5 | 1 | 2.2 | 3987 | 20376
Electrical ¦ Lighting ¦ External ¦ General - LED | 2 | Medium | B | 11 | 2035 | 5 | 3 | 3.2 | 23378 | 25129
HVAC ¦ Fan ¦ Local and Special Ventilation ¦ Fans Window or Wall Mounted | 1 | Medium | B | 1 | 2025 | 5 | 3 | 3.2 | 23379 | 7516
HVAC ¦ Fan ¦ Local and Special Ventilation ¦ Extract | 1 | Medium | B | 8 | 2032 | 5 | 3 | 3.2 | 23380 | 20927
Security ¦ Access ¦ Access Control ¦ Gate Access - Local Lock / Keypad / Manual (External) | 1 | Medium | B | 1 | 2025 | 5 | 3 | 3.2 | 23381 | 7517
Electrical ¦ LV Distribution ¦ Distribution Board ¦ Sub | 1 | High | B | 4 | 2028 | 5 | 2 | 2.7 | 13444 | 13934
Fabric ¦ Superstructure ¦ Windows and External Doors ¦ External Doors ¦ Manual and Automatic Doors ¦ Emergency and Panic Escape Doors | 1 | Urgent | B | 21 | 2045 | 5 | 1 | 2.2 | 3988 | 31974
Water ¦ Local Hot Water ¦ Instantaneous Electric Water Heater - Non-Drinking Water | 1 | Medium | B | 1 | 2025 | 5 | 3 | 3.2 | 23382 | 7518
HVAC ¦ Fan ¦ Local and Special Ventilation ¦ Axial | 1 | Medium | B | 1 | 2025 | 5 | 3 | 3.2 | 23383 | 7519
Fabric ¦ Superstructure ¦ Windows and External Doors ¦ Roller Shutters ¦ Manual Roller Shutter | 1 | High | B | 11 | 2035 | 5 | 2 | 2.7 | 13445 | 24330
Electrical ¦ Lighting ¦ Internal ¦ Emergency ¦ Self Contained ¦ LED | 4 | Urgent | C | 17 | 2041 | 4 | 1 | 1.9 | 633 | 29967
Electrical ¦ Lighting ¦ Internal ¦ Emergency ¦ Self Contained ¦ LED | 2 | Urgent | B | 20 | 2044 | 5 | 1 | 2.2 | 3989 | 31449
HVAC ¦ Local Air Conditioning ¦ Single-Split Condenser - Split Systems/Heat Pumps - Air-cooled with Direct Expansion Evaporator (DX) | 1 | Medium | A | 13 | 2037 | 6 | 3 | 3.5 | 32501 | 27287
HVAC ¦ Fan ¦ Central Heating & Cooling ¦ Bifurcated | 1 | Medium | B | 1 | 2025 | 5 | 3 | 3.2 | 23384 | 7520
Fire ¦ Fire Fighting ¦ Fire Extinguishers ¦ Foam | 4 | Urgent | B | 4 | 2028 | 5 | 1 | 2.2 | 3990 | 13808
Electrical ¦ Lighting ¦ Internal ¦ General ¦ LED Fittings & Luminaires | 85 | Medium | B | 12 | 2036 | 5 | 3 | 3.2 | 23385 | 26462
Fire ¦ Fire Fighting ¦ Fire Extinguishers ¦ Foam | 4 | Urgent | B | 3 | 2027 | 5 | 1 | 2.2 | 3991 | 13283
HVAC ¦ Fan ¦ Smoke Extract | 1 | Urgent | B | 1 | 2025 | 5 | 1 | 2.2 | 3992 | 1233
Communication and Control ¦ Communication Systems ¦ Public Address (PA) System | 1 | Medium | B | 6 | 2030 | 5 | 3 | 3.2 | 23386 | 18602
Electrical ¦ Lighting ¦ Internal ¦ General ¦ LED Fittings & Luminaires | 59 | Medium | B | 13 | 2037 | 5 | 3 | 3.2 | 23387 | 27115
HVAC ¦ Heat Emitters - Local ¦ Electric Heaters | 1 | Medium | B | 1 | 2025 | 5 | 3 | 3.2 | 23388 | 7521
HVAC ¦ Heat Emitters - Local ¦ Gas Radiant Tube Heaters | 1 | Medium | B | 1 | 2025 | 5 | 3 | 3.2 | 23389 | 7522
HVAC ¦ Fan ¦ Local and Special Ventilation ¦ Axial | 1 | Medium | B | 1 | 2025 | 5 | 3 | 3.2 | 23390 | 7523
HVAC ¦ Fan ¦ Central Ventilation Systems ¦ Extract | 1 | Medium | B | 1 | 2025 | 5 | 3 | 3.2 | 23391 | 7524
Fabric ¦ Superstructure ¦ Windows and External Doors ¦ Roller Shutters ¦ Manual Roller Shutter | 1 | High | B | 21 | 2045 | 5 | 2 | 2.7 | 13446 | 32608
Electrical ¦ Specialist Lighting ¦ Internal ¦ Illuminated Fire Exit Signage | 4 | Urgent | B | 13 | 2037 | 5 | 1 | 2.2 | 3993 | 26845
Fabric ¦ Superstructure ¦ Windows and External Doors ¦ External Doors ¦ Entrance Doors | 1 | High | B | 21 | 2045 | 5 | 2 | 2.7 | 13447 | 32609
Fire ¦ Fire Detection ¦ Fire Alarm System | 1 | Urgent | B | 1 | 2025 | 5 | 1 | 2.2 | 3994 | 1234
Electrical ¦ Lighting ¦ Internal ¦ Emergency ¦ Self Contained ¦ LED | 3 | Urgent | C | 17 | 2041 | 4 | 1 | 1.9 | 634 | 29968
HVAC ¦ Central Heating (Internally Sourced) ¦ Boiler ¦ Atmospheric Gas Burner/Condensing Combination Boiler (domestic type) | 1 | High | B | 1 | 2025 | 5 | 2 | 2.7 | 13448 | 3513
HVAC ¦ Fan ¦ Local and Special Ventilation ¦ Centrifugal | 1 | Medium | B | 1 | 2025 | 5 | 3 | 3.2 | 23392 | 7525
HVAC ¦ Fan ¦ Central Cooling ¦ Axial | 1 | Medium | B | 1 | 2025 | 5 | 3 | 3.2 | 23393 | 7526
Electrical ¦ Specialist Lighting ¦ Internal ¦ Illuminated Fire Exit Signage | 4 | Urgent | B | 16 | 2040 | 5 | 1 | 2.2 | 3995 | 28748
Fire ¦ Fire Fighting ¦ Fire Extinguishers ¦ Foam | 2 | Urgent | B | 1 | 2025 | 5 | 1 | 2.2 | 3996 | 1235
Electrical ¦ LV Distribution ¦ Distribution Board ¦ Sub | 1 | High | B | 1 | 2025 | 5 | 2 | 2.7 | 13449 | 3514
HVAC ¦ Fan ¦ Central Heating & Cooling ¦ Bifurcated | 1 | Medium | B | 1 | 2025 | 5 | 3 | 3.2 | 23394 | 7527
Water ¦ Local Hot Water ¦ Package Electric Water Heaters - Non-Drinking Water | 1 | Medium | B | 9 | 2033 | 5 | 3 | 3.2 | 23395 | 21737
Fabric ¦ Superstructure ¦ Windows and External Doors ¦ External Doors ¦ Entrance Doors | 1 | High | B | 11 | 2035 | 5 | 2 | 2.7 | 13450 | 24331
Electrical ¦ Lighting ¦ Internal ¦ General ¦ LED Fittings & Luminaires | 57 | Medium | B | 12 | 2036 | 5 | 3 | 3.2 | 23396 | 26463
HVAC ¦ Heat Emitters - Local ¦ Electric Heaters | 2 | Medium | B | 1 | 2025 | 5 | 3 | 3.2 | 23397 | 7528
Electrical ¦ LV Distribution ¦ Distribution Board ¦ Sub | 1 | High | B | 16 | 2040 | 5 | 2 | 2.7 | 13451 | 29145
Fabric ¦ Superstructure ¦ Windows and External Doors ¦ Roller Shutters ¦ Electric Roller Shutter | 1 | High | B | 11 | 2035 | 5 | 2 | 2.7 | 13452 | 24332
Fabric ¦ Superstructure ¦ Windows and External Doors ¦ Roller Shutters ¦ Manual Roller Shutter | 1 | High | B | 11 | 2035 | 5 | 2 | 2.7 | 13453 | 24333
Electrical ¦ Lighting ¦ Internal ¦ Emergency ¦ Self Contained ¦ LED | 34 | Urgent | B | 18 | 2042 | 5 | 1 | 2.2 | 3997 | 30635
Fabric ¦ Superstructure ¦ Windows and External Doors ¦ Roller Shutters ¦ Manual Roller Shutter | 1 | High | B | 11 | 2035 | 5 | 2 | 2.7 | 13454 | 24334
HVAC ¦ Fan ¦ Local and Special Ventilation ¦ Extract | 1 | Medium | B | 7 | 2031 | 5 | 3 | 3.2 | 23398 | 19893
Electrical ¦ Lighting ¦ External ¦ General - LED | 1 | Medium | B | 7 | 2031 | 5 | 3 | 3.2 | 23399 | 19894
Electrical ¦ Lighting ¦ Internal ¦ General | 52 | Medium | B | 1 | 2025 | 5 | 3 | 3.2 | 23400 | 7529
Fire ¦ Fire Detection ¦ Fire Alarm System | 1 | Urgent | B | 1 | 2025 | 5 | 1 | 2.2 | 3998 | 1236
Security ¦ Access ¦ Access Control ¦ Gate Access - Local Lock / Keypad / Manual (External) | 1 | Medium | DX | 1 | 2025 | 1 | 3 | 2 | 850 | 563
HVAC ¦ Fan ¦ Local and Special Ventilation ¦ Fans Window or Wall Mounted | 1 | Medium | B | 1 | 2025 | 5 | 3 | 3.2 | 23401 | 7530
Water ¦ Local Hot Water ¦ Instantaneous Electric Water Heater - Non-Drinking Water | 1 | Medium | B | 1 | 2025 | 5 | 3 | 3.2 | 23402 | 7531
HVAC ¦ Fan ¦ Local and Special Ventilation ¦ Fans Window or Wall Mounted | 1 | Medium | B | 8 | 2032 | 5 | 3 | 3.2 | 23403 | 20928
Fabric ¦ Superstructure ¦ Windows and External Doors ¦ External Doors ¦ Manual and Automatic Doors ¦ Emergency and Panic Escape Doors | 1 | Urgent | B | 11 | 2035 | 5 | 1 | 2.2 | 3999 | 23558
HVAC ¦ Fan ¦ Local and Special Ventilation ¦ Fans Window or Wall Mounted | 1 | Medium | B | 1 | 2025 | 5 | 3 | 3.2 | 23404 | 7532
Water ¦ Local Hot Water ¦ Instantaneous Electric Water Heater - Non-Drinking Water | 1 | Medium | B | 10 | 2034 | 5 | 3 | 3.2 | 23405 | 22736
Fire ¦ Fire Detection ¦ Fire Alarm System | 1 | Urgent | B | 11 | 2035 | 5 | 1 | 2.2 | 4000 | 23559
Electrical ¦ LV Distribution ¦ Distribution Board ¦ Sub | 1 | High | B | 1 | 2025 | 5 | 2 | 2.7 | 13455 | 3515
Fabric ¦ Superstructure ¦ Windows and External Doors ¦ External Doors ¦ Manual and Automatic Doors ¦ Auto / Powered Sliding Doors | 1 | High | B | 19 | 2043 | 5 | 2 | 2.7 | 13456 | 31177
Fire ¦ Fire Detection ¦ Fire Alarm System | 1 | Urgent | B | 7 | 2031 | 5 | 1 | 2.2 | 4001 | 19275
Electrical ¦ LV Distribution ¦ Distribution Board ¦ Sub | 1 | High | B | 6 | 2030 | 5 | 2 | 2.7 | 13457 | 17535
HVAC ¦ Local Air Conditioning ¦ Single-Split Condenser - Split Systems/Heat Pumps - Air-cooled with Direct Expansion Evaporator (DX) | 1 | Medium | B | 1 | 2025 | 5 | 3 | 3.2 | 23406 | 7533
Electrical ¦ Lighting ¦ Internal ¦ Emergency ¦ Self Contained ¦ Non LED | 1 | Urgent | B | 1 | 2025 | 5 | 1 | 2.2 | 4002 | 1237
Fabric ¦ Superstructure ¦ Windows and External Doors ¦ External Doors ¦ Entrance Doors | 1 | High | B | 26 | 2050 | 5 | 2 | 2.7 | 13458 | 33495
Fabric ¦ Superstructure ¦ Windows and External Doors ¦ Roller Shutters ¦ Manual Roller Shutter | 1 | High | B | 11 | 2035 | 5 | 2 | 2.7 | 13459 | 24335
Communication and Control ¦ Communication Systems ¦ Public Address (PA) System | 1 | Medium | B | 2 | 2026 | 5 | 3 | 3.2 | 23407 | 13064
Electrical ¦ Lighting ¦ Internal ¦ Emergency ¦ Self Contained ¦ LED | 4 | Urgent | C | 17 | 2041 | 4 | 1 | 1.9 | 635 | 29969
Electrical ¦ LV Distribution ¦ Distribution Board ¦ Sub | 1 | High | B | 6 | 2030 | 5 | 2 | 2.7 | 13460 | 17536
Fire ¦ Fire Detection ¦ Fire Alarm Panel / Repeater | 1 | Urgent | B | 1 | 2025 | 5 | 1 | 2.2 | 4003 | 1238
HVAC ¦ Fan ¦ Central Cooling ¦ Axial | 1 | Medium | B | 1 | 2025 | 5 | 3 | 3.2 | 23408 | 7534
Fabric ¦ Superstructure ¦ Windows and External Doors ¦ External Doors ¦ Entrance Doors | 1 | High | B | 11 | 2035 | 5 | 2 | 2.7 | 13461 | 24336
HVAC ¦ Ventilation ¦ Air Handling Unit (AHU) ¦ External ¦ Central Air Conditioning ¦ Electric & DX | 1 | Medium | B | 7 | 2031 | 5 | 3 | 3.2 | 23409 | 19895
Electrical ¦ LV Distribution ¦ Distribution Board ¦ Sub | 1 | High | C | 1 | 2025 | 4 | 2 | 2.4 | 10521 | 2389
Fabric ¦ Superstructure ¦ Windows and External Doors ¦ Roller Shutters ¦ Manual Roller Shutter | 1 | High | B | 1 | 2025 | 5 | 2 | 2.7 | 13462 | 3516
Electrical ¦ Lighting ¦ External ¦ General - LED | 5 | Medium | B | 10 | 2034 | 5 | 3 | 3.2 | 23410 | 22737
HVAC ¦ Heat Emitters - Local ¦ Gas Fired Natural and Fan Assisted Heaters | 1 | Medium | C | 1 | 2025 | 4 | 3 | 2.9 | 18564 | 5496
Electrical ¦ LV Distribution ¦ Distribution Board ¦ Sub | 1 | High | D | 1 | 2025 | 3 | 2 | 2.1 | 1127 | 773
Fabric ¦ Superstructure ¦ Windows and External Doors ¦ External Doors ¦ Manual and Automatic Doors ¦ Emergency and Panic Escape Doors | 1 | Urgent | B | 21 | 2045 | 5 | 1 | 2.2 | 4004 | 31975
Fabric ¦ Superstructure ¦ Windows and External Doors ¦ Roller Shutters ¦ Manual Roller Shutter | 1 | High | B | 1 | 2025 | 5 | 2 | 2.7 | 13463 | 3517
Fabric ¦ Superstructure ¦ Windows and External Doors ¦ External Doors ¦ Entrance Doors | 1 | High | B | 23 | 2047 | 5 | 2 | 2.7 | 13464 | 33193
Fire ¦ Fire Detection ¦ Fire Alarm System | 1 | Urgent | B | 7 | 2031 | 5 | 1 | 2.2 | 4005 | 19276
HVAC ¦ Ventilation ¦ Air Handling Unit (AHU) ¦ Internal ¦ Central Heating (Internally Sourced) ¦ Electric Heating | 1 | Medium | B | 2 | 2026 | 5 | 3 | 3.2 | 23411 | 13065
Fabric ¦ Superstructure ¦ Windows and External Doors ¦ External Doors ¦ Entrance Doors | 1 | High | B | 1 | 2025 | 5 | 2 | 2.7 | 13465 | 3518
Controls ¦ Building Management System (BMS) ¦ BMS Control Panel | 1 | High | B | 6 | 2030 | 5 | 2 | 2.7 | 13466 | 17537
Electrical ¦ Lighting ¦ Internal ¦ General ¦ LED Fittings & Luminaires | 13 | Medium | C | 12 | 2036 | 4 | 3 | 2.9 | 18565 | 26284
Electrical ¦ Lighting ¦ Internal ¦ Emergency ¦ Self Contained ¦ LED | 10 | Urgent | B | 20 | 2044 | 5 | 1 | 2.2 | 4006 | 31450
Fire ¦ Fire Fighting ¦ Fire Extinguishers ¦ Foam | 1 | Urgent | B | 1 | 2025 | 5 | 1 | 2.2 | 4007 | 1239
Fabric ¦ Superstructure ¦ Internal Doors ¦ Roller Shutters ¦ Electric Roller Shutter | 1 | Medium | B | 11 | 2035 | 5 | 3 | 3.2 | 23412 | 25130
Fabric ¦ Superstructure ¦ Windows and External Doors ¦ Roller Shutters ¦ Manual Roller Shutter | 1 | High | B | 1 | 2025 | 5 | 2 | 2.7 | 13467 | 3519
HVAC ¦ Heat Emitters - Central ¦ Radiators ¦ Steel | 4 | Medium | B | 1 | 2025 | 5 | 3 | 3.2 | 23413 | 7535
Fire ¦ Fire Fighting ¦ Fire Extinguishers ¦ CO2 | 2 | Urgent | B | 2 | 2026 | 5 | 1 | 2.2 | 4008 | 12546
HVAC ¦ Local and Special Ventilation ¦ Unit extract fans. | 1 | Medium | B | 1 | 2025 | 5 | 3 | 3.2 | 23414 | 7536
Fire ¦ Fire Fighting ¦ Fire Extinguishers ¦ CO2 | 1 | Urgent | B | 5 | 2029 | 5 | 1 | 2.2 | 4009 | 14352
Fire ¦ Fire Fighting ¦ Fire Extinguishers ¦ CO2 | 3 | Urgent | B | 6 | 2030 | 5 | 1 | 2.2 | 4010 | 16202
Security ¦ Access ¦ Access Control ¦ Gate Access - Local Lock / Keypad / Manual (External) | 1 | Medium | B | 1 | 2025 | 5 | 3 | 3.2 | 23415 | 7537
Fabric ¦ Superstructure ¦ Windows and External Doors ¦ Roller Shutters ¦ Manual Roller Shutter | 1 | High | B | 11 | 2035 | 5 | 2 | 2.7 | 13468 | 24337
Transport ¦ Lifts ¦ Passenger Lift electric ¦ Electric | 1 | Medium | B | 10 | 2034 | 5 | 3 | 3.2 | 23416 | 22738
Fabric ¦ Superstructure ¦ Windows and External Doors ¦ External Doors ¦ Manual and Automatic Doors ¦ High Security Door | 1 | High | B | 11 | 2035 | 5 | 2 | 2.7 | 13469 | 24338
Fabric ¦ Superstructure ¦ Windows and External Doors ¦ External Doors ¦ Manual and Automatic Doors ¦ High Security Door | 1 | High | B | 34 | 2058 | 5 | 2 | 2.7 | 13470 | 33871
Electrical ¦ LV Distribution ¦ Distribution Board ¦ Sub | 1 | High | B | 8 | 2032 | 5 | 2 | 2.7 | 13471 | 20703
Fabric ¦ Superstructure ¦ Windows and External Doors ¦ External Doors ¦ Manual and Automatic Doors ¦ Emergency and Panic Escape Doors | 1 | Urgent | B | 11 | 2035 | 5 | 1 | 2.2 | 4011 | 23560
Fire ¦ Fire Detection ¦ Fire Alarm Panel / Repeater | 1 | Urgent | B | 5 | 2029 | 5 | 1 | 2.2 | 4012 | 14353
Fabric ¦ Superstructure ¦ Windows and External Doors ¦ Roller Shutters ¦ Manual Roller Shutter | 1 | High | B | 1 | 2025 | 5 | 2 | 2.7 | 13472 | 3520
Electrical ¦ Lighting ¦ Internal ¦ Emergency ¦ Self Contained ¦ LED | 2 | Urgent | B | 13 | 2037 | 5 | 1 | 2.2 | 4013 | 26846
Electrical ¦ Specialist Lighting ¦ Internal ¦ Illuminated Fire Exit Signage | 3 | Urgent | B | 16 | 2040 | 5 | 1 | 2.2 | 4014 | 28749
Fire ¦ Fire Fighting ¦ Fire Extinguishers ¦ Foam | 2 | Urgent | B | 1 | 2025 | 5 | 1 | 2.2 | 4015 | 1240
Fabric ¦ Superstructure ¦ Windows and External Doors ¦ External Doors ¦ Manual and Automatic Doors ¦ Emergency and Panic Escape Doors | 1 | Urgent | B | 11 | 2035 | 5 | 1 | 2.2 | 4016 | 23561
Communication and Control ¦ Communication Systems ¦ Public Address (PA) System | 1 | Medium | B | 13 | 2037 | 5 | 3 | 3.2 | 23417 | 27116
Electrical ¦ Lighting ¦ Internal ¦ Emergency ¦ Self Contained ¦ Non LED | 5 | Urgent | B | 1 | 2025 | 5 | 1 | 2.2 | 4017 | 1241
Electrical ¦ Lighting ¦ External ¦ General - LED | 4 | Medium | B | 11 | 2035 | 5 | 3 | 3.2 | 23418 | 25131
HVAC ¦ Fan ¦ Central Heating & Cooling ¦ Bifurcated | 1 | Medium | B | 1 | 2025 | 5 | 3 | 3.2 | 23419 | 7538
Fabric ¦ Superstructure ¦ Windows and External Doors ¦ Roller Shutters ¦ Manual Roller Shutter | 1 | High | B | 11 | 2035 | 5 | 2 | 2.7 | 13473 | 24339
Fabric ¦ Superstructure ¦ Windows and External Doors ¦ External Doors ¦ Manual and Automatic Doors ¦ Emergency and Panic Escape Doors | 1 | Urgent | B | 7 | 2031 | 5 | 1 | 2.2 | 4018 | 19277
Electrical ¦ Specialist Lighting ¦ Internal ¦ Illuminated Fire Exit Signage | 3 | Urgent | B | 11 | 2035 | 5 | 1 | 2.2 | 4019 | 23562
HVAC ¦ Heat Emitters - Local ¦ Electric Heaters | 1 | Medium | B | 1 | 2025 | 5 | 3 | 3.2 | 23420 | 7539
Fabric ¦ Superstructure ¦ Windows and External Doors ¦ External Doors ¦ Manual and Automatic Doors ¦ Emergency and Panic Escape Doors | 1 | Urgent | B | 11 | 2035 | 5 | 1 | 2.2 | 4020 | 23563
Fire ¦ Fire Fighting ¦ Fire Extinguishers ¦ CO2 | 5 | Urgent | B | 3 | 2027 | 5 | 1 | 2.2 | 4021 | 13284
Fire ¦ Fire Fighting ¦ Fire Extinguishers ¦ Foam | 3 | Urgent | B | 1 | 2025 | 5 | 1 | 2.2 | 4022 | 1242
Fire ¦ Fire Fighting ¦ Fire Blanket | 1 | Urgent | B | 1 | 2025 | 5 | 1 | 2.2 | 4023 | 1243
Fire ¦ Fire Fighting ¦ Fire Blanket | 1 | Urgent | B | 4 | 2028 | 5 | 1 | 2.2 | 4024 | 13809
Electrical ¦ LV Distribution ¦ Distribution Board ¦ Sub | 1 | High | D | 1 | 2025 | 3 | 2 | 2.1 | 1128 | 774
Electrical ¦ LV Distribution ¦ Distribution Board ¦ Sub | 1 | High | B | 6 | 2030 | 5 | 2 | 2.7 | 13474 | 17538
Electrical ¦ LV Distribution ¦ Distribution Board ¦ Sub | 1 | High | B | 1 | 2025 | 5 | 2 | 2.7 | 13475 | 3521
Fire ¦ Fire Fighting ¦ Fire Extinguishers ¦ CO2 | 2 | Urgent | B | 6 | 2030 | 5 | 1 | 2.2 | 4025 | 16203
HVAC ¦ Local Air Conditioning ¦ Single-Split Evaporator - Split Systems/Heat Pumps - Air-cooled with Direct Expansion Evaporator (DX) | 1 | Medium | B | 1 | 2025 | 5 | 3 | 3.2 | 23421 | 7540
Fabric ¦ Superstructure ¦ Internal Doors ¦ Roller Shutters ¦ Electric Roller Shutter | 1 | Medium | B | 9 | 2033 | 5 | 3 | 3.2 | 23422 | 21738
HVAC ¦ Ventilation ¦ Air Handling Unit (AHU) ¦ Internal ¦ Central Air Conditioning ¦ Gas Fired | 1 | Medium | A | 18 | 2042 | 6 | 3 | 3.5 | 32502 | 31012
Fabric ¦ Superstructure ¦ Windows and External Doors ¦ External Doors ¦ Entrance Doors | 1 | High | B | 11 | 2035 | 5 | 2 | 2.7 | 13476 | 24340
Electrical ¦ Specialist Lighting ¦ Internal ¦ Illuminated Fire Exit Signage | 1 | Urgent | B | 12 | 2036 | 5 | 1 | 2.2 | 4026 | 25999
HVAC ¦ Central Air Conditioning ¦ Air Conditioning ¦ Multi-Split Condenser - Split Systems/Heat Pumps - Air-cooled with Direct Expansion Evaporator (DX) | 1 | Medium | B | 1 | 2025 | 5 | 3 | 3.2 | 23423 | 7541
Electrical ¦ LV Distribution ¦ Distribution Board ¦ Sub | 1 | High | B | 1 | 2025 | 5 | 2 | 2.7 | 13477 | 3522
Electrical ¦ Specialist Lighting ¦ Internal ¦ Illuminated Fire Exit Signage | 1 | Urgent | B | 8 | 2032 | 5 | 1 | 2.2 | 4027 | 20377
Electrical ¦ Lighting ¦ Internal ¦ Emergency ¦ Externally Powered ¦ LED | 7 | Urgent | B | 19 | 2043 | 5 | 1 | 2.2 | 4028 | 31058
Electrical ¦ Lighting ¦ Internal ¦ Emergency ¦ Self Contained ¦ Non LED | 3 | Urgent | B | 7 | 2031 | 5 | 1 | 2.2 | 4029 | 19278
Water ¦ Local Hot Water ¦ Package Electric Water Heaters - Non-Drinking Water | 1 | Medium | B | 8 | 2032 | 5 | 3 | 3.2 | 23424 | 20929
HVAC ¦ Local and Special Ventilation ¦ Unit extract fans. | 1 | Medium | C | 6 | 2030 | 4 | 3 | 2.9 | 18566 | 17932
HVAC ¦ Heat Emitters - Local ¦ Gas Fired Unit Heaters | 1 | Medium | B | 1 | 2025 | 5 | 3 | 3.2 | 23425 | 7542
Electrical ¦ Specialist Lighting ¦ Internal ¦ Illuminated Fire Exit Signage | 2 | Urgent | B | 8 | 2032 | 5 | 1 | 2.2 | 4030 | 20378
Electrical ¦ Lighting ¦ Internal ¦ General | 24 | Medium | C | 1 | 2025 | 4 | 3 | 2.9 | 18567 | 5497
HVAC ¦ Heat Emitters - Local ¦ Electric Heaters | 2 | Medium | B | 4 | 2028 | 5 | 3 | 3.2 | 23426 | 14094
Electrical ¦ Lighting ¦ Internal ¦ Emergency ¦ Self Contained ¦ LED | 4 | Urgent | B | 15 | 2039 | 5 | 1 | 2.2 | 4031 | 27820
Electrical ¦ LV Distribution ¦ Distribution Board ¦ Sub | 1 | High | B | 1 | 2025 | 5 | 2 | 2.7 | 13478 | 3523
Fabric ¦ Superstructure ¦ Windows and External Doors ¦ Roller Shutters ¦ Manual Roller Shutter | 1 | High | B | 2 | 2026 | 5 | 2 | 2.7 | 13479 | 12888
Electrical ¦ Lighting ¦ Internal ¦ Emergency ¦ Self Contained ¦ LED | 6 | Urgent | C | 17 | 2041 | 4 | 1 | 1.9 | 636 | 29970
HVAC ¦ Heat Emitters - Central ¦ Radiators ¦ Steel | 1 | Medium | B | 6 | 2030 | 5 | 3 | 3.2 | 23427 | 18603
Electrical ¦ LV Distribution ¦ Distribution Board ¦ Sub | 1 | High | B | 6 | 2030 | 5 | 2 | 2.7 | 13480 | 17539
Fabric ¦ Superstructure ¦ Internal Doors ¦ Roller Shutters ¦ Electric Roller Shutter | 1 | Medium | B | 11 | 2035 | 5 | 3 | 3.2 | 23428 | 25132
HVAC ¦ Local Air Conditioning ¦ Single-Split Evaporator - Split Systems/Heat Pumps - Air-cooled with Direct Expansion Evaporator (DX) | 1 | Medium | B | 5 | 2029 | 5 | 3 | 3.2 | 23429 | 15010
HVAC ¦ Fan ¦ Central Heating & Cooling ¦ Bifurcated | 1 | Medium | B | 1 | 2025 | 5 | 3 | 3.2 | 23430 | 7543
Fire ¦ Fire Fighting ¦ Fire Extinguishers ¦ Powder | 1 | Urgent | B | 6 | 2030 | 5 | 1 | 2.2 | 4032 | 16204
HVAC ¦ Ventilation ¦ Air Handling Unit (AHU) ¦ Internal ¦ Central Ventilation Systems ¦ Ventilation Only | 1 | Medium | B | 1 | 2025 | 5 | 3 | 3.2 | 23431 | 7544
Water ¦ Local Hot Water ¦ Instantaneous Electric Water Heater - Non-Drinking Water | 1 | Medium | B | 1 | 2025 | 5 | 3 | 3.2 | 23432 | 7545
Fabric ¦ Superstructure ¦ Windows and External Doors ¦ Roller Shutters ¦ Electric Roller Shutter | 1 | High | B | 13 | 2037 | 5 | 2 | 2.7 | 13481 | 26968
Fire ¦ Fire Fighting ¦ Fire Extinguishers ¦ Foam | 1 | Urgent | B | 5 | 2029 | 5 | 1 | 2.2 | 4033 | 14354
Fire ¦ Fire Fighting ¦ Fire Extinguishers ¦ CO2 | 4 | Urgent | B | 5 | 2029 | 5 | 1 | 2.2 | 4034 | 14355
Electrical ¦ Specialist Lighting ¦ Internal ¦ Illuminated Fire Exit Signage | 1 | Urgent | B | 14 | 2038 | 5 | 1 | 2.2 | 4035 | 27354
HVAC ¦ Fan ¦ Local and Special Ventilation ¦ Centrifugal | 1 | Medium | B | 1 | 2025 | 5 | 3 | 3.2 | 23433 | 7546
Fabric ¦ Superstructure ¦ Windows and External Doors ¦ External Doors ¦ Manual and Automatic Doors ¦ Emergency and Panic Escape Doors | 1 | Urgent | B | 11 | 2035 | 5 | 1 | 2.2 | 4036 | 23564
HVAC ¦ Heat Emitters - Local ¦ Electric Heaters | 1 | Medium | B | 3 | 2027 | 5 | 3 | 3.2 | 23434 | 13504
HVAC ¦ Central Air Conditioning ¦ Air Conditioning ¦ Multi-Split Evaporator - Split Systems/Heat Pumps - Air-cooled with Direct Expansion Evaporator (DX) | 1 | Medium | B | 1 | 2025 | 5 | 3 | 3.2 | 23435 | 7547
Electrical ¦ LV Distribution ¦ Distribution Board ¦ Sub | 1 | High | B | 10 | 2034 | 5 | 2 | 2.7 | 13482 | 22330
Electrical ¦ LV Distribution ¦ Distribution Board ¦ Sub | 1 | High | B | 12 | 2036 | 5 | 2 | 2.7 | 13483 | 26173
HVAC ¦ Heat Emitters - Local ¦ Electric Overdoor Air Curtain/Heater | 1 | Medium | B | 1 | 2025 | 5 | 3 | 3.2 | 23436 | 7548
HVAC ¦ Fan ¦ Local and Special Ventilation ¦ Extract | 1 | Medium | B | 1 | 2025 | 5 | 3 | 3.2 | 23437 | 7549
Electrical ¦ Lighting ¦ External ¦ General - Non-LED | 1 | Medium | B | 1 | 2025 | 5 | 3 | 3.2 | 23438 | 7550
Electrical ¦ LV Distribution ¦ Distribution Board ¦ Main | 1 | High | B | 1 | 2025 | 5 | 2 | 2.7 | 13484 | 3524
HVAC ¦ Fan ¦ Local and Special Ventilation ¦ Fans Window or Wall Mounted | 1 | Medium | CX | 1 | 2025 | 2 | 3 | 2.3 | 10130 | 2080
Fabric ¦ Superstructure ¦ Windows and External Doors ¦ Roller Shutters ¦ Electric Roller Shutter | 1 | High | B | 1 | 2025 | 5 | 2 | 2.7 | 13485 | 3525
Fabric ¦ Superstructure ¦ Windows and External Doors ¦ Roller Shutters ¦ Manual Roller Shutter | 1 | High | B | 1 | 2025 | 5 | 2 | 2.7 | 13486 | 3526
Fabric ¦ Superstructure ¦ Windows and External Doors ¦ External Doors ¦ Entrance Doors | 1 | High | B | 10 | 2034 | 5 | 2 | 2.7 | 13487 | 22331
Fabric ¦ Superstructure ¦ Windows and External Doors ¦ External Doors ¦ Entrance Doors | 1 | High | B | 11 | 2035 | 5 | 2 | 2.7 | 13488 | 24341
Fabric ¦ Superstructure ¦ Internal Doors ¦ Roller Shutters ¦ Internal Manual Roller Shutter | 1 | Medium | B | 1 | 2025 | 5 | 3 | 3.2 | 23439 | 7551
Fire ¦ Fire Detection ¦ Fire Alarm Panel / Repeater | 1 | Urgent | B | 1 | 2025 | 5 | 1 | 2.2 | 4037 | 1244
HVAC ¦ Fan ¦ Central Ventilation Systems ¦ Extract | 1 | Medium | B | 7 | 2031 | 5 | 3 | 3.2 | 23440 | 19896
Electrical ¦ LV Distribution ¦ Distribution Board ¦ Sub | 1 | High | B | 4 | 2028 | 5 | 2 | 2.7 | 13489 | 13935
Water ¦ Local Hot Water ¦ Instantaneous Electric Water Heater - Non-Drinking Water | 1 | Medium | B | 3 | 2027 | 5 | 3 | 3.2 | 23441 | 13505
Fabric ¦ Superstructure ¦ Windows and External Doors ¦ External Doors ¦ Manual and Automatic Doors ¦ Emergency and Panic Escape Doors | 1 | Urgent | B | 11 | 2035 | 5 | 1 | 2.2 | 4038 | 23565
Fabric ¦ Superstructure ¦ Windows and External Doors ¦ External Doors ¦ Manual and Automatic Doors ¦ Emergency and Panic Escape Doors | 1 | Urgent | B | 17 | 2041 | 5 | 1 | 2.2 | 4039 | 30073
HVAC ¦ Heat Emitters - Central ¦ Radiators ¦ Aluminium | 4 | Medium | B | 1 | 2025 | 5 | 3 | 3.2 | 23442 | 7552
Electrical ¦ Lighting ¦ Internal ¦ Emergency ¦ Self Contained ¦ LED | 1 | Urgent | B | 17 | 2041 | 5 | 1 | 2.2 | 4040 | 30074
Fire ¦ Fire Fighting ¦ Fire Extinguishers ¦ Powder | 1 | Urgent | B | 2 | 2026 | 5 | 1 | 2.2 | 4041 | 12547
Fire ¦ Fire Fighting ¦ Fire Extinguishers ¦ CO2 | 4 | Urgent | B | 2 | 2026 | 5 | 1 | 2.2 | 4042 | 12548
HVAC ¦ Fan ¦ Central Cooling ¦ Axial | 1 | Medium | B | 1 | 2025 | 5 | 3 | 3.2 | 23443 | 7553
Electrical ¦ Lighting ¦ Internal ¦ General | 24 | Medium | B | 16 | 2040 | 5 | 3 | 3.2 | 23444 | 29479
Fire ¦ Fire Fighting ¦ Fire Extinguishers ¦ Foam | 1 | Urgent | B | 9 | 2033 | 5 | 1 | 2.2 | 4043 | 21293
Fabric ¦ Superstructure ¦ Windows and External Doors ¦ External Doors ¦ Entrance Doors | 1 | High | B | 21 | 2045 | 5 | 2 | 2.7 | 13490 | 32610
Fire ¦ Fire Fighting ¦ Fire Extinguishers ¦ Foam | 2 | Urgent | B | 2 | 2026 | 5 | 1 | 2.2 | 4044 | 12549
Fabric ¦ Superstructure ¦ Windows and External Doors ¦ External Doors ¦ Entrance Doors | 1 | High | B | 11 | 2035 | 5 | 2 | 2.7 | 13491 | 24342
Electrical ¦ Specialist Lighting ¦ Internal ¦ Illuminated Fire Exit Signage | 2 | Urgent | B | 1 | 2025 | 5 | 1 | 2.2 | 4045 | 1245
Electrical ¦ Specialist Lighting ¦ Internal ¦ Illuminated Fire Exit Signage | 1 | Urgent | B | 13 | 2037 | 5 | 1 | 2.2 | 4046 | 26847
Fabric ¦ Superstructure ¦ Windows and External Doors ¦ Roller Shutters ¦ Manual Roller Shutter | 1 | High | B | 5 | 2029 | 5 | 2 | 2.7 | 13492 | 14618
Electrical ¦ Lighting ¦ Internal ¦ Emergency ¦ Self Contained ¦ LED | 6 | Urgent | B | 21 | 2045 | 5 | 1 | 2.2 | 4047 | 31976
HVAC ¦ Heat Emitters - Local ¦ Electric Heaters | 3 | Medium | B | 3 | 2027 | 5 | 3 | 3.2 | 23445 | 13506
Fire ¦ Fire Fighting ¦ Fire Extinguishers ¦ CO2 | 7 | Urgent | B | 6 | 2030 | 5 | 1 | 2.2 | 4048 | 16205
Fire ¦ Fire Fighting ¦ Fire Extinguishers ¦ Foam | 3 | Urgent | B | 9 | 2033 | 5 | 1 | 2.2 | 4049 | 21294
HVAC ¦ Local Air Conditioning ¦ Single-Split Condenser - Split Systems/Heat Pumps - Air-cooled with Direct Expansion Evaporator (DX) | 1 | Medium | B | 1 | 2025 | 5 | 3 | 3.2 | 23446 | 7554
HVAC ¦ Fan ¦ Central Ventilation Systems ¦ Ventilating - General | 1 | Low | B | 1 | 2025 | 5 | 4 | 3.7 | 32951 | 11931
Water ¦ Local Hot Water ¦ Instantaneous Electric Water Heater - Non-Drinking Water | 1 | Medium | B | 1 | 2025 | 5 | 3 | 3.2 | 23447 | 7555
Fabric ¦ Superstructure ¦ Windows and External Doors ¦ Roller Shutters ¦ Electric Roller Shutter | 1 | High | B | 1 | 2025 | 5 | 2 | 2.7 | 13493 | 3527
HVAC ¦ Central Air Conditioning ¦ Air Conditioning ¦ Multi-Split Evaporator - Split Systems/Heat Pumps - Air-cooled with Direct Expansion Evaporator (DX) | 1 | Medium | B | 1 | 2025 | 5 | 3 | 3.2 | 23448 | 7556
Fire ¦ Fire Fighting ¦ Fire Blanket | 1 | Urgent | B | 4 | 2028 | 5 | 1 | 2.2 | 4050 | 13810
Fabric ¦ Superstructure ¦ Internal Doors ¦ Roller Shutters ¦ Electric Roller Shutter | 1 | Medium | B | 15 | 2039 | 5 | 3 | 3.2 | 23449 | 28404
Electrical ¦ Lighting ¦ Internal ¦ General ¦ LED Fittings & Luminaires | 23 | Medium | B | 12 | 2036 | 5 | 3 | 3.2 | 23450 | 26464
Electrical ¦ Lighting ¦ Internal ¦ General ¦ LED Fittings & Luminaires | 16 | Medium | B | 13 | 2037 | 5 | 3 | 3.2 | 23451 | 27117
Fire ¦ Fire Fighting ¦ Fire Extinguishers ¦ Foam | 4 | Urgent | B | 2 | 2026 | 5 | 1 | 2.2 | 4051 | 12550
Electrical ¦ LV Distribution ¦ Distribution Board ¦ Main | 1 | High | B | 18 | 2042 | 5 | 2 | 2.7 | 13494 | 30812
HVAC ¦ Central Heating (Internally Sourced) ¦ Boiler ¦ Combination Atmospheric Burner Gas Boiler | 1 | High | B | 1 | 2025 | 5 | 2 | 2.7 | 13495 | 3528
Water ¦ Local Hot Water ¦ Instantaneous Electric Water Heater - Non-Drinking Water | 1 | Medium | B | 11 | 2035 | 5 | 3 | 3.2 | 23452 | 25133
Fabric ¦ Superstructure ¦ Windows and External Doors ¦ External Doors ¦ Manual and Automatic Doors ¦ Auto / Powered Sliding Doors | 1 | High | B | 23 | 2047 | 5 | 2 | 2.7 | 13496 | 33194
Fabric ¦ Superstructure ¦ Windows and External Doors ¦ Roller Shutters ¦ Electric Roller Shutter | 1 | High | B | 7 | 2031 | 5 | 2 | 2.7 | 13497 | 19612
Controls ¦ Building Management System (BMS) ¦ BMS Control Panel | 1 | High | B | 7 | 2031 | 5 | 2 | 2.7 | 13498 | 19613
Electrical ¦ Lighting ¦ Internal ¦ General ¦ LED Fittings & Luminaires | 16 | Medium | B | 12 | 2036 | 5 | 3 | 3.2 | 23453 | 26465
Electrical ¦ Lighting ¦ Internal ¦ General ¦ LED Fittings & Luminaires | 10 | Medium | B | 12 | 2036 | 5 | 3 | 3.2 | 23454 | 26466
HVAC ¦ Heat Emitters - Local ¦ Electric Heaters | 1 | Medium | B | 1 | 2025 | 5 | 3 | 3.2 | 23455 | 7557
Electrical ¦ Lighting ¦ Internal ¦ Emergency ¦ Self Contained ¦ LED | 4 | Urgent | B | 1 | 2025 | 5 | 1 | 2.2 | 4052 | 1246
Water ¦ Local Hot Water ¦ Instantaneous Electric Water Heater - Non-Drinking Water | 1 | Medium | B | 7 | 2031 | 5 | 3 | 3.2 | 23456 | 19897
HVAC ¦ Fan ¦ Local and Special Ventilation ¦ Extract | 1 | Medium | CX | 1 | 2025 | 2 | 3 | 2.3 | 10131 | 2081
Electrical ¦ Specialist Lighting ¦ Internal ¦ Illuminated Fire Exit Signage | 3 | Urgent | B | 12 | 2036 | 5 | 1 | 2.2 | 4053 | 26000
Electrical ¦ Lighting ¦ Internal ¦ General | 14 | Medium | B | 1 | 2025 | 5 | 3 | 3.2 | 23457 | 7558
Electrical ¦ LV Distribution ¦ Distribution Board ¦ Sub | 1 | High | B | 1 | 2025 | 5 | 2 | 2.7 | 13499 | 3529
Fabric ¦ Superstructure ¦ Windows and External Doors ¦ Roller Shutters ¦ Electric Roller Shutter | 1 | High | B | 17 | 2041 | 5 | 2 | 2.7 | 13500 | 30312
Fabric ¦ Superstructure ¦ Windows and External Doors ¦ External Doors ¦ Manual and Automatic Doors ¦ Emergency and Panic Escape Doors | 1 | Urgent | B | 11 | 2035 | 5 | 1 | 2.2 | 4054 | 23566
Fire ¦ Fire Fighting ¦ Fire Extinguishers ¦ Foam | 5 | Urgent | B | 6 | 2030 | 5 | 1 | 2.2 | 4055 | 16206
HVAC ¦ Heat Emitters - Local ¦ Electric Heaters | 1 | Medium | B | 1 | 2025 | 5 | 3 | 3.2 | 23458 | 7559
HVAC ¦ Heat Emitters - Local ¦ Gas Fired Natural and Fan Assisted Heaters | 1 | Medium | B | 1 | 2025 | 5 | 3 | 3.2 | 23459 | 7560
Fabric ¦ Superstructure ¦ Internal Doors ¦ Roller Shutters ¦ Automatic Roller Shutter | 1 | High | B | 9 | 2033 | 5 | 2 | 2.7 | 13501 | 21583
HVAC ¦ Fan ¦ Local and Special Ventilation ¦ Centrifugal | 1 | Medium | B | 1 | 2025 | 5 | 3 | 3.2 | 23460 | 7561
HVAC ¦ Heat Emitters - Local ¦ Gas Fired Natural and Fan Assisted Heaters | 1 | Medium | C | 1 | 2025 | 4 | 3 | 2.9 | 18568 | 5498
Electrical ¦ Lighting ¦ Internal ¦ General ¦ LED Fittings & Luminaires | 10 | Medium | B | 12 | 2036 | 5 | 3 | 3.2 | 23461 | 26467
Electrical ¦ Lighting ¦ External ¦ General - LED | 8 | Medium | B | 11 | 2035 | 5 | 3 | 3.2 | 23462 | 25134
Electrical ¦ Specialist Lighting ¦ Internal ¦ Illuminated Fire Exit Signage | 5 | Urgent | B | 12 | 2036 | 5 | 1 | 2.2 | 4056 | 26001
Electrical ¦ Lighting ¦ Internal ¦ General ¦ LED Fittings & Luminaires | 4 | Medium | B | 16 | 2040 | 5 | 3 | 3.2 | 23463 | 29480
Electrical ¦ Lighting ¦ Internal ¦ Emergency ¦ Self Contained ¦ LED | 3 | Urgent | B | 11 | 2035 | 5 | 1 | 2.2 | 4057 | 23567
HVAC ¦ Fan ¦ Local and Special Ventilation ¦ Kitchen Vent ¦ Extract | 1 | Low | B | 11 | 2035 | 5 | 4 | 3.7 | 32952 | 25723
Fabric ¦ Superstructure ¦ Windows and External Doors ¦ Roller Shutters ¦ Manual Roller Shutter | 1 | High | B | 7 | 2031 | 5 | 2 | 2.7 | 13502 | 19614
HVAC ¦ Heat Emitters - Central ¦ Radiators ¦ Steel | 3 | Medium | B | 1 | 2025 | 5 | 3 | 3.2 | 23464 | 7562
Fire ¦ Fire Fighting ¦ Fire Extinguishers ¦ CO2 | 2 | Urgent | B | 2 | 2026 | 5 | 1 | 2.2 | 4058 | 12551
HVAC ¦ Fan ¦ Central Cooling ¦ Axial | 1 | Medium | B | 1 | 2025 | 5 | 3 | 3.2 | 23465 | 7563
HVAC ¦ Fan ¦ Local and Special Ventilation ¦ Extract | 1 | Medium | B | 5 | 2029 | 5 | 3 | 3.2 | 23466 | 15011
Fire ¦ Fire Fighting ¦ Fire Extinguishers ¦ Powder | 1 | Urgent | B | 9 | 2033 | 5 | 1 | 2.2 | 4059 | 21295
HVAC ¦ Local Air Conditioning ¦ Single-Split Condenser - Split Systems/Heat Pumps - Air-cooled with Direct Expansion Evaporator (DX) | 1 | Medium | B | 7 | 2031 | 5 | 3 | 3.2 | 23467 | 19898
Electrical ¦ LV Distribution ¦ Distribution Board ¦ Sub | 1 | High | D | 5 | 2029 | 3 | 2 | 2.1 | 1129 | 14290
Fabric ¦ Superstructure ¦ Windows and External Doors ¦ Roller Shutters ¦ Electric Roller Shutter | 1 | High | B | 7 | 2031 | 5 | 2 | 2.7 | 13503 | 19615
Electrical ¦ Lighting ¦ Internal ¦ General | 25 | Medium | C | 2 | 2026 | 4 | 3 | 2.9 | 18569 | 12974
Electrical ¦ Lighting ¦ Internal ¦ General ¦ LED Fittings & Luminaires | 8 | Medium | B | 12 | 2036 | 5 | 3 | 3.2 | 23468 | 26468
Electrical ¦ Specialist Lighting ¦ Internal ¦ Illuminated Fire Exit Signage | 1 | Urgent | B | 16 | 2040 | 5 | 1 | 2.2 | 4060 | 28750
Electrical ¦ LV Distribution ¦ Distribution Board ¦ Sub | 1 | High | B | 1 | 2025 | 5 | 2 | 2.7 | 13504 | 3530
Fabric ¦ Superstructure ¦ Windows and External Doors ¦ External Doors ¦ Manual and Automatic Doors ¦ Emergency and Panic Escape Doors | 1 | Urgent | B | 30 | 2054 | 5 | 1 | 2.2 | 4061 | 33673
Electrical ¦ Lighting ¦ Internal ¦ General | 7 | Medium | C | 1 | 2025 | 4 | 3 | 2.9 | 18570 | 5499
Electrical ¦ Lighting ¦ Internal ¦ General ¦ LED Fittings & Luminaires | 26 | Medium | B | 16 | 2040 | 5 | 3 | 3.2 | 23469 | 29481
Electrical ¦ Lighting ¦ Internal ¦ Emergency ¦ Self Contained ¦ Non LED | 2 | Urgent | B | 1 | 2025 | 5 | 1 | 2.2 | 4062 | 1247
Electrical ¦ LV Distribution ¦ Distribution Board ¦ Sub | 1 | High | B | 12 | 2036 | 5 | 2 | 2.7 | 13505 | 26174
Electrical ¦ Lighting ¦ Internal ¦ General ¦ LED Fittings & Luminaires | 7 | Medium | B | 6 | 2030 | 5 | 3 | 3.2 | 23470 | 18604
HVAC ¦ Heat Emitters - Local ¦ Electric Heaters | 1 | Medium | B | 1 | 2025 | 5 | 3 | 3.2 | 23471 | 7564
Fabric ¦ Superstructure ¦ Windows and External Doors ¦ External Doors ¦ Entrance Doors | 1 | High | B | 1 | 2025 | 5 | 2 | 2.7 | 13506 | 3531
Fire ¦ Fire Detection ¦ Fire Alarm Panel / Repeater | 1 | Urgent | B | 7 | 2031 | 5 | 1 | 2.2 | 4063 | 19279
Electrical ¦ Lighting ¦ Internal ¦ Emergency ¦ Self Contained ¦ Non LED | 12 | Urgent | C | 7 | 2031 | 4 | 1 | 1.9 | 637 | 19126
Electrical ¦ Lighting ¦ External ¦ General - LED | 1 | Medium | B | 1 | 2025 | 5 | 3 | 3.2 | 23472 | 7565
HVAC ¦ Heat Emitters - Local ¦ Electric Heaters | 2 | Medium | B | 1 | 2025 | 5 | 3 | 3.2 | 23473 | 7566
Electrical ¦ Lighting ¦ Internal ¦ General | 13 | Medium | B | 1 | 2025 | 5 | 3 | 3.2 | 23474 | 7567
HVAC ¦ Heat Emitters - Local ¦ Gas Fired Natural and Fan Assisted Heaters | 1 | Medium | B | 1 | 2025 | 5 | 3 | 3.2 | 23475 | 7568
Electrical ¦ LV Distribution ¦ Distribution Board ¦ Sub | 1 | High | D | 12 | 2036 | 3 | 2 | 2.1 | 1130 | 25931
HVAC ¦ Fan ¦ Central Ventilation Systems ¦ Ventilating - General | 1 | Low | B | 1 | 2025 | 5 | 4 | 3.7 | 32953 | 11932
HVAC ¦ Fan ¦ Central Cooling ¦ Axial | 1 | Medium | B | 3 | 2027 | 5 | 3 | 3.2 | 23476 | 13507
Fabric ¦ Barriers and Guardrails ¦ Vehicle Crash Protection Barrier | 1 | V Low | B | 1 | 2025 | 5 | 4 | 3.7 | 32954 | 11933
Fire ¦ Fire Detection ¦ Fire Alarm System | 1 | Urgent | B | 1 | 2025 | 5 | 1 | 2.2 | 4064 | 1248
Electrical ¦ Lighting ¦ Internal ¦ Emergency ¦ Self Contained ¦ LED | 5 | Urgent | B | 18 | 2042 | 5 | 1 | 2.2 | 4065 | 30636
HVAC ¦ Fan ¦ Central Ventilation Systems ¦ Ventilating - General | 1 | Low | C | 1 | 2025 | 4 | 4 | 3.4 | 32414 | 11696
Fabric ¦ Superstructure ¦ Windows and External Doors ¦ Roller Shutters ¦ Manual Roller Shutter | 1 | High | B | 1 | 2025 | 5 | 2 | 2.7 | 13507 | 3532
Fabric ¦ Superstructure ¦ Windows and External Doors ¦ Roller Shutters ¦ Manual Roller Shutter | 1 | High | B | 5 | 2029 | 5 | 2 | 2.7 | 13508 | 14619
Electrical ¦ Lighting ¦ Internal ¦ Emergency ¦ Self Contained ¦ LED | 1 | Urgent | B | 21 | 2045 | 5 | 1 | 2.2 | 4066 | 31977
Electrical ¦ LV Distribution ¦ Main Switch Panel at Supply Intake | 1 | Medium | B | 1 | 2025 | 5 | 3 | 3.2 | 23477 | 7569
Fabric ¦ Superstructure ¦ Windows and External Doors ¦ Roller Shutters ¦ Manual Roller Shutter | 1 | High | B | 16 | 2040 | 5 | 2 | 2.7 | 13509 | 29146
Fabric ¦ Superstructure ¦ Windows and External Doors ¦ External Doors ¦ Manual and Automatic Doors ¦ High Security Door | 1 | High | B | 23 | 2047 | 5 | 2 | 2.7 | 13510 | 33195
Fabric ¦ Superstructure ¦ Windows and External Doors ¦ External Doors ¦ Entrance Doors | 1 | High | B | 11 | 2035 | 5 | 2 | 2.7 | 13511 | 24343
Fire ¦ Fire Fighting ¦ Fire Extinguishers ¦ CO2 | 2 | Urgent | B | 7 | 2031 | 5 | 1 | 2.2 | 4067 | 19280
Fire ¦ Fire Fighting ¦ Fire Extinguishers ¦ Foam | 3 | Urgent | B | 6 | 2030 | 5 | 1 | 2.2 | 4068 | 16207
Fabric ¦ Superstructure ¦ Windows and External Doors ¦ Roller Shutters ¦ Electric Roller Shutter | 1 | High | B | 16 | 2040 | 5 | 2 | 2.7 | 13512 | 29147
Electrical ¦ Lighting ¦ Internal ¦ Emergency ¦ Self Contained ¦ LED | 7 | Urgent | B | 18 | 2042 | 5 | 1 | 2.2 | 4069 | 30637
Electrical ¦ Lighting ¦ Internal ¦ General ¦ LED Fittings & Luminaires | 4 | Medium | B | 15 | 2039 | 5 | 3 | 3.2 | 23478 | 28405
Fire ¦ Fire Fighting ¦ Fire Extinguishers ¦ CO2 | 6 | Urgent | B | 6 | 2030 | 5 | 1 | 2.2 | 4070 | 16208
Fire ¦ Fire Fighting ¦ Fire Extinguishers ¦ Foam | 5 | Urgent | B | 7 | 2031 | 5 | 1 | 2.2 | 4071 | 19281
Fire ¦ Fire Fighting ¦ Fire Extinguishers ¦ Foam | 4 | Urgent | B | 6 | 2030 | 5 | 1 | 2.2 | 4072 | 16209
Fire ¦ Fire Fighting ¦ Fire Extinguishers ¦ CO2 | 5 | Urgent | B | 1 | 2025 | 5 | 1 | 2.2 | 4073 | 1249
Electrical ¦ Lighting ¦ Internal ¦ Emergency ¦ Self Contained ¦ LED | 10 | Urgent | B | 20 | 2044 | 5 | 1 | 2.2 | 4074 | 31451
Electrical ¦ Lighting ¦ Internal ¦ General | 6 | Medium | B | 6 | 2030 | 5 | 3 | 3.2 | 23479 | 18605
Fire ¦ Fire Fighting ¦ Fire Extinguishers ¦ Foam | 5 | Urgent | B | 2 | 2026 | 5 | 1 | 2.2 | 4075 | 12552
Electrical ¦ LV Distribution ¦ Distribution Board ¦ Sub | 1 | High | B | 8 | 2032 | 5 | 2 | 2.7 | 13513 | 20704
HVAC ¦ Heat Emitters - Local ¦ Gas Fired Natural and Fan Assisted Heaters | 1 | Medium | DX | 1 | 2025 | 1 | 3 | 2 | 851 | 564
HVAC ¦ Heat Emitters - Local ¦ Gas Fired Natural and Fan Assisted Heaters | 1 | Medium | B | 1 | 2025 | 5 | 3 | 3.2 | 23480 | 7570
HVAC ¦ Fan ¦ Local and Special Ventilation ¦ Centrifugal | 1 | Medium | CX | 1 | 2025 | 2 | 3 | 2.3 | 10132 | 2082
HVAC ¦ Fan ¦ Central Cooling ¦ Axial | 1 | Medium | B | 3 | 2027 | 5 | 3 | 3.2 | 23481 | 13508
HVAC ¦ Fan ¦ Local and Special Ventilation ¦ Extract | 1 | Medium | CX | 1 | 2025 | 2 | 3 | 2.3 | 10133 | 2083
HVAC ¦ Heat Emitters - Local ¦ Gas Fired Natural and Fan Assisted Heaters | 1 | Medium | CX | 1 | 2025 | 2 | 3 | 2.3 | 10134 | 2084
Electrical ¦ Lighting ¦ Internal ¦ General | 18 | Medium | C | 1 | 2025 | 4 | 3 | 2.9 | 18571 | 5500
Electrical ¦ Specialist Lighting ¦ Internal ¦ Illuminated Fire Exit Signage | 3 | Urgent | B | 12 | 2036 | 5 | 1 | 2.2 | 4076 | 26002
HVAC ¦ Fan ¦ Local and Special Ventilation ¦ Fans Window or Wall Mounted | 1 | Medium | B | 8 | 2032 | 5 | 3 | 3.2 | 23482 | 20930
Electrical ¦ Lighting ¦ Internal ¦ Emergency ¦ Self Contained ¦ LED | 4 | Urgent | B | 20 | 2044 | 5 | 1 | 2.2 | 4077 | 31452
Electrical ¦ Lighting ¦ Internal ¦ General ¦ LED Fittings & Luminaires | 14 | Medium | B | 12 | 2036 | 5 | 3 | 3.2 | 23483 | 26469
HVAC ¦ Fan ¦ Central Cooling ¦ Axial | 1 | Medium | B | 1 | 2025 | 5 | 3 | 3.2 | 23484 | 7571
Fire ¦ Fire Fighting ¦ Fire Extinguishers ¦ Foam | 1 | Urgent | B | 2 | 2026 | 5 | 1 | 2.2 | 4078 | 12553
Fabric ¦ Superstructure ¦ Windows and External Doors ¦ External Doors ¦ Entrance Doors | 1 | High | C | 34 | 2058 | 4 | 2 | 2.4 | 10522 | 33862
HVAC ¦ Fan ¦ Local and Special Ventilation ¦ Extract | 1 | Medium | CX | 1 | 2025 | 2 | 3 | 2.3 | 10135 | 2085
Electrical ¦ Lighting ¦ Internal ¦ General ¦ LED Fittings & Luminaires | 41 | Medium | B | 13 | 2037 | 5 | 3 | 3.2 | 23485 | 27118
Fabric ¦ Superstructure ¦ Windows and External Doors ¦ External Doors ¦ Entrance Doors | 1 | High | B | 1 | 2025 | 5 | 2 | 2.7 | 13514 | 3533
Fabric ¦ Barriers and Guardrails ¦ Vehicle Crash Protection Barrier | 1 | V Low | B | 1 | 2025 | 5 | 4 | 3.7 | 32955 | 11934
HVAC ¦ Heat Emitters - Local ¦ Electric Heaters | 1 | Medium | B | 1 | 2025 | 5 | 3 | 3.2 | 23486 | 7572
HVAC ¦ Fan ¦ Central Ventilation Systems ¦ Ventilating - General | 1 | Low | B | 1 | 2025 | 5 | 4 | 3.7 | 32956 | 11935
Communication and Control ¦ Communication Systems ¦ Public Address (PA) System | 1 | Medium | B | 5 | 2029 | 5 | 3 | 3.2 | 23487 | 15012
Electrical ¦ Lighting ¦ Internal ¦ Emergency ¦ Self Contained ¦ LED | 15 | Urgent | B | 17 | 2041 | 5 | 1 | 2.2 | 4079 | 30075
HVAC ¦ Central Air Conditioning ¦ Air Conditioning ¦ Multi-Split Condenser - Split Systems/Heat Pumps - Air-cooled with Direct Expansion Evaporator (DX) | 1 | Medium | B | 5 | 2029 | 5 | 3 | 3.2 | 23488 | 15013
Fabric ¦ Superstructure ¦ Windows and External Doors ¦ Roller Shutters ¦ Manual Roller Shutter | 1 | High | B | 1 | 2025 | 5 | 2 | 2.7 | 13515 | 3534
HVAC ¦ Central Heating (Internally Sourced) ¦ Boiler ¦ Atmospheric Gas Burner/Condensing Combination Boiler (domestic type) | 1 | High | B | 4 | 2028 | 5 | 2 | 2.7 | 13516 | 13936
Electrical ¦ Specialist Lighting ¦ Internal ¦ Illuminated Fire Exit Signage | 5 | Urgent | B | 2 | 2026 | 5 | 1 | 2.2 | 4080 | 12554
Water ¦ Local Hot Water ¦ Instantaneous Electric Water Heater - Non-Drinking Water | 1 | Medium | C | 7 | 2031 | 4 | 3 | 2.9 | 18572 | 19723
Fabric ¦ Superstructure ¦ Windows and External Doors ¦ Roller Shutters ¦ Manual Roller Shutter | 1 | High | B | 1 | 2025 | 5 | 2 | 2.7 | 13517 | 3535
Electrical ¦ Specialist Lighting ¦ Internal ¦ Illuminated Fire Exit Signage | 6 | Urgent | B | 2 | 2026 | 5 | 1 | 2.2 | 4081 | 12555
Electrical ¦ Lighting ¦ Internal ¦ General ¦ LED Fittings & Luminaires | 48 | Medium | B | 12 | 2036 | 5 | 3 | 3.2 | 23489 | 26470
HVAC ¦ Heat Emitters - Local ¦ Electric Heaters | 2 | Medium | B | 1 | 2025 | 5 | 3 | 3.2 | 23490 | 7573
HVAC ¦ Local Air Conditioning ¦ Single-Split Condenser - Split Systems/Heat Pumps - Air-cooled with Direct Expansion Evaporator (DX) | 1 | Medium | B | 1 | 2025 | 5 | 3 | 3.2 | 23491 | 7574
Fire ¦ Fire Fighting ¦ Fire Extinguishers ¦ CO2 | 2 | Urgent | B | 6 | 2030 | 5 | 1 | 2.2 | 4082 | 16210
Fabric ¦ Superstructure ¦ Windows and External Doors ¦ External Doors ¦ Manual and Automatic Doors ¦ High Security Door | 1 | High | B | 1 | 2025 | 5 | 2 | 2.7 | 13518 | 3536
HVAC ¦ Fan ¦ Local and Special Ventilation ¦ Fans Window or Wall Mounted | 1 | Medium | B | 1 | 2025 | 5 | 3 | 3.2 | 23492 | 7575
Electrical ¦ Lighting ¦ Internal ¦ Emergency ¦ Self Contained ¦ Non LED | 8 | Urgent | B | 1 | 2025 | 5 | 1 | 2.2 | 4083 | 1250
Electrical ¦ LV Distribution ¦ Distribution Board ¦ Main | 1 | High | B | 1 | 2025 | 5 | 2 | 2.7 | 13519 | 3537
HVAC ¦ Fan ¦ Central Cooling ¦ Axial | 1 | Medium | B | 3 | 2027 | 5 | 3 | 3.2 | 23493 | 13509
Fabric ¦ Superstructure ¦ Windows and External Doors ¦ External Doors ¦ Entrance Doors | 1 | High | B | 11 | 2035 | 5 | 2 | 2.7 | 13520 | 24344
Water ¦ Local Hot Water ¦ Package Electric Water Heaters - Non-Drinking Water | 1 | Medium | B | 1 | 2025 | 5 | 3 | 3.2 | 23494 | 7576
HVAC ¦ Heat Emitters - Local ¦ Gas Fired Unit Heaters | 1 | Medium | B | 3 | 2027 | 5 | 3 | 3.2 | 23495 | 13510
Water ¦ Central Hot Water Distribution ¦ Hot water cylinders | 1 | High | B | 10 | 2034 | 5 | 2 | 2.7 | 13521 | 22332
HVAC ¦ Fan ¦ Local and Special Ventilation ¦ Extract | 1 | Medium | B | 1 | 2025 | 5 | 3 | 3.2 | 23496 | 7577
Electrical ¦ Specialist Lighting ¦ Internal ¦ Illuminated Fire Exit Signage | 2 | Urgent | B | 16 | 2040 | 5 | 1 | 2.2 | 4084 | 28751
HVAC ¦ Heat Emitters - Central ¦ Radiators ¦ Steel | 3 | Medium | B | 10 | 2034 | 5 | 3 | 3.2 | 23497 | 22739
HVAC ¦ Heat Emitters - Local ¦ Electric Heaters | 2 | Medium | B | 1 | 2025 | 5 | 3 | 3.2 | 23498 | 7578
Electrical ¦ Lighting ¦ Internal ¦ Emergency ¦ Self Contained ¦ LED | 1 | Urgent | B | 18 | 2042 | 5 | 1 | 2.2 | 4085 | 30638
HVAC ¦ Central Air Conditioning ¦ Air Conditioning ¦ Multi-Split Condenser - Split Systems/Heat Pumps - Air-cooled with Direct Expansion Evaporator (DX) | 1 | Medium | B | 5 | 2029 | 5 | 3 | 3.2 | 23499 | 15014
Fabric ¦ Superstructure ¦ Internal Doors ¦ Roller Shutters ¦ Electric Roller Shutter | 1 | Medium | B | 10 | 2034 | 5 | 3 | 3.2 | 23500 | 22740
Fabric ¦ Superstructure ¦ Windows and External Doors ¦ External Doors ¦ Manual and Automatic Doors ¦ High Security Door | 1 | High | B | 20 | 2044 | 5 | 2 | 2.7 | 13522 | 31612
Fire ¦ Fire Detection ¦ Fire Alarm System | 1 | Urgent | B | 1 | 2025 | 5 | 1 | 2.2 | 4086 | 1251
Electrical ¦ Lighting ¦ Internal ¦ Emergency ¦ Self Contained ¦ LED | 9 | Urgent | B | 22 | 2046 | 5 | 1 | 2.2 | 4087 | 32878
Electrical ¦ LV Distribution ¦ Distribution Board ¦ Sub | 1 | High | B | 1 | 2025 | 5 | 2 | 2.7 | 13523 | 3538
HVAC ¦ Local Air Conditioning ¦ Single-Split Evaporator - Split Systems/Heat Pumps - Air-cooled with Direct Expansion Evaporator (DX) | 1 | Medium | B | 1 | 2025 | 5 | 3 | 3.2 | 23501 | 7579
Water ¦ Local Hot Water ¦ Package Electric Water Heaters - Non-Drinking Water | 1 | Medium | B | 1 | 2025 | 5 | 3 | 3.2 | 23502 | 7580
Fabric ¦ Superstructure ¦ Windows and External Doors ¦ Roller Shutters ¦ Manual Roller Shutter | 1 | High | B | 1 | 2025 | 5 | 2 | 2.7 | 13524 | 3539
Fabric ¦ Superstructure ¦ Windows and External Doors ¦ Roller Shutters ¦ Manual Roller Shutter | 1 | High | B | 1 | 2025 | 5 | 2 | 2.7 | 13525 | 3540
Electrical ¦ Lighting ¦ Internal ¦ General | 29 | Medium | B | 1 | 2025 | 5 | 3 | 3.2 | 23503 | 7581
HVAC ¦ Local Air Conditioning ¦ Single-Split Condenser - Split Systems/Heat Pumps - Air-cooled with Direct Expansion Evaporator (DX) | 1 | Medium | B | 1 | 2025 | 5 | 3 | 3.2 | 23504 | 7582
HVAC ¦ Central Air Conditioning ¦ Air Conditioning ¦ Multi-Split Evaporator - Split Systems/Heat Pumps - Air-cooled with Direct Expansion Evaporator (DX) | 1 | Medium | B | 1 | 2025 | 5 | 3 | 3.2 | 23505 | 7583
Fabric ¦ Superstructure ¦ Windows and External Doors ¦ Roller Shutters ¦ Manual Roller Shutter | 1 | High | B | 7 | 2031 | 5 | 2 | 2.7 | 13526 | 19616
Fabric ¦ Superstructure ¦ Windows and External Doors ¦ Roller Shutters ¦ Manual Roller Shutter | 1 | High | B | 1 | 2025 | 5 | 2 | 2.7 | 13527 | 3541
Transport ¦ Lifts ¦ Disabled Lift ¦ Electric | 1 | High | C | 1 | 2025 | 4 | 2 | 2.4 | 10523 | 2390
Electrical ¦ LV Distribution ¦ Distribution Board ¦ Sub | 1 | High | B | 12 | 2036 | 5 | 2 | 2.7 | 13528 | 26175
Electrical ¦ LV Distribution ¦ Distribution Board ¦ Sub | 1 | High | B | 6 | 2030 | 5 | 2 | 2.7 | 13529 | 17540
HVAC ¦ Central Heating (Internally Sourced) ¦ Burner ¦ Blown gas burner | 1 | Medium | B | 1 | 2025 | 5 | 3 | 3.2 | 23506 | 7584
HVAC ¦ Heat Emitters - Local ¦ Electric Heaters | 4 | Medium | B | 3 | 2027 | 5 | 3 | 3.2 | 23507 | 13511
Fire ¦ Fire Fighting ¦ Fire Extinguishers ¦ Water | 3 | Urgent | B | 2 | 2026 | 5 | 1 | 2.2 | 4088 | 12556
Electrical ¦ LV Distribution ¦ Distribution Board ¦ Sub | 1 | High | B | 1 | 2025 | 5 | 2 | 2.7 | 13530 | 3542
HVAC ¦ Central Air Conditioning ¦ Air Conditioning ¦ Multi-Split Evaporator - Split Systems/Heat Pumps - Air-cooled with Direct Expansion Evaporator (DX) | 1 | Medium | B | 11 | 2035 | 5 | 3 | 3.2 | 23508 | 25135
Electrical ¦ LV Distribution ¦ Distribution Board ¦ Sub | 1 | High | D | 1 | 2025 | 3 | 2 | 2.1 | 1131 | 775
Water ¦ Local Hot Water ¦ Instantaneous Electric Water Heater - Non-Drinking Water | 1 | Medium | D | 1 | 2025 | 3 | 3 | 2.6 | 11099 | 2614
Electrical ¦ LV Distribution ¦ Distribution Board ¦ Sub | 1 | High | B | 1 | 2025 | 5 | 2 | 2.7 | 13531 | 3543
HVAC ¦ Central Heating (Internally Sourced) ¦ Boiler ¦ Burner Forced Draught [Pressure Jet] Oil | 1 | Medium | B | 1 | 2025 | 5 | 3 | 3.2 | 23509 | 7585
HVAC ¦ Fan ¦ Local and Special Ventilation ¦ Axial | 1 | Medium | B | 9 | 2033 | 5 | 3 | 3.2 | 23510 | 21739
HVAC ¦ Local Air Conditioning ¦ Single-Split Condenser - Split Systems/Heat Pumps - Air-cooled with Direct Expansion Evaporator (DX) | 1 | Medium | B | 1 | 2025 | 5 | 3 | 3.2 | 23511 | 7586
Water ¦ Local Hot Water ¦ Instantaneous Electric Water Heater - Non-Drinking Water | 1 | Medium | B | 1 | 2025 | 5 | 3 | 3.2 | 23512 | 7587
HVAC ¦ Central Heating (Internally Sourced) ¦ Burner ¦ Blown gas burner | 1 | Medium | B | 1 | 2025 | 5 | 3 | 3.2 | 23513 | 7588
Fire ¦ Fire Detection ¦ Fire Alarm System | 1 | Urgent | B | 1 | 2025 | 5 | 1 | 2.2 | 4089 | 1252
Controls ¦ Multi-System Controls ¦ Control Panel - Electrical Services (excluding Electrical Controllers and Pneumatic Relays) | 1 | Medium | B | 1 | 2025 | 5 | 3 | 3.2 | 23514 | 7589
Electrical ¦ LV Distribution ¦ Distribution Board ¦ Sub | 1 | High | B | 6 | 2030 | 5 | 2 | 2.7 | 13532 | 17541
HVAC ¦ Central Heating (Internally Sourced) ¦ Boiler ¦ Atmospheric Gas Burner/Condensing Combination Boiler (domestic type) | 1 | High | B | 8 | 2032 | 5 | 2 | 2.7 | 13533 | 20705
HVAC ¦ Fan ¦ Central Cooling ¦ Axial | 1 | Medium | B | 1 | 2025 | 5 | 3 | 3.2 | 23515 | 7590
Electrical ¦ Specialist Lighting ¦ Internal ¦ Illuminated Fire Exit Signage | 1 | Urgent | B | 16 | 2040 | 5 | 1 | 2.2 | 4090 | 28752
Fabric ¦ Superstructure ¦ Windows and External Doors ¦ Roller Shutters ¦ Manual Roller Shutter | 1 | High | B | 1 | 2025 | 5 | 2 | 2.7 | 13534 | 3544
HVAC ¦ Fan ¦ Local and Special Ventilation ¦ Extract | 1 | Medium | B | 1 | 2025 | 5 | 3 | 3.2 | 23516 | 7591
Electrical ¦ Lighting ¦ Internal ¦ General ¦ LED Fittings & Luminaires | 34 | Medium | B | 10 | 2034 | 5 | 3 | 3.2 | 23517 | 22741
HVAC ¦ Central Air Conditioning ¦ Air Conditioning ¦ Multi-Split Evaporator - Split Systems/Heat Pumps - Air-cooled with Direct Expansion Evaporator (DX) | 1 | Medium | B | 8 | 2032 | 5 | 3 | 3.2 | 23518 | 20931
HVAC ¦ Central Heating (Internally Sourced) ¦ Boiler ¦ Atmospheric Gas Burner Boiler - Small and/or Wall Hung for Light Commercial Installation | 1 | Medium | B | 1 | 2025 | 5 | 3 | 3.2 | 23519 | 7592
Controls ¦ Multi-System Controls ¦ Control Panel - Electrical Services (excluding Electrical Controllers and Pneumatic Relays) | 1 | Medium | B | 1 | 2025 | 5 | 3 | 3.2 | 23520 | 7593
Fuel ¦ Distribution Systems ¦ Internal Storage ¦ Pumps ¦ Fuel Transfer Pump - Diesel | 1 | Medium | A | 15 | 2039 | 6 | 3 | 3.5 | 32503 | 28565
HVAC ¦ Fan ¦ Central Ventilation Systems ¦ Ventilating - General | 1 | Low | A | 14 | 2038 | 6 | 4 | 4 | 33826 | 27708
Fabric ¦ Superstructure ¦ Windows and External Doors ¦ Roller Shutters ¦ Electric Roller Shutter | 1 | High | B | 1 | 2025 | 5 | 2 | 2.7 | 13535 | 3545
Electrical ¦ Lighting ¦ External ¦ General - Non-LED | 1 | Medium | CX | 1 | 2025 | 2 | 3 | 2.3 | 10136 | 2086
Electrical ¦ Specialist Lighting ¦ Internal ¦ Illuminated Fire Exit Signage | 1 | Urgent | B | 17 | 2041 | 5 | 1 | 2.2 | 4091 | 30076
Electrical ¦ Lighting ¦ Internal ¦ Emergency ¦ Self Contained ¦ LED | 1 | Urgent | B | 21 | 2045 | 5 | 1 | 2.2 | 4092 | 31978
Fire ¦ Fire Fighting ¦ Fire Extinguishers ¦ Foam | 3 | Urgent | B | 1 | 2025 | 5 | 1 | 2.2 | 4093 | 1253
Electrical ¦ LV Distribution ¦ Distribution Board ¦ Sub | 1 | High | B | 1 | 2025 | 5 | 2 | 2.7 | 13536 | 3546
Fabric ¦ Superstructure ¦ Windows and External Doors ¦ Roller Shutters ¦ Manual Roller Shutter | 1 | High | B | 1 | 2025 | 5 | 2 | 2.7 | 13537 | 3547
Electrical ¦ Specialist Lighting ¦ Internal ¦ Illuminated Fire Exit Signage | 1 | Urgent | B | 12 | 2036 | 5 | 1 | 2.2 | 4094 | 26003
HVAC ¦ Local Air Conditioning ¦ Single-Split Condenser - Split Systems/Heat Pumps - Air-cooled with Direct Expansion Evaporator (DX) | 1 | Medium | B | 13 | 2037 | 5 | 3 | 3.2 | 23521 | 27119
HVAC ¦ Local and Special Ventilation ¦ Unit extract fans. | 1 | Medium | D | 1 | 2025 | 3 | 3 | 2.6 | 11100 | 2615
HVAC ¦ Fan ¦ Central Cooling ¦ Axial | 1 | Medium | B | 1 | 2025 | 5 | 3 | 3.2 | 23522 | 7594
Electrical ¦ Specialist Lighting ¦ Internal ¦ Illuminated Fire Exit Signage | 5 | Urgent | B | 16 | 2040 | 5 | 1 | 2.2 | 4095 | 28753
HVAC ¦ Heat Emitters - Local ¦ Electric Heaters | 1 | Medium | B | 1 | 2025 | 5 | 3 | 3.2 | 23523 | 7595
Fabric ¦ Superstructure ¦ Windows and External Doors ¦ External Doors ¦ Manual and Automatic Doors ¦ Auto / Powered Swing Doors | 1 | High | C | 8 | 2032 | 4 | 2 | 2.4 | 10524 | 20643
Security ¦ Access ¦ Access Control ¦ Gate Access - Local Lock / Keypad / Manual (External) | 1 | Medium | B | 1 | 2025 | 5 | 3 | 3.2 | 23524 | 7596
HVAC ¦ Local Air Conditioning ¦ Single-Split Condenser - Split Systems/Heat Pumps - Air-cooled with Direct Expansion Evaporator (DX) | 1 | Medium | B | 1 | 2025 | 5 | 3 | 3.2 | 23525 | 7597
Fabric ¦ Superstructure ¦ Windows and External Doors ¦ External Doors ¦ Manual and Automatic Doors ¦ Emergency and Panic Escape Doors | 1 | Urgent | B | 11 | 2035 | 5 | 1 | 2.2 | 4096 | 23568
Electrical ¦ Lighting ¦ Internal ¦ Emergency ¦ Self Contained ¦ LED | 7 | Urgent | B | 20 | 2044 | 5 | 1 | 2.2 | 4097 | 31453
Fire ¦ Fire Fighting ¦ Fire Extinguishers ¦ CO2 | 1 | Urgent | B | 6 | 2030 | 5 | 1 | 2.2 | 4098 | 16211
Fire ¦ Fire Fighting ¦ Fire Extinguishers ¦ CO2 | 3 | Urgent | B | 2 | 2026 | 5 | 1 | 2.2 | 4099 | 12557
Electrical ¦ Lighting ¦ Internal ¦ General ¦ LED Fittings & Luminaires | 24 | Medium | B | 10 | 2034 | 5 | 3 | 3.2 | 23526 | 22742
Electrical ¦ Specialist Lighting ¦ Internal ¦ Illuminated Fire Exit Signage | 3 | Urgent | B | 13 | 2037 | 5 | 1 | 2.2 | 4100 | 26848
HVAC ¦ Heat Emitters - Local ¦ Electric Heaters | 1 | Medium | B | 3 | 2027 | 5 | 3 | 3.2 | 23527 | 13512
Electrical ¦ LV Distribution ¦ Distribution Board ¦ Main | 1 | High | B | 17 | 2041 | 5 | 2 | 2.7 | 13538 | 30313
HVAC ¦ Heat Emitters - Local ¦ Gas Fired Natural and Fan Assisted Heaters | 1 | Medium | B | 5 | 2029 | 5 | 3 | 3.2 | 23528 | 15015
Fabric ¦ Superstructure ¦ Windows and External Doors ¦ Roller Shutters ¦ Electric Roller Shutter | 1 | High | B | 1 | 2025 | 5 | 2 | 2.7 | 13539 | 3548
Fire ¦ Fire Fighting ¦ Fire Extinguishers ¦ CO2 | 4 | Urgent | B | 9 | 2033 | 5 | 1 | 2.2 | 4101 | 21296
HVAC ¦ Fan ¦ Central Heating & Cooling ¦ Ventilating - General | 1 | Medium | B | 1 | 2025 | 5 | 3 | 3.2 | 23529 | 7598
Fabric ¦ Superstructure ¦ Windows and External Doors ¦ Roller Shutters ¦ Electric Roller Shutter | 1 | High | B | 1 | 2025 | 5 | 2 | 2.7 | 13540 | 3549
Electrical ¦ Lighting ¦ Internal ¦ Emergency ¦ Self Contained ¦ LED | 5 | Urgent | B | 11 | 2035 | 5 | 1 | 2.2 | 4102 | 23569
Fire ¦ Fire Fighting ¦ Fire Extinguishers ¦ CO2 | 3 | Urgent | B | 6 | 2030 | 5 | 1 | 2.2 | 4103 | 16212
Fire ¦ Fire Fighting ¦ Fire Extinguishers ¦ CO2 | 4 | Urgent | B | 6 | 2030 | 5 | 1 | 2.2 | 4104 | 16213
HVAC ¦ Fan ¦ Central Heating & Cooling ¦ Ventilating - General | 1 | Medium | B | 1 | 2025 | 5 | 3 | 3.2 | 23530 | 7599
Fabric ¦ Superstructure ¦ Internal Doors ¦ Roller Shutters ¦ Electric Roller Shutter | 1 | Medium | B | 1 | 2025 | 5 | 3 | 3.2 | 23531 | 7600
Electrical ¦ Lighting ¦ Internal ¦ Emergency ¦ Externally Powered ¦ LED | 4 | Urgent | B | 19 | 2043 | 5 | 1 | 2.2 | 4105 | 31059
HVAC ¦ Heat Emitters - Local ¦ Electric Heaters | 1 | Medium | B | 1 | 2025 | 5 | 3 | 3.2 | 23532 | 7601
Fabric ¦ Superstructure ¦ Internal Doors ¦ Roller Shutters ¦ Electric Roller Shutter | 1 | Medium | B | 15 | 2039 | 5 | 3 | 3.2 | 23533 | 28406
Fabric ¦ Superstructure ¦ Windows and External Doors ¦ Roller Shutters ¦ Electric Roller Shutter | 1 | High | B | 1 | 2025 | 5 | 2 | 2.7 | 13541 | 3550
Electrical ¦ Specialist Lighting ¦ Internal ¦ Illuminated Fire Exit Signage | 1 | Urgent | B | 15 | 2039 | 5 | 1 | 2.2 | 4106 | 27821
Fabric ¦ Superstructure ¦ Windows and External Doors ¦ Roller Shutters ¦ Electric Roller Shutter | 1 | High | B | 20 | 2044 | 5 | 2 | 2.7 | 13542 | 31613
Security ¦ Access ¦ Access Control ¦ Gate Access - Local Lock / Keypad / Manual (External) | 1 | Medium | B | 1 | 2025 | 5 | 3 | 3.2 | 23534 | 7602
Electrical ¦ Lighting ¦ Internal ¦ General | 4 | Medium | B | 10 | 2034 | 5 | 3 | 3.2 | 23535 | 22743
Fire ¦ Fire Fighting ¦ Fire Extinguishers ¦ Foam | 3 | Urgent | B | 6 | 2030 | 5 | 1 | 2.2 | 4107 | 16214
Controls ¦ Multi-System Controls ¦ Control Panel - Electrical Services (excluding Electrical Controllers and Pneumatic Relays) | 1 | Medium | B | 4 | 2028 | 5 | 3 | 3.2 | 23536 | 14095
Fabric ¦ Superstructure ¦ Windows and External Doors ¦ External Doors ¦ Manual and Automatic Doors ¦ Emergency and Panic Escape Doors | 1 | Urgent | B | 21 | 2045 | 5 | 1 | 2.2 | 4108 | 31979
Security ¦ Access ¦ Access Control ¦ Gate Access - Local Lock / Keypad / Manual (External) | 1 | Medium | B | 1 | 2025 | 5 | 3 | 3.2 | 23537 | 7603
Fire ¦ Fire Fighting ¦ Fire Extinguishers ¦ Foam | 6 | Urgent | B | 9 | 2033 | 5 | 1 | 2.2 | 4109 | 21297
Fabric ¦ Superstructure ¦ Windows and External Doors ¦ External Doors ¦ Manual and Automatic Doors ¦ Emergency and Panic Escape Doors | 1 | Urgent | C | 6 | 2030 | 4 | 1 | 1.9 | 638 | 15706
Fabric ¦ Superstructure ¦ Windows and External Doors ¦ External Doors ¦ Manual and Automatic Doors ¦ Auto / Powered Swing Doors | 1 | High | C | 8 | 2032 | 4 | 2 | 2.4 | 10525 | 20644
HVAC ¦ Fan ¦ Local and Special Ventilation ¦ Fans Window or Wall Mounted | 1 | Medium | B | 10 | 2034 | 5 | 3 | 3.2 | 23538 | 22744
Fabric ¦ Superstructure ¦ Windows and External Doors ¦ External Doors ¦ Manual and Automatic Doors ¦ High Security Door | 1 | High | B | 11 | 2035 | 5 | 2 | 2.7 | 13543 | 24345
Electrical ¦ Lighting ¦ Internal ¦ General | 1 | Medium | C | 1 | 2025 | 4 | 3 | 2.9 | 18573 | 5501
Electrical ¦ Lighting ¦ Internal ¦ General ¦ LED Fittings & Luminaires | 10 | Medium | B | 12 | 2036 | 5 | 3 | 3.2 | 23539 | 26471
Fire ¦ Fire Fighting ¦ Fire Extinguishers ¦ Foam | 3 | Urgent | B | 6 | 2030 | 5 | 1 | 2.2 | 4110 | 16215
Electrical ¦ LV Distribution ¦ Distribution Board ¦ Sub | 1 | High | B | 1 | 2025 | 5 | 2 | 2.7 | 13544 | 3551
HVAC ¦ Local Air Conditioning ¦ Single-Split Evaporator - Split Systems/Heat Pumps - Air-cooled with Direct Expansion Evaporator (DX) | 1 | Medium | B | 5 | 2029 | 5 | 3 | 3.2 | 23540 | 15016
HVAC ¦ Heat Emitters - Local ¦ Gas Fired Unit Heaters | 1 | Medium | B | 3 | 2027 | 5 | 3 | 3.2 | 23541 | 13513
HVAC ¦ Fan ¦ Local and Special Ventilation ¦ Axial | 1 | Medium | C | 1 | 2025 | 4 | 3 | 2.9 | 18574 | 5502
Electrical ¦ Lighting ¦ External ¦ General - LED | 5 | Medium | B | 1 | 2025 | 5 | 3 | 3.2 | 23542 | 7604
HVAC ¦ Fan ¦ Local and Special Ventilation ¦ Fans Window or Wall Mounted | 1 | Medium | B | 1 | 2025 | 5 | 3 | 3.2 | 23543 | 7605
Water ¦ Local Hot Water ¦ Instantaneous Electric Water Heater - Non-Drinking Water | 1 | Medium | B | 11 | 2035 | 5 | 3 | 3.2 | 23544 | 25136
HVAC ¦ Fan ¦ Central Ventilation Systems ¦ Axial | 1 | Medium | B | 1 | 2025 | 5 | 3 | 3.2 | 23545 | 7606
HVAC ¦ Fan ¦ Local and Special Ventilation ¦ Axial | 1 | Medium | B | 1 | 2025 | 5 | 3 | 3.2 | 23546 | 7607
Transport ¦ Lifts ¦ Passenger Lift electric ¦ Electric | 1 | Medium | B | 6 | 2030 | 5 | 3 | 3.2 | 23547 | 18606
Fabric ¦ Superstructure ¦ Windows and External Doors ¦ Roller Shutters ¦ Manual Roller Shutter | 1 | High | B | 1 | 2025 | 5 | 2 | 2.7 | 13545 | 3552
Fabric ¦ Superstructure ¦ Windows and External Doors ¦ External Doors ¦ Entrance Doors | 1 | High | B | 21 | 2045 | 5 | 2 | 2.7 | 13546 | 32611
Fabric ¦ Superstructure ¦ Windows and External Doors ¦ External Doors ¦ Manual and Automatic Doors ¦ Emergency and Panic Escape Doors | 1 | Urgent | B | 8 | 2032 | 5 | 1 | 2.2 | 4111 | 20379
Electrical ¦ Lighting ¦ External ¦ General - LED | 2 | Medium | B | 11 | 2035 | 5 | 3 | 3.2 | 23548 | 25137
HVAC ¦ Local Air Conditioning ¦ Single-Split Evaporator - Split Systems/Heat Pumps - Air-cooled with Direct Expansion Evaporator (DX) | 1 | Medium | B | 5 | 2029 | 5 | 3 | 3.2 | 23549 | 15017
Electrical ¦ LV Distribution ¦ Distribution Board ¦ Sub | 1 | High | B | 6 | 2030 | 5 | 2 | 2.7 | 13547 | 17542
HVAC ¦ Fan ¦ Central Ventilation Systems ¦ Ventilating - General | 1 | Low | B | 1 | 2025 | 5 | 4 | 3.7 | 32957 | 11936
HVAC ¦ Heat Emitters - Local ¦ Gas Fired Natural and Fan Assisted Heaters | 1 | Medium | B | 10 | 2034 | 5 | 3 | 3.2 | 23550 | 22745
HVAC ¦ Ventilation ¦ Air Handling Unit (AHU) ¦ Internal ¦ Central Heating (Internally Sourced) ¦ Gas Fired | 1 | Medium | B | 1 | 2025 | 5 | 3 | 3.2 | 23551 | 7608
HVAC ¦ Heat Emitters - Local ¦ Gas Fired Unit Heaters | 1 | Medium | B | 3 | 2027 | 5 | 3 | 3.2 | 23552 | 13514
Fire ¦ Fire Fighting ¦ Fire Extinguishers ¦ CO2 | 1 | Urgent | A | 8 | 2032 | 6 | 1 | 2.5 | 10862 | 20654
Fabric ¦ Superstructure ¦ Internal Doors ¦ Roller Shutters ¦ Automatic Roller Shutter | 1 | High | C | 19 | 2043 | 4 | 2 | 2.4 | 10526 | 31124
Electrical ¦ Specialist Lighting ¦ Internal ¦ Illuminated Fire Exit Signage | 4 | Urgent | A | 18 | 2042 | 6 | 1 | 2.5 | 10863 | 30741
Electrical ¦ Lighting ¦ Internal ¦ Emergency ¦ Self Contained ¦ LED | 1 | Urgent | B | 15 | 2039 | 5 | 1 | 2.2 | 4112 | 27822
Electrical ¦ Lighting ¦ Internal ¦ Emergency ¦ Self Contained ¦ LED | 3 | Urgent | B | 11 | 2035 | 5 | 1 | 2.2 | 4113 | 23570
Fire ¦ Fire Fighting ¦ Fire Extinguishers ¦ Foam | 8 | Urgent | A | 10 | 2034 | 6 | 1 | 2.5 | 10864 | 22212
Water ¦ Local Hot Water ¦ Package Electric Water Heaters - Non-Drinking Water | 1 | Medium | B | 1 | 2025 | 5 | 3 | 3.2 | 23553 | 7609
Electrical ¦ LV Distribution ¦ Distribution Board ¦ Sub | 1 | High | B | 1 | 2025 | 5 | 2 | 2.7 | 13548 | 3553
Electrical ¦ Lighting ¦ Internal ¦ General ¦ LED Fittings & Luminaires | 91 | Medium | B | 16 | 2040 | 5 | 3 | 3.2 | 23554 | 29482
Electrical ¦ Lighting ¦ Internal ¦ General | 104 | Medium | B | 16 | 2040 | 5 | 3 | 3.2 | 23555 | 29483
Electrical ¦ Lighting ¦ Internal ¦ General | 6 | Medium | B | 4 | 2028 | 5 | 3 | 3.2 | 23556 | 14096
HVAC ¦ Local Air Conditioning ¦ Single-Split Condenser - Split Systems/Heat Pumps - Air-cooled with Direct Expansion Evaporator (DX) | 1 | Medium | B | 5 | 2029 | 5 | 3 | 3.2 | 23557 | 15018
HVAC ¦ Fan ¦ Local and Special Ventilation ¦ Axial | 1 | Medium | C | 1 | 2025 | 4 | 3 | 2.9 | 18575 | 5503
HVAC ¦ Fan ¦ Local and Special Ventilation ¦ Axial | 1 | Medium | B | 1 | 2025 | 5 | 3 | 3.2 | 23558 | 7610
Fabric ¦ Superstructure ¦ Windows and External Doors ¦ External Doors ¦ Manual and Automatic Doors ¦ High Security Door | 1 | High | B | 28 | 2052 | 5 | 2 | 2.7 | 13549 | 33621
Controls ¦ Multi-System Controls ¦ Control Panel - Electrical Services (excluding Electrical Controllers and Pneumatic Relays) | 1 | Medium | B | 1 | 2025 | 5 | 3 | 3.2 | 23559 | 7611
Fabric ¦ Superstructure ¦ Windows and External Doors ¦ Roller Shutters ¦ Manual Roller Shutter | 1 | High | B | 1 | 2025 | 5 | 2 | 2.7 | 13550 | 3554
Electrical ¦ Specialist Lighting ¦ Internal ¦ Illuminated Fire Exit Signage | 2 | Urgent | B | 12 | 2036 | 5 | 1 | 2.2 | 4114 | 26004
Electrical ¦ Lighting ¦ Internal ¦ Emergency ¦ Self Contained ¦ LED | 7 | Urgent | B | 21 | 2045 | 5 | 1 | 2.2 | 4115 | 31980
Fabric ¦ Superstructure ¦ Windows and External Doors ¦ External Doors ¦ Manual and Automatic Doors ¦ Emergency and Panic Escape Doors | 1 | Urgent | B | 21 | 2045 | 5 | 1 | 2.2 | 4116 | 31981
Fire ¦ Fire Detection ¦ Fire Alarm Panel / Repeater | 1 | Urgent | B | 1 | 2025 | 5 | 1 | 2.2 | 4117 | 1254
Security ¦ Access ¦ Access Control ¦ Gate Access - Local Lock / Keypad / Manual (External) | 1 | Medium | B | 8 | 2032 | 5 | 3 | 3.2 | 23560 | 20932
HVAC ¦ Fan ¦ Local and Special Ventilation ¦ Axial | 1 | Medium | B | 1 | 2025 | 5 | 3 | 3.2 | 23561 | 7612
Security ¦ Access ¦ Access Control ¦ Gate Access - Local Lock / Keypad / Manual (External) | 1 | Medium | B | 1 | 2025 | 5 | 3 | 3.2 | 23562 | 7613
Security ¦ Access ¦ Access Control ¦ Gate Access - Local Lock / Keypad / Manual (External) | 2 | Medium | B | 1 | 2025 | 5 | 3 | 3.2 | 23563 | 7614
Electrical ¦ Lighting ¦ External ¦ General - LED | 2 | Medium | B | 11 | 2035 | 5 | 3 | 3.2 | 23564 | 25138
Electrical ¦ Lighting ¦ Internal ¦ General | 6 | Medium | B | 1 | 2025 | 5 | 3 | 3.2 | 23565 | 7615
Electrical ¦ Lighting ¦ Internal ¦ General ¦ LED Fittings & Luminaires | 6 | Medium | B | 6 | 2030 | 5 | 3 | 3.2 | 23566 | 18607
Fire ¦ Fire Fighting ¦ Fire Extinguishers ¦ Powder | 1 | Urgent | B | 6 | 2030 | 5 | 1 | 2.2 | 4118 | 16216
HVAC ¦ Fan ¦ Central Heating ¦ Axial | 1 | High | B | 3 | 2027 | 5 | 2 | 2.7 | 13551 | 13357
Electrical ¦ Lighting ¦ Internal ¦ General ¦ LED Fittings & Luminaires | 43 | Medium | B | 16 | 2040 | 5 | 3 | 3.2 | 23567 | 29484
Security ¦ Access ¦ Access Control ¦ Gate Access - Local Lock / Keypad / Manual (External) | 2 | Medium | B | 7 | 2031 | 5 | 3 | 3.2 | 23568 | 19899
Electrical ¦ Specialist Lighting ¦ Internal ¦ Illuminated Fire Exit Signage | 1 | Urgent | B | 12 | 2036 | 5 | 1 | 2.2 | 4119 | 26005
Electrical ¦ Specialist Lighting ¦ Internal ¦ Illuminated Fire Exit Signage | 5 | Urgent | B | 8 | 2032 | 5 | 1 | 2.2 | 4120 | 20380
Fabric ¦ Superstructure ¦ Internal Doors ¦ Roller Shutters ¦ Electric Roller Shutter | 1 | Medium | B | 1 | 2025 | 5 | 3 | 3.2 | 23569 | 7616
Fire ¦ Fire Fighting ¦ Fire Extinguishers ¦ Powder | 1 | Urgent | B | 7 | 2031 | 5 | 1 | 2.2 | 4121 | 19282
Electrical ¦ LV Distribution ¦ Distribution Board ¦ Sub | 1 | High | B | 10 | 2034 | 5 | 2 | 2.7 | 13552 | 22333
Electrical ¦ Lighting ¦ Internal ¦ General ¦ LED Fittings & Luminaires | 27 | Medium | B | 16 | 2040 | 5 | 3 | 3.2 | 23570 | 29485
Electrical ¦ LV Distribution ¦ Distribution Board ¦ Main | 1 | High | B | 1 | 2025 | 5 | 2 | 2.7 | 13553 | 3555
HVAC ¦ Fan ¦ Local and Special Ventilation ¦ Fans Window or Wall Mounted | 1 | Medium | B | 1 | 2025 | 5 | 3 | 3.2 | 23571 | 7617
Fabric ¦ Superstructure ¦ Windows and External Doors ¦ Roller Shutters ¦ Manual Roller Shutter | 1 | High | B | 11 | 2035 | 5 | 2 | 2.7 | 13554 | 24346
Fabric ¦ Superstructure ¦ Windows and External Doors ¦ External Doors ¦ Manual and Automatic Doors ¦ Emergency and Panic Escape Doors | 1 | Urgent | B | 9 | 2033 | 5 | 1 | 2.2 | 4122 | 21298
HVAC ¦ Heat Emitters - Local ¦ Electric Heaters | 4 | Medium | B | 1 | 2025 | 5 | 3 | 3.2 | 23572 | 7618
Fire ¦ Fire Fighting ¦ Fire Extinguishers ¦ Powder | 2 | Urgent | B | 8 | 2032 | 5 | 1 | 2.2 | 4123 | 20381
HVAC ¦ Local Air Conditioning ¦ Single-Split Condenser - Split Systems/Heat Pumps - Air-cooled with Direct Expansion Evaporator (DX) | 1 | Medium | B | 5 | 2029 | 5 | 3 | 3.2 | 23573 | 15019
Fabric ¦ Barriers and Guardrails ¦ Vehicle Crash Protection Barrier | 4 | V Low | D | 1 | 2025 | 3 | 4 | 3.1 | 19651 | 5871
Fabric ¦ Superstructure ¦ Windows and External Doors ¦ External Doors ¦ Manual and Automatic Doors ¦ Emergency and Panic Escape Doors | 1 | Urgent | B | 1 | 2025 | 5 | 1 | 2.2 | 4124 | 1255
HVAC ¦ Heat Emitters - Local ¦ Gas Fired Unit Heaters | 1 | Medium | B | 7 | 2031 | 5 | 3 | 3.2 | 23574 | 19900
HVAC ¦ Fan ¦ Central Heating ¦ Axial | 1 | High | B | 1 | 2025 | 5 | 2 | 2.7 | 13555 | 3556
HVAC ¦ Local Air Conditioning ¦ Single-Split Condenser - Split Systems/Heat Pumps - Air-cooled with Direct Expansion Evaporator (DX) | 1 | Medium | B | 7 | 2031 | 5 | 3 | 3.2 | 23575 | 19901
Electrical ¦ Lighting ¦ Internal ¦ Emergency ¦ Self Contained ¦ LED | 1 | Urgent | B | 21 | 2045 | 5 | 1 | 2.2 | 4125 | 31982
HVAC ¦ Fan ¦ Central Cooling ¦ Axial | 1 | Medium | B | 1 | 2025 | 5 | 3 | 3.2 | 23576 | 7619
HVAC ¦ Central Heating (Internally Sourced) ¦ Burner ¦ Forced draft gas burner | 1 | Medium | B | 14 | 2038 | 5 | 3 | 3.2 | 23577 | 27552
Fire ¦ Fire Detection ¦ Fire Alarm Panel / Repeater | 1 | Urgent | A | 14 | 2038 | 6 | 1 | 2.5 | 10865 | 27415
Fabric ¦ Superstructure ¦ Internal Doors ¦ Roller Shutters ¦ Automatic Roller Shutter | 1 | High | B | 9 | 2033 | 5 | 2 | 2.7 | 13556 | 21584
Electrical ¦ Lighting ¦ Internal ¦ Emergency ¦ Self Contained ¦ LED | 2 | Urgent | B | 20 | 2044 | 5 | 1 | 2.2 | 4126 | 31454
Electrical ¦ LV Distribution ¦ Distribution Board ¦ Sub | 1 | High | B | 9 | 2033 | 5 | 2 | 2.7 | 13557 | 21585
HVAC ¦ Fan ¦ Central Cooling ¦ Axial | 1 | Medium | B | 1 | 2025 | 5 | 3 | 3.2 | 23578 | 7620
Electrical ¦ Specialist Lighting ¦ Internal ¦ Illuminated Fire Exit Signage | 2 | Urgent | B | 12 | 2036 | 5 | 1 | 2.2 | 4127 | 26006
Electrical ¦ Lighting ¦ Internal ¦ Emergency ¦ Self Contained ¦ Non LED | 5 | Urgent | B | 4 | 2028 | 5 | 1 | 2.2 | 4128 | 13811
Electrical ¦ LV Distribution ¦ Distribution Board ¦ Sub | 1 | High | B | 6 | 2030 | 5 | 2 | 2.7 | 13558 | 17543
Fabric ¦ Superstructure ¦ Windows and External Doors ¦ External Doors ¦ Manual and Automatic Doors ¦ Emergency and Panic Escape Doors | 1 | Urgent | B | 1 | 2025 | 5 | 1 | 2.2 | 4129 | 1256
Electrical ¦ Lighting ¦ Internal ¦ General ¦ LED Fittings & Luminaires | 10 | Medium | B | 16 | 2040 | 5 | 3 | 3.2 | 23579 | 29486
Electrical ¦ Lighting ¦ Internal ¦ General ¦ LED Fittings & Luminaires | 8 | Medium | B | 12 | 2036 | 5 | 3 | 3.2 | 23580 | 26472
HVAC ¦ Local and Special Ventilation ¦ Unit extract fans. | 1 | Medium | B | 1 | 2025 | 5 | 3 | 3.2 | 23581 | 7621
Fire ¦ Fire Detection ¦ Fire Alarm Panel / Repeater | 1 | Urgent | B | 11 | 2035 | 5 | 1 | 2.2 | 4130 | 23571
Fire ¦ Fire Fighting ¦ Fire Extinguishers ¦ CO2 | 2 | Urgent | B | 2 | 2026 | 5 | 1 | 2.2 | 4131 | 12558
HVAC ¦ Fan ¦ Local and Special Ventilation ¦ Fans Window or Wall Mounted | 1 | Medium | B | 1 | 2025 | 5 | 3 | 3.2 | 23582 | 7622
Electrical ¦ LV Distribution ¦ Distribution Board ¦ Sub | 1 | High | B | 1 | 2025 | 5 | 2 | 2.7 | 13559 | 3557
HVAC ¦ Central Air Conditioning ¦ Air Conditioning ¦ Multi-Split Condenser - Split Systems/Heat Pumps - Air-cooled with Direct Expansion Evaporator (DX) | 1 | Medium | B | 1 | 2025 | 5 | 3 | 3.2 | 23583 | 7623
Fabric ¦ Superstructure ¦ Windows and External Doors ¦ External Doors ¦ Entrance Doors | 1 | High | B | 20 | 2044 | 5 | 2 | 2.7 | 13560 | 31614
Fabric ¦ Superstructure ¦ Internal Doors ¦ Roller Shutters ¦ Electric Roller Shutter | 1 | Medium | B | 11 | 2035 | 5 | 3 | 3.2 | 23584 | 25139
Electrical ¦ Lighting ¦ Internal ¦ General ¦ LED Fittings & Luminaires | 26 | Medium | B | 12 | 2036 | 5 | 3 | 3.2 | 23585 | 26473
Fire ¦ Fire Fighting ¦ Fire Extinguishers ¦ CO2 | 2 | Urgent | B | 6 | 2030 | 5 | 1 | 2.2 | 4132 | 16217
Fabric ¦ Superstructure ¦ Windows and External Doors ¦ External Doors ¦ Manual and Automatic Doors ¦ Emergency and Panic Escape Doors | 1 | Urgent | B | 17 | 2041 | 5 | 1 | 2.2 | 4133 | 30077
Fabric ¦ Superstructure ¦ Windows and External Doors ¦ Roller Shutters ¦ Manual Roller Shutter | 1 | High | B | 1 | 2025 | 5 | 2 | 2.7 | 13561 | 3558
Fire ¦ Fire Fighting ¦ Fire Extinguishers ¦ CO2 | 1 | Urgent | B | 9 | 2033 | 5 | 1 | 2.2 | 4134 | 21299
Fabric ¦ Superstructure ¦ Windows and External Doors ¦ Roller Shutters ¦ Manual Roller Shutter | 1 | High | B | 1 | 2025 | 5 | 2 | 2.7 | 13562 | 3559
Fabric ¦ Superstructure ¦ Windows and External Doors ¦ External Doors ¦ Manual and Automatic Doors ¦ High Security Door | 1 | High | B | 8 | 2032 | 5 | 2 | 2.7 | 13563 | 20706
HVAC ¦ Heat Emitters - Central ¦ Radiators ¦ Steel | 4 | Medium | B | 17 | 2041 | 5 | 3 | 3.2 | 23586 | 30444
Fabric ¦ Superstructure ¦ Roof ¦ Roof Features ¦ Fall Arrest Systems ¦ Cable and Track/Rail Based Safety Systems | 1 | High | B | 10 | 2034 | 5 | 2 | 2.7 | 13564 | 22334
Electrical ¦ Lighting ¦ Internal ¦ General ¦ LED Fittings & Luminaires | 3 | Medium | B | 6 | 2030 | 5 | 3 | 3.2 | 23587 | 18608
Fabric ¦ Superstructure ¦ Windows and External Doors ¦ External Doors ¦ Entrance Doors | 1 | High | C | 8 | 2032 | 4 | 2 | 2.4 | 10527 | 20645
HVAC ¦ Fan ¦ Central Cooling ¦ Axial | 1 | Medium | B | 1 | 2025 | 5 | 3 | 3.2 | 23588 | 7624
Electrical ¦ Lighting ¦ Internal ¦ Emergency ¦ Self Contained ¦ LED | 1 | Urgent | B | 15 | 2039 | 5 | 1 | 2.2 | 4135 | 27823
HVAC ¦ Heat Emitters - Local ¦ Gas Fired Unit Heaters | 1 | Medium | B | 1 | 2025 | 5 | 3 | 3.2 | 23589 | 7625
HVAC ¦ Fan ¦ Local and Special Ventilation ¦ Centrifugal | 1 | Medium | B | 1 | 2025 | 5 | 3 | 3.2 | 23590 | 7626
HVAC ¦ Heat Emitters - Central ¦ Radiators ¦ Steel | 1 | Medium | B | 1 | 2025 | 5 | 3 | 3.2 | 23591 | 7627
Fabric ¦ Superstructure ¦ Windows and External Doors ¦ External Doors ¦ Entrance Doors | 1 | High | B | 11 | 2035 | 5 | 2 | 2.7 | 13565 | 24347
Electrical ¦ Lighting ¦ Internal ¦ Emergency ¦ Self Contained ¦ LED | 12 | Urgent | B | 21 | 2045 | 5 | 1 | 2.2 | 4136 | 31983
Electrical ¦ Lighting ¦ External ¦ General - LED | 1 | Medium | B | 11 | 2035 | 5 | 3 | 3.2 | 23592 | 25140
Electrical ¦ Specialist Lighting ¦ Internal ¦ Illuminated Fire Exit Signage | 3 | Urgent | B | 11 | 2035 | 5 | 1 | 2.2 | 4137 | 23572
HVAC ¦ Heat Emitters - Central ¦ Radiators ¦ Steel | 1 | Medium | B | 10 | 2034 | 5 | 3 | 3.2 | 23593 | 22746
Electrical ¦ LV Distribution ¦ Distribution Board ¦ Sub | 1 | High | B | 1 | 2025 | 5 | 2 | 2.7 | 13566 | 3560
HVAC ¦ Fan ¦ Local and Special Ventilation ¦ Fans Window or Wall Mounted | 1 | Medium | B | 1 | 2025 | 5 | 3 | 3.2 | 23594 | 7628
HVAC ¦ Fan ¦ Local and Special Ventilation ¦ Fans Window or Wall Mounted | 1 | Medium | B | 1 | 2025 | 5 | 3 | 3.2 | 23595 | 7629
HVAC ¦ Fan ¦ Local and Special Ventilation ¦ Extract | 1 | Medium | B | 1 | 2025 | 5 | 3 | 3.2 | 23596 | 7630
Electrical ¦ LV Distribution ¦ Distribution Board ¦ Sub | 1 | High | B | 10 | 2034 | 5 | 2 | 2.7 | 13567 | 22335
Fabric ¦ Superstructure ¦ Windows and External Doors ¦ External Doors ¦ Manual and Automatic Doors ¦ Emergency and Panic Escape Doors | 1 | Urgent | B | 11 | 2035 | 5 | 1 | 2.2 | 4138 | 23573
Electrical ¦ Specialist Lighting ¦ External ¦ Illuminated External Signs | 3 | Medium | B | 1 | 2025 | 5 | 3 | 3.2 | 23597 | 7631
Electrical ¦ Lighting ¦ External ¦ General - LED | 5 | Medium | B | 1 | 2025 | 5 | 3 | 3.2 | 23598 | 7632
Electrical ¦ Lighting ¦ Internal ¦ General | 9 | Medium | B | 4 | 2028 | 5 | 3 | 3.2 | 23599 | 14097
HVAC ¦ Local Air Conditioning ¦ Single-Split Condenser - Split Systems/Heat Pumps - Air-cooled with Direct Expansion Evaporator (DX) | 1 | Medium | B | 7 | 2031 | 5 | 3 | 3.2 | 23600 | 19902
Fabric ¦ Superstructure ¦ Windows and External Doors ¦ External Doors ¦ Manual and Automatic Doors ¦ Emergency and Panic Escape Doors | 1 | Urgent | D | 16 | 2040 | 3 | 1 | 1.6 | 433 | 28594
HVAC ¦ Fan ¦ Local and Special Ventilation ¦ Axial | 1 | Medium | B | 3 | 2027 | 5 | 3 | 3.2 | 23601 | 13515
Fabric ¦ Superstructure ¦ Windows and External Doors ¦ External Doors ¦ Manual and Automatic Doors ¦ High Security Door | 1 | High | B | 11 | 2035 | 5 | 2 | 2.7 | 13568 | 24348
HVAC ¦ Local Air Conditioning ¦ Single-Split Condenser - Split Systems/Heat Pumps - Air-cooled with Direct Expansion Evaporator (DX) | 1 | Medium | B | 1 | 2025 | 5 | 3 | 3.2 | 23602 | 7633
Fabric ¦ Superstructure ¦ Windows and External Doors ¦ External Doors ¦ Manual and Automatic Doors ¦ High Security Door | 1 | High | C | 14 | 2038 | 4 | 2 | 2.4 | 10528 | 27404
Electrical ¦ LV Distribution ¦ Distribution Board ¦ Main | 1 | High | B | 17 | 2041 | 5 | 2 | 2.7 | 13569 | 30314
Fire ¦ Fire Detection ¦ Fire Alarm Panel / Repeater | 1 | Urgent | B | 6 | 2030 | 5 | 1 | 2.2 | 4139 | 16218
Fabric ¦ Superstructure ¦ Windows and External Doors ¦ External Doors ¦ Entrance Doors | 1 | High | B | 11 | 2035 | 5 | 2 | 2.7 | 13570 | 24349
Electrical ¦ Lighting ¦ Internal ¦ Emergency ¦ Self Contained ¦ LED | 7 | Urgent | B | 15 | 2039 | 5 | 1 | 2.2 | 4140 | 27824
Fire ¦ Fire Fighting ¦ Fire Extinguishers ¦ Foam - P50 | 3 | Urgent | B | 2 | 2026 | 5 | 1 | 2.2 | 4141 | 12559
HVAC ¦ Central Heating (Internally Sourced) ¦ Boiler ¦ Atmospheric Gas Burner/Condensing Combination Boiler | 1 | Medium | B | 6 | 2030 | 5 | 3 | 3.2 | 23603 | 18609
Fabric ¦ Superstructure ¦ Internal Doors ¦ Roller Shutters ¦ Automatic Roller Shutter | 1 | High | B | 1 | 2025 | 5 | 2 | 2.7 | 13571 | 3561
Electrical ¦ Lighting ¦ Internal ¦ Emergency ¦ Self Contained ¦ Non LED | 1 | Urgent | B | 3 | 2027 | 5 | 1 | 2.2 | 4142 | 13285
Electrical ¦ Lighting ¦ External ¦ General - LED | 2 | Medium | B | 7 | 2031 | 5 | 3 | 3.2 | 23604 | 19903
HVAC ¦ Fan ¦ Central Cooling ¦ Axial | 1 | Medium | B | 1 | 2025 | 5 | 3 | 3.2 | 23605 | 7634
Transport ¦ Lifts ¦ Disabled Lift ¦ Electric | 1 | High | B | 8 | 2032 | 5 | 2 | 2.7 | 13572 | 20707
Electrical ¦ Specialist Lighting ¦ Internal ¦ Illuminated Fire Exit Signage | 5 | Urgent | B | 16 | 2040 | 5 | 1 | 2.2 | 4143 | 28754
Fire ¦ Fire Fighting ¦ Fire Extinguishers ¦ Foam | 3 | Urgent | B | 8 | 2032 | 5 | 1 | 2.2 | 4144 | 20382
HVAC ¦ Central Air Conditioning ¦ Air Conditioning ¦ Multi-Split Evaporator - Split Systems/Heat Pumps - Air-cooled with Direct Expansion Evaporator (DX) | 1 | Medium | B | 11 | 2035 | 5 | 3 | 3.2 | 23606 | 25141
HVAC ¦ Heat Emitters - Local ¦ Gas Fired Unit Heaters | 1 | Medium | B | 3 | 2027 | 5 | 3 | 3.2 | 23607 | 13516
Fire ¦ Fire Fighting ¦ Fire Extinguishers ¦ CO2 | 3 | Urgent | B | 1 | 2025 | 5 | 1 | 2.2 | 4145 | 1257
Electrical ¦ LV Distribution ¦ Distribution Board ¦ Sub | 1 | High | B | 16 | 2040 | 5 | 2 | 2.7 | 13573 | 29148
Controls ¦ Building Management System (BMS) ¦ BMS Control Panel | 1 | High | B | 7 | 2031 | 5 | 2 | 2.7 | 13574 | 19617
Electrical ¦ Lighting ¦ Internal ¦ General ¦ LED Fittings & Luminaires | 98 | Medium | B | 10 | 2034 | 5 | 3 | 3.2 | 23608 | 22747
Fire ¦ Fire Fighting ¦ Fire Extinguishers ¦ CO2 | 1 | Urgent | B | 2 | 2026 | 5 | 1 | 2.2 | 4146 | 12560
Electrical ¦ LV Distribution ¦ Distribution Board ¦ Sub | 1 | High | B | 6 | 2030 | 5 | 2 | 2.7 | 13575 | 17544
Fabric ¦ Superstructure ¦ Windows and External Doors ¦ Roller Shutters ¦ Manual Roller Shutter | 1 | High | B | 1 | 2025 | 5 | 2 | 2.7 | 13576 | 3562
Electrical ¦ Lighting ¦ Internal ¦ General ¦ LED Fittings & Luminaires | 68 | Medium | B | 16 | 2040 | 5 | 3 | 3.2 | 23609 | 29487
Electrical ¦ Lighting ¦ Internal ¦ Emergency ¦ Self Contained ¦ Non LED | 4 | Urgent | B | 6 | 2030 | 5 | 1 | 2.2 | 4147 | 16219
HVAC ¦ Local and Special Ventilation ¦ Unit extract fans. | 1 | Medium | B | 1 | 2025 | 5 | 3 | 3.2 | 23610 | 7635
Electrical ¦ Lighting ¦ Internal ¦ General ¦ LED Fittings & Luminaires | 27 | Medium | B | 16 | 2040 | 5 | 3 | 3.2 | 23611 | 29488
Electrical ¦ Specialist Lighting ¦ External ¦ Illuminated External Signs | 1 | Medium | B | 1 | 2025 | 5 | 3 | 3.2 | 23612 | 7636
Electrical ¦ Lighting ¦ External ¦ General - Non-LED | 3 | Medium | B | 1 | 2025 | 5 | 3 | 3.2 | 23613 | 7637
HVAC ¦ Local Air Conditioning ¦ Single-Split Condenser - Split Systems/Heat Pumps - Air-cooled with Direct Expansion Evaporator (DX) | 1 | Medium | B | 5 | 2029 | 5 | 3 | 3.2 | 23614 | 15020
HVAC ¦ Local Air Conditioning ¦ Single-Split Evaporator - Split Systems/Heat Pumps - Air-cooled with Direct Expansion Evaporator (DX) | 1 | Medium | B | 6 | 2030 | 5 | 3 | 3.2 | 23615 | 18610
HVAC ¦ Heat Emitters - Local ¦ Gas Fired Natural and Fan Assisted Heaters | 1 | Medium | B | 1 | 2025 | 5 | 3 | 3.2 | 23616 | 7638
Electrical ¦ Specialist Lighting ¦ Internal ¦ Illuminated Fire Exit Signage | 7 | Urgent | B | 15 | 2039 | 5 | 1 | 2.2 | 4148 | 27825
Security ¦ Access ¦ Access Control ¦ Door ¦ Local Lock / Keypad / Manual | 2 | Medium | B | 11 | 2035 | 5 | 3 | 3.2 | 23617 | 25142
Electrical ¦ Lighting ¦ Internal ¦ Emergency ¦ Self Contained ¦ Non LED | 2 | Urgent | B | 1 | 2025 | 5 | 1 | 2.2 | 4149 | 1258
HVAC ¦ Heat Emitters - Central ¦ Radiators ¦ Steel | 3 | Medium | B | 1 | 2025 | 5 | 3 | 3.2 | 23618 | 7639
Fire ¦ Fire Fighting ¦ Fire Extinguishers ¦ Foam | 2 | Urgent | B | 6 | 2030 | 5 | 1 | 2.2 | 4150 | 16220
Fabric ¦ Superstructure ¦ Windows and External Doors ¦ Roller Shutters ¦ Electric Roller Shutter | 1 | High | B | 1 | 2025 | 5 | 2 | 2.7 | 13577 | 3563
HVAC ¦ Fan ¦ Local and Special Ventilation ¦ Fans Window or Wall Mounted | 1 | Medium | B | 1 | 2025 | 5 | 3 | 3.2 | 23619 | 7640
Electrical ¦ Lighting ¦ Internal ¦ Emergency ¦ Self Contained ¦ LED | 2 | Urgent | B | 15 | 2039 | 5 | 1 | 2.2 | 4151 | 27826
Fire ¦ Fire Fighting ¦ Fire Blanket | 1 | Urgent | B | 4 | 2028 | 5 | 1 | 2.2 | 4152 | 13812
Fabric ¦ Superstructure ¦ Windows and External Doors ¦ Roller Shutters ¦ Manual Roller Shutter | 1 | High | B | 11 | 2035 | 5 | 2 | 2.7 | 13578 | 24350
Water ¦ Local Hot Water ¦ Package Electric Water Heaters - Non-Drinking Water | 1 | Medium | B | 6 | 2030 | 5 | 3 | 3.2 | 23620 | 18611
Fabric ¦ Superstructure ¦ Windows and External Doors ¦ Roller Shutters ¦ Manual Roller Shutter | 1 | High | B | 1 | 2025 | 5 | 2 | 2.7 | 13579 | 3564
Fabric ¦ Superstructure ¦ Internal Doors ¦ Roller Shutters ¦ Electric Roller Shutter | 1 | Medium | B | 11 | 2035 | 5 | 3 | 3.2 | 23621 | 25143
Fabric ¦ Superstructure ¦ Windows and External Doors ¦ Roller Shutters ¦ Manual Roller Shutter | 1 | High | B | 1 | 2025 | 5 | 2 | 2.7 | 13580 | 3565
HVAC ¦ Central Air Conditioning ¦ Air Conditioning ¦ Multi-Split Evaporator - Split Systems/Heat Pumps - Air-cooled with Direct Expansion Evaporator (DX) | 1 | Medium | B | 8 | 2032 | 5 | 3 | 3.2 | 23622 | 20933
Electrical ¦ LV Distribution ¦ Distribution Board ¦ Sub | 1 | High | B | 1 | 2025 | 5 | 2 | 2.7 | 13581 | 3566
Transport ¦ Lifts ¦ Disabled Lift ¦ Electric | 1 | High | B | 1 | 2025 | 5 | 2 | 2.7 | 13582 | 3567
Fabric ¦ Superstructure ¦ Internal Doors ¦ Roller Shutters ¦ Electric Roller Shutter | 1 | Medium | B | 17 | 2041 | 5 | 3 | 3.2 | 23623 | 30445
HVAC ¦ Central Heating (Internally Sourced) ¦ Boiler ¦ Atmospheric Gas Burner Boiler - Small and/or Wall Hung for Light Commercial Installation | 1 | Medium | B | 6 | 2030 | 5 | 3 | 3.2 | 23624 | 18612
HVAC ¦ Heat Emitters - Local ¦ Gas Fired Unit Heaters | 1 | Medium | B | 6 | 2030 | 5 | 3 | 3.2 | 23625 | 18613
Electrical ¦ LV Distribution ¦ Distribution Board ¦ Main | 1 | High | B | 1 | 2025 | 5 | 2 | 2.7 | 13583 | 3568
HVAC ¦ Fan ¦ Central Ventilation Systems ¦ Ventilating - General | 1 | Low | B | 1 | 2025 | 5 | 4 | 3.7 | 32958 | 11937
Electrical ¦ LV Distribution ¦ Distribution Board ¦ Sub | 1 | High | A | 18 | 2042 | 6 | 2 | 3 | 19540 | 30904
HVAC ¦ Fan ¦ Local and Special Ventilation ¦ Kitchen Vent ¦ Extract | 1 | Low | B | 5 | 2029 | 5 | 4 | 3.7 | 32959 | 15617
Fabric ¦ Superstructure ¦ Windows and External Doors ¦ Roller Shutters ¦ Manual Roller Shutter | 1 | High | B | 1 | 2025 | 5 | 2 | 2.7 | 13584 | 3569
Fabric ¦ Superstructure ¦ Windows and External Doors ¦ External Doors ¦ Manual and Automatic Doors ¦ Emergency and Panic Escape Doors | 1 | Urgent | B | 20 | 2044 | 5 | 1 | 2.2 | 4153 | 31455
HVAC ¦ Local Air Conditioning ¦ Single-Split Condenser - Split Systems/Heat Pumps - Air-cooled with Direct Expansion Evaporator (DX) | 1 | Medium | B | 4 | 2028 | 5 | 3 | 3.2 | 23626 | 14098
HVAC ¦ Local Air Conditioning ¦ Single-Split Evaporator - Split Systems/Heat Pumps - Air-cooled with Direct Expansion Evaporator (DX) | 1 | Medium | B | 1 | 2025 | 5 | 3 | 3.2 | 23627 | 7641
HVAC ¦ Local Air Conditioning ¦ Single-Split Condenser - Split Systems/Heat Pumps - Air-cooled with Direct Expansion Evaporator (DX) | 1 | Medium | A | 13 | 2037 | 6 | 3 | 3.5 | 32504 | 27288
Fabric ¦ Superstructure ¦ Windows and External Doors ¦ External Doors ¦ Manual and Automatic Doors ¦ Emergency and Panic Escape Doors | 1 | Urgent | B | 9 | 2033 | 5 | 1 | 2.2 | 4154 | 21300
HVAC ¦ Fan ¦ Local and Special Ventilation ¦ Fans Window or Wall Mounted | 1 | Medium | B | 5 | 2029 | 5 | 3 | 3.2 | 23628 | 15021
Fabric ¦ Superstructure ¦ Internal Doors ¦ Roller Shutters ¦ Electric Roller Shutter | 1 | Medium | B | 21 | 2045 | 5 | 3 | 3.2 | 23629 | 32793
Electrical ¦ Lighting ¦ Internal ¦ Emergency ¦ Self Contained ¦ Non LED | 1 | Urgent | B | 6 | 2030 | 5 | 1 | 2.2 | 4155 | 16221
HVAC ¦ Heat Emitters - Local ¦ Electric Heaters | 1 | Medium | B | 1 | 2025 | 5 | 3 | 3.2 | 23630 | 7642
Fire ¦ Fire Fighting ¦ Fire Extinguishers ¦ CO2 | 1 | Urgent | B | 8 | 2032 | 5 | 1 | 2.2 | 4156 | 20383
HVAC ¦ Fan ¦ Central Ventilation Systems ¦ Ventilating - General | 1 | Low | B | 1 | 2025 | 5 | 4 | 3.7 | 32960 | 11938
HVAC ¦ Fan ¦ Central Ventilation Systems ¦ Ventilating - General | 1 | Low | B | 1 | 2025 | 5 | 4 | 3.7 | 32961 | 11939
Security ¦ Access ¦ Access Control ¦ Door ¦ Local Lock / Keypad / Manual | 2 | Medium | B | 5 | 2029 | 5 | 3 | 3.2 | 23631 | 15022
Security ¦ Access ¦ Access Control ¦ Door ¦ Local Lock / Keypad / Manual | 2 | Medium | B | 1 | 2025 | 5 | 3 | 3.2 | 23632 | 7643
Electrical ¦ Specialist Lighting ¦ Internal ¦ Illuminated Fire Exit Signage | 5 | Urgent | B | 16 | 2040 | 5 | 1 | 2.2 | 4157 | 28755
Fire ¦ Fire Fighting ¦ Fire Extinguishers ¦ Foam | 3 | Urgent | B | 2 | 2026 | 5 | 1 | 2.2 | 4158 | 12561
Electrical ¦ Lighting ¦ Internal ¦ General ¦ LED Fittings & Luminaires | 73 | Medium | B | 12 | 2036 | 5 | 3 | 3.2 | 23633 | 26474
Electrical ¦ Lighting ¦ Internal ¦ Emergency ¦ Self Contained ¦ Non LED | 11 | Urgent | B | 15 | 2039 | 5 | 1 | 2.2 | 4159 | 27827
Fabric ¦ Superstructure ¦ Windows and External Doors ¦ External Doors ¦ Entrance Doors | 1 | High | B | 11 | 2035 | 5 | 2 | 2.7 | 13585 | 24351
Fabric ¦ Superstructure ¦ Windows and External Doors ¦ Roller Shutters ¦ Manual Roller Shutter | 1 | High | B | 1 | 2025 | 5 | 2 | 2.7 | 13586 | 3570
HVAC ¦ Fan ¦ Local and Special Ventilation ¦ Extract | 1 | Medium | B | 1 | 2025 | 5 | 3 | 3.2 | 23634 | 7644
Electrical ¦ Lighting ¦ Internal ¦ Emergency ¦ Self Contained ¦ LED | 4 | Urgent | B | 21 | 2045 | 5 | 1 | 2.2 | 4160 | 31984
HVAC ¦ Central Air Conditioning ¦ Air Conditioning ¦ Multi-Split Condenser - Split Systems/Heat Pumps - Air-cooled with Direct Expansion Evaporator (DX) | 1 | Medium | B | 8 | 2032 | 5 | 3 | 3.2 | 23635 | 20934
Electrical ¦ Lighting ¦ Internal ¦ Emergency ¦ Self Contained ¦ LED | 5 | Urgent | B | 21 | 2045 | 5 | 1 | 2.2 | 4161 | 31985
Fire ¦ Fire Fighting ¦ Fire Extinguishers ¦ CO2 | 1 | Urgent | B | 6 | 2030 | 5 | 1 | 2.2 | 4162 | 16222
HVAC ¦ Heat Emitters - Local ¦ Gas Fired Unit Heaters | 1 | Medium | B | 6 | 2030 | 5 | 3 | 3.2 | 23636 | 18614
Electrical ¦ Lighting ¦ Internal ¦ General ¦ LED Fittings & Luminaires | 40 | Medium | B | 17 | 2041 | 5 | 3 | 3.2 | 23637 | 30446
Fire ¦ Fire Fighting ¦ Fire Extinguishers ¦ CO2 | 4 | Urgent | B | 6 | 2030 | 5 | 1 | 2.2 | 4163 | 16223
Fire ¦ Fire Fighting ¦ Fire Extinguishers ¦ Powder | 1 | Urgent | B | 8 | 2032 | 5 | 1 | 2.2 | 4164 | 20384
HVAC ¦ Fan ¦ Local and Special Ventilation ¦ Kitchen Vent ¦ Extract | 1 | Low | B | 9 | 2033 | 5 | 4 | 3.7 | 32962 | 21937
Electrical ¦ Lighting ¦ Internal ¦ General ¦ LED Fittings & Luminaires | 20 | Medium | B | 17 | 2041 | 5 | 3 | 3.2 | 23638 | 30447
HVAC ¦ Heat Emitters - Local ¦ Electric Heaters | 2 | Medium | B | 2 | 2026 | 5 | 3 | 3.2 | 23639 | 13066
Electrical ¦ LV Distribution ¦ Distribution Board ¦ Sub | 1 | High | B | 1 | 2025 | 5 | 2 | 2.7 | 13587 | 3571
Fire ¦ Fire Detection ¦ Fire Alarm Panel / Repeater | 1 | Urgent | B | 1 | 2025 | 5 | 1 | 2.2 | 4165 | 1259
Electrical ¦ Lighting ¦ Internal ¦ Emergency ¦ Self Contained ¦ Non LED | 1 | Urgent | B | 10 | 2034 | 5 | 1 | 2.2 | 4166 | 22033
Fire ¦ Fire Fighting ¦ Fire Extinguishers ¦ Foam | 2 | Urgent | A | 10 | 2034 | 6 | 1 | 2.5 | 10866 | 22213
HVAC ¦ Heat Emitters - Central ¦ Radiators ¦ Steel | 1 | Medium | B | 10 | 2034 | 5 | 3 | 3.2 | 23640 | 22748
HVAC ¦ Heat Emitters - Central ¦ Radiators ¦ Steel | 5 | Medium | B | 13 | 2037 | 5 | 3 | 3.2 | 23641 | 27120
Fabric ¦ Superstructure ¦ Windows and External Doors ¦ Roller Shutters ¦ Electric Roller Shutter | 1 | High | B | 1 | 2025 | 5 | 2 | 2.7 | 13588 | 3572
Electrical ¦ Power Generation ¦ External to Building ¦ Solar Collectors (External to the Building) | 1 | Low | B | 22 | 2046 | 5 | 4 | 3.7 | 32963 | 33055
Fabric ¦ Superstructure ¦ Windows and External Doors ¦ External Doors ¦ Manual and Automatic Doors ¦ Emergency and Panic Escape Doors | 1 | Urgent | C | 10 | 2034 | 4 | 1 | 1.9 | 639 | 21948
Electrical ¦ Lighting ¦ Internal ¦ General ¦ LED Fittings & Luminaires | 46 | Medium | B | 16 | 2040 | 5 | 3 | 3.2 | 23642 | 29489
HVAC ¦ Fan ¦ Local and Special Ventilation ¦ Extract | 1 | Medium | B | 1 | 2025 | 5 | 3 | 3.2 | 23643 | 7645
Electrical ¦ LV Distribution ¦ Distribution Board ¦ Sub | 1 | High | C | 1 | 2025 | 4 | 2 | 2.4 | 10529 | 2391
Fabric ¦ Superstructure ¦ Internal Doors ¦ Roller Shutters ¦ Electric Roller Shutter | 1 | Medium | B | 15 | 2039 | 5 | 3 | 3.2 | 23644 | 28407
Fabric ¦ Superstructure ¦ Windows and External Doors ¦ External Doors ¦ Entrance Doors | 1 | High | B | 6 | 2030 | 5 | 2 | 2.7 | 13589 | 17545
Electrical ¦ Lighting ¦ Internal ¦ Emergency ¦ Self Contained ¦ LED | 1 | Urgent | B | 15 | 2039 | 5 | 1 | 2.2 | 4167 | 27828
HVAC ¦ Fan ¦ Local and Special Ventilation ¦ Fans Window or Wall Mounted | 1 | Medium | B | 6 | 2030 | 5 | 3 | 3.2 | 23645 | 18615
Fabric ¦ Superstructure ¦ Windows and External Doors ¦ External Doors ¦ Manual and Automatic Doors ¦ Emergency and Panic Escape Doors | 1 | Urgent | B | 21 | 2045 | 5 | 1 | 2.2 | 4168 | 31986
Fabric ¦ Superstructure ¦ Windows and External Doors ¦ External Doors ¦ Entrance Doors | 1 | High | B | 1 | 2025 | 5 | 2 | 2.7 | 13590 | 3573
Electrical ¦ Lighting ¦ Internal ¦ Emergency ¦ Self Contained ¦ LED | 10 | Urgent | B | 15 | 2039 | 5 | 1 | 2.2 | 4169 | 27829
Water ¦ Local Hot Water ¦ Instantaneous Electric Water Heater - Non-Drinking Water | 1 | Medium | B | 10 | 2034 | 5 | 3 | 3.2 | 23646 | 22749
HVAC ¦ Fan ¦ Local and Special Ventilation ¦ Axial | 1 | Medium | B | 1 | 2025 | 5 | 3 | 3.2 | 23647 | 7646
Water ¦ Local Hot Water ¦ Instantaneous Electric Water Heater - Non-Drinking Water | 1 | Medium | B | 1 | 2025 | 5 | 3 | 3.2 | 23648 | 7647
Fabric ¦ Superstructure ¦ Windows and External Doors ¦ External Doors ¦ Entrance Doors | 1 | High | B | 23 | 2047 | 5 | 2 | 2.7 | 13591 | 33196
Electrical ¦ LV Distribution ¦ Main Switch Panel at Supply Intake | 1 | Medium | B | 1 | 2025 | 5 | 3 | 3.2 | 23649 | 7648
Electrical ¦ Lighting ¦ External ¦ General - LED | 1 | Medium | B | 11 | 2035 | 5 | 3 | 3.2 | 23650 | 25144
Electrical ¦ LV Distribution ¦ Distribution Board ¦ Sub | 1 | High | D | 1 | 2025 | 3 | 2 | 2.1 | 1132 | 776
Water ¦ Local Hot Water ¦ Instantaneous Electric Water Heater - Non-Drinking Water | 1 | Medium | CX | 1 | 2025 | 2 | 3 | 2.3 | 10137 | 2087
Fabric ¦ Superstructure ¦ Windows and External Doors ¦ External Doors ¦ Manual and Automatic Doors ¦ Emergency and Panic Escape Doors | 1 | Urgent | B | 21 | 2045 | 5 | 1 | 2.2 | 4170 | 31987
Fabric ¦ Superstructure ¦ Windows and External Doors ¦ External Windows ¦ Roller Shutters ¦ External Window Shutters ¦ Manual | 1 | Medium | B | 1 | 2025 | 5 | 3 | 3.2 | 23651 | 7649
HVAC ¦ Fan ¦ Local and Special Ventilation ¦ Extract | 1 | Medium | B | 1 | 2025 | 5 | 3 | 3.2 | 23652 | 7650
Electrical ¦ Lighting ¦ External ¦ General - LED | 1 | Medium | B | 5 | 2029 | 5 | 3 | 3.2 | 23653 | 15023
Electrical ¦ Lighting ¦ Internal ¦ General | 14 | Medium | B | 1 | 2025 | 5 | 3 | 3.2 | 23654 | 7651
HVAC ¦ Heat Emitters - Local ¦ Gas Fired Natural and Fan Assisted Heaters | 1 | Medium | B | 7 | 2031 | 5 | 3 | 3.2 | 23655 | 19904
Water ¦ Local Hot Water ¦ Instantaneous Electric Water Heater - Non-Drinking Water | 1 | Medium | B | 1 | 2025 | 5 | 3 | 3.2 | 23656 | 7652
Fabric ¦ Superstructure ¦ Windows and External Doors ¦ Roller Shutters ¦ Manual Roller Shutter | 1 | High | B | 1 | 2025 | 5 | 2 | 2.7 | 13592 | 3574
Fabric ¦ Superstructure ¦ Internal Doors ¦ Roller Shutters ¦ Electric Roller Shutter | 1 | Medium | B | 1 | 2025 | 5 | 3 | 3.2 | 23657 | 7653
Fire ¦ Fire Fighting ¦ Fire Extinguishers ¦ Foam | 2 | Urgent | B | 8 | 2032 | 5 | 1 | 2.2 | 4171 | 20385
Fabric ¦ Superstructure ¦ Internal Doors ¦ Roller Shutters ¦ Electric Roller Shutter | 1 | Medium | B | 1 | 2025 | 5 | 3 | 3.2 | 23658 | 7654
Fabric ¦ Superstructure ¦ Windows and External Doors ¦ Roller Shutters ¦ Manual Roller Shutter | 1 | High | B | 13 | 2037 | 5 | 2 | 2.7 | 13593 | 26969
HVAC ¦ Fan ¦ Central Cooling ¦ Axial | 1 | Medium | B | 1 | 2025 | 5 | 3 | 3.2 | 23659 | 7655
Electrical ¦ Lighting ¦ Internal ¦ Emergency ¦ Self Contained ¦ LED | 8 | Urgent | B | 22 | 2046 | 5 | 1 | 2.2 | 4172 | 32879
Electrical ¦ Lighting ¦ Internal ¦ General ¦ LED Fittings & Luminaires | 12 | Medium | B | 16 | 2040 | 5 | 3 | 3.2 | 23660 | 29490
Fire ¦ Fire Fighting ¦ Fire Extinguishers ¦ Water | 1 | Urgent | B | 9 | 2033 | 5 | 1 | 2.2 | 4173 | 21301
Electrical ¦ LV Distribution ¦ Distribution Board ¦ Sub | 1 | High | B | 1 | 2025 | 5 | 2 | 2.7 | 13594 | 3575
Fabric ¦ Superstructure ¦ Windows and External Doors ¦ Roller Shutters ¦ Electric Roller Shutter | 1 | High | B | 12 | 2036 | 5 | 2 | 2.7 | 13595 | 26176
Fire ¦ Fire Fighting ¦ Fire Extinguishers ¦ CO2 | 6 | Urgent | B | 9 | 2033 | 5 | 1 | 2.2 | 4174 | 21302
Fire ¦ Fire Fighting ¦ Fire Extinguishers ¦ Powder | 1 | Urgent | B | 2 | 2026 | 5 | 1 | 2.2 | 4175 | 12562
Fire ¦ Fire Fighting ¦ Fire Extinguishers ¦ Foam | 1 | Urgent | B | 9 | 2033 | 5 | 1 | 2.2 | 4176 | 21303
Fabric ¦ Superstructure ¦ Windows and External Doors ¦ External Windows ¦ Roller Shutters ¦ External Window Shutters ¦ Electric | 1 | Medium | B | 1 | 2025 | 5 | 3 | 3.2 | 23661 | 7656
Electrical ¦ Lighting ¦ Internal ¦ General ¦ LED Fittings & Luminaires | 24 | Medium | B | 17 | 2041 | 5 | 3 | 3.2 | 23662 | 30448
Security ¦ Access ¦ Access Control ¦ Gate Access - Local Lock / Keypad / Manual (External) | 1 | Medium | B | 1 | 2025 | 5 | 3 | 3.2 | 23663 | 7657
Electrical ¦ Specialist Lighting ¦ Internal ¦ Illuminated Fire Exit Signage | 4 | Urgent | B | 16 | 2040 | 5 | 1 | 2.2 | 4177 | 28756
Electrical ¦ Lighting ¦ Internal ¦ Emergency ¦ Self Contained ¦ Non LED | 2 | Urgent | B | 6 | 2030 | 5 | 1 | 2.2 | 4178 | 16224
Fire ¦ Fire Fighting ¦ Fire Extinguishers ¦ Foam | 4 | Urgent | B | 9 | 2033 | 5 | 1 | 2.2 | 4179 | 21304
Fire ¦ Fire Fighting ¦ Fire Extinguishers ¦ Foam | 1 | Urgent | B | 2 | 2026 | 5 | 1 | 2.2 | 4180 | 12563
HVAC ¦ Central Air Conditioning ¦ Air Conditioning ¦ Multi-Split Evaporator - Split Systems/Heat Pumps - Air-cooled with Direct Expansion Evaporator (DX) | 1 | Medium | B | 5 | 2029 | 5 | 3 | 3.2 | 23664 | 15024
Fabric ¦ Superstructure ¦ Windows and External Doors ¦ External Doors ¦ Entrance Doors | 1 | High | B | 1 | 2025 | 5 | 2 | 2.7 | 13596 | 3576
HVAC ¦ Heat Emitters - Local ¦ Electric Heaters | 5 | Medium | B | 1 | 2025 | 5 | 3 | 3.2 | 23665 | 7658
Electrical ¦ Lighting ¦ External ¦ General - Non-LED | 2 | Medium | D | 1 | 2025 | 3 | 3 | 2.6 | 11101 | 2616
Electrical ¦ Lighting ¦ Internal ¦ Emergency ¦ Self Contained ¦ LED | 8 | Urgent | B | 15 | 2039 | 5 | 1 | 2.2 | 4181 | 27830
HVAC ¦ Heat Emitters - Local ¦ Electric Heaters | 1 | Medium | B | 3 | 2027 | 5 | 3 | 3.2 | 23666 | 13517
HVAC ¦ Heat Emitters - Central ¦ Radiators ¦ Steel | 2 | Medium | B | 17 | 2041 | 5 | 3 | 3.2 | 23667 | 30449
Fire ¦ Fire Fighting ¦ Fire Extinguishers ¦ Foam | 1 | Urgent | B | 2 | 2026 | 5 | 1 | 2.2 | 4182 | 12564
Fabric ¦ Superstructure ¦ Internal Doors ¦ Roller Shutters ¦ Electric Roller Shutter | 1 | Medium | B | 22 | 2046 | 5 | 3 | 3.2 | 23668 | 33050
HVAC ¦ Local Air Conditioning ¦ Single-Split Evaporator - Split Systems/Heat Pumps - Air-cooled with Direct Expansion Evaporator (DX) | 1 | Medium | B | 5 | 2029 | 5 | 3 | 3.2 | 23669 | 15025
HVAC ¦ Local Air Conditioning ¦ Single-Split Condenser - Split Systems/Heat Pumps - Air-cooled with Direct Expansion Evaporator (DX) | 1 | Medium | B | 5 | 2029 | 5 | 3 | 3.2 | 23670 | 15026
HVAC ¦ Local Air Conditioning ¦ Single-Split Condenser - Split Systems/Heat Pumps - Air-cooled with Direct Expansion Evaporator (DX) | 1 | Medium | B | 3 | 2027 | 5 | 3 | 3.2 | 23671 | 13518
Water ¦ Local Hot Water ¦ Instantaneous Electric Water Heater - Non-Drinking Water | 1 | Medium | D | 1 | 2025 | 3 | 3 | 2.6 | 11102 | 2617
Electrical ¦ Specialist Lighting ¦ Internal ¦ Illuminated Fire Exit Signage | 4 | Urgent | B | 10 | 2034 | 5 | 1 | 2.2 | 4183 | 22034
Fire ¦ Fire Fighting ¦ Fire Extinguishers ¦ CO2 | 8 | Urgent | B | 9 | 2033 | 5 | 1 | 2.2 | 4184 | 21305
HVAC ¦ Heat Emitters - Local ¦ Gas Fired Natural and Fan Assisted Heaters | 1 | Medium | B | 1 | 2025 | 5 | 3 | 3.2 | 23672 | 7659
HVAC ¦ Fan ¦ Central Ventilation Systems ¦ Ventilating - General | 1 | Low | B | 1 | 2025 | 5 | 4 | 3.7 | 32964 | 11940
Lightning Protection ¦ System | 1 | High | B | 5 | 2029 | 5 | 2 | 2.7 | 13597 | 14620
Fire ¦ Fire Fighting ¦ Fire Extinguishers ¦ Foam | 4 | Urgent | B | 6 | 2030 | 5 | 1 | 2.2 | 4185 | 16225
Water ¦ Local Hot Water ¦ Package Electric Water Heaters - Non-Drinking Water | 1 | Medium | B | 1 | 2025 | 5 | 3 | 3.2 | 23673 | 7660
Electrical ¦ LV Distribution ¦ Distribution Board ¦ Main | 1 | High | B | 1 | 2025 | 5 | 2 | 2.7 | 13598 | 3577
HVAC ¦ Fan ¦ Central Cooling ¦ Axial | 1 | Medium | B | 1 | 2025 | 5 | 3 | 3.2 | 23674 | 7661
Electrical ¦ Specialist Lighting ¦ Internal ¦ Illuminated Fire Exit Signage | 7 | Urgent | B | 14 | 2038 | 5 | 1 | 2.2 | 4186 | 27355
HVAC ¦ Heat Emitters - Local ¦ Fan Convector - Electric | 1 | Medium | B | 1 | 2025 | 5 | 3 | 3.2 | 23675 | 7662
Water ¦ Local Hot Water ¦ Package Electric Water Heaters - Non-Drinking Water | 1 | Medium | B | 4 | 2028 | 5 | 3 | 3.2 | 23676 | 14099
Security ¦ Access ¦ Access Control ¦ Door ¦ Local Lock / Keypad / Manual | 1 | Medium | B | 10 | 2034 | 5 | 3 | 3.2 | 23677 | 22750
HVAC ¦ Local and Special Ventilation ¦ Unit extract fans. | 1 | Medium | B | 1 | 2025 | 5 | 3 | 3.2 | 23678 | 7663
Electrical ¦ LV Distribution ¦ Distribution Board ¦ Sub | 1 | High | B | 10 | 2034 | 5 | 2 | 2.7 | 13599 | 22336
HVAC ¦ Heat Emitters - Local ¦ Gas Fired Unit Heaters | 1 | Medium | B | 7 | 2031 | 5 | 3 | 3.2 | 23679 | 19905
Fabric ¦ Superstructure ¦ Windows and External Doors ¦ External Windows ¦ Roller Shutters ¦ External Window Shutters ¦ Manual | 1 | Medium | B | 1 | 2025 | 5 | 3 | 3.2 | 23680 | 7664
HVAC ¦ Local Air Conditioning ¦ Single-Split Evaporator - Split Systems/Heat Pumps - Air-cooled with Direct Expansion Evaporator (DX) | 1 | Medium | B | 3 | 2027 | 5 | 3 | 3.2 | 23681 | 13519
HVAC ¦ Heat Emitters - Local ¦ Gas Fired Natural and Fan Assisted Heaters | 1 | Medium | B | 8 | 2032 | 5 | 3 | 3.2 | 23682 | 20935
Fabric ¦ Superstructure ¦ Windows and External Doors ¦ Roller Shutters ¦ Manual Roller Shutter | 1 | High | B | 11 | 2035 | 5 | 2 | 2.7 | 13600 | 24352
HVAC ¦ Fan ¦ Local and Special Ventilation ¦ Extract | 1 | Medium | CX | 1 | 2025 | 2 | 3 | 2.3 | 10138 | 2088
Electrical ¦ Lighting ¦ External ¦ General - LED | 7 | Medium | B | 9 | 2033 | 5 | 3 | 3.2 | 23683 | 21740
Fire ¦ Fire Fighting ¦ Fire Extinguishers ¦ Foam | 4 | Urgent | B | 6 | 2030 | 5 | 1 | 2.2 | 4187 | 16226
Fire ¦ Fire Fighting ¦ Fire Extinguishers ¦ CO2 | 4 | Urgent | B | 6 | 2030 | 5 | 1 | 2.2 | 4188 | 16227
Fire ¦ Fire Fighting ¦ Fire Extinguishers ¦ Water | 1 | Urgent | B | 9 | 2033 | 5 | 1 | 2.2 | 4189 | 21306
Fire ¦ Fire Fighting ¦ Fire Extinguishers ¦ CO2 | 1 | Urgent | B | 8 | 2032 | 5 | 1 | 2.2 | 4190 | 20386
Electrical ¦ Lighting ¦ Internal ¦ General | 1 | Medium | B | 5 | 2029 | 5 | 3 | 3.2 | 23684 | 15027
Fire ¦ Fire Fighting ¦ Fire Extinguishers ¦ CO2 | 4 | Urgent | B | 6 | 2030 | 5 | 1 | 2.2 | 4191 | 16228
HVAC ¦ Local and Special Ventilation ¦ Unit extract fans. | 1 | Medium | B | 1 | 2025 | 5 | 3 | 3.2 | 23685 | 7665
Fabric ¦ Superstructure ¦ Internal Doors ¦ Roller Shutters ¦ Electric Roller Shutter | 1 | Medium | B | 7 | 2031 | 5 | 3 | 3.2 | 23686 | 19906
HVAC ¦ Central Heating (Internally Sourced) ¦ Boiler ¦ Atmospheric Gas Burner/Condensing Combination Boiler | 1 | Medium | B | 1 | 2025 | 5 | 3 | 3.2 | 23687 | 7666
Electrical ¦ Specialist Lighting ¦ Internal ¦ Illuminated Fire Exit Signage | 1 | Urgent | B | 18 | 2042 | 5 | 1 | 2.2 | 4192 | 30639
HVAC ¦ Heat Emitters - Local ¦ Electric Heaters | 2 | Medium | B | 1 | 2025 | 5 | 3 | 3.2 | 23688 | 7667
Electrical ¦ LV Distribution ¦ Distribution Board ¦ Sub | 1 | High | B | 5 | 2029 | 5 | 2 | 2.7 | 13601 | 14621
HVAC ¦ Local Air Conditioning ¦ Single-Split Condenser - Split Systems/Heat Pumps - Air-cooled with Direct Expansion Evaporator (DX) | 1 | Medium | B | 5 | 2029 | 5 | 3 | 3.2 | 23689 | 15028
Controls ¦ Multi-System Controls ¦ Instrument Control Panel | 1 | Medium | B | 10 | 2034 | 5 | 3 | 3.2 | 23690 | 22751
HVAC ¦ Fan ¦ Central Ventilation Systems ¦ Ventilating - General | 1 | Low | B | 1 | 2025 | 5 | 4 | 3.7 | 32965 | 11941
Water ¦ Local Hot Water ¦ Package Electric Water Heaters - Non-Drinking Water | 1 | Medium | B | 7 | 2031 | 5 | 3 | 3.2 | 23691 | 19907
Fabric ¦ Superstructure ¦ Windows and External Doors ¦ External Doors ¦ Manual and Automatic Doors ¦ Emergency and Panic Escape Doors | 1 | Urgent | B | 23 | 2047 | 5 | 1 | 2.2 | 4193 | 33093
Electrical ¦ LV Distribution ¦ Distribution Board ¦ Sub | 1 | High | D | 1 | 2025 | 3 | 2 | 2.1 | 1133 | 777
Electrical ¦ LV Distribution ¦ Distribution Board ¦ Sub | 1 | High | B | 6 | 2030 | 5 | 2 | 2.7 | 13602 | 17546
HVAC ¦ Fan ¦ Local and Special Ventilation ¦ Kitchen Vent ¦ Extract | 1 | Low | B | 12 | 2036 | 5 | 4 | 3.7 | 32966 | 26801
Fabric ¦ Superstructure ¦ Windows and External Doors ¦ Roller Shutters ¦ Manual Roller Shutter | 1 | High | B | 1 | 2025 | 5 | 2 | 2.7 | 13603 | 3578
HVAC ¦ Fan ¦ Local and Special Ventilation ¦ Centrifugal | 1 | Medium | B | 4 | 2028 | 5 | 3 | 3.2 | 23692 | 14100
Water ¦ Local Hot Water ¦ Instantaneous Electric Water Heater - Non-Drinking Water | 1 | Medium | B | 13 | 2037 | 5 | 3 | 3.2 | 23693 | 27121
Fabric ¦ Superstructure ¦ Windows and External Doors ¦ Roller Shutters ¦ Manual Roller Shutter | 1 | High | B | 13 | 2037 | 5 | 2 | 2.7 | 13604 | 26970
Water ¦ Local Hot Water ¦ Package Electric Water Heaters - Non-Drinking Water | 1 | Medium | D | 1 | 2025 | 3 | 3 | 2.6 | 11103 | 2618
Fabric ¦ Superstructure ¦ Windows and External Doors ¦ External Doors ¦ Manual and Automatic Doors ¦ Emergency and Panic Escape Doors | 1 | Urgent | B | 28 | 2052 | 5 | 1 | 2.2 | 4194 | 33602
Electrical ¦ Specialist Lighting ¦ Internal ¦ Illuminated Fire Exit Signage | 2 | Urgent | B | 16 | 2040 | 5 | 1 | 2.2 | 4195 | 28757
Fabric ¦ Superstructure ¦ Internal Doors ¦ Roller Shutters ¦ Automatic Roller Shutter | 1 | High | B | 16 | 2040 | 5 | 2 | 2.7 | 13605 | 29149
Electrical ¦ Lighting ¦ Internal ¦ General ¦ LED Fittings & Luminaires | 8 | Medium | B | 12 | 2036 | 5 | 3 | 3.2 | 23694 | 26475
Fire ¦ Fire Fighting ¦ Fire Extinguishers ¦ CO2 | 1 | Urgent | B | 1 | 2025 | 5 | 1 | 2.2 | 4196 | 1260
Water ¦ Local Hot Water ¦ Instantaneous Electric Water Heater - Non-Drinking Water | 1 | Medium | B | 1 | 2025 | 5 | 3 | 3.2 | 23695 | 7668
Electrical ¦ Lighting ¦ Internal ¦ General ¦ LED Fittings & Luminaires | 8 | Medium | B | 14 | 2038 | 5 | 3 | 3.2 | 23696 | 27553
HVAC ¦ Heat Emitters - Central ¦ Radiators ¦ Steel | 1 | Medium | B | 14 | 2038 | 5 | 3 | 3.2 | 23697 | 27554
Fire ¦ Fire Fighting ¦ Fire Extinguishers ¦ Foam | 1 | Urgent | B | 6 | 2030 | 5 | 1 | 2.2 | 4197 | 16229
Fabric ¦ Superstructure ¦ Internal Doors ¦ Roller Shutters ¦ Electric Roller Shutter | 1 | Medium | B | 19 | 2043 | 5 | 3 | 3.2 | 23698 | 31356
Fabric ¦ Superstructure ¦ Windows and External Doors ¦ External Doors ¦ Entrance Doors | 1 | High | B | 6 | 2030 | 5 | 2 | 2.7 | 13606 | 17547
Fabric ¦ Superstructure ¦ Windows and External Doors ¦ Roller Shutters ¦ Electric Roller Shutter | 1 | High | B | 9 | 2033 | 5 | 2 | 2.7 | 13607 | 21586
HVAC ¦ Fan ¦ Local and Special Ventilation ¦ Extract | 1 | Medium | B | 1 | 2025 | 5 | 3 | 3.2 | 23699 | 7669
Electrical ¦ Lighting ¦ Internal ¦ Emergency ¦ Self Contained ¦ Non LED | 3 | Urgent | B | 15 | 2039 | 5 | 1 | 2.2 | 4198 | 27831
Electrical ¦ LV Distribution ¦ Distribution Board ¦ Sub | 1 | High | B | 1 | 2025 | 5 | 2 | 2.7 | 13608 | 3579
Transport ¦ Lifts ¦ Disabled Lift ¦ Electric | 1 | High | B | 1 | 2025 | 5 | 2 | 2.7 | 13609 | 3580
Electrical ¦ Lighting ¦ External ¦ General - Non-LED | 3 | Medium | B | 1 | 2025 | 5 | 3 | 3.2 | 23700 | 7670
Fabric ¦ Superstructure ¦ Windows and External Doors ¦ Roller Shutters ¦ Manual Roller Shutter | 1 | High | B | 13 | 2037 | 5 | 2 | 2.7 | 13610 | 26971
Fire ¦ Fire Detection ¦ Fire Alarm System | 1 | Urgent | B | 7 | 2031 | 5 | 1 | 2.2 | 4199 | 19283
Electrical ¦ Lighting ¦ Internal ¦ General ¦ LED Fittings & Luminaires | 111 | Medium | B | 17 | 2041 | 5 | 3 | 3.2 | 23701 | 30450
Fabric ¦ Superstructure ¦ Windows and External Doors ¦ Roller Shutters ¦ Manual Roller Shutter | 1 | High | CX | 1 | 2025 | 2 | 2 | 1.8 | 502 | 403
Electrical ¦ LV Distribution ¦ Distribution Board ¦ Sub | 1 | High | B | 6 | 2030 | 5 | 2 | 2.7 | 13611 | 17548
HVAC ¦ Heat Emitters - Local ¦ Gas Fired Unit Heaters | 1 | Medium | B | 7 | 2031 | 5 | 3 | 3.2 | 23702 | 19908
Fabric ¦ Superstructure ¦ Internal Doors ¦ Roller Shutters ¦ Electric Roller Shutter | 1 | Medium | B | 1 | 2025 | 5 | 3 | 3.2 | 23703 | 7671
HVAC ¦ Heat Emitters - Local ¦ Electric Heaters | 1 | Medium | B | 3 | 2027 | 5 | 3 | 3.2 | 23704 | 13520
HVAC ¦ Ventilation ¦ Air Handling Unit (AHU) ¦ Internal ¦ Central Air Conditioning ¦ DX Cooling | 1 | High | B | 6 | 2030 | 5 | 2 | 2.7 | 13612 | 17549
HVAC ¦ Fan ¦ Central Ventilation Systems ¦ Ventilating - General | 1 | Low | B | 1 | 2025 | 5 | 4 | 3.7 | 32967 | 11942
Fabric ¦ Superstructure ¦ Windows and External Doors ¦ External Doors ¦ Manual and Automatic Doors ¦ Emergency and Panic Escape Doors | 1 | Urgent | B | 21 | 2045 | 5 | 1 | 2.2 | 4200 | 31988
HVAC ¦ Fan ¦ Local and Special Ventilation ¦ Extract | 1 | Medium | B | 1 | 2025 | 5 | 3 | 3.2 | 23705 | 7672
Fabric ¦ Superstructure ¦ Windows and External Doors ¦ Roller Shutters ¦ Manual Roller Shutter | 1 | High | CX | 1 | 2025 | 2 | 2 | 1.8 | 503 | 404
Electrical ¦ LV Distribution ¦ Distribution Board ¦ Main | 1 | High | B | 11 | 2035 | 5 | 2 | 2.7 | 13613 | 24353
Electrical ¦ LV Distribution ¦ Distribution Board ¦ Sub | 1 | High | B | 1 | 2025 | 5 | 2 | 2.7 | 13614 | 3581
HVAC ¦ Central Heating (Internally Sourced) ¦ Burner ¦ Forced draft gas burner | 1 | Medium | B | 5 | 2029 | 5 | 3 | 3.2 | 23706 | 15029
Electrical ¦ Lighting ¦ Internal ¦ Emergency ¦ Self Contained ¦ Non LED | 10 | Urgent | B | 6 | 2030 | 5 | 1 | 2.2 | 4201 | 16230
HVAC ¦ Fan ¦ Local and Special Ventilation ¦ Centrifugal | 1 | Medium | B | 4 | 2028 | 5 | 3 | 3.2 | 23707 | 14101
Fabric ¦ Superstructure ¦ Windows and External Doors ¦ External Doors ¦ Entrance Doors | 1 | High | B | 11 | 2035 | 5 | 2 | 2.7 | 13615 | 24354
Fire ¦ Fire Detection ¦ Fire Alarm Panel / Repeater | 1 | Urgent | B | 14 | 2038 | 5 | 1 | 2.2 | 4202 | 27356
Fire ¦ Fire Detection ¦ Fire Alarm System | 1 | Urgent | A | 13 | 2037 | 6 | 1 | 2.5 | 10867 | 26915
Electrical ¦ LV Distribution ¦ Distribution Board ¦ Sub | 1 | High | B | 1 | 2025 | 5 | 2 | 2.7 | 13616 | 3582
Water ¦ Local Hot Water ¦ Instantaneous Electric Water Heater - Non-Drinking Water | 1 | Medium | B | 9 | 2033 | 5 | 3 | 3.2 | 23708 | 21741
HVAC ¦ Fan ¦ Local and Special Ventilation ¦ Extract | 1 | Medium | B | 1 | 2025 | 5 | 3 | 3.2 | 23709 | 7673
HVAC ¦ Fan ¦ Local and Special Ventilation ¦ Extract | 1 | Medium | B | 1 | 2025 | 5 | 3 | 3.2 | 23710 | 7674
HVAC ¦ Ventilation ¦ Air Handling Unit (AHU) ¦ Internal ¦ Central Air Conditioning ¦ Gas Fired | 1 | Medium | B | 1 | 2025 | 5 | 3 | 3.2 | 23711 | 7675
Water ¦ Local Hot Water ¦ Instantaneous Electric Water Heater - Non-Drinking Water | 1 | Medium | B | 14 | 2038 | 5 | 3 | 3.2 | 23712 | 27555
Fabric ¦ Superstructure ¦ Internal Doors ¦ Roller Shutters ¦ Electric Roller Shutter | 1 | Medium | B | 11 | 2035 | 5 | 3 | 3.2 | 23713 | 25145
Water ¦ Local Hot Water ¦ Package Electric Water Heaters - Non-Drinking Water | 1 | Medium | B | 1 | 2025 | 5 | 3 | 3.2 | 23714 | 7676
Fabric ¦ Superstructure ¦ Windows and External Doors ¦ External Doors ¦ Manual and Automatic Doors ¦ Emergency and Panic Escape Doors | 1 | Urgent | B | 1 | 2025 | 5 | 1 | 2.2 | 4203 | 1261
HVAC ¦ Local Air Conditioning ¦ Single-Split Condenser - Split Systems/Heat Pumps - Air-cooled with Direct Expansion Evaporator (DX) | 1 | Medium | B | 1 | 2025 | 5 | 3 | 3.2 | 23715 | 7677
HVAC ¦ Central Air Conditioning ¦ Air Conditioning ¦ Multi-Split Evaporator - Split Systems/Heat Pumps - Air-cooled with Direct Expansion Evaporator (DX) | 1 | Medium | B | 1 | 2025 | 5 | 3 | 3.2 | 23716 | 7678
Fabric ¦ Superstructure ¦ Windows and External Doors ¦ External Doors ¦ Manual and Automatic Doors ¦ Auto / Powered Swing Doors | 1 | High | B | 11 | 2035 | 5 | 2 | 2.7 | 13617 | 24355
Fabric ¦ Superstructure ¦ Windows and External Doors ¦ External Doors ¦ Manual and Automatic Doors ¦ High Security Door | 1 | High | B | 27 | 2051 | 5 | 2 | 2.7 | 13618 | 33566
Fabric ¦ Superstructure ¦ Windows and External Doors ¦ External Doors ¦ Entrance Doors | 1 | High | B | 1 | 2025 | 5 | 2 | 2.7 | 13619 | 3583
Fabric ¦ Superstructure ¦ Windows and External Doors ¦ External Doors ¦ Entrance Doors | 1 | High | B | 1 | 2025 | 5 | 2 | 2.7 | 13620 | 3584
Controls ¦ Building Management System (BMS) ¦ BMS Control Panel | 1 | High | B | 6 | 2030 | 5 | 2 | 2.7 | 13621 | 17550
HVAC ¦ Fan ¦ Local and Special Ventilation ¦ Extract | 1 | Medium | CX | 1 | 2025 | 2 | 3 | 2.3 | 10139 | 2089
HVAC ¦ Central Heating (Internally Sourced) ¦ Boiler ¦ Combination Atmospheric Burner Gas Boiler | 1 | High | B | 1 | 2025 | 5 | 2 | 2.7 | 13622 | 3585
Fabric ¦ Superstructure ¦ Windows and External Doors ¦ External Doors ¦ Manual and Automatic Doors ¦ Auto / Powered Sliding Doors | 1 | High | B | 28 | 2052 | 5 | 2 | 2.7 | 13623 | 33622
Fabric ¦ Superstructure ¦ Windows and External Doors ¦ Roller Shutters ¦ Manual Roller Shutter | 1 | High | B | 1 | 2025 | 5 | 2 | 2.7 | 13624 | 3586
Fabric ¦ Superstructure ¦ Windows and External Doors ¦ External Doors ¦ Entrance Doors | 1 | High | B | 16 | 2040 | 5 | 2 | 2.7 | 13625 | 29150
Electrical ¦ LV Distribution ¦ Distribution Board ¦ Sub | 1 | High | B | 1 | 2025 | 5 | 2 | 2.7 | 13626 | 3587
Electrical ¦ Lighting ¦ Internal ¦ General ¦ LED Fittings & Luminaires | 33 | Medium | B | 16 | 2040 | 5 | 3 | 3.2 | 23717 | 29491
Electrical ¦ Lighting ¦ Internal ¦ Emergency ¦ Self Contained ¦ LED | 6 | Urgent | A | 23 | 2047 | 6 | 1 | 2.5 | 10868 | 33166
Electrical ¦ Specialist Lighting ¦ Internal ¦ Illuminated Fire Exit Signage | 2 | Urgent | A | 18 | 2042 | 6 | 1 | 2.5 | 10869 | 30742
Electrical ¦ Lighting ¦ Internal ¦ Emergency ¦ Self Contained ¦ LED | 9 | Urgent | B | 22 | 2046 | 5 | 1 | 2.2 | 4204 | 32880
Fire ¦ Fire Fighting ¦ Fire Extinguishers ¦ Foam | 3 | Urgent | B | 6 | 2030 | 5 | 1 | 2.2 | 4205 | 16231
Electrical ¦ Lighting ¦ Internal ¦ General ¦ LED Fittings & Luminaires | 33 | Medium | B | 16 | 2040 | 5 | 3 | 3.2 | 23718 | 29492
Electrical ¦ Lighting ¦ External ¦ General - Non-LED | 4 | Medium | B | 1 | 2025 | 5 | 3 | 3.2 | 23719 | 7679
HVAC ¦ Heat Emitters - Local ¦ Electric Heaters | 3 | Medium | B | 1 | 2025 | 5 | 3 | 3.2 | 23720 | 7680
Electrical ¦ Lighting ¦ Internal ¦ General | 3 | Medium | B | 13 | 2037 | 5 | 3 | 3.2 | 23721 | 27122
HVAC ¦ Heat Emitters - Central ¦ Radiators ¦ Steel | 5 | Medium | B | 1 | 2025 | 5 | 3 | 3.2 | 23722 | 7681
Fire ¦ Fire Fighting ¦ Fire Extinguishers ¦ CO2 | 2 | Urgent | B | 1 | 2025 | 5 | 1 | 2.2 | 4206 | 1262
HVAC ¦ Local Air Conditioning ¦ Single-Split Condenser - Split Systems/Heat Pumps - Air-cooled with Direct Expansion Evaporator (DX) | 1 | Medium | B | 1 | 2025 | 5 | 3 | 3.2 | 23723 | 7682
Fabric ¦ Superstructure ¦ Windows and External Doors ¦ External Doors ¦ Manual and Automatic Doors ¦ Emergency and Panic Escape Doors | 1 | Urgent | B | 27 | 2051 | 5 | 1 | 2.2 | 4207 | 33543
HVAC ¦ Fan ¦ Local and Special Ventilation ¦ Extract | 1 | Medium | B | 1 | 2025 | 5 | 3 | 3.2 | 23724 | 7683
Fire ¦ Fire Fighting ¦ Fire Extinguishers ¦ Powder | 1 | Urgent | B | 9 | 2033 | 5 | 1 | 2.2 | 4208 | 21307
Fire ¦ Fire Fighting ¦ Fire Extinguishers ¦ Foam | 3 | Urgent | B | 7 | 2031 | 5 | 1 | 2.2 | 4209 | 19284
Fire ¦ Fire Fighting ¦ Fire Extinguishers ¦ CO2 | 3 | Urgent | B | 9 | 2033 | 5 | 1 | 2.2 | 4210 | 21308
Electrical ¦ Lighting ¦ External ¦ General - Non-LED | 4 | Medium | B | 1 | 2025 | 5 | 3 | 3.2 | 23725 | 7684
Electrical ¦ Lighting ¦ Internal ¦ General ¦ LED Fittings & Luminaires | 36 | Medium | B | 16 | 2040 | 5 | 3 | 3.2 | 23726 | 29493
Electrical ¦ Lighting ¦ External ¦ General - Non-LED | 1 | Medium | CX | 1 | 2025 | 2 | 3 | 2.3 | 10140 | 2090
Electrical ¦ Lighting ¦ Internal ¦ Emergency ¦ Externally Powered ¦ Non LED | 6 | Urgent | B | 1 | 2025 | 5 | 1 | 2.2 | 4211 | 1263
HVAC ¦ Fan ¦ Central Ventilation Systems ¦ Ventilating - General | 1 | Low | B | 1 | 2025 | 5 | 4 | 3.7 | 32968 | 11943
Transport ¦ Lifts ¦ Passenger Lift electric ¦ Electric | 1 | Medium | B | 5 | 2029 | 5 | 3 | 3.2 | 23727 | 15030
Fabric ¦ Superstructure ¦ Windows and External Doors ¦ Roller Shutters ¦ Electric Roller Shutter | 1 | High | B | 1 | 2025 | 5 | 2 | 2.7 | 13627 | 3588
HVAC ¦ Fan ¦ Local and Special Ventilation ¦ Extract | 1 | Medium | B | 1 | 2025 | 5 | 3 | 3.2 | 23728 | 7685
HVAC ¦ Fan ¦ Local and Special Ventilation ¦ Axial | 1 | Medium | B | 1 | 2025 | 5 | 3 | 3.2 | 23729 | 7686
Fabric ¦ Superstructure ¦ Internal Doors ¦ Roller Shutters ¦ Electric Roller Shutter | 1 | Medium | B | 1 | 2025 | 5 | 3 | 3.2 | 23730 | 7687
Electrical ¦ Lighting ¦ Internal ¦ General | 24 | Medium | B | 1 | 2025 | 5 | 3 | 3.2 | 23731 | 7688
Fire ¦ Fire Fighting ¦ Fire Extinguishers ¦ CO2 | 3 | Urgent | B | 6 | 2030 | 5 | 1 | 2.2 | 4212 | 16232
Electrical ¦ Lighting ¦ Internal ¦ Emergency ¦ Self Contained ¦ Non LED | 4 | Urgent | B | 1 | 2025 | 5 | 1 | 2.2 | 4213 | 1264
Electrical ¦ Lighting ¦ External ¦ General - LED | 5 | Medium | B | 12 | 2036 | 5 | 3 | 3.2 | 23732 | 26476
Electrical ¦ LV Distribution ¦ Distribution Board ¦ Sub | 1 | High | B | 1 | 2025 | 5 | 2 | 2.7 | 13628 | 3589
Water ¦ Local Hot Water ¦ Instantaneous Electric Water Heater - Non-Drinking Water | 1 | Medium | B | 14 | 2038 | 5 | 3 | 3.2 | 23733 | 27556
Electrical ¦ Lighting ¦ Internal ¦ General ¦ LED Fittings & Luminaires | 65 | Medium | B | 17 | 2041 | 5 | 3 | 3.2 | 23734 | 30451
Electrical ¦ Lighting ¦ Internal ¦ Emergency ¦ Self Contained ¦ LED | 8 | Urgent | B | 22 | 2046 | 5 | 1 | 2.2 | 4214 | 32881
Fire ¦ Fire Fighting ¦ Fire Extinguishers ¦ CO2 | 3 | Urgent | B | 6 | 2030 | 5 | 1 | 2.2 | 4215 | 16233
HVAC ¦ Central Air Conditioning ¦ Air Conditioning ¦ Multi-Split Condenser - Split Systems/Heat Pumps - Air-cooled with Direct Expansion Evaporator (DX) | 1 | Medium | B | 1 | 2025 | 5 | 3 | 3.2 | 23735 | 7689
Fabric ¦ Superstructure ¦ Windows and External Doors ¦ External Doors ¦ Entrance Doors | 1 | High | B | 1 | 2025 | 5 | 2 | 2.7 | 13629 | 3590
Electrical ¦ Lighting ¦ Internal ¦ General ¦ LED Fittings & Luminaires | 10 | Medium | B | 16 | 2040 | 5 | 3 | 3.2 | 23736 | 29494
HVAC ¦ Local Air Conditioning ¦ Single-Split Condenser - Split Systems/Heat Pumps - Air-cooled with Direct Expansion Evaporator (DX) | 1 | Medium | B | 1 | 2025 | 5 | 3 | 3.2 | 23737 | 7690
Electrical ¦ LV Distribution ¦ Distribution Board ¦ Main | 1 | High | B | 19 | 2043 | 5 | 2 | 2.7 | 13630 | 31178
HVAC ¦ Central Heating (Internally Sourced) ¦ Boiler ¦ Combination Atmospheric Burner Gas Boiler | 1 | High | B | 1 | 2025 | 5 | 2 | 2.7 | 13631 | 3591
HVAC ¦ Fan ¦ Local and Special Ventilation ¦ Extract | 1 | Medium | CX | 1 | 2025 | 2 | 3 | 2.3 | 10141 | 2091
Electrical ¦ LV Distribution ¦ Distribution Board ¦ Sub | 1 | High | B | 10 | 2034 | 5 | 2 | 2.7 | 13632 | 22337
Controls ¦ Multi-System Controls ¦ Control Panel - Electrical Services (excluding Electrical Controllers and Pneumatic Relays) | 1 | Medium | B | 1 | 2025 | 5 | 3 | 3.2 | 23738 | 7691
Fabric ¦ Superstructure ¦ Windows and External Doors ¦ External Doors ¦ Entrance Doors | 1 | High | B | 23 | 2047 | 5 | 2 | 2.7 | 13633 | 33197
Fabric ¦ Superstructure ¦ Windows and External Doors ¦ Roller Shutters ¦ Electric Roller Shutter | 1 | High | B | 10 | 2034 | 5 | 2 | 2.7 | 13634 | 22338
HVAC ¦ Fan ¦ Local and Special Ventilation ¦ Centrifugal | 1 | Medium | B | 1 | 2025 | 5 | 3 | 3.2 | 23739 | 7692
Security ¦ Access ¦ Access Control ¦ Door ¦ Local Lock / Keypad / Manual | 2 | Medium | B | 1 | 2025 | 5 | 3 | 3.2 | 23740 | 7693
HVAC ¦ Fan ¦ Central Ventilation Systems ¦ Ventilating - General | 1 | Low | B | 8 | 2032 | 5 | 4 | 3.7 | 32969 | 21181
Fabric ¦ Superstructure ¦ Windows and External Doors ¦ Roller Shutters ¦ Manual Roller Shutter | 1 | High | B | 1 | 2025 | 5 | 2 | 2.7 | 13635 | 3592
Electrical ¦ Lighting ¦ Internal ¦ General ¦ LED Fittings & Luminaires | 5 | Medium | B | 16 | 2040 | 5 | 3 | 3.2 | 23741 | 29495
Security ¦ Access ¦ Access Control ¦ Door ¦ Local Lock / Keypad / Manual | 3 | Medium | B | 10 | 2034 | 5 | 3 | 3.2 | 23742 | 22752
Electrical ¦ Lighting ¦ Internal ¦ Emergency ¦ Externally Powered ¦ Non LED | 7 | Urgent | B | 1 | 2025 | 5 | 1 | 2.2 | 4216 | 1265
Electrical ¦ Specialist Lighting ¦ Internal ¦ Illuminated Fire Exit Signage | 2 | Urgent | B | 16 | 2040 | 5 | 1 | 2.2 | 4217 | 28758
Electrical ¦ Lighting ¦ External ¦ General - Non-LED | 6 | Medium | B | 1 | 2025 | 5 | 3 | 3.2 | 23743 | 7694
Electrical ¦ Lighting ¦ External ¦ General - LED | 8 | Medium | B | 11 | 2035 | 5 | 3 | 3.2 | 23744 | 25146
Electrical ¦ Lighting ¦ External ¦ General - LED | 1 | Medium | B | 12 | 2036 | 5 | 3 | 3.2 | 23745 | 26477
Fire ¦ Fire Fighting ¦ Fire Extinguishers ¦ Foam | 2 | Urgent | B | 9 | 2033 | 5 | 1 | 2.2 | 4218 | 21309
Electrical ¦ Lighting ¦ Internal ¦ General ¦ LED Fittings & Luminaires | 29 | Medium | B | 17 | 2041 | 5 | 3 | 3.2 | 23746 | 30452
Electrical ¦ Lighting ¦ Internal ¦ Emergency ¦ Self Contained ¦ LED | 3 | Urgent | B | 15 | 2039 | 5 | 1 | 2.2 | 4219 | 27832
HVAC ¦ Central Heating (Internally Sourced) ¦ Burner ¦ Forced draft gas burner | 1 | Medium | B | 1 | 2025 | 5 | 3 | 3.2 | 23747 | 7695
Electrical ¦ Specialist Lighting ¦ Internal ¦ Illuminated Fire Exit Signage | 3 | Urgent | B | 10 | 2034 | 5 | 1 | 2.2 | 4220 | 22035
Electrical ¦ Specialist Lighting ¦ Internal ¦ Illuminated Fire Exit Signage | 4 | Urgent | B | 10 | 2034 | 5 | 1 | 2.2 | 4221 | 22036
HVAC ¦ Heat Emitters - Local ¦ Electric Heaters | 1 | Medium | B | 1 | 2025 | 5 | 3 | 3.2 | 23748 | 7696
HVAC ¦ Ventilation ¦ Air Handling Unit (AHU) ¦ Internal ¦ Central Heating & Cooling ¦ Electric & DX | 1 | Medium | B | 1 | 2025 | 5 | 3 | 3.2 | 23749 | 7697
HVAC ¦ Heat Emitters - Local ¦ Gas Radiant Tube Heaters | 1 | Medium | B | 3 | 2027 | 5 | 3 | 3.2 | 23750 | 13521
Fabric ¦ Superstructure ¦ Windows and External Doors ¦ External Doors ¦ Manual and Automatic Doors ¦ Emergency and Panic Escape Doors | 1 | Urgent | B | 23 | 2047 | 5 | 1 | 2.2 | 4222 | 33094
Fire ¦ Fire Detection ¦ Fire Alarm System | 1 | Urgent | B | 11 | 2035 | 5 | 1 | 2.2 | 4223 | 23574
Electrical ¦ Lighting ¦ Internal ¦ General ¦ LED Fittings & Luminaires | 22 | Medium | B | 18 | 2042 | 5 | 3 | 3.2 | 23751 | 30939
HVAC ¦ Fan ¦ Local and Special Ventilation ¦ Kitchen Vent ¦ Extract | 1 | Low | CX | 5 | 2029 | 2 | 4 | 2.8 | 18350 | 14771
Electrical ¦ Lighting ¦ Internal ¦ General ¦ LED Fittings & Luminaires | 94 | Medium | B | 16 | 2040 | 5 | 3 | 3.2 | 23752 | 29496
HVAC ¦ Heat Emitters - Local ¦ Gas Fired Unit Heaters | 1 | Medium | B | 1 | 2025 | 5 | 3 | 3.2 | 23753 | 7698
Water ¦ Local Hot Water ¦ Package Electric Water Heaters - Non-Drinking Water | 1 | Medium | B | 1 | 2025 | 5 | 3 | 3.2 | 23754 | 7699
HVAC ¦ Fan ¦ Local and Special Ventilation ¦ Fans Window or Wall Mounted | 1 | Medium | B | 7 | 2031 | 5 | 3 | 3.2 | 23755 | 19909
HVAC ¦ Heat Emitters - Local ¦ Electric Heaters | 1 | Medium | B | 1 | 2025 | 5 | 3 | 3.2 | 23756 | 7700
HVAC ¦ Ventilation ¦ Air Handling Unit (AHU) ¦ Internal ¦ Central Heating & Cooling ¦ Electric & DX | 1 | Medium | B | 13 | 2037 | 5 | 3 | 3.2 | 23757 | 27123
Controls ¦ Multi-System Controls ¦ Control Panel - Electrical Services (excluding Electrical Controllers and Pneumatic Relays) | 1 | Medium | B | 15 | 2039 | 5 | 3 | 3.2 | 23758 | 28408
Electrical ¦ Lighting ¦ External ¦ General - LED | 6 | Medium | B | 11 | 2035 | 5 | 3 | 3.2 | 23759 | 25147
HVAC ¦ Heat Emitters - Local ¦ Electric Heaters | 1 | Medium | B | 2 | 2026 | 5 | 3 | 3.2 | 23760 | 13067
Fabric ¦ Superstructure ¦ Windows and External Doors ¦ External Doors ¦ Manual and Automatic Doors ¦ Emergency and Panic Escape Doors | 1 | Urgent | B | 6 | 2030 | 5 | 1 | 2.2 | 4224 | 16234
HVAC ¦ Fan ¦ Local and Special Ventilation ¦ Fans Window or Wall Mounted | 1 | Medium | CX | 11 | 2035 | 2 | 3 | 2.3 | 10142 | 24040
Fabric ¦ Superstructure ¦ Internal Doors ¦ Roller Shutters ¦ Electric Roller Shutter | 1 | Medium | B | 1 | 2025 | 5 | 3 | 3.2 | 23761 | 7701
Fabric ¦ Superstructure ¦ Windows and External Doors ¦ Roller Shutters ¦ Manual Roller Shutter | 1 | High | B | 1 | 2025 | 5 | 2 | 2.7 | 13636 | 3593
HVAC ¦ Central Air Conditioning ¦ Air Conditioning ¦ Multi-Split Condenser - Split Systems/Heat Pumps - Air-cooled with Direct Expansion Evaporator (DX) | 1 | Medium | B | 5 | 2029 | 5 | 3 | 3.2 | 23762 | 15031
HVAC ¦ Central Air Conditioning ¦ Air Conditioning ¦ Multi-Split Condenser - Split Systems/Heat Pumps - Air-cooled with Direct Expansion Evaporator (DX) | 1 | Medium | A | 13 | 2037 | 6 | 3 | 3.5 | 32505 | 27289
HVAC ¦ Heat Emitters - Local ¦ Gas Fired Unit Heaters | 1 | Medium | B | 1 | 2025 | 5 | 3 | 3.2 | 23763 | 7702
Fabric ¦ Superstructure ¦ Windows and External Doors ¦ External Doors ¦ Manual and Automatic Doors ¦ Emergency and Panic Escape Doors | 1 | Urgent | B | 10 | 2034 | 5 | 1 | 2.2 | 4225 | 22037
Fabric ¦ Superstructure ¦ Windows and External Doors ¦ Roller Shutters ¦ Manual Roller Shutter | 1 | High | B | 1 | 2025 | 5 | 2 | 2.7 | 13637 | 3594
HVAC ¦ Fan ¦ Smoke Extract | 1 | Urgent | B | 5 | 2029 | 5 | 1 | 2.2 | 4226 | 14356
Controls ¦ Multi-System Controls ¦ Control Panel - Electrical Services (excluding Electrical Controllers and Pneumatic Relays) | 1 | Medium | B | 6 | 2030 | 5 | 3 | 3.2 | 23764 | 18616
Controls ¦ Building Management System (BMS) ¦ BMS Control Panel | 1 | High | B | 1 | 2025 | 5 | 2 | 2.7 | 13638 | 3595
Fabric ¦ Superstructure ¦ Windows and External Doors ¦ External Doors ¦ Entrance Doors | 1 | High | B | 20 | 2044 | 5 | 2 | 2.7 | 13639 | 31615
Fire ¦ Fire Fighting ¦ Fire Extinguishers ¦ Water Mist - P50 | 1 | Urgent | B | 8 | 2032 | 5 | 1 | 2.2 | 4227 | 20387
Electrical ¦ Lighting ¦ External ¦ General - LED | 5 | Medium | B | 1 | 2025 | 5 | 3 | 3.2 | 23765 | 7703
Fire ¦ Fire Fighting ¦ Fire Extinguishers ¦ CO2 | 1 | Urgent | B | 6 | 2030 | 5 | 1 | 2.2 | 4228 | 16235
Fabric ¦ Superstructure ¦ Internal Doors ¦ Roller Shutters ¦ Internal Manual Roller Shutter | 1 | Medium | B | 1 | 2025 | 5 | 3 | 3.2 | 23766 | 7704
Fabric ¦ Superstructure ¦ Windows and External Doors ¦ External Doors ¦ Entrance Doors | 1 | High | B | 6 | 2030 | 5 | 2 | 2.7 | 13640 | 17551
Electrical ¦ Specialist Lighting ¦ Internal ¦ Illuminated Fire Exit Signage | 3 | Urgent | B | 14 | 2038 | 5 | 1 | 2.2 | 4229 | 27357
Controls ¦ Multi-System Controls ¦ Control Panel - Electrical Services (excluding Electrical Controllers and Pneumatic Relays) | 1 | Medium | B | 1 | 2025 | 5 | 3 | 3.2 | 23767 | 7705
HVAC ¦ Fan ¦ Local and Special Ventilation ¦ Axial | 1 | Medium | B | 1 | 2025 | 5 | 3 | 3.2 | 23768 | 7706
HVAC ¦ Fan ¦ Local and Special Ventilation ¦ Centrifugal | 1 | Medium | B | 1 | 2025 | 5 | 3 | 3.2 | 23769 | 7707
Electrical ¦ Specialist Lighting ¦ Internal ¦ Illuminated Fire Exit Signage | 1 | Urgent | B | 16 | 2040 | 5 | 1 | 2.2 | 4230 | 28759
HVAC ¦ Heat Emitters - Local ¦ Electric Overdoor Air Curtain/Heater | 1 | Medium | B | 12 | 2036 | 5 | 3 | 3.2 | 23770 | 26478
Fabric ¦ Superstructure ¦ Windows and External Doors ¦ External Doors ¦ Entrance Doors | 1 | High | B | 1 | 2025 | 5 | 2 | 2.7 | 13641 | 3596
HVAC ¦ Fan ¦ Local and Special Ventilation ¦ Extract | 1 | Medium | B | 1 | 2025 | 5 | 3 | 3.2 | 23771 | 7708
Electrical ¦ Lighting ¦ Internal ¦ Emergency ¦ Self Contained ¦ LED | 10 | Urgent | B | 21 | 2045 | 5 | 1 | 2.2 | 4231 | 31989
Fabric ¦ Superstructure ¦ Windows and External Doors ¦ Roller Shutters ¦ Manual Roller Shutter | 1 | High | B | 1 | 2025 | 5 | 2 | 2.7 | 13642 | 3597
Electrical ¦ Specialist Lighting ¦ Internal ¦ Illuminated Fire Exit Signage | 1 | Urgent | B | 17 | 2041 | 5 | 1 | 2.2 | 4232 | 30078
Fabric ¦ Superstructure ¦ Windows and External Doors ¦ Roller Shutters ¦ Manual Roller Shutter | 1 | High | B | 1 | 2025 | 5 | 2 | 2.7 | 13643 | 3598
Electrical ¦ Lighting ¦ Internal ¦ Emergency ¦ Self Contained ¦ Non LED | 6 | Urgent | B | 15 | 2039 | 5 | 1 | 2.2 | 4233 | 27833
Controls ¦ Multi-System Controls ¦ Control Panel - Electrical Services (excluding Electrical Controllers and Pneumatic Relays) | 1 | Medium | B | 15 | 2039 | 5 | 3 | 3.2 | 23772 | 28409
Fabric ¦ Superstructure ¦ Windows and External Doors ¦ External Doors ¦ Manual and Automatic Doors ¦ Emergency and Panic Escape Doors | 1 | Urgent | B | 13 | 2037 | 5 | 1 | 2.2 | 4234 | 26849
Fabric ¦ Superstructure ¦ Windows and External Doors ¦ Roller Shutters ¦ Manual Roller Shutter | 1 | High | B | 1 | 2025 | 5 | 2 | 2.7 | 13644 | 3599
Electrical ¦ LV Distribution ¦ Distribution Board ¦ Sub | 1 | High | D | 4 | 2028 | 3 | 2 | 2.1 | 1134 | 13757
Fabric ¦ Superstructure ¦ Windows and External Doors ¦ External Doors ¦ Manual and Automatic Doors ¦ Emergency and Panic Escape Doors | 1 | Urgent | B | 20 | 2044 | 5 | 1 | 2.2 | 4235 | 31456
Water ¦ Local Hot Water ¦ Package Electric Water Heaters - Non-Drinking Water | 1 | Medium | B | 7 | 2031 | 5 | 3 | 3.2 | 23773 | 19910
Electrical ¦ Lighting ¦ Internal ¦ Emergency ¦ Self Contained ¦ LED | 4 | Urgent | B | 21 | 2045 | 5 | 1 | 2.2 | 4236 | 31990
Fabric ¦ Superstructure ¦ Windows and External Doors ¦ External Doors ¦ Entrance Doors | 1 | High | B | 21 | 2045 | 5 | 2 | 2.7 | 13645 | 32612
HVAC ¦ Heat Emitters - Local ¦ Electric Heaters | 2 | Medium | B | 1 | 2025 | 5 | 3 | 3.2 | 23774 | 7709
Fire ¦ Fire Fighting ¦ Fire Extinguishers ¦ CO2 | 1 | Urgent | B | 9 | 2033 | 5 | 1 | 2.2 | 4237 | 21310
Fabric ¦ Superstructure ¦ Internal Doors ¦ Roller Shutters ¦ Electric Roller Shutter | 1 | Medium | B | 11 | 2035 | 5 | 3 | 3.2 | 23775 | 25148
Fabric ¦ Superstructure ¦ Windows and External Doors ¦ Roller Shutters ¦ Manual Roller Shutter | 1 | High | B | 15 | 2039 | 5 | 2 | 2.7 | 13646 | 28140
Fabric ¦ Superstructure ¦ Internal Doors ¦ Roller Shutters ¦ Electric Roller Shutter | 1 | Medium | B | 10 | 2034 | 5 | 3 | 3.2 | 23776 | 22753
HVAC ¦ Fan ¦ Local and Special Ventilation ¦ Axial | 1 | Medium | CX | 1 | 2025 | 2 | 3 | 2.3 | 10143 | 2092
HVAC ¦ Fan ¦ Central Ventilation Systems ¦ Ventilating - General | 1 | Low | B | 1 | 2025 | 5 | 4 | 3.7 | 32970 | 11944
Fabric ¦ Superstructure ¦ Windows and External Doors ¦ Roller Shutters ¦ Electric Roller Shutter | 1 | High | B | 5 | 2029 | 5 | 2 | 2.7 | 13647 | 14622
Fire ¦ Fire Detection ¦ Fire Alarm System | 1 | Urgent | B | 1 | 2025 | 5 | 1 | 2.2 | 4238 | 1266
Electrical ¦ Lighting ¦ Internal ¦ General ¦ LED Fittings & Luminaires | 13 | Medium | B | 16 | 2040 | 5 | 3 | 3.2 | 23777 | 29497
Fabric ¦ Barriers and Guardrails ¦ Vehicle Crash Protection Barrier | 1 | V Low | B | 1 | 2025 | 5 | 4 | 3.7 | 32971 | 11945
Fabric ¦ Superstructure ¦ Windows and External Doors ¦ External Doors ¦ Entrance Doors | 1 | High | B | 11 | 2035 | 5 | 2 | 2.7 | 13648 | 24356
HVAC ¦ Fan ¦ Local and Special Ventilation ¦ Extract | 1 | Medium | B | 1 | 2025 | 5 | 3 | 3.2 | 23778 | 7710
Security ¦ Access ¦ Access Control ¦ Gate Access - Local Lock / Keypad / Manual (External) | 1 | Medium | B | 1 | 2025 | 5 | 3 | 3.2 | 23779 | 7711
Electrical ¦ Lighting ¦ External ¦ General - LED | 1 | Medium | B | 11 | 2035 | 5 | 3 | 3.2 | 23780 | 25149
HVAC ¦ Fan ¦ Local and Special Ventilation ¦ Centrifugal | 1 | Medium | B | 1 | 2025 | 5 | 3 | 3.2 | 23781 | 7712
Electrical ¦ Lighting ¦ External ¦ General - Non-LED | 4 | Medium | B | 1 | 2025 | 5 | 3 | 3.2 | 23782 | 7713
Fire ¦ Fire Fighting ¦ Fire Blanket | 1 | Urgent | B | 4 | 2028 | 5 | 1 | 2.2 | 4239 | 13813
Controls ¦ Multi-System Controls ¦ Control Panel - Electrical Services (excluding Electrical Controllers and Pneumatic Relays) | 1 | Medium | B | 1 | 2025 | 5 | 3 | 3.2 | 23783 | 7714
HVAC ¦ Heat Emitters - Local ¦ Gas Radiant Tube Heaters | 1 | Medium | B | 3 | 2027 | 5 | 3 | 3.2 | 23784 | 13522
Electrical ¦ Specialist Lighting ¦ Internal ¦ Illuminated Fire Exit Signage | 4 | Urgent | B | 16 | 2040 | 5 | 1 | 2.2 | 4240 | 28760
Electrical ¦ Specialist Lighting ¦ Internal ¦ Illuminated Fire Exit Signage | 4 | Urgent | B | 17 | 2041 | 5 | 1 | 2.2 | 4241 | 30079
Fire ¦ Fire Fighting ¦ Fire Extinguishers ¦ Foam | 1 | Urgent | B | 6 | 2030 | 5 | 1 | 2.2 | 4242 | 16236
Electrical ¦ LV Distribution ¦ Distribution Board ¦ Main | 1 | High | B | 16 | 2040 | 5 | 2 | 2.7 | 13649 | 29151
Fabric ¦ Barriers and Guardrails ¦ Vehicle Crash Protection Barrier | 1 | V Low | B | 1 | 2025 | 5 | 4 | 3.7 | 32972 | 11946
Electrical ¦ Lighting ¦ Internal ¦ Emergency ¦ Self Contained ¦ Non LED | 3 | Urgent | B | 1 | 2025 | 5 | 1 | 2.2 | 4243 | 1267
Fire ¦ Fire Fighting ¦ Fire Extinguishers ¦ CO2 | 4 | Urgent | B | 6 | 2030 | 5 | 1 | 2.2 | 4244 | 16237
HVAC ¦ Heat Emitters - Local ¦ Electric Overdoor Air Curtain/Heater | 1 | Medium | B | 12 | 2036 | 5 | 3 | 3.2 | 23785 | 26479
HVAC ¦ Central Heating (Internally Sourced) ¦ Boiler ¦ Atmospheric Gas Burner/Condensing Combination Boiler (domestic type) | 1 | High | B | 7 | 2031 | 5 | 2 | 2.7 | 13650 | 19618
Electrical ¦ Specialist Lighting ¦ Internal ¦ Illuminated Fire Exit Signage | 1 | Urgent | B | 16 | 2040 | 5 | 1 | 2.2 | 4245 | 28761
Electrical ¦ Specialist Lighting ¦ Internal ¦ Illuminated Fire Exit Signage | 4 | Urgent | B | 16 | 2040 | 5 | 1 | 2.2 | 4246 | 28762
Electrical ¦ Lighting ¦ Internal ¦ Emergency ¦ Externally Powered ¦ Non LED | 7 | Urgent | B | 1 | 2025 | 5 | 1 | 2.2 | 4247 | 1268
Electrical ¦ LV Distribution ¦ Distribution Board ¦ Sub | 1 | High | B | 18 | 2042 | 5 | 2 | 2.7 | 13651 | 30813
Electrical ¦ LV Distribution ¦ Distribution Board ¦ Main | 1 | High | B | 1 | 2025 | 5 | 2 | 2.7 | 13652 | 3600
HVAC ¦ Fan ¦ Local and Special Ventilation ¦ Fans Window or Wall Mounted | 1 | Medium | B | 7 | 2031 | 5 | 3 | 3.2 | 23786 | 19911
Water ¦ Local Hot Water ¦ Instantaneous Electric Water Heater - Non-Drinking Water | 1 | Medium | B | 9 | 2033 | 5 | 3 | 3.2 | 23787 | 21742
Fabric ¦ Superstructure ¦ Windows and External Doors ¦ External Doors ¦ Entrance Doors | 1 | High | B | 1 | 2025 | 5 | 2 | 2.7 | 13653 | 3601
Fabric ¦ Superstructure ¦ Windows and External Doors ¦ External Doors ¦ Entrance Doors | 1 | High | B | 15 | 2039 | 5 | 2 | 2.7 | 13654 | 28141
Electrical ¦ Lighting ¦ External ¦ General - Non-LED | 8 | Medium | B | 1 | 2025 | 5 | 3 | 3.2 | 23788 | 7715
HVAC ¦ Local and Special Ventilation ¦ Unit extract fans. | 1 | Medium | DX | 1 | 2025 | 1 | 3 | 2 | 852 | 565
HVAC ¦ Fan ¦ Local and Special Ventilation ¦ Extract | 1 | Medium | B | 1 | 2025 | 5 | 3 | 3.2 | 23789 | 7716
HVAC ¦ Fan ¦ Local and Special Ventilation ¦ Extract | 1 | Medium | CX | 1 | 2025 | 2 | 3 | 2.3 | 10144 | 2093
Electrical ¦ Lighting ¦ Internal ¦ Emergency ¦ Self Contained ¦ LED | 4 | Urgent | B | 21 | 2045 | 5 | 1 | 2.2 | 4248 | 31991
Fire ¦ Fire Fighting ¦ Fire Extinguishers ¦ Foam | 3 | Urgent | B | 6 | 2030 | 5 | 1 | 2.2 | 4249 | 16238
HVAC ¦ Local Air Conditioning ¦ Single-Split Evaporator - Split Systems/Heat Pumps - Air-cooled with Direct Expansion Evaporator (DX) | 1 | Medium | B | 1 | 2025 | 5 | 3 | 3.2 | 23790 | 7717
Electrical ¦ LV Distribution ¦ Distribution Board ¦ Sub | 1 | High | B | 1 | 2025 | 5 | 2 | 2.7 | 13655 | 3602
Fabric ¦ Superstructure ¦ Windows and External Doors ¦ External Doors ¦ Manual and Automatic Doors ¦ Emergency and Panic Escape Doors | 1 | Urgent | B | 6 | 2030 | 5 | 1 | 2.2 | 4250 | 16239
Fabric ¦ Superstructure ¦ Windows and External Doors ¦ External Doors ¦ Entrance Doors | 1 | High | B | 20 | 2044 | 5 | 2 | 2.7 | 13656 | 31616
Electrical ¦ Lighting ¦ Internal ¦ Emergency ¦ Self Contained ¦ LED | 2 | Urgent | B | 21 | 2045 | 5 | 1 | 2.2 | 4251 | 31992
Electrical ¦ Lighting ¦ Internal ¦ Emergency ¦ Self Contained ¦ LED | 10 | Urgent | B | 21 | 2045 | 5 | 1 | 2.2 | 4252 | 31993
HVAC ¦ Heat Emitters - Local ¦ Electric Overdoor Air Curtain/Heater | 1 | Medium | B | 1 | 2025 | 5 | 3 | 3.2 | 23791 | 7718
Fabric ¦ Superstructure ¦ Windows and External Doors ¦ Roller Shutters ¦ Electric Roller Shutter | 1 | High | B | 1 | 2025 | 5 | 2 | 2.7 | 13657 | 3603
Fabric ¦ Superstructure ¦ Windows and External Doors ¦ Roller Shutters ¦ Electric Roller Shutter | 1 | High | B | 1 | 2025 | 5 | 2 | 2.7 | 13658 | 3604
Electrical ¦ LV Distribution ¦ Distribution Board ¦ Sub | 1 | High | B | 1 | 2025 | 5 | 2 | 2.7 | 13659 | 3605
HVAC ¦ Heat Emitters - Local ¦ Gas Fired Unit Heaters | 1 | Medium | B | 5 | 2029 | 5 | 3 | 3.2 | 23792 | 15032
Fire ¦ Fire Detection ¦ Fire Alarm Panel / Repeater | 1 | Urgent | B | 1 | 2025 | 5 | 1 | 2.2 | 4253 | 1269
Electrical ¦ LV Distribution ¦ Distribution Board ¦ Main | 1 | High | B | 1 | 2025 | 5 | 2 | 2.7 | 13660 | 3606
Fabric ¦ Superstructure ¦ Windows and External Doors ¦ External Doors ¦ Manual and Automatic Doors ¦ Auto / Powered Sliding Doors | 1 | High | B | 11 | 2035 | 5 | 2 | 2.7 | 13661 | 24357
Fabric ¦ Superstructure ¦ Windows and External Doors ¦ Roller Shutters ¦ Manual Roller Shutter | 1 | High | B | 11 | 2035 | 5 | 2 | 2.7 | 13662 | 24358
Fabric ¦ Superstructure ¦ Internal Doors ¦ Roller Shutters ¦ Electric Roller Shutter | 1 | Medium | B | 1 | 2025 | 5 | 3 | 3.2 | 23793 | 7719
Fabric ¦ Superstructure ¦ Windows and External Doors ¦ Roller Shutters ¦ Electric Roller Shutter | 1 | High | B | 21 | 2045 | 5 | 2 | 2.7 | 13663 | 32613
Electrical ¦ Specialist Lighting ¦ Internal ¦ Illuminated Fire Exit Signage | 5 | Urgent | B | 16 | 2040 | 5 | 1 | 2.2 | 4254 | 28763
Electrical ¦ Specialist Lighting ¦ Internal ¦ Illuminated Fire Exit Signage | 5 | Urgent | B | 15 | 2039 | 5 | 1 | 2.2 | 4255 | 27834
Fire ¦ Fire Fighting ¦ Fire Extinguishers ¦ Foam | 2 | Urgent | B | 6 | 2030 | 5 | 1 | 2.2 | 4256 | 16240
Fire ¦ Fire Fighting ¦ Fire Extinguishers ¦ CO2 | 1 | Urgent | B | 6 | 2030 | 5 | 1 | 2.2 | 4257 | 16241
HVAC ¦ Heat Emitters - Local ¦ Electric Heaters | 2 | Medium | B | 4 | 2028 | 5 | 3 | 3.2 | 23794 | 14102
Electrical ¦ Lighting ¦ Internal ¦ General | 23 | Medium | B | 6 | 2030 | 5 | 3 | 3.2 | 23795 | 18617
Fire ¦ Fire Fighting ¦ Fire Extinguishers ¦ Foam | 5 | Urgent | B | 6 | 2030 | 5 | 1 | 2.2 | 4258 | 16242
Electrical ¦ LV Distribution ¦ Distribution Board ¦ Main | 1 | High | D | 15 | 2039 | 3 | 2 | 2.1 | 1135 | 27724
Water ¦ Local Hot Water ¦ Package Electric Water Heaters - Non-Drinking Water | 1 | Medium | B | 9 | 2033 | 5 | 3 | 3.2 | 23796 | 21743
Fire ¦ Fire Detection ¦ Fire Alarm System | 1 | Urgent | B | 1 | 2025 | 5 | 1 | 2.2 | 4259 | 1270
HVAC ¦ Heat Emitters - Central ¦ Radiators ¦ Steel | 1 | Medium | B | 1 | 2025 | 5 | 3 | 3.2 | 23797 | 7720
Electrical ¦ Lighting ¦ Internal ¦ General ¦ LED Fittings & Luminaires | 2 | Medium | CX | 10 | 2034 | 2 | 3 | 2.3 | 10145 | 22187
Electrical ¦ Lighting ¦ Internal ¦ Emergency ¦ Self Contained ¦ LED | 13 | Urgent | B | 21 | 2045 | 5 | 1 | 2.2 | 4260 | 31994
Fire ¦ Fire Fighting ¦ Fire Extinguishers ¦ Foam | 2 | Urgent | B | 6 | 2030 | 5 | 1 | 2.2 | 4261 | 16243
HVAC ¦ Heat Emitters - Local ¦ Gas Fired Natural and Fan Assisted Heaters | 1 | Medium | CX | 8 | 2032 | 2 | 3 | 2.3 | 10146 | 20641
HVAC ¦ Heat Emitters - Local ¦ Gas Fired Unit Heaters | 1 | Medium | B | 1 | 2025 | 5 | 3 | 3.2 | 23798 | 7721
Fire ¦ Fire Detection ¦ Fire Alarm Panel / Repeater | 1 | Urgent | B | 11 | 2035 | 5 | 1 | 2.2 | 4262 | 23575
Water ¦ Local Hot Water ¦ Package Electric Water Heaters - Non-Drinking Water | 1 | Medium | B | 1 | 2025 | 5 | 3 | 3.2 | 23799 | 7722
Electrical ¦ LV Distribution ¦ Main Switch Panel at Supply Intake | 1 | Medium | B | 1 | 2025 | 5 | 3 | 3.2 | 23800 | 7723
Fabric ¦ Superstructure ¦ Windows and External Doors ¦ External Doors ¦ Manual and Automatic Doors ¦ High Security Door | 1 | High | B | 11 | 2035 | 5 | 2 | 2.7 | 13664 | 24359
Electrical ¦ Lighting ¦ Internal ¦ General | 7 | Medium | B | 10 | 2034 | 5 | 3 | 3.2 | 23801 | 22754
Electrical ¦ Lighting ¦ Internal ¦ Emergency ¦ Self Contained ¦ LED | 13 | Urgent | B | 22 | 2046 | 5 | 1 | 2.2 | 4263 | 32882
Fire ¦ Fire Fighting ¦ Fire Extinguishers ¦ Powder | 2 | Urgent | B | 6 | 2030 | 5 | 1 | 2.2 | 4264 | 16244
Electrical ¦ Lighting ¦ Internal ¦ General | 3 | Medium | B | 1 | 2025 | 5 | 3 | 3.2 | 23802 | 7724
Fabric ¦ Superstructure ¦ Windows and External Doors ¦ External Doors ¦ Manual and Automatic Doors ¦ Emergency and Panic Escape Doors | 1 | Urgent | B | 33 | 2057 | 5 | 1 | 2.2 | 4265 | 33839
Security ¦ Access ¦ Access Control ¦ Gate Access - Local Lock / Keypad / Manual (External) | 1 | Medium | B | 1 | 2025 | 5 | 3 | 3.2 | 23803 | 7725
Fire ¦ Fire Detection ¦ Fire Alarm System | 1 | Urgent | D | 1 | 2025 | 3 | 1 | 1.6 | 434 | 376
HVAC ¦ Central Heating (Internally Sourced) ¦ Boiler ¦ Atmospheric Gas Burner - Free Standing Boiler | 1 | Medium | B | 1 | 2025 | 5 | 3 | 3.2 | 23804 | 7726
Electrical ¦ Specialist Lighting ¦ Internal ¦ Illuminated Fire Exit Signage | 5 | Urgent | B | 16 | 2040 | 5 | 1 | 2.2 | 4266 | 28764
Water ¦ Local Hot Water ¦ Instantaneous Electric Water Heater - Non-Drinking Water | 1 | Medium | B | 5 | 2029 | 5 | 3 | 3.2 | 23805 | 15033
Fabric ¦ Superstructure ¦ Windows and External Doors ¦ External Doors ¦ Manual and Automatic Doors ¦ Emergency and Panic Escape Doors | 1 | Urgent | B | 31 | 2055 | 5 | 1 | 2.2 | 4267 | 33744
Fabric ¦ Superstructure ¦ Internal Doors ¦ Roller Shutters ¦ Electric Roller Shutter | 1 | Medium | B | 1 | 2025 | 5 | 3 | 3.2 | 23806 | 7727
HVAC ¦ Heat Emitters - Central ¦ Radiators ¦ Steel | 1 | Medium | B | 1 | 2025 | 5 | 3 | 3.2 | 23807 | 7728
Fabric ¦ Superstructure ¦ Windows and External Doors ¦ Roller Shutters ¦ Manual Roller Shutter | 1 | High | B | 1 | 2025 | 5 | 2 | 2.7 | 13665 | 3607
HVAC ¦ Heat Emitters - Central ¦ Radiators ¦ Steel | 3 | Medium | B | 15 | 2039 | 5 | 3 | 3.2 | 23808 | 28410
Electrical ¦ Lighting ¦ External ¦ General - LED | 2 | Medium | B | 11 | 2035 | 5 | 3 | 3.2 | 23809 | 25150
Fabric ¦ Superstructure ¦ Windows and External Doors ¦ External Doors ¦ Manual and Automatic Doors ¦ Auto / Powered Sliding Doors | 1 | High | C | 32 | 2056 | 4 | 2 | 2.4 | 10530 | 33822
HVAC ¦ Heat Emitters - Local ¦ Gas Fired Natural and Fan Assisted Heaters | 1 | Medium | B | 1 | 2025 | 5 | 3 | 3.2 | 23810 | 7729
Fabric ¦ Superstructure ¦ Windows and External Doors ¦ External Doors ¦ Manual and Automatic Doors ¦ Emergency and Panic Escape Doors | 1 | Urgent | B | 32 | 2056 | 5 | 1 | 2.2 | 4268 | 33815
HVAC ¦ Fan ¦ Local and Special Ventilation ¦ Extract | 1 | Medium | B | 1 | 2025 | 5 | 3 | 3.2 | 23811 | 7730
Water ¦ Local Hot Water ¦ Package Electric Water Heaters - Non-Drinking Water | 1 | Medium | B | 8 | 2032 | 5 | 3 | 3.2 | 23812 | 20936
Fire ¦ Fire Detection ¦ Fire Alarm Panel / Repeater | 1 | Urgent | B | 11 | 2035 | 5 | 1 | 2.2 | 4269 | 23576
Electrical ¦ Lighting ¦ Internal ¦ Emergency ¦ Self Contained ¦ LED | 11 | Urgent | B | 22 | 2046 | 5 | 1 | 2.2 | 4270 | 32883
HVAC ¦ Local Air Conditioning ¦ Single-Split Condenser - Split Systems/Heat Pumps - Air-cooled with Direct Expansion Evaporator (DX) | 1 | Medium | B | 5 | 2029 | 5 | 3 | 3.2 | 23813 | 15034
Electrical ¦ LV Distribution ¦ Distribution Board ¦ Main | 1 | High | B | 10 | 2034 | 5 | 2 | 2.7 | 13666 | 22339
Fabric ¦ Superstructure ¦ Internal Doors ¦ Roller Shutters ¦ Electric Roller Shutter | 1 | Medium | B | 1 | 2025 | 5 | 3 | 3.2 | 23814 | 7731
Fabric ¦ Superstructure ¦ Windows and External Doors ¦ Roller Shutters ¦ Electric Roller Shutter | 1 | High | B | 15 | 2039 | 5 | 2 | 2.7 | 13667 | 28142
HVAC ¦ Fan ¦ Local and Special Ventilation ¦ Extract | 1 | Medium | B | 1 | 2025 | 5 | 3 | 3.2 | 23815 | 7732
Fire ¦ Fire Detection ¦ Fire Alarm System | 1 | Urgent | B | 5 | 2029 | 5 | 1 | 2.2 | 4271 | 14357
Transport ¦ Lifts ¦ Passenger Lift Hydraulic ¦ Hydraulic | 1 | Medium | B | 1 | 2025 | 5 | 3 | 3.2 | 23816 | 7733
Fabric ¦ Superstructure ¦ Windows and External Doors ¦ Roller Shutters ¦ Manual Roller Shutter | 1 | High | B | 1 | 2025 | 5 | 2 | 2.7 | 13668 | 3608
Fabric ¦ Superstructure ¦ Windows and External Doors ¦ External Doors ¦ Entrance Doors | 1 | High | B | 6 | 2030 | 5 | 2 | 2.7 | 13669 | 17552
HVAC ¦ Heat Emitters - Central ¦ Radiators ¦ Steel | 1 | Medium | B | 1 | 2025 | 5 | 3 | 3.2 | 23817 | 7734
HVAC ¦ Heat Emitters - Local ¦ Electric Overdoor Air Curtain/Heater | 1 | Medium | B | 1 | 2025 | 5 | 3 | 3.2 | 23818 | 7735
HVAC ¦ Fan ¦ Local and Special Ventilation ¦ Kitchen Vent ¦ Extract | 1 | Low | B | 5 | 2029 | 5 | 4 | 3.7 | 32973 | 15618
Electrical ¦ Specialist Lighting ¦ Internal ¦ Illuminated Fire Exit Signage | 6 | Urgent | B | 18 | 2042 | 5 | 1 | 2.2 | 4272 | 30640
Electrical ¦ Lighting ¦ Internal ¦ Emergency ¦ Self Contained ¦ Non LED | 1 | Urgent | B | 1 | 2025 | 5 | 1 | 2.2 | 4273 | 1271
Electrical ¦ Lighting ¦ Internal ¦ Emergency ¦ Self Contained ¦ LED | 1 | Urgent | B | 20 | 2044 | 5 | 1 | 2.2 | 4274 | 31457
Electrical ¦ Lighting ¦ Internal ¦ Emergency ¦ Self Contained ¦ LED | 1 | Urgent | B | 15 | 2039 | 5 | 1 | 2.2 | 4275 | 27835
HVAC ¦ Ventilation ¦ Air Handling Unit (AHU) ¦ Internal ¦ Central Air Conditioning ¦ Gas Fired | 1 | Medium | B | 1 | 2025 | 5 | 3 | 3.2 | 23819 | 7736
HVAC ¦ Central Heating (Internally Sourced) ¦ Boiler ¦ Atmospheric Gas Burner Boiler - Small and/or Wall Hung for Domestic Installation | 1 | Medium | A | 9 | 2033 | 6 | 3 | 3.5 | 32506 | 21933
Fabric ¦ Superstructure ¦ Windows and External Doors ¦ External Doors ¦ Entrance Doors | 1 | High | B | 31 | 2055 | 5 | 2 | 2.7 | 13670 | 33792
Fabric ¦ Superstructure ¦ Windows and External Doors ¦ Roller Shutters ¦ Electric Roller Shutter | 1 | High | B | 1 | 2025 | 5 | 2 | 2.7 | 13671 | 3609
HVAC ¦ Local Air Conditioning ¦ Single-Split Condenser - Split Systems/Heat Pumps - Air-cooled with Direct Expansion Evaporator (DX) | 1 | Medium | B | 5 | 2029 | 5 | 3 | 3.2 | 23820 | 15035
HVAC ¦ Heat Emitters - Local ¦ Gas Fired Unit Heaters | 1 | Medium | B | 1 | 2025 | 5 | 3 | 3.2 | 23821 | 7737
Fabric ¦ Superstructure ¦ Windows and External Doors ¦ External Doors ¦ Entrance Doors | 1 | High | B | 6 | 2030 | 5 | 2 | 2.7 | 13672 | 17553
Fire ¦ Fire Detection ¦ Fire Alarm System | 1 | Urgent | B | 1 | 2025 | 5 | 1 | 2.2 | 4276 | 1272
HVAC ¦ Heat Emitters - Central ¦ Radiators ¦ Steel | 1 | Medium | C | 1 | 2025 | 4 | 3 | 2.9 | 18576 | 5504
Electrical ¦ Specialist Lighting ¦ Internal ¦ Illuminated Fire Exit Signage | 5 | Urgent | B | 10 | 2034 | 5 | 1 | 2.2 | 4277 | 22038
Fire ¦ Fire Fighting ¦ Fire Extinguishers ¦ CO2 | 5 | Urgent | B | 6 | 2030 | 5 | 1 | 2.2 | 4278 | 16245
HVAC ¦ Fan ¦ Central Heating & Cooling ¦ Bifurcated | 1 | Medium | B | 1 | 2025 | 5 | 3 | 3.2 | 23822 | 7738
HVAC ¦ Ventilation ¦ Air Handling Unit (AHU) ¦ Internal ¦ Central Heating & Cooling ¦ Electric & DX | 1 | Medium | B | 12 | 2036 | 5 | 3 | 3.2 | 23823 | 26480
Electrical ¦ LV Distribution ¦ Distribution Board ¦ Sub | 1 | High | A | 19 | 2043 | 6 | 2 | 3 | 19541 | 31295
HVAC ¦ Heat Emitters - Local ¦ Gas Fired Unit Heaters | 1 | Medium | B | 11 | 2035 | 5 | 3 | 3.2 | 23824 | 25151
HVAC ¦ Fan ¦ Local and Special Ventilation ¦ Fans Window or Wall Mounted | 1 | Medium | B | 9 | 2033 | 5 | 3 | 3.2 | 23825 | 21744
Fabric ¦ Superstructure ¦ Internal Doors ¦ Roller Shutters ¦ Electric Roller Shutter | 1 | Medium | A | 24 | 2048 | 6 | 3 | 3.5 | 32507 | 33276
Electrical ¦ LV Distribution ¦ Distribution Board ¦ Sub | 1 | High | B | 1 | 2025 | 5 | 2 | 2.7 | 13673 | 3610
Water ¦ Local Hot Water ¦ Package Electric Water Heaters - Non-Drinking Water | 1 | Medium | B | 1 | 2025 | 5 | 3 | 3.2 | 23826 | 7739
Fabric ¦ Superstructure ¦ Windows and External Doors ¦ Roller Shutters ¦ Electric Roller Shutter | 1 | High | CX | 14 | 2038 | 2 | 2 | 1.8 | 504 | 27322
Fabric ¦ Superstructure ¦ Windows and External Doors ¦ External Doors ¦ Manual and Automatic Doors ¦ Emergency and Panic Escape Doors | 1 | Urgent | B | 21 | 2045 | 5 | 1 | 2.2 | 4279 | 31995
Transport ¦ Lifts ¦ Passenger Lift electric ¦ Electric | 1 | Medium | B | 2 | 2026 | 5 | 3 | 3.2 | 23827 | 13068
Fabric ¦ Superstructure ¦ Windows and External Doors ¦ Roller Shutters ¦ Manual Roller Shutter | 1 | High | B | 1 | 2025 | 5 | 2 | 2.7 | 13674 | 3611
Fabric ¦ Superstructure ¦ Windows and External Doors ¦ Roller Shutters ¦ Electric Roller Shutter | 1 | High | B | 5 | 2029 | 5 | 2 | 2.7 | 13675 | 14623
Fabric ¦ Superstructure ¦ Windows and External Doors ¦ Roller Shutters ¦ Electric Roller Shutter | 1 | High | B | 15 | 2039 | 5 | 2 | 2.7 | 13676 | 28143
HVAC ¦ Fan ¦ Local and Special Ventilation ¦ Extract | 1 | Medium | B | 1 | 2025 | 5 | 3 | 3.2 | 23828 | 7740
Fabric ¦ Superstructure ¦ Windows and External Doors ¦ External Doors ¦ Manual and Automatic Doors ¦ Emergency and Panic Escape Doors | 1 | Urgent | B | 10 | 2034 | 5 | 1 | 2.2 | 4280 | 22039
Electrical ¦ LV Distribution ¦ Distribution Board ¦ Sub | 1 | High | A | 19 | 2043 | 6 | 2 | 3 | 19542 | 31296
HVAC ¦ Fan ¦ Central Ventilation Systems ¦ Ventilating - General | 1 | Low | B | 6 | 2030 | 5 | 4 | 3.7 | 32974 | 19100
Fabric ¦ Superstructure ¦ Windows and External Doors ¦ Roller Shutters ¦ Manual Roller Shutter | 1 | High | B | 1 | 2025 | 5 | 2 | 2.7 | 13677 | 3612
Electrical ¦ Lighting ¦ Internal ¦ General ¦ LED Fittings & Luminaires | 94 | Medium | B | 17 | 2041 | 5 | 3 | 3.2 | 23829 | 30453
Security ¦ Access ¦ Access Control ¦ Door ¦ Local Lock / Keypad / Manual | 1 | Medium | B | 5 | 2029 | 5 | 3 | 3.2 | 23830 | 15036
Fire ¦ Fire Fighting ¦ Fire Extinguishers ¦ CO2 | 1 | Urgent | B | 1 | 2025 | 5 | 1 | 2.2 | 4281 | 1273
Electrical ¦ Lighting ¦ Internal ¦ Emergency ¦ Self Contained ¦ LED | 12 | Urgent | B | 22 | 2046 | 5 | 1 | 2.2 | 4282 | 32884
Electrical ¦ Lighting ¦ Internal ¦ Emergency ¦ Self Contained ¦ LED | 16 | Urgent | B | 21 | 2045 | 5 | 1 | 2.2 | 4283 | 31996
Fire ¦ Fire Fighting ¦ Fire Extinguishers ¦ Foam | 5 | Urgent | B | 6 | 2030 | 5 | 1 | 2.2 | 4284 | 16246
Fire ¦ Fire Fighting ¦ Fire Extinguishers ¦ CO2 | 4 | Urgent | B | 8 | 2032 | 5 | 1 | 2.2 | 4285 | 20388
Fabric ¦ Superstructure ¦ Windows and External Doors ¦ Roller Shutters ¦ Manual Roller Shutter | 1 | High | B | 1 | 2025 | 5 | 2 | 2.7 | 13678 | 3613
Electrical ¦ LV Distribution ¦ Distribution Board ¦ Main | 1 | High | B | 16 | 2040 | 5 | 2 | 2.7 | 13679 | 29152
HVAC ¦ Fan ¦ Local and Special Ventilation ¦ Extract | 1 | Medium | B | 1 | 2025 | 5 | 3 | 3.2 | 23831 | 7741
Fire ¦ Fire Fighting ¦ Fire Extinguishers ¦ CO2 | 4 | Urgent | B | 6 | 2030 | 5 | 1 | 2.2 | 4286 | 16247
HVAC ¦ Fan ¦ Central Ventilation Systems ¦ Ventilating - General | 1 | Low | B | 1 | 2025 | 5 | 4 | 3.7 | 32975 | 11947
Fabric ¦ Superstructure ¦ Windows and External Doors ¦ Roller Shutters ¦ Manual Roller Shutter | 1 | High | B | 1 | 2025 | 5 | 2 | 2.7 | 13680 | 3614
HVAC ¦ Fan ¦ Central Heating & Cooling ¦ Bifurcated | 1 | Medium | B | 1 | 2025 | 5 | 3 | 3.2 | 23832 | 7742
Fire ¦ Fire Fighting ¦ Fire Extinguishers ¦ CO2 | 4 | Urgent | B | 6 | 2030 | 5 | 1 | 2.2 | 4287 | 16248
HVAC ¦ Fan ¦ Local and Special Ventilation ¦ Extract | 1 | Medium | B | 1 | 2025 | 5 | 3 | 3.2 | 23833 | 7743
Electrical ¦ Specialist Lighting ¦ Internal ¦ Illuminated Fire Exit Signage | 1 | Urgent | B | 15 | 2039 | 5 | 1 | 2.2 | 4288 | 27836
HVAC ¦ Heat Emitters - Central ¦ Radiators ¦ Steel | 1 | Medium | B | 6 | 2030 | 5 | 3 | 3.2 | 23834 | 18618
Electrical ¦ LV Distribution ¦ Distribution Board ¦ Main | 1 | High | B | 2 | 2026 | 5 | 2 | 2.7 | 13681 | 12889
HVAC ¦ Fan ¦ Central Heating & Cooling ¦ Bifurcated | 1 | Medium | B | 1 | 2025 | 5 | 3 | 3.2 | 23835 | 7744
Fabric ¦ Superstructure ¦ Windows and External Doors ¦ External Doors ¦ Entrance Doors | 1 | High | B | 25 | 2049 | 5 | 2 | 2.7 | 13682 | 33386
Fire ¦ Fire Detection ¦ Fire Alarm System | 1 | Urgent | B | 1 | 2025 | 5 | 1 | 2.2 | 4289 | 1274
Fire ¦ Fire Fighting ¦ Fire Extinguishers ¦ Foam | 3 | Urgent | B | 6 | 2030 | 5 | 1 | 2.2 | 4290 | 16249
HVAC ¦ Fan ¦ Local and Special Ventilation ¦ Axial | 1 | Medium | B | 7 | 2031 | 5 | 3 | 3.2 | 23836 | 19912
HVAC ¦ Fan ¦ Central Heating & Cooling ¦ Bifurcated | 1 | Medium | B | 1 | 2025 | 5 | 3 | 3.2 | 23837 | 7745
Fabric ¦ Superstructure ¦ Windows and External Doors ¦ Roller Shutters ¦ Electric Roller Shutter | 1 | High | B | 10 | 2034 | 5 | 2 | 2.7 | 13683 | 22340
Electrical ¦ Specialist Lighting ¦ Internal ¦ Illuminated Fire Exit Signage | 4 | Urgent | B | 16 | 2040 | 5 | 1 | 2.2 | 4291 | 28765
Fire ¦ Fire Fighting ¦ Fire Extinguishers ¦ CO2 | 3 | Urgent | B | 6 | 2030 | 5 | 1 | 2.2 | 4292 | 16250
Electrical ¦ LV Distribution ¦ Distribution Board ¦ Sub | 1 | High | A | 19 | 2043 | 6 | 2 | 3 | 19543 | 31297
Electrical ¦ Lighting ¦ Internal ¦ General ¦ LED Fittings & Luminaires | 37 | Medium | B | 17 | 2041 | 5 | 3 | 3.2 | 23838 | 30454
Electrical ¦ LV Distribution ¦ Distribution Board ¦ Sub | 1 | High | B | 1 | 2025 | 5 | 2 | 2.7 | 13684 | 3615
HVAC ¦ Central Heating (Internally Sourced) ¦ Boiler ¦ Atmospheric Gas Burner/Condensing Combination Boiler (domestic type) | 1 | High | B | 1 | 2025 | 5 | 2 | 2.7 | 13685 | 3616
HVAC ¦ Fan ¦ Central Heating & Cooling ¦ Bifurcated | 1 | Medium | B | 1 | 2025 | 5 | 3 | 3.2 | 23839 | 7746
HVAC ¦ Heat Emitters - Local ¦ Electric Heaters | 1 | Medium | B | 1 | 2025 | 5 | 3 | 3.2 | 23840 | 7747
HVAC ¦ Fan ¦ Local and Special Ventilation ¦ Ventilating - General | 1 | Medium | B | 1 | 2025 | 5 | 3 | 3.2 | 23841 | 7748
Electrical ¦ Lighting ¦ Internal ¦ General ¦ LED Fittings & Luminaires | 45 | Medium | B | 18 | 2042 | 5 | 3 | 3.2 | 23842 | 30940
Security ¦ Access ¦ Access Control ¦ Door ¦ Local Lock / Keypad / Manual | 3 | Medium | B | 11 | 2035 | 5 | 3 | 3.2 | 23843 | 25152
Electrical ¦ Lighting ¦ Internal ¦ Emergency ¦ Self Contained ¦ LED | 7 | Urgent | B | 22 | 2046 | 5 | 1 | 2.2 | 4293 | 32885
HVAC ¦ Heat Emitters - Local ¦ Electric Heaters | 4 | Medium | B | 1 | 2025 | 5 | 3 | 3.2 | 23844 | 7749
Electrical ¦ Lighting ¦ Internal ¦ General ¦ LED Fittings & Luminaires | 1 | Medium | B | 17 | 2041 | 5 | 3 | 3.2 | 23845 | 30455
HVAC ¦ Heat Emitters - Local ¦ Electric Heaters | 2 | Medium | B | 4 | 2028 | 5 | 3 | 3.2 | 23846 | 14103
Electrical ¦ Lighting ¦ Internal ¦ General | 1 | Medium | CX | 1 | 2025 | 2 | 3 | 2.3 | 10147 | 2094
Fire ¦ Fire Fighting ¦ Fire Extinguishers ¦ Powder | 1 | Urgent | A | 9 | 2033 | 6 | 1 | 2.5 | 10870 | 21535
HVAC ¦ Heat Emitters - Local ¦ Gas Fired Unit Heaters | 1 | Medium | B | 10 | 2034 | 5 | 3 | 3.2 | 23847 | 22755
HVAC ¦ Fan ¦ Local and Special Ventilation ¦ Kitchen Vent ¦ Extract | 1 | Low | A | 13 | 2037 | 6 | 4 | 4 | 33827 | 27316
Fabric ¦ Superstructure ¦ Windows and External Doors ¦ External Doors ¦ Entrance Doors | 1 | High | B | 24 | 2048 | 5 | 2 | 2.7 | 13686 | 33264
Electrical ¦ LV Distribution ¦ Distribution Board ¦ Main | 1 | High | B | 10 | 2034 | 5 | 2 | 2.7 | 13687 | 22341
Water ¦ Local Hot Water ¦ Package Electric Water Heaters - Non-Drinking Water | 1 | Medium | A | 11 | 2035 | 6 | 3 | 3.5 | 32508 | 25708
Fabric ¦ Superstructure ¦ Windows and External Doors ¦ Roller Shutters ¦ Manual Roller Shutter | 1 | High | CX | 1 | 2025 | 2 | 2 | 1.8 | 505 | 405
Electrical ¦ LV Distribution ¦ Distribution Board ¦ Sub | 1 | High | B | 10 | 2034 | 5 | 2 | 2.7 | 13688 | 22342
HVAC ¦ Fan ¦ Central Heating & Cooling ¦ Bifurcated | 1 | Medium | B | 1 | 2025 | 5 | 3 | 3.2 | 23848 | 7750
Electrical ¦ Lighting ¦ Internal ¦ Emergency ¦ Self Contained ¦ Non LED | 6 | Urgent | B | 9 | 2033 | 5 | 1 | 2.2 | 4294 | 21311
Electrical ¦ Lighting ¦ Internal ¦ Emergency ¦ Self Contained ¦ LED | 8 | Urgent | B | 21 | 2045 | 5 | 1 | 2.2 | 4295 | 31997
Fabric ¦ Superstructure ¦ Windows and External Doors ¦ External Doors ¦ Manual and Automatic Doors ¦ Emergency and Panic Escape Doors | 1 | Urgent | B | 21 | 2045 | 5 | 1 | 2.2 | 4296 | 31998
Fire ¦ Fire Detection ¦ Fire Alarm System | 1 | Urgent | A | 13 | 2037 | 6 | 1 | 2.5 | 10871 | 26916
HVAC ¦ Heat Emitters - Local ¦ Electric Heaters | 1 | Medium | B | 1 | 2025 | 5 | 3 | 3.2 | 23849 | 7751
Water ¦ Local Hot Water ¦ Package Electric Water Heaters - Non-Drinking Water | 1 | Medium | B | 9 | 2033 | 5 | 3 | 3.2 | 23850 | 21745
Controls ¦ Building Management System (BMS) ¦ BMS Control Panel | 1 | High | B | 9 | 2033 | 5 | 2 | 2.7 | 13689 | 21587
Fire ¦ Fire Fighting ¦ Fire Extinguishers ¦ Foam | 5 | Urgent | B | 6 | 2030 | 5 | 1 | 2.2 | 4297 | 16251
Electrical ¦ LV Distribution ¦ Distribution Board ¦ Sub | 1 | High | A | 19 | 2043 | 6 | 2 | 3 | 19544 | 31298
Water ¦ Local Hot Water ¦ Package Electric Water Heaters - Non-Drinking Water | 1 | Medium | B | 4 | 2028 | 5 | 3 | 3.2 | 23851 | 14104
HVAC ¦ Fan ¦ Central Heating & Cooling ¦ Bifurcated | 1 | Medium | B | 1 | 2025 | 5 | 3 | 3.2 | 23852 | 7752
HVAC ¦ Fan ¦ Local and Special Ventilation ¦ Extract | 1 | Medium | B | 5 | 2029 | 5 | 3 | 3.2 | 23853 | 15037
Electrical ¦ LV Distribution ¦ Distribution Board ¦ Sub | 1 | High | B | 1 | 2025 | 5 | 2 | 2.7 | 13690 | 3617
Fabric ¦ Superstructure ¦ Internal Doors ¦ Roller Shutters ¦ Electric Roller Shutter | 1 | Medium | B | 11 | 2035 | 5 | 3 | 3.2 | 23854 | 25153
HVAC ¦ Central Heating (Internally Sourced) ¦ Boiler ¦ Atmospheric Gas Burner/Condensing Combination Boiler (domestic type) | 1 | High | B | 5 | 2029 | 5 | 2 | 2.7 | 13691 | 14624
Fabric ¦ Superstructure ¦ Windows and External Doors ¦ External Doors ¦ Manual and Automatic Doors ¦ Emergency and Panic Escape Doors | 1 | Urgent | B | 11 | 2035 | 5 | 1 | 2.2 | 4298 | 23577
Fabric ¦ Superstructure ¦ Windows and External Doors ¦ External Doors ¦ Entrance Doors | 1 | High | B | 24 | 2048 | 5 | 2 | 2.7 | 13692 | 33265
Electrical ¦ Lighting ¦ Internal ¦ General ¦ LED Fittings & Luminaires | 55 | Medium | B | 17 | 2041 | 5 | 3 | 3.2 | 23855 | 30456
HVAC ¦ Ventilation ¦ Air Handling Unit (AHU) ¦ Internal ¦ Central Air Conditioning ¦ Electric & DX | 1 | High | B | 19 | 2043 | 5 | 2 | 2.7 | 13693 | 31179
Fabric ¦ Superstructure ¦ Windows and External Doors ¦ External Doors ¦ Manual and Automatic Doors ¦ Emergency and Panic Escape Doors | 1 | Urgent | B | 21 | 2045 | 5 | 1 | 2.2 | 4299 | 31999
HVAC ¦ Heat Emitters - Local ¦ Gas Fired Unit Heaters | 1 | Medium | B | 5 | 2029 | 5 | 3 | 3.2 | 23856 | 15038
Fabric ¦ Superstructure ¦ Windows and External Doors ¦ External Doors ¦ Manual and Automatic Doors ¦ Emergency and Panic Escape Doors | 1 | Urgent | B | 15 | 2039 | 5 | 1 | 2.2 | 4300 | 27837
Fabric ¦ Superstructure ¦ Roof ¦ Roof Lights, Skylights and Openings ¦ Smoke vents ¦ Smoke Relief-Natural Ventilators | 1 | Urgent | B | 12 | 2036 | 5 | 1 | 2.2 | 4301 | 26007
Fabric ¦ Superstructure ¦ Windows and External Doors ¦ Roller Shutters ¦ Electric Roller Shutter | 1 | High | B | 7 | 2031 | 5 | 2 | 2.7 | 13694 | 19619
Fire ¦ Fire Fighting ¦ Fire Extinguishers ¦ Foam | 4 | Urgent | B | 6 | 2030 | 5 | 1 | 2.2 | 4302 | 16252
Fabric ¦ Superstructure ¦ Windows and External Doors ¦ External Doors ¦ Manual and Automatic Doors ¦ Emergency and Panic Escape Doors | 1 | Urgent | B | 21 | 2045 | 5 | 1 | 2.2 | 4303 | 32000
Fire ¦ Fire Fighting ¦ Fire Extinguishers ¦ Powder | 2 | Urgent | B | 6 | 2030 | 5 | 1 | 2.2 | 4304 | 16253
HVAC ¦ Fan ¦ Central Ventilation Systems ¦ Ventilating - General | 1 | Low | B | 1 | 2025 | 5 | 4 | 3.7 | 32976 | 11948
Electrical ¦ Lighting ¦ Internal ¦ General ¦ LED Fittings & Luminaires | 41 | Medium | B | 16 | 2040 | 5 | 3 | 3.2 | 23857 | 29498
Fire ¦ Fire Fighting ¦ Fire Extinguishers ¦ Powder | 1 | Urgent | B | 8 | 2032 | 5 | 1 | 2.2 | 4305 | 20389
HVAC ¦ Fan ¦ Central Heating & Cooling ¦ Bifurcated | 1 | Medium | B | 1 | 2025 | 5 | 3 | 3.2 | 23858 | 7753
HVAC ¦ Fan ¦ Central Heating & Cooling ¦ Bifurcated | 1 | Medium | B | 1 | 2025 | 5 | 3 | 3.2 | 23859 | 7754
Electrical ¦ Lighting ¦ Internal ¦ General ¦ LED Fittings & Luminaires | 71 | Medium | B | 17 | 2041 | 5 | 3 | 3.2 | 23860 | 30457
Fire ¦ Fire Fighting ¦ Fire Extinguishers ¦ CO2 | 1 | Urgent | B | 6 | 2030 | 5 | 1 | 2.2 | 4306 | 16254
Fire ¦ Fire Fighting ¦ Fire Extinguishers ¦ Water | 1 | Urgent | B | 6 | 2030 | 5 | 1 | 2.2 | 4307 | 16255
Fire ¦ Fire Fighting ¦ Fire Extinguishers ¦ Foam | 3 | Urgent | B | 8 | 2032 | 5 | 1 | 2.2 | 4308 | 20390
Fabric ¦ Superstructure ¦ Windows and External Doors ¦ External Doors ¦ Manual and Automatic Doors ¦ Emergency and Panic Escape Doors | 1 | Urgent | B | 30 | 2054 | 5 | 1 | 2.2 | 4309 | 33674
Fire ¦ Fire Detection ¦ Fire Alarm - Voice Alarm Systems | 1 | Urgent | B | 6 | 2030 | 5 | 1 | 2.2 | 4310 | 16256
HVAC ¦ Fan ¦ Central Ventilation Systems ¦ Axial | 1 | Medium | B | 5 | 2029 | 5 | 3 | 3.2 | 23861 | 15039
Electrical ¦ LV Distribution ¦ Distribution Board ¦ Main | 1 | High | B | 5 | 2029 | 5 | 2 | 2.7 | 13695 | 14625
Electrical ¦ LV Distribution ¦ Distribution Board ¦ Sub | 1 | High | B | 18 | 2042 | 5 | 2 | 2.7 | 13696 | 30814
HVAC ¦ Fan ¦ Central Heating & Cooling ¦ Bifurcated | 1 | Medium | B | 1 | 2025 | 5 | 3 | 3.2 | 23862 | 7755
Fire ¦ Fire Fighting ¦ Fire Extinguishers ¦ Foam | 1 | Urgent | B | 6 | 2030 | 5 | 1 | 2.2 | 4311 | 16257
Water ¦ Local Hot Water ¦ Package Electric Water Heaters - Non-Drinking Water | 1 | Medium | A | 11 | 2035 | 6 | 3 | 3.5 | 32509 | 25709
Electrical ¦ LV Distribution ¦ Distribution Board ¦ Main | 1 | High | B | 10 | 2034 | 5 | 2 | 2.7 | 13697 | 22343
Electrical ¦ Lighting ¦ Internal ¦ General | 27 | Medium | B | 10 | 2034 | 5 | 3 | 3.2 | 23863 | 22756
Fire ¦ Fire Detection ¦ Fire Alarm Panel / Repeater | 1 | Urgent | B | 4 | 2028 | 5 | 1 | 2.2 | 4312 | 13814
Electrical ¦ Lighting ¦ Internal ¦ Emergency ¦ Self Contained ¦ LED | 10 | Urgent | B | 22 | 2046 | 5 | 1 | 2.2 | 4313 | 32886
HVAC ¦ Heat Emitters - Local ¦ Electric Heaters | 1 | Medium | B | 1 | 2025 | 5 | 3 | 3.2 | 23864 | 7756
Fabric ¦ Superstructure ¦ Roof ¦ Roof Lights, Skylights and Openings ¦ Smoke vents ¦ Smoke Relief-Natural Ventilators | 1 | Urgent | B | 10 | 2034 | 5 | 1 | 2.2 | 4314 | 22040
Electrical ¦ LV Distribution ¦ Distribution Board ¦ Main | 1 | High | B | 5 | 2029 | 5 | 2 | 2.7 | 13698 | 14626
HVAC ¦ Central Air Conditioning ¦ Air Conditioning ¦ Multi-Split Evaporator - Split Systems/Heat Pumps - Air-cooled with Direct Expansion Evaporator (DX) | 1 | Medium | B | 5 | 2029 | 5 | 3 | 3.2 | 23865 | 15040
Fire ¦ Fire Detection ¦ Fire Alarm System | 1 | Urgent | B | 7 | 2031 | 5 | 1 | 2.2 | 4315 | 19285
Fabric ¦ Superstructure ¦ Windows and External Doors ¦ External Doors ¦ Manual and Automatic Doors ¦ Emergency and Panic Escape Doors | 1 | Urgent | B | 25 | 2049 | 5 | 1 | 2.2 | 4316 | 33299
HVAC ¦ Central Air Conditioning ¦ Air Conditioning ¦ Multi-Split Evaporator - Split Systems/Heat Pumps - Air-cooled with Direct Expansion Evaporator (DX) | 1 | Medium | B | 11 | 2035 | 5 | 3 | 3.2 | 23866 | 25154
Electrical ¦ LV Distribution ¦ Distribution Board ¦ Main | 1 | High | B | 1 | 2025 | 5 | 2 | 2.7 | 13699 | 3618
HVAC ¦ Fan ¦ Local and Special Ventilation ¦ Kitchen Vent ¦ Fans Window or Wall Mounted | 1 | Medium | B | 10 | 2034 | 5 | 3 | 3.2 | 23867 | 22757
Fire ¦ Fire Detection ¦ Fire Alarm Panel / Repeater | 1 | Urgent | B | 9 | 2033 | 5 | 1 | 2.2 | 4317 | 21312
HVAC ¦ Central Air Conditioning ¦ Air Conditioning ¦ Multi-Split Evaporator - Split Systems/Heat Pumps - Air-cooled with Direct Expansion Evaporator (DX) | 1 | Medium | B | 1 | 2025 | 5 | 3 | 3.2 | 23868 | 7757
Electrical ¦ LV Distribution ¦ Distribution Board ¦ Sub | 1 | High | B | 1 | 2025 | 5 | 2 | 2.7 | 13700 | 3619
HVAC ¦ Fan ¦ Local and Special Ventilation ¦ Axial | 1 | Medium | B | 1 | 2025 | 5 | 3 | 3.2 | 23869 | 7758
Electrical ¦ LV Distribution ¦ Distribution Board ¦ Sub | 1 | High | B | 19 | 2043 | 5 | 2 | 2.7 | 13701 | 31180
Electrical ¦ LV Distribution ¦ Distribution Board ¦ Main | 1 | High | A | 20 | 2044 | 6 | 2 | 3 | 19545 | 31665
Fabric ¦ Superstructure ¦ Windows and External Doors ¦ Roller Shutters ¦ Manual Roller Shutter | 1 | High | B | 1 | 2025 | 5 | 2 | 2.7 | 13702 | 3620
Fabric ¦ Superstructure ¦ Windows and External Doors ¦ External Doors ¦ Entrance Doors | 1 | High | B | 23 | 2047 | 5 | 2 | 2.7 | 13703 | 33198
Electrical ¦ Lighting ¦ Internal ¦ Emergency ¦ Self Contained ¦ LED | 6 | Urgent | B | 22 | 2046 | 5 | 1 | 2.2 | 4318 | 32887
Electrical ¦ Lighting ¦ Internal ¦ Emergency ¦ Self Contained ¦ LED | 8 | Urgent | B | 21 | 2045 | 5 | 1 | 2.2 | 4319 | 32001
HVAC ¦ Heat Emitters - Local ¦ Gas Fired Natural and Fan Assisted Heaters | 1 | Medium | B | 6 | 2030 | 5 | 3 | 3.2 | 23870 | 18619
HVAC ¦ Fan ¦ Central Ventilation Systems ¦ Ventilating - General | 1 | Low | B | 1 | 2025 | 5 | 4 | 3.7 | 32977 | 11949
Electrical ¦ LV Distribution ¦ Distribution Board ¦ Sub | 1 | High | B | 8 | 2032 | 5 | 2 | 2.7 | 13704 | 20708
HVAC ¦ Fan ¦ Local and Special Ventilation ¦ Kitchen Vent ¦ Extract | 1 | Low | B | 5 | 2029 | 5 | 4 | 3.7 | 32978 | 15619
Fire ¦ Fire Detection ¦ Fire Alarm Panel / Repeater | 1 | Urgent | B | 5 | 2029 | 5 | 1 | 2.2 | 4320 | 14358
Electrical ¦ Specialist Lighting ¦ External ¦ Illuminated External Signs | 1 | Medium | C | 1 | 2025 | 4 | 3 | 2.9 | 18577 | 5505
Electrical ¦ LV Distribution ¦ Distribution Board ¦ Sub | 1 | High | B | 1 | 2025 | 5 | 2 | 2.7 | 13705 | 3621
HVAC ¦ Fan ¦ Local and Special Ventilation ¦ Axial | 1 | Medium | B | 1 | 2025 | 5 | 3 | 3.2 | 23871 | 7759
Electrical ¦ Specialist Lighting ¦ Internal ¦ Illuminated Fire Exit Signage | 5 | Urgent | B | 16 | 2040 | 5 | 1 | 2.2 | 4321 | 28766
Fire ¦ Fire Fighting ¦ Fire Extinguishers ¦ Foam | 1 | Urgent | A | 10 | 2034 | 6 | 1 | 2.5 | 10872 | 22214
HVAC ¦ Fan ¦ Local and Special Ventilation ¦ Fans Window or Wall Mounted | 1 | Medium | B | 9 | 2033 | 5 | 3 | 3.2 | 23872 | 21746
Fire ¦ Fire Detection ¦ Fire Alarm Panel / Repeater | 1 | Urgent | B | 10 | 2034 | 5 | 1 | 2.2 | 4322 | 22041
Electrical ¦ Lighting ¦ Internal ¦ Emergency ¦ Self Contained ¦ LED | 6 | Urgent | B | 20 | 2044 | 5 | 1 | 2.2 | 4323 | 31458
Fire ¦ Fire Fighting ¦ Fire Extinguishers ¦ Foam | 3 | Urgent | B | 6 | 2030 | 5 | 1 | 2.2 | 4324 | 16258
Fire ¦ Fire Detection ¦ Fire Alarm System | 1 | Urgent | B | 12 | 2036 | 5 | 1 | 2.2 | 4325 | 26008
Security ¦ Access ¦ Access Control ¦ Door ¦ Local Lock / Keypad / Manual | 1 | Medium | B | 1 | 2025 | 5 | 3 | 3.2 | 23873 | 7760
Security ¦ Access ¦ Access Control ¦ Door ¦ Local Lock / Keypad / Manual | 1 | Medium | B | 10 | 2034 | 5 | 3 | 3.2 | 23874 | 22758
Fire ¦ Fire Fighting ¦ Fire Extinguishers ¦ Foam | 1 | Urgent | B | 1 | 2025 | 5 | 1 | 2.2 | 4326 | 1275
Water ¦ Local Hot Water ¦ Package Electric Water Heaters - Non-Drinking Water | 1 | Medium | A | 11 | 2035 | 6 | 3 | 3.5 | 32510 | 25710
HVAC ¦ Fan ¦ Central Ventilation Systems ¦ Ventilating - General | 1 | Low | B | 6 | 2030 | 5 | 4 | 3.7 | 32979 | 19101
Controls ¦ Multi-System Controls ¦ Control Panel - Electrical Services (excluding Electrical Controllers and Pneumatic Relays) | 1 | Medium | B | 2 | 2026 | 5 | 3 | 3.2 | 23875 | 13069
Electrical ¦ Specialist Lighting ¦ Internal ¦ Illuminated Fire Exit Signage | 4 | Urgent | A | 20 | 2044 | 6 | 1 | 2.5 | 10873 | 31582
Security ¦ Access ¦ Access Control ¦ Door ¦ Local Lock / Keypad / Manual | 1 | Medium | B | 5 | 2029 | 5 | 3 | 3.2 | 23876 | 15041
HVAC ¦ Fan ¦ Local and Special Ventilation ¦ Fans Window or Wall Mounted | 1 | Medium | B | 10 | 2034 | 5 | 3 | 3.2 | 23877 | 22759
Fabric ¦ Superstructure ¦ Windows and External Doors ¦ Roller Shutters ¦ Manual Roller Shutter | 1 | High | B | 1 | 2025 | 5 | 2 | 2.7 | 13706 | 3622
Fire ¦ Fire Detection ¦ Fire Alarm System | 1 | Urgent | A | 14 | 2038 | 6 | 1 | 2.5 | 10874 | 27416
Electrical ¦ Lighting ¦ Internal ¦ General ¦ LED Fittings & Luminaires | 27 | Medium | B | 16 | 2040 | 5 | 3 | 3.2 | 23878 | 29499
Fire ¦ Fire Fighting ¦ Fire Extinguishers ¦ Foam | 6 | Urgent | B | 6 | 2030 | 5 | 1 | 2.2 | 4327 | 16259
Electrical ¦ LV Distribution ¦ Distribution Board ¦ Main | 1 | High | B | 9 | 2033 | 5 | 2 | 2.7 | 13707 | 21588
HVAC ¦ Fan ¦ Local and Special Ventilation ¦ Extract | 1 | Medium | C | 1 | 2025 | 4 | 3 | 2.9 | 18578 | 5506
HVAC ¦ Local Air Conditioning ¦ Single-Split Condenser - Split Systems/Heat Pumps - Air-cooled with Direct Expansion Evaporator (DX) | 1 | Medium | B | 1 | 2025 | 5 | 3 | 3.2 | 23879 | 7761
Fabric ¦ Superstructure ¦ Windows and External Doors ¦ External Doors ¦ Manual and Automatic Doors ¦ Emergency and Panic Escape Doors | 1 | Urgent | B | 20 | 2044 | 5 | 1 | 2.2 | 4328 | 31459
HVAC ¦ Central Air Conditioning ¦ Air Conditioning ¦ Multi-Split Condenser - Split Systems/Heat Pumps - Air-cooled with Direct Expansion Evaporator (DX) | 1 | Medium | CX | 1 | 2025 | 2 | 3 | 2.3 | 10148 | 2095
HVAC ¦ Central Air Conditioning ¦ Air Conditioning ¦ Multi-Split Evaporator - Split Systems/Heat Pumps - Air-cooled with Direct Expansion Evaporator (DX) | 1 | Medium | B | 5 | 2029 | 5 | 3 | 3.2 | 23880 | 15042
Fabric ¦ Superstructure ¦ Windows and External Doors ¦ Roller Shutters ¦ Electric Roller Shutter | 1 | High | B | 10 | 2034 | 5 | 2 | 2.7 | 13708 | 22344
Security ¦ Access ¦ Access Control ¦ Door ¦ Local Lock / Keypad / Manual | 1 | Medium | CX | 1 | 2025 | 2 | 3 | 2.3 | 10149 | 2096
Fabric ¦ Superstructure ¦ Windows and External Doors ¦ External Doors ¦ Manual and Automatic Doors ¦ Emergency and Panic Escape Doors | 1 | Urgent | B | 11 | 2035 | 5 | 1 | 2.2 | 4329 | 23578
Fabric ¦ Superstructure ¦ Windows and External Doors ¦ External Doors ¦ Entrance Doors | 1 | High | B | 24 | 2048 | 5 | 2 | 2.7 | 13709 | 33266
Electrical ¦ Lighting ¦ Internal ¦ General ¦ LED Fittings & Luminaires | 12 | Medium | B | 18 | 2042 | 5 | 3 | 3.2 | 23881 | 30941
Water ¦ Local Hot Water ¦ Instantaneous Electric Water Heater - Non-Drinking Water | 1 | Medium | B | 10 | 2034 | 5 | 3 | 3.2 | 23882 | 22760
HVAC ¦ Fan ¦ Central Heating & Cooling ¦ Bifurcated | 1 | Medium | B | 1 | 2025 | 5 | 3 | 3.2 | 23883 | 7762
Fabric ¦ Superstructure ¦ Windows and External Doors ¦ External Doors ¦ Manual and Automatic Doors ¦ Emergency and Panic Escape Doors | 1 | Urgent | B | 15 | 2039 | 5 | 1 | 2.2 | 4330 | 27838
Fabric ¦ Superstructure ¦ Windows and External Doors ¦ Roller Shutters ¦ Electric Roller Shutter | 1 | High | B | 5 | 2029 | 5 | 2 | 2.7 | 13710 | 14627
HVAC ¦ Fan ¦ Local and Special Ventilation ¦ Extract | 1 | Medium | B | 1 | 2025 | 5 | 3 | 3.2 | 23884 | 7763
HVAC ¦ Heat Emitters - Local ¦ Electric Heaters | 5 | Medium | B | 1 | 2025 | 5 | 3 | 3.2 | 23885 | 7764
HVAC ¦ Heat Emitters - Local ¦ Electric Heaters | 1 | Medium | B | 5 | 2029 | 5 | 3 | 3.2 | 23886 | 15043
Fire ¦ Fire Fighting ¦ Fire Extinguishers ¦ CO2 | 3 | Urgent | B | 6 | 2030 | 5 | 1 | 2.2 | 4331 | 16260
HVAC ¦ Fan ¦ Local and Special Ventilation ¦ Extract | 1 | Medium | B | 1 | 2025 | 5 | 3 | 3.2 | 23887 | 7765
Fabric ¦ Superstructure ¦ Windows and External Doors ¦ External Doors ¦ Entrance Doors | 1 | High | CX | 6 | 2030 | 2 | 2 | 1.8 | 506 | 15701
Electrical ¦ LV Distribution ¦ Distribution Board ¦ Sub | 1 | High | B | 1 | 2025 | 5 | 2 | 2.7 | 13711 | 3623
HVAC ¦ Ventilation ¦ Air Handling Unit (AHU) ¦ Internal ¦ Central Heating & Cooling ¦ Electric & DX | 1 | Medium | B | 7 | 2031 | 5 | 3 | 3.2 | 23888 | 19913
Electrical ¦ LV Distribution ¦ Distribution Board ¦ Main | 1 | High | B | 1 | 2025 | 5 | 2 | 2.7 | 13712 | 3624
HVAC ¦ Central Heating (Internally Sourced) ¦ Boiler ¦ Electric Boilers | 1 | Medium | B | 1 | 2025 | 5 | 3 | 3.2 | 23889 | 7766
HVAC ¦ Local Air Conditioning ¦ Single-Split Condenser - Split Systems/Heat Pumps - Air-cooled with Direct Expansion Evaporator (DX) | 1 | Medium | B | 8 | 2032 | 5 | 3 | 3.2 | 23890 | 20937
HVAC ¦ Heat Emitters - Local ¦ Gas Fired Natural and Fan Assisted Heaters | 1 | Medium | B | 1 | 2025 | 5 | 3 | 3.2 | 23891 | 7767
Electrical ¦ LV Distribution ¦ Distribution Board ¦ Main | 1 | High | B | 14 | 2038 | 5 | 2 | 2.7 | 13713 | 27446
Fire ¦ Fire Detection ¦ Fire Alarm Panel / Repeater | 1 | Urgent | B | 7 | 2031 | 5 | 1 | 2.2 | 4332 | 19286
HVAC ¦ Ductwork ¦ Ductwork, Fittings and Ancillaries ¦ Central Ventilation Systems ¦ Fire Dampers ¦ Automatic | 1 | Urgent | B | 9 | 2033 | 5 | 1 | 2.2 | 4333 | 21313
HVAC ¦ Fan ¦ Local and Special Ventilation ¦ Extract | 1 | Medium | B | 14 | 2038 | 5 | 3 | 3.2 | 23892 | 27557
Electrical ¦ LV Distribution ¦ Distribution Board ¦ Sub | 1 | High | B | 5 | 2029 | 5 | 2 | 2.7 | 13714 | 14628
Fabric ¦ Superstructure ¦ Windows and External Doors ¦ External Doors ¦ Manual and Automatic Doors ¦ High Security Door | 1 | High | B | 11 | 2035 | 5 | 2 | 2.7 | 13715 | 24360
Fabric ¦ Superstructure ¦ Windows and External Doors ¦ External Doors ¦ Manual and Automatic Doors ¦ Emergency and Panic Escape Doors | 1 | Urgent | B | 21 | 2045 | 5 | 1 | 2.2 | 4334 | 32002
HVAC ¦ Fan ¦ Local and Special Ventilation ¦ Extract | 1 | Medium | B | 5 | 2029 | 5 | 3 | 3.2 | 23893 | 15044
Controls ¦ Multi-System Controls ¦ Control Panel - Electrical Services (excluding Electrical Controllers and Pneumatic Relays) | 1 | Medium | B | 6 | 2030 | 5 | 3 | 3.2 | 23894 | 18620
HVAC ¦ Local Air Conditioning ¦ Single-Split Condenser - Split Systems/Heat Pumps - Air-cooled with Direct Expansion Evaporator (DX) | 1 | Medium | B | 11 | 2035 | 5 | 3 | 3.2 | 23895 | 25155
Electrical ¦ Lighting ¦ Internal ¦ General ¦ LED Fittings & Luminaires | 15 | Medium | B | 16 | 2040 | 5 | 3 | 3.2 | 23896 | 29500
Security ¦ Access ¦ Access Control ¦ Gate Access - Local Lock / Keypad / Manual (External) | 1 | Medium | B | 1 | 2025 | 5 | 3 | 3.2 | 23897 | 7768
Security ¦ Access ¦ Access Control ¦ Door ¦ Local Lock / Keypad / Manual | 1 | Medium | B | 5 | 2029 | 5 | 3 | 3.2 | 23898 | 15045
Electrical ¦ Lighting ¦ External ¦ General - Non-LED | 5 | Medium | B | 1 | 2025 | 5 | 3 | 3.2 | 23899 | 7769
HVAC ¦ Central Air Conditioning ¦ Air Conditioning ¦ Multi-Split Condenser - Split Systems/Heat Pumps - Air-cooled with Direct Expansion Evaporator (DX) | 1 | Medium | B | 1 | 2025 | 5 | 3 | 3.2 | 23900 | 7770
HVAC ¦ Ventilation ¦ Air Handling Unit (AHU) ¦ External ¦ Central Heating & Cooling ¦ Electric & DX | 1 | Medium | B | 1 | 2025 | 5 | 3 | 3.2 | 23901 | 7771
Fabric ¦ Superstructure ¦ Windows and External Doors ¦ External Doors ¦ Manual and Automatic Doors ¦ Emergency and Panic Escape Doors | 1 | Urgent | B | 6 | 2030 | 5 | 1 | 2.2 | 4335 | 16261
Fabric ¦ Superstructure ¦ Windows and External Doors ¦ Roller Shutters ¦ Manual Roller Shutter | 1 | High | B | 1 | 2025 | 5 | 2 | 2.7 | 13716 | 3625
Fabric ¦ Superstructure ¦ Windows and External Doors ¦ External Doors ¦ Entrance Doors | 1 | High | B | 10 | 2034 | 5 | 2 | 2.7 | 13717 | 22345
Electrical ¦ Specialist Lighting ¦ Internal ¦ Illuminated Fire Exit Signage | 1 | Urgent | B | 18 | 2042 | 5 | 1 | 2.2 | 4336 | 30641
Fabric ¦ Superstructure ¦ Windows and External Doors ¦ External Doors ¦ Entrance Doors | 1 | High | B | 11 | 2035 | 5 | 2 | 2.7 | 13718 | 24361
HVAC ¦ Fan ¦ Local and Special Ventilation ¦ Extract | 1 | Medium | B | 14 | 2038 | 5 | 3 | 3.2 | 23902 | 27558
Fire ¦ Fire Fighting ¦ Fire Extinguishers ¦ Powder | 4 | Urgent | B | 6 | 2030 | 5 | 1 | 2.2 | 4337 | 16262
HVAC ¦ Local Air Conditioning ¦ Single-Split Condenser - Split Systems/Heat Pumps - Air-cooled with Direct Expansion Evaporator (DX) | 1 | Medium | A | 14 | 2038 | 6 | 3 | 3.5 | 32511 | 27666
Water ¦ Local Hot Water ¦ Package Electric Water Heaters - Non-Drinking Water | 1 | Medium | B | 4 | 2028 | 5 | 3 | 3.2 | 23903 | 14105
HVAC ¦ Central Heating (Internally Sourced) ¦ Boiler ¦ Atmospheric Gas Burner/Condensing Combination Boiler | 1 | Medium | B | 7 | 2031 | 5 | 3 | 3.2 | 23904 | 19914
Fire ¦ Fire Detection ¦ Fire Alarm System | 1 | Urgent | B | 12 | 2036 | 5 | 1 | 2.2 | 4338 | 26009
HVAC ¦ Fan ¦ Local and Special Ventilation ¦ Centrifugal | 1 | Medium | B | 6 | 2030 | 5 | 3 | 3.2 | 23905 | 18621
Fire ¦ Fire Fighting ¦ Fire Extinguishers ¦ CO2 | 2 | Urgent | B | 2 | 2026 | 5 | 1 | 2.2 | 4339 | 12565
Fire ¦ Fire Detection ¦ Fire Alarm Panel / Repeater | 1 | Urgent | B | 1 | 2025 | 5 | 1 | 2.2 | 4340 | 1276
HVAC ¦ Heat Emitters - Local ¦ Electric Heaters | 2 | Medium | B | 1 | 2025 | 5 | 3 | 3.2 | 23906 | 7772
Electrical ¦ LV Distribution ¦ Distribution Board ¦ Sub | 1 | High | B | 2 | 2026 | 5 | 2 | 2.7 | 13719 | 12890
Electrical ¦ Lighting ¦ Internal ¦ Emergency ¦ Self Contained ¦ LED | 11 | Urgent | B | 21 | 2045 | 5 | 1 | 2.2 | 4341 | 32003
Electrical ¦ Lighting ¦ Internal ¦ Emergency ¦ Self Contained ¦ LED | 3 | Urgent | B | 20 | 2044 | 5 | 1 | 2.2 | 4342 | 31460
Fire ¦ Fire Fighting ¦ Fire Extinguishers ¦ CO2 | 3 | Urgent | B | 6 | 2030 | 5 | 1 | 2.2 | 4343 | 16263
Electrical ¦ LV Distribution ¦ Distribution Board ¦ Sub | 1 | High | B | 11 | 2035 | 5 | 2 | 2.7 | 13720 | 24362
Electrical ¦ LV Distribution ¦ Distribution Board ¦ Sub | 1 | High | B | 1 | 2025 | 5 | 2 | 2.7 | 13721 | 3626
Water ¦ Local Hot Water ¦ Package Electric Water Heaters - Non-Drinking Water | 1 | Medium | B | 1 | 2025 | 5 | 3 | 3.2 | 23907 | 7773
HVAC ¦ Heat Emitters - Central ¦ Unit Heaters | 1 | Medium | B | 1 | 2025 | 5 | 3 | 3.2 | 23908 | 7774
HVAC ¦ Heat Emitters - Local ¦ Electric Heaters | 1 | Medium | B | 1 | 2025 | 5 | 3 | 3.2 | 23909 | 7775
HVAC ¦ Fan ¦ Central Ventilation Systems ¦ Ventilating - General | 1 | Low | B | 2 | 2026 | 5 | 4 | 3.7 | 32980 | 13231
Water ¦ Local Hot Water ¦ Package Electric Water Heaters - Non-Drinking Water | 1 | Medium | B | 5 | 2029 | 5 | 3 | 3.2 | 23910 | 15046
Fire ¦ Fire Detection ¦ Fire Alarm Panel / Repeater | 1 | Urgent | B | 10 | 2034 | 5 | 1 | 2.2 | 4344 | 22042
Controls ¦ Multi-System Controls ¦ Instrument Control Panel | 1 | Medium | B | 14 | 2038 | 5 | 3 | 3.2 | 23911 | 27559
Security ¦ Access ¦ Access Control ¦ Gate Access - Local Lock / Keypad / Manual (External) | 1 | Medium | B | 1 | 2025 | 5 | 3 | 3.2 | 23912 | 7776
Fabric ¦ Superstructure ¦ Windows and External Doors ¦ External Doors ¦ Manual and Automatic Doors ¦ Emergency and Panic Escape Doors | 1 | Urgent | B | 6 | 2030 | 5 | 1 | 2.2 | 4345 | 16264
HVAC ¦ Heat Emitters - Local ¦ Gas Fired Unit Heaters | 1 | Medium | B | 1 | 2025 | 5 | 3 | 3.2 | 23913 | 7777
Fabric ¦ Superstructure ¦ Windows and External Doors ¦ External Doors ¦ Manual and Automatic Doors ¦ Emergency and Panic Escape Doors | 1 | Urgent | B | 1 | 2025 | 5 | 1 | 2.2 | 4346 | 1277
Fabric ¦ Superstructure ¦ Windows and External Doors ¦ Roller Shutters ¦ Manual Roller Shutter | 1 | High | B | 11 | 2035 | 5 | 2 | 2.7 | 13722 | 24363
Fabric ¦ Superstructure ¦ Windows and External Doors ¦ External Doors ¦ Entrance Doors | 1 | High | B | 1 | 2025 | 5 | 2 | 2.7 | 13723 | 3627
HVAC ¦ Fan ¦ Local and Special Ventilation ¦ Extract | 1 | Medium | B | 1 | 2025 | 5 | 3 | 3.2 | 23914 | 7778
HVAC ¦ Heat Emitters - Local ¦ Electric Heaters | 1 | Medium | B | 1 | 2025 | 5 | 3 | 3.2 | 23915 | 7779
Electrical ¦ Lighting ¦ Internal ¦ Emergency ¦ Self Contained ¦ LED | 1 | Urgent | B | 21 | 2045 | 5 | 1 | 2.2 | 4347 | 32004
Fabric ¦ Superstructure ¦ Windows and External Doors ¦ External Doors ¦ Entrance Doors | 1 | High | B | 11 | 2035 | 5 | 2 | 2.7 | 13724 | 24364
Security ¦ Access ¦ Access Control ¦ Gate Access - Local Lock / Keypad / Manual (External) | 2 | Medium | B | 1 | 2025 | 5 | 3 | 3.2 | 23916 | 7780
HVAC ¦ Heat Emitters - Local ¦ Electric Heaters | 1 | Medium | CX | 1 | 2025 | 2 | 3 | 2.3 | 10150 | 2097
Electrical ¦ Specialist Lighting ¦ Internal ¦ Illuminated Fire Exit Signage | 3 | Urgent | B | 16 | 2040 | 5 | 1 | 2.2 | 4348 | 28767
Fire ¦ Fire Fighting ¦ Fire Extinguishers ¦ Foam | 1 | Urgent | B | 6 | 2030 | 5 | 1 | 2.2 | 4349 | 16265
Fire ¦ Fire Fighting ¦ Fire Extinguishers ¦ Foam | 6 | Urgent | B | 6 | 2030 | 5 | 1 | 2.2 | 4350 | 16266
Electrical ¦ Lighting ¦ Internal ¦ Emergency ¦ Self Contained ¦ LED | 8 | Urgent | B | 21 | 2045 | 5 | 1 | 2.2 | 4351 | 32005
Electrical ¦ Specialist Lighting ¦ Internal ¦ Illuminated Fire Exit Signage | 2 | Urgent | B | 19 | 2043 | 5 | 1 | 2.2 | 4352 | 31060
HVAC ¦ Heat Emitters - Central ¦ Radiators ¦ Aluminium | 4 | Medium | B | 1 | 2025 | 5 | 3 | 3.2 | 23917 | 7781
Fire ¦ Fire Fighting ¦ Fire Extinguishers ¦ Foam | 2 | Urgent | B | 2 | 2026 | 5 | 1 | 2.2 | 4353 | 12566
Electrical ¦ Lighting ¦ Internal ¦ Emergency ¦ Self Contained ¦ Non LED | 2 | Urgent | B | 11 | 2035 | 5 | 1 | 2.2 | 4354 | 23579
Electrical ¦ Lighting ¦ Internal ¦ General | 7 | Medium | B | 6 | 2030 | 5 | 3 | 3.2 | 23918 | 18622
Electrical ¦ LV Distribution ¦ Distribution Board ¦ Sub | 1 | High | B | 1 | 2025 | 5 | 2 | 2.7 | 13725 | 3628
HVAC ¦ Central Air Conditioning ¦ Air Conditioning ¦ Multi-Split Condenser - Split Systems/Heat Pumps - Air-cooled with Direct Expansion Evaporator (DX) | 1 | Medium | B | 1 | 2025 | 5 | 3 | 3.2 | 23919 | 7782
HVAC ¦ Fan ¦ Central Ventilation Systems ¦ Extract | 1 | Medium | B | 1 | 2025 | 5 | 3 | 3.2 | 23920 | 7783
Fire ¦ Fire Fighting ¦ Fire Extinguishers ¦ CO2 | 2 | Urgent | B | 7 | 2031 | 5 | 1 | 2.2 | 4355 | 19287
Water ¦ Local Hot Water ¦ Instantaneous Electric Water Heater - Non-Drinking Water | 1 | Medium | B | 10 | 2034 | 5 | 3 | 3.2 | 23921 | 22761
HVAC ¦ Heat Emitters - Local ¦ Gas Fired Natural and Fan Assisted Heaters | 1 | Medium | B | 1 | 2025 | 5 | 3 | 3.2 | 23922 | 7784
Electrical ¦ Lighting ¦ Internal ¦ Emergency ¦ Self Contained ¦ Non LED | 1 | Urgent | B | 1 | 2025 | 5 | 1 | 2.2 | 4356 | 1278
Electrical ¦ Lighting ¦ Internal ¦ Emergency ¦ Self Contained ¦ LED | 2 | Urgent | B | 21 | 2045 | 5 | 1 | 2.2 | 4357 | 32006
HVAC ¦ Fan ¦ Local and Special Ventilation ¦ Kitchen Vent ¦ Extract | 1 | Low | A | 13 | 2037 | 6 | 4 | 4 | 33828 | 27317
Fabric ¦ Superstructure ¦ Windows and External Doors ¦ External Doors ¦ Manual and Automatic Doors ¦ Emergency and Panic Escape Doors | 1 | Urgent | B | 21 | 2045 | 5 | 1 | 2.2 | 4358 | 32007
Electrical ¦ Lighting ¦ Internal ¦ General | 53 | Medium | B | 1 | 2025 | 5 | 3 | 3.2 | 23923 | 7785
HVAC ¦ Central Air Conditioning ¦ Air Conditioning ¦ Multi-Split Evaporator - Split Systems/Heat Pumps - Air-cooled with Direct Expansion Evaporator (DX) | 1 | Medium | B | 2 | 2026 | 5 | 3 | 3.2 | 23924 | 13070
Electrical ¦ LV Distribution ¦ Distribution Board ¦ Main | 1 | High | B | 10 | 2034 | 5 | 2 | 2.7 | 13726 | 22346
Fabric ¦ Superstructure ¦ Windows and External Doors ¦ Roller Shutters ¦ Manual Roller Shutter | 1 | High | B | 1 | 2025 | 5 | 2 | 2.7 | 13727 | 3629
HVAC ¦ Ventilation ¦ Air Handling Unit (AHU) ¦ Internal ¦ Central Air Conditioning ¦ Gas Fired | 1 | Medium | B | 1 | 2025 | 5 | 3 | 3.2 | 23925 | 7786
HVAC ¦ Central Air Conditioning ¦ Air Conditioning ¦ Multi-Split Evaporator - Split Systems/Heat Pumps - Air-cooled with Direct Expansion Evaporator (DX) | 1 | Medium | B | 2 | 2026 | 5 | 3 | 3.2 | 23926 | 13071
Water ¦ Local Hot Water ¦ Package Electric Water Heaters - Non-Drinking Water | 1 | Medium | CX | 4 | 2028 | 2 | 3 | 2.3 | 10151 | 13884
Electrical ¦ LV Distribution ¦ Distribution Board ¦ Sub | 1 | High | B | 1 | 2025 | 5 | 2 | 2.7 | 13728 | 3630
HVAC ¦ Fan ¦ Local and Special Ventilation ¦ Extract | 1 | Medium | B | 1 | 2025 | 5 | 3 | 3.2 | 23927 | 7787
Lightning Protection ¦ System | 1 | High | B | 6 | 2030 | 5 | 2 | 2.7 | 13729 | 17554
Fabric ¦ Superstructure ¦ Internal Doors ¦ Roller Shutters ¦ Internal Manual Roller Shutter | 1 | Medium | B | 16 | 2040 | 5 | 3 | 3.2 | 23928 | 29501
Fabric ¦ Superstructure ¦ Windows and External Doors ¦ External Doors ¦ Manual and Automatic Doors ¦ Emergency and Panic Escape Doors | 1 | Urgent | B | 1 | 2025 | 5 | 1 | 2.2 | 4359 | 1279
Fire ¦ Fire Detection ¦ Fire Alarm Panel / Repeater | 1 | Urgent | B | 14 | 2038 | 5 | 1 | 2.2 | 4360 | 27358
HVAC ¦ Fan ¦ Local and Special Ventilation ¦ Extract | 1 | Medium | B | 1 | 2025 | 5 | 3 | 3.2 | 23929 | 7788
Fire ¦ Fire Fighting ¦ Fire Extinguishers ¦ Foam | 5 | Urgent | B | 6 | 2030 | 5 | 1 | 2.2 | 4361 | 16267
HVAC ¦ Local Air Conditioning ¦ Single-Split Evaporator - Split Systems/Heat Pumps - Air-cooled with Direct Expansion Evaporator (DX) | 1 | Medium | B | 5 | 2029 | 5 | 3 | 3.2 | 23930 | 15047
HVAC ¦ Fan ¦ Central Ventilation Systems ¦ Extract | 1 | Medium | B | 1 | 2025 | 5 | 3 | 3.2 | 23931 | 7789
Electrical ¦ Specialist Lighting ¦ Internal ¦ Illuminated Fire Exit Signage | 3 | Urgent | B | 11 | 2035 | 5 | 1 | 2.2 | 4362 | 23580
Electrical ¦ Lighting ¦ Internal ¦ Emergency ¦ Self Contained ¦ LED | 2 | Urgent | B | 1 | 2025 | 5 | 1 | 2.2 | 4363 | 1280
Fabric ¦ Superstructure ¦ Windows and External Doors ¦ External Doors ¦ Manual and Automatic Doors ¦ Emergency and Panic Escape Doors | 1 | Urgent | B | 21 | 2045 | 5 | 1 | 2.2 | 4364 | 32008
Electrical ¦ Lighting ¦ Internal ¦ Emergency ¦ Self Contained ¦ LED | 2 | Urgent | B | 23 | 2047 | 5 | 1 | 2.2 | 4365 | 33095
Fire ¦ Fire Fighting ¦ Fire Extinguishers ¦ CO2 | 1 | Urgent | B | 5 | 2029 | 5 | 1 | 2.2 | 4366 | 14359
Fire ¦ Fire Fighting ¦ Fire Extinguishers ¦ CO2 | 6 | Urgent | B | 9 | 2033 | 5 | 1 | 2.2 | 4367 | 21314
HVAC ¦ Local Air Conditioning ¦ Single-Split Evaporator - Split Systems/Heat Pumps - Air-cooled with Direct Expansion Evaporator (DX) | 1 | Medium | A | 14 | 2038 | 6 | 3 | 3.5 | 32512 | 27667
Fabric ¦ Superstructure ¦ Windows and External Doors ¦ External Doors ¦ Entrance Doors | 1 | High | B | 20 | 2044 | 5 | 2 | 2.7 | 13730 | 31617
Electrical ¦ Lighting ¦ Internal ¦ General ¦ LED Fittings & Luminaires | 31 | Medium | B | 17 | 2041 | 5 | 3 | 3.2 | 23932 | 30458
Electrical ¦ Lighting ¦ Internal ¦ Emergency ¦ Self Contained ¦ LED | 7 | Urgent | B | 23 | 2047 | 5 | 1 | 2.2 | 4368 | 33096
HVAC ¦ Central Air Conditioning ¦ Air Conditioning ¦ Multi-Split Evaporator - Split Systems/Heat Pumps - Air-cooled with Direct Expansion Evaporator (DX) | 1 | Medium | B | 2 | 2026 | 5 | 3 | 3.2 | 23933 | 13072
HVAC ¦ Central Heating (Internally Sourced) ¦ Boiler ¦ Combination Atmospheric Burner Gas Boiler | 1 | High | B | 4 | 2028 | 5 | 2 | 2.7 | 13731 | 13937
HVAC ¦ Local Air Conditioning ¦ Single-Split Condenser - Split Systems/Heat Pumps - Air-cooled with Direct Expansion Evaporator (DX) | 1 | Medium | B | 11 | 2035 | 5 | 3 | 3.2 | 23934 | 25156
Fire ¦ Fire Fighting ¦ Fire Extinguishers ¦ Powder | 1 | Urgent | B | 6 | 2030 | 5 | 1 | 2.2 | 4369 | 16268
Fire ¦ Fire Fighting ¦ Fire Extinguishers ¦ CO2 | 2 | Urgent | B | 2 | 2026 | 5 | 1 | 2.2 | 4370 | 12567
Fire ¦ Fire Fighting ¦ Fire Extinguishers ¦ Foam | 2 | Urgent | B | 7 | 2031 | 5 | 1 | 2.2 | 4371 | 19288
HVAC ¦ Heat Emitters - Local ¦ Gas Fired Radiant Heaters | 1 | Medium | D | 1 | 2025 | 3 | 3 | 2.6 | 11104 | 2619
Electrical ¦ LV Distribution ¦ Distribution Board ¦ Sub | 1 | High | B | 1 | 2025 | 5 | 2 | 2.7 | 13732 | 3631
Fabric ¦ Superstructure ¦ Windows and External Doors ¦ Roller Shutters ¦ Manual Roller Shutter | 1 | High | B | 1 | 2025 | 5 | 2 | 2.7 | 13733 | 3632
Fabric ¦ Superstructure ¦ Windows and External Doors ¦ External Doors ¦ Entrance Doors | 1 | High | B | 25 | 2049 | 5 | 2 | 2.7 | 13734 | 33387
HVAC ¦ Central Heating (Internally Sourced) ¦ Burner ¦ Forced draft gas burner | 1 | Medium | B | 9 | 2033 | 5 | 3 | 3.2 | 23935 | 21747
HVAC ¦ Local Air Conditioning ¦ Single-Split Condenser - Split Systems/Heat Pumps - Air-cooled with Direct Expansion Evaporator (DX) | 1 | Medium | B | 8 | 2032 | 5 | 3 | 3.2 | 23936 | 20938
HVAC ¦ Fan ¦ Central Ventilation Systems ¦ Ventilating - General | 1 | Low | B | 2 | 2026 | 5 | 4 | 3.7 | 32981 | 13232
Electrical ¦ LV Distribution ¦ Distribution Board ¦ Sub | 1 | High | B | 1 | 2025 | 5 | 2 | 2.7 | 13735 | 3633
HVAC ¦ Ductwork ¦ Ductwork, Fittings and Ancillaries ¦ Central Ventilation Systems ¦ Fire Dampers ¦ Automatic | 1 | Urgent | B | 9 | 2033 | 5 | 1 | 2.2 | 4372 | 21315
Fabric ¦ Superstructure ¦ Windows and External Doors ¦ Roller Shutters ¦ Manual Roller Shutter | 1 | High | B | 16 | 2040 | 5 | 2 | 2.7 | 13736 | 29153
Fabric ¦ Superstructure ¦ Windows and External Doors ¦ External Doors ¦ Manual and Automatic Doors ¦ Powered Sliding Doors (Push Pad) | 1 | High | B | 26 | 2050 | 5 | 2 | 2.7 | 13737 | 33496
Electrical ¦ Lighting ¦ Internal ¦ Emergency ¦ Self Contained ¦ LED | 23 | Urgent | B | 22 | 2046 | 5 | 1 | 2.2 | 4373 | 32888
HVAC ¦ Local Air Conditioning ¦ Single-Split Evaporator - Split Systems/Heat Pumps - Air-cooled with Direct Expansion Evaporator (DX) | 1 | Medium | A | 14 | 2038 | 6 | 3 | 3.5 | 32513 | 27668
Electrical ¦ LV Distribution ¦ Distribution Board ¦ Main | 1 | High | B | 7 | 2031 | 5 | 2 | 2.7 | 13738 | 19620
Electrical ¦ Lighting ¦ External ¦ General - LED | 5 | Medium | B | 10 | 2034 | 5 | 3 | 3.2 | 23937 | 22762
HVAC ¦ Fan ¦ Local and Special Ventilation ¦ Kitchen Vent ¦ Extract | 1 | Low | B | 10 | 2034 | 5 | 4 | 3.7 | 32982 | 23214
Electrical ¦ Lighting ¦ Internal ¦ Emergency ¦ Self Contained ¦ LED | 21 | Urgent | B | 21 | 2045 | 5 | 1 | 2.2 | 4374 | 32009
HVAC ¦ Local Air Conditioning ¦ Single-Split Condenser - Split Systems/Heat Pumps - Air-cooled with Direct Expansion Evaporator (DX) | 1 | Medium | B | 5 | 2029 | 5 | 3 | 3.2 | 23938 | 15048
Fabric ¦ Superstructure ¦ Windows and External Doors ¦ Roller Shutters ¦ Electric Roller Shutter | 1 | High | C | 1 | 2025 | 4 | 2 | 2.4 | 10531 | 2392
Fire ¦ Fire Fighting ¦ Fire Extinguishers ¦ Powder | 1 | Urgent | CX | 4 | 2028 | 2 | 1 | 1.3 | 332 | 13734
HVAC ¦ Heat Emitters - Local ¦ Electric Heaters | 2 | Medium | B | 4 | 2028 | 5 | 3 | 3.2 | 23939 | 14106
Security ¦ Access ¦ Access Control ¦ Gate Access - Local Lock / Keypad / Manual (External) | 1 | Medium | B | 1 | 2025 | 5 | 3 | 3.2 | 23940 | 7790
Electrical ¦ Lighting ¦ Internal ¦ Emergency ¦ Self Contained ¦ Non LED | 1 | Urgent | B | 1 | 2025 | 5 | 1 | 2.2 | 4375 | 1281
Electrical ¦ LV Distribution ¦ Distribution Board ¦ Main | 1 | High | B | 1 | 2025 | 5 | 2 | 2.7 | 13739 | 3634
Fabric ¦ Superstructure ¦ Windows and External Doors ¦ External Doors ¦ Manual and Automatic Doors ¦ Emergency and Panic Escape Doors | 1 | Urgent | B | 11 | 2035 | 5 | 1 | 2.2 | 4376 | 23581
Fire ¦ Fire Detection ¦ Fire Alarm Panel / Repeater | 1 | Urgent | B | 1 | 2025 | 5 | 1 | 2.2 | 4377 | 1282
Electrical ¦ Lighting ¦ Internal ¦ General | 14 | Medium | C | 6 | 2030 | 4 | 3 | 2.9 | 18579 | 17933
Electrical ¦ LV Distribution ¦ Distribution Board ¦ Sub | 1 | High | D | 1 | 2025 | 3 | 2 | 2.1 | 1136 | 778
HVAC ¦ Central Heating (Internally Sourced) ¦ Boiler ¦ Electric Boilers | 1 | Medium | B | 1 | 2025 | 5 | 3 | 3.2 | 23941 | 7791
HVAC ¦ Heat Emitters - Local ¦ Electric Overdoor Air Curtain/Heater | 1 | Medium | B | 1 | 2025 | 5 | 3 | 3.2 | 23942 | 7792
HVAC ¦ Fan ¦ Local and Special Ventilation ¦ Kitchen Vent ¦ Extract | 1 | Low | B | 1 | 2025 | 5 | 4 | 3.7 | 32983 | 11950
HVAC ¦ Fan ¦ Local and Special Ventilation ¦ Centrifugal | 1 | Medium | B | 1 | 2025 | 5 | 3 | 3.2 | 23943 | 7793
Security ¦ Access ¦ Access Control ¦ Gate Access - Local Lock / Keypad / Manual (External) | 3 | Medium | C | 1 | 2025 | 4 | 3 | 2.9 | 18580 | 5507
Electrical ¦ Lighting ¦ Internal ¦ General ¦ LED Fittings & Luminaires | 23 | Medium | B | 19 | 2043 | 5 | 3 | 3.2 | 23944 | 31357
Electrical ¦ LV Distribution ¦ Distribution Board ¦ Sub | 1 | High | B | 1 | 2025 | 5 | 2 | 2.7 | 13740 | 3635
Electrical ¦ Lighting ¦ Internal ¦ General ¦ LED Fittings & Luminaires | 23 | Medium | B | 11 | 2035 | 5 | 3 | 3.2 | 23945 | 25157
Fire ¦ Fire Fighting ¦ Fire Extinguishers ¦ Foam | 1 | Urgent | B | 7 | 2031 | 5 | 1 | 2.2 | 4378 | 19289
Fabric ¦ Superstructure ¦ Windows and External Doors ¦ External Doors ¦ Manual and Automatic Doors ¦ Emergency and Panic Escape Doors | 1 | Urgent | B | 21 | 2045 | 5 | 1 | 2.2 | 4379 | 32010
Electrical ¦ LV Distribution ¦ Distribution Board ¦ Sub | 1 | High | B | 12 | 2036 | 5 | 2 | 2.7 | 13741 | 26177
HVAC ¦ Fan ¦ Local and Special Ventilation ¦ Extract | 1 | Medium | B | 7 | 2031 | 5 | 3 | 3.2 | 23946 | 19915
Electrical ¦ LV Distribution ¦ Distribution Board ¦ Sub | 1 | High | A | 18 | 2042 | 6 | 2 | 3 | 19546 | 30905
HVAC ¦ Heat Emitters - Local ¦ Gas Fired Unit Heaters | 1 | Medium | B | 1 | 2025 | 5 | 3 | 3.2 | 23947 | 7794
HVAC ¦ Fan ¦ Local and Special Ventilation ¦ Extract | 1 | Medium | B | 1 | 2025 | 5 | 3 | 3.2 | 23948 | 7795
Electrical ¦ LV Distribution ¦ Distribution Board ¦ Sub | 1 | High | B | 6 | 2030 | 5 | 2 | 2.7 | 13742 | 17555
HVAC ¦ Heat Emitters - Local ¦ Gas Fired Natural and Fan Assisted Heaters | 1 | Medium | B | 8 | 2032 | 5 | 3 | 3.2 | 23949 | 20939
Fabric ¦ Barriers and Guardrails ¦ Vehicle Crash Protection Barrier | 6 | V Low | B | 1 | 2025 | 5 | 4 | 3.7 | 32984 | 11951
Electrical ¦ LV Distribution ¦ Distribution Board ¦ Sub | 1 | High | B | 16 | 2040 | 5 | 2 | 2.7 | 13743 | 29154
HVAC ¦ Fan ¦ Central Ventilation Systems ¦ Ventilating - General | 1 | Low | B | 1 | 2025 | 5 | 4 | 3.7 | 32985 | 11952
Fabric ¦ Superstructure ¦ Windows and External Doors ¦ External Doors ¦ Manual and Automatic Doors ¦ Emergency and Panic Escape Doors | 1 | Urgent | B | 21 | 2045 | 5 | 1 | 2.2 | 4380 | 32011
Fabric ¦ Superstructure ¦ Windows and External Doors ¦ External Doors ¦ Entrance Doors | 1 | High | B | 15 | 2039 | 5 | 2 | 2.7 | 13744 | 28144
Fire ¦ Fire Detection ¦ Fire Alarm System | 1 | Urgent | B | 1 | 2025 | 5 | 1 | 2.2 | 4381 | 1283
Water ¦ Local Hot Water ¦ Package Electric Water Heaters - Non-Drinking Water | 1 | Medium | B | 2 | 2026 | 5 | 3 | 3.2 | 23950 | 13073
Electrical ¦ LV Distribution ¦ Distribution Board ¦ Sub | 1 | High | B | 18 | 2042 | 5 | 2 | 2.7 | 13745 | 30815
Fabric ¦ Superstructure ¦ Windows and External Doors ¦ Roller Shutters ¦ Manual Roller Shutter | 1 | High | B | 1 | 2025 | 5 | 2 | 2.7 | 13746 | 3636
HVAC ¦ Fan ¦ Local and Special Ventilation ¦ Axial | 1 | Medium | B | 4 | 2028 | 5 | 3 | 3.2 | 23951 | 14107
Fabric ¦ Superstructure ¦ Roof ¦ Roof Lights, Skylights and Openings ¦ Smoke vents ¦ Smoke Relief-Natural Ventilators | 1 | Urgent | B | 1 | 2025 | 5 | 1 | 2.2 | 4382 | 1284
Fabric ¦ Superstructure ¦ Internal Doors ¦ Roller Shutters ¦ Electric Roller Shutter | 1 | Medium | B | 1 | 2025 | 5 | 3 | 3.2 | 23952 | 7796
HVAC ¦ Central Heating (Internally Sourced) ¦ Boiler ¦ Electric Boilers | 1 | Medium | B | 1 | 2025 | 5 | 3 | 3.2 | 23953 | 7797
Fabric ¦ Superstructure ¦ Internal Doors ¦ Roller Shutters ¦ Electric Roller Shutter | 1 | Medium | B | 15 | 2039 | 5 | 3 | 3.2 | 23954 | 28411
Electrical ¦ Specialist Lighting ¦ Internal ¦ Illuminated Fire Exit Signage | 1 | Urgent | B | 17 | 2041 | 5 | 1 | 2.2 | 4383 | 30080
HVAC ¦ Heat Emitters - Local ¦ Electric Heaters | 2 | Medium | B | 1 | 2025 | 5 | 3 | 3.2 | 23955 | 7798
Electrical ¦ Lighting ¦ Internal ¦ Emergency ¦ Self Contained ¦ LED | 9 | Urgent | B | 22 | 2046 | 5 | 1 | 2.2 | 4384 | 32889
Electrical ¦ Lighting ¦ Internal ¦ General ¦ LED Fittings & Luminaires | 62 | Medium | B | 16 | 2040 | 5 | 3 | 3.2 | 23956 | 29502
Electrical ¦ Lighting ¦ Internal ¦ General | 28 | Medium | C | 1 | 2025 | 4 | 3 | 2.9 | 18581 | 5508
Electrical ¦ Specialist Lighting ¦ Internal ¦ Illuminated Fire Exit Signage | 2 | Urgent | B | 16 | 2040 | 5 | 1 | 2.2 | 4385 | 28768
Fire ¦ Fire Fighting ¦ Fire Extinguishers ¦ Powder | 2 | Urgent | B | 6 | 2030 | 5 | 1 | 2.2 | 4386 | 16269
Fire ¦ Fire Fighting ¦ Fire Extinguishers ¦ Foam | 2 | Urgent | B | 6 | 2030 | 5 | 1 | 2.2 | 4387 | 16270
Fire ¦ Fire Fighting ¦ Fire Extinguishers ¦ CO2 | 1 | Urgent | B | 7 | 2031 | 5 | 1 | 2.2 | 4388 | 19290
Fabric ¦ Superstructure ¦ Internal Doors ¦ Roller Shutters ¦ Electric Roller Shutter | 1 | Medium | B | 11 | 2035 | 5 | 3 | 3.2 | 23957 | 25158
Fabric ¦ Superstructure ¦ Windows and External Doors ¦ External Doors ¦ Manual and Automatic Doors ¦ Emergency and Panic Escape Doors | 1 | Urgent | B | 11 | 2035 | 5 | 1 | 2.2 | 4389 | 23582
Fire ¦ Fire Detection ¦ Fire Alarm Panel / Repeater | 1 | Urgent | B | 1 | 2025 | 5 | 1 | 2.2 | 4390 | 1285
Electrical ¦ Specialist Lighting ¦ External ¦ Illuminated External Signs | 1 | Medium | B | 11 | 2035 | 5 | 3 | 3.2 | 23958 | 25159
Electrical ¦ Lighting ¦ Internal ¦ Emergency ¦ Self Contained ¦ LED | 9 | Urgent | B | 17 | 2041 | 5 | 1 | 2.2 | 4391 | 30081
HVAC ¦ Heat Emitters - Local ¦ Electric Overdoor Air Curtain/Heater | 1 | Medium | B | 1 | 2025 | 5 | 3 | 3.2 | 23959 | 7799
Water ¦ Local Hot Water ¦ Package Electric Water Heaters - Non-Drinking Water | 1 | Medium | B | 1 | 2025 | 5 | 3 | 3.2 | 23960 | 7800
Fabric ¦ Superstructure ¦ Windows and External Doors ¦ External Doors ¦ Manual and Automatic Doors ¦ High Security Door | 1 | High | B | 21 | 2045 | 5 | 2 | 2.7 | 13747 | 32614
Fire ¦ Fire Fighting ¦ Fire Extinguishers ¦ CO2 | 2 | Urgent | B | 6 | 2030 | 5 | 1 | 2.2 | 4392 | 16271
HVAC ¦ Heat Emitters - Local ¦ Electric Heaters | 1 | Medium | B | 2 | 2026 | 5 | 3 | 3.2 | 23961 | 13074
HVAC ¦ Local Air Conditioning ¦ Single-Split Condenser - Split Systems/Heat Pumps - Air-cooled with Direct Expansion Evaporator (DX) | 1 | Medium | B | 12 | 2036 | 5 | 3 | 3.2 | 23962 | 26481
Fire ¦ Fire Fighting ¦ Fire Extinguishers ¦ CO2 | 1 | Urgent | B | 6 | 2030 | 5 | 1 | 2.2 | 4393 | 16272
Fire ¦ Fire Fighting ¦ Fire Extinguishers ¦ Foam | 1 | Urgent | B | 6 | 2030 | 5 | 1 | 2.2 | 4394 | 16273
Fire ¦ Fire Fighting ¦ Fire Extinguishers ¦ Foam | 1 | Urgent | B | 2 | 2026 | 5 | 1 | 2.2 | 4395 | 12568
HVAC ¦ Central Air Conditioning ¦ Air Conditioning ¦ Multi-Split Condenser - Split Systems/Heat Pumps - Air-cooled with Direct Expansion Evaporator (DX) | 1 | Medium | B | 1 | 2025 | 5 | 3 | 3.2 | 23963 | 7801
Water ¦ Local Hot Water ¦ Instantaneous Electric Water Heater - Non-Drinking Water | 1 | Medium | B | 10 | 2034 | 5 | 3 | 3.2 | 23964 | 22763
HVAC ¦ Heat Emitters - Central ¦ Radiators ¦ Steel | 2 | Medium | D | 1 | 2025 | 3 | 3 | 2.6 | 11105 | 2620
Electrical ¦ Specialist Lighting ¦ Internal ¦ Illuminated Fire Exit Signage | 3 | Urgent | A | 18 | 2042 | 6 | 1 | 2.5 | 10875 | 30743
HVAC ¦ Local Air Conditioning ¦ Single-Split Condenser - Split Systems/Heat Pumps - Air-cooled with Direct Expansion Evaporator (DX) | 1 | Medium | B | 1 | 2025 | 5 | 3 | 3.2 | 23965 | 7802
HVAC ¦ Heat Emitters - Local ¦ Electric Heaters | 2 | Medium | B | 1 | 2025 | 5 | 3 | 3.2 | 23966 | 7803
Electrical ¦ LV Distribution ¦ Distribution Board ¦ Main | 1 | High | B | 1 | 2025 | 5 | 2 | 2.7 | 13748 | 3637
Electrical ¦ LV Distribution ¦ Distribution Board ¦ Sub | 1 | High | B | 6 | 2030 | 5 | 2 | 2.7 | 13749 | 17556
HVAC ¦ Fan ¦ Local and Special Ventilation ¦ Extract | 1 | Medium | B | 1 | 2025 | 5 | 3 | 3.2 | 23967 | 7804
Fabric ¦ Superstructure ¦ Windows and External Doors ¦ External Doors ¦ Entrance Doors | 1 | High | B | 1 | 2025 | 5 | 2 | 2.7 | 13750 | 3638
Electrical ¦ Lighting ¦ Internal ¦ Emergency ¦ Self Contained ¦ LED | 8 | Urgent | B | 17 | 2041 | 5 | 1 | 2.2 | 4396 | 30082
HVAC ¦ Fan ¦ Local and Special Ventilation ¦ Extract | 1 | Medium | B | 1 | 2025 | 5 | 3 | 3.2 | 23968 | 7805
HVAC ¦ Fan ¦ Central Heating & Cooling ¦ Bifurcated | 1 | Medium | B | 2 | 2026 | 5 | 3 | 3.2 | 23969 | 13075
Fabric ¦ Superstructure ¦ Windows and External Doors ¦ External Doors ¦ Manual and Automatic Doors ¦ Emergency and Panic Escape Doors | 1 | Urgent | B | 15 | 2039 | 5 | 1 | 2.2 | 4397 | 27839
Electrical ¦ LV Distribution ¦ Distribution Board ¦ Main | 1 | High | B | 1 | 2025 | 5 | 2 | 2.7 | 13751 | 3639
Fabric ¦ Superstructure ¦ Windows and External Doors ¦ Roller Shutters ¦ Manual Roller Shutter | 1 | High | B | 7 | 2031 | 5 | 2 | 2.7 | 13752 | 19621
Fabric ¦ Superstructure ¦ Windows and External Doors ¦ External Doors ¦ Entrance Doors | 1 | High | B | 22 | 2046 | 5 | 2 | 2.7 | 13753 | 33021
Electrical ¦ Lighting ¦ External ¦ General - LED | 2 | Medium | B | 11 | 2035 | 5 | 3 | 3.2 | 23970 | 25160
HVAC ¦ Central Air Conditioning ¦ Air Conditioning ¦ Multi-Split Condenser - Split Systems/Heat Pumps - Air-cooled with Direct Expansion Evaporator (DX) | 1 | Medium | B | 10 | 2034 | 5 | 3 | 3.2 | 23971 | 22764
Fabric ¦ Superstructure ¦ Windows and External Doors ¦ External Doors ¦ Manual and Automatic Doors ¦ Emergency and Panic Escape Doors | 1 | Urgent | B | 20 | 2044 | 5 | 1 | 2.2 | 4398 | 31461
Fabric ¦ Superstructure ¦ Windows and External Doors ¦ External Doors ¦ Entrance Doors | 1 | High | B | 15 | 2039 | 5 | 2 | 2.7 | 13754 | 28145
Fire ¦ Fire Fighting ¦ Fire Extinguishers ¦ Powder | 1 | Urgent | B | 2 | 2026 | 5 | 1 | 2.2 | 4399 | 12569
Fabric ¦ Superstructure ¦ Windows and External Doors ¦ Roller Shutters ¦ Electric Roller Shutter | 1 | High | B | 11 | 2035 | 5 | 2 | 2.7 | 13755 | 24365
Electrical ¦ Lighting ¦ Internal ¦ General ¦ LED Fittings & Luminaires | 20 | Medium | B | 17 | 2041 | 5 | 3 | 3.2 | 23972 | 30459
Fire ¦ Fire Fighting ¦ Fire Extinguishers ¦ CO2 | 1 | Urgent | B | 6 | 2030 | 5 | 1 | 2.2 | 4400 | 16274
Security ¦ Access ¦ Access Control ¦ Door ¦ Local Lock / Keypad / Manual | 1 | Medium | B | 1 | 2025 | 5 | 3 | 3.2 | 23973 | 7806
Electrical ¦ LV Distribution ¦ Distribution Board ¦ Main | 1 | High | D | 1 | 2025 | 3 | 2 | 2.1 | 1137 | 779
Fabric ¦ Superstructure ¦ Windows and External Doors ¦ Roller Shutters ¦ Manual Roller Shutter | 1 | High | B | 7 | 2031 | 5 | 2 | 2.7 | 13756 | 19622
Fabric ¦ Superstructure ¦ Windows and External Doors ¦ Roller Shutters ¦ Manual Roller Shutter | 1 | High | B | 4 | 2028 | 5 | 2 | 2.7 | 13757 | 13938
Electrical ¦ Lighting ¦ Internal ¦ Emergency ¦ Self Contained ¦ LED | 5 | Urgent | B | 22 | 2046 | 5 | 1 | 2.2 | 4401 | 32890
HVAC ¦ Fan ¦ Local and Special Ventilation ¦ Axial | 1 | Medium | B | 1 | 2025 | 5 | 3 | 3.2 | 23974 | 7807
HVAC ¦ Fan ¦ Local and Special Ventilation ¦ Extract | 1 | Medium | B | 7 | 2031 | 5 | 3 | 3.2 | 23975 | 19916
HVAC ¦ Heat Emitters - Local ¦ Electric Heaters | 2 | Medium | B | 1 | 2025 | 5 | 3 | 3.2 | 23976 | 7808
Electrical ¦ LV Distribution ¦ Distribution Board ¦ Sub | 1 | High | D | 1 | 2025 | 3 | 2 | 2.1 | 1138 | 780
Water ¦ Central Hot Water Distribution ¦ Hot water cylinders Domestic Type | 1 | Low | B | 1 | 2025 | 5 | 4 | 3.7 | 32986 | 11953
Fabric ¦ Superstructure ¦ Windows and External Doors ¦ Roller Shutters ¦ Manual Roller Shutter | 1 | High | B | 1 | 2025 | 5 | 2 | 2.7 | 13758 | 3640
Electrical ¦ Lighting ¦ Internal ¦ General ¦ LED Fittings & Luminaires | 4 | Medium | B | 17 | 2041 | 5 | 3 | 3.2 | 23977 | 30460
HVAC ¦ Central Air Conditioning ¦ Air Conditioning ¦ Multi-Split Condenser - DX Split Systems (With Gas, Electric or Hot Water Heaters) | 1 | Medium | CX | 1 | 2025 | 2 | 3 | 2.3 | 10152 | 2098
Electrical ¦ LV Distribution ¦ Distribution Board ¦ Sub | 1 | High | B | 12 | 2036 | 5 | 2 | 2.7 | 13759 | 26178
Electrical ¦ Lighting ¦ Internal ¦ Emergency ¦ Self Contained ¦ LED | 17 | Urgent | B | 22 | 2046 | 5 | 1 | 2.2 | 4402 | 32891
Fabric ¦ Superstructure ¦ Windows and External Doors ¦ Roller Shutters ¦ Electric Roller Shutter | 1 | High | B | 11 | 2035 | 5 | 2 | 2.7 | 13760 | 24366
Electrical ¦ Lighting ¦ Internal ¦ General ¦ LED Fittings & Luminaires | 82 | Medium | B | 15 | 2039 | 5 | 3 | 3.2 | 23978 | 28412
HVAC ¦ Heat Emitters - Local ¦ Electric Heaters | 7 | Medium | B | 1 | 2025 | 5 | 3 | 3.2 | 23979 | 7809
HVAC ¦ Fan ¦ Local and Special Ventilation ¦ Fans Window or Wall Mounted | 1 | Medium | B | 9 | 2033 | 5 | 3 | 3.2 | 23980 | 21748
HVAC ¦ Fan ¦ Local and Special Ventilation ¦ Kitchen Vent ¦ Extract | 1 | Low | B | 1 | 2025 | 5 | 4 | 3.7 | 32987 | 11954
Fabric ¦ Superstructure ¦ Internal Doors ¦ Roller Shutters ¦ Internal Manual Roller Shutter | 1 | Medium | B | 1 | 2025 | 5 | 3 | 3.2 | 23981 | 7810
Fabric ¦ Superstructure ¦ Windows and External Doors ¦ External Doors ¦ Entrance Doors | 1 | High | B | 11 | 2035 | 5 | 2 | 2.7 | 13761 | 24367
Security ¦ Access ¦ Access Control ¦ Door ¦ Local Lock / Keypad / Manual | 1 | Medium | B | 11 | 2035 | 5 | 3 | 3.2 | 23982 | 25161
Electrical ¦ LV Distribution ¦ Distribution Board ¦ Main | 1 | High | B | 1 | 2025 | 5 | 2 | 2.7 | 13762 | 3641
HVAC ¦ Fan ¦ Central Heating & Cooling ¦ Bifurcated | 1 | Medium | B | 1 | 2025 | 5 | 3 | 3.2 | 23983 | 7811
HVAC ¦ Fan ¦ Central Heating & Cooling ¦ Bifurcated | 1 | Medium | B | 1 | 2025 | 5 | 3 | 3.2 | 23984 | 7812
Fire ¦ Fire Fighting ¦ Fire Blanket | 1 | Urgent | B | 4 | 2028 | 5 | 1 | 2.2 | 4403 | 13815
Fire ¦ Fire Fighting ¦ Fire Extinguishers ¦ Foam | 5 | Urgent | B | 6 | 2030 | 5 | 1 | 2.2 | 4404 | 16275
Electrical ¦ LV Distribution ¦ Distribution Board ¦ Sub | 1 | High | B | 1 | 2025 | 5 | 2 | 2.7 | 13763 | 3642
HVAC ¦ Heat Emitters - Local ¦ Gas Fired Natural and Fan Assisted Heaters | 1 | Medium | B | 7 | 2031 | 5 | 3 | 3.2 | 23985 | 19917
Fabric ¦ Superstructure ¦ Windows and External Doors ¦ External Doors ¦ Manual and Automatic Doors ¦ High Security Door | 1 | High | B | 1 | 2025 | 5 | 2 | 2.7 | 13764 | 3643
Electrical ¦ Lighting ¦ Internal ¦ General ¦ LED Fittings & Luminaires | 37 | Medium | B | 17 | 2041 | 5 | 3 | 3.2 | 23986 | 30461
Fire ¦ Fire Fighting ¦ Fire Extinguishers ¦ CO2 | 2 | Urgent | B | 2 | 2026 | 5 | 1 | 2.2 | 4405 | 12570
Fabric ¦ Superstructure ¦ Windows and External Doors ¦ External Windows ¦ Roller Shutters ¦ External Window Shutters ¦ Electric | 1 | Medium | B | 6 | 2030 | 5 | 3 | 3.2 | 23987 | 18623
Electrical ¦ Specialist Lighting ¦ Internal ¦ Illuminated Fire Exit Signage | 2 | Urgent | B | 14 | 2038 | 5 | 1 | 2.2 | 4406 | 27359
Electrical ¦ Lighting ¦ Internal ¦ General ¦ LED Fittings & Luminaires | 40 | Medium | B | 17 | 2041 | 5 | 3 | 3.2 | 23988 | 30462
HVAC ¦ Fan ¦ Local and Special Ventilation ¦ Kitchen Vent ¦ Extract | 1 | Low | B | 10 | 2034 | 5 | 4 | 3.7 | 32988 | 23215
Fabric ¦ Superstructure ¦ Windows and External Doors ¦ Roller Shutters ¦ Manual Roller Shutter | 1 | High | B | 11 | 2035 | 5 | 2 | 2.7 | 13765 | 24368
Fabric ¦ Superstructure ¦ Windows and External Doors ¦ External Doors ¦ Entrance Doors | 1 | High | B | 21 | 2045 | 5 | 2 | 2.7 | 13766 | 32615
HVAC ¦ Heat Emitters - Central ¦ Radiators ¦ Steel | 1 | Medium | D | 1 | 2025 | 3 | 3 | 2.6 | 11106 | 2621
Electrical ¦ LV Distribution ¦ Distribution Board ¦ Sub | 1 | High | B | 1 | 2025 | 5 | 2 | 2.7 | 13767 | 3644
HVAC ¦ Fan ¦ Central Heating & Cooling ¦ Bifurcated | 1 | Medium | B | 1 | 2025 | 5 | 3 | 3.2 | 23989 | 7813
Fabric ¦ Superstructure ¦ Windows and External Doors ¦ External Doors ¦ Entrance Doors | 1 | High | B | 11 | 2035 | 5 | 2 | 2.7 | 13768 | 24369
Electrical ¦ Lighting ¦ Internal ¦ General ¦ LED Fittings & Luminaires | 25 | Medium | B | 15 | 2039 | 5 | 3 | 3.2 | 23990 | 28413
Security ¦ Access ¦ Access Control ¦ Door ¦ Local Lock / Keypad / Manual | 1 | Medium | B | 13 | 2037 | 5 | 3 | 3.2 | 23991 | 27124
HVAC ¦ Heat Emitters - Local ¦ Electric Heaters | 2 | Medium | B | 1 | 2025 | 5 | 3 | 3.2 | 23992 | 7814
Fire ¦ Fire Fighting ¦ Fire Extinguishers ¦ Foam | 5 | Urgent | B | 6 | 2030 | 5 | 1 | 2.2 | 4407 | 16276
Fire ¦ Fire Fighting ¦ Fire Extinguishers ¦ CO2 | 2 | Urgent | B | 2 | 2026 | 5 | 1 | 2.2 | 4408 | 12571
Electrical ¦ LV Distribution ¦ Distribution Board ¦ Sub | 1 | High | B | 1 | 2025 | 5 | 2 | 2.7 | 13769 | 3645
Fire ¦ Fire Fighting ¦ Fire Extinguishers ¦ Foam | 3 | Urgent | B | 7 | 2031 | 5 | 1 | 2.2 | 4409 | 19291
HVAC ¦ Heat Emitters - Local ¦ Gas Fired Natural and Fan Assisted Heaters | 1 | Medium | B | 1 | 2025 | 5 | 3 | 3.2 | 23993 | 7815
Fabric ¦ Superstructure ¦ Windows and External Doors ¦ Roller Shutters ¦ Manual Roller Shutter | 1 | High | B | 1 | 2025 | 5 | 2 | 2.7 | 13770 | 3646
Electrical ¦ Lighting ¦ Internal ¦ General | 18 | Medium | C | 1 | 2025 | 4 | 3 | 2.9 | 18582 | 5509
HVAC ¦ Fan ¦ Local and Special Ventilation ¦ Extract | 1 | Medium | B | 7 | 2031 | 5 | 3 | 3.2 | 23994 | 19918
Electrical ¦ Lighting ¦ Internal ¦ Emergency ¦ Self Contained ¦ LED | 5 | Urgent | B | 21 | 2045 | 5 | 1 | 2.2 | 4410 | 32012
Security ¦ Access ¦ Access Control ¦ Door ¦ Local Lock / Keypad / Manual | 1 | Medium | B | 11 | 2035 | 5 | 3 | 3.2 | 23995 | 25162
Fire ¦ Fire Fighting ¦ Fire Extinguishers ¦ CO2 | 3 | Urgent | B | 8 | 2032 | 5 | 1 | 2.2 | 4411 | 20391
HVAC ¦ Heat Emitters - Local ¦ Gas Fired Unit Heaters | 1 | Medium | B | 6 | 2030 | 5 | 3 | 3.2 | 23996 | 18624
HVAC ¦ Fan ¦ Local and Special Ventilation ¦ Axial | 1 | Medium | D | 1 | 2025 | 3 | 3 | 2.6 | 11107 | 2622
Water ¦ Local Hot Water ¦ Instantaneous Electric Water Heater - Non-Drinking Water | 1 | Medium | B | 7 | 2031 | 5 | 3 | 3.2 | 23997 | 19919
Electrical ¦ Specialist Lighting ¦ External ¦ Illuminated External Signs | 1 | Medium | B | 11 | 2035 | 5 | 3 | 3.2 | 23998 | 25163
HVAC ¦ Central Air Conditioning ¦ Air Conditioning ¦ Multi-Split Evaporator - Split Systems/Heat Pumps - Air-cooled with Direct Expansion Evaporator (DX) | 1 | Medium | B | 8 | 2032 | 5 | 3 | 3.2 | 23999 | 20940
HVAC ¦ Central Heating (Internally Sourced) ¦ Burner ¦ Forced draft gas burner | 1 | Medium | B | 1 | 2025 | 5 | 3 | 3.2 | 24000 | 7816
Water ¦ Local Hot Water ¦ Package Electric Water Heaters - Non-Drinking Water | 1 | Medium | A | 10 | 2034 | 6 | 3 | 3.5 | 32514 | 23205
Electrical ¦ LV Distribution ¦ Distribution Board ¦ Main | 1 | High | B | 17 | 2041 | 5 | 2 | 2.7 | 13771 | 30315
HVAC ¦ Fan ¦ Local and Special Ventilation ¦ Extract | 1 | Medium | B | 1 | 2025 | 5 | 3 | 3.2 | 24001 | 7817
Electrical ¦ Lighting ¦ Internal ¦ Emergency ¦ Self Contained ¦ LED | 11 | Urgent | B | 21 | 2045 | 5 | 1 | 2.2 | 4412 | 32013
Electrical ¦ Specialist Lighting ¦ Internal ¦ Illuminated Fire Exit Signage | 5 | Urgent | B | 16 | 2040 | 5 | 1 | 2.2 | 4413 | 28769
Electrical ¦ Lighting ¦ Internal ¦ Emergency ¦ Self Contained ¦ LED | 5 | Urgent | B | 20 | 2044 | 5 | 1 | 2.2 | 4414 | 31462
HVAC ¦ Heat Emitters - Local ¦ Electric Overdoor Air Curtain/Heater | 1 | Medium | B | 7 | 2031 | 5 | 3 | 3.2 | 24002 | 19920
Fabric ¦ Superstructure ¦ Windows and External Doors ¦ External Doors ¦ Manual and Automatic Doors ¦ High Security Door | 1 | High | A | 33 | 2057 | 6 | 2 | 3 | 19547 | 33854
HVAC ¦ Fan ¦ Local and Special Ventilation ¦ Extract | 1 | Medium | B | 1 | 2025 | 5 | 3 | 3.2 | 24003 | 7818
Fire ¦ Fire Fighting ¦ Fire Blanket | 1 | Urgent | B | 4 | 2028 | 5 | 1 | 2.2 | 4415 | 13816
Fire ¦ Fire Fighting ¦ Fire Extinguishers ¦ Foam | 5 | Urgent | B | 7 | 2031 | 5 | 1 | 2.2 | 4416 | 19292
HVAC ¦ Central Air Conditioning ¦ Air Conditioning ¦ Multi-Split Condenser - Split Systems/Heat Pumps - Air-cooled with Direct Expansion Evaporator (DX) | 1 | Medium | B | 8 | 2032 | 5 | 3 | 3.2 | 24004 | 20941
Fabric ¦ Superstructure ¦ Windows and External Doors ¦ Roller Shutters ¦ Manual Roller Shutter | 1 | High | B | 1 | 2025 | 5 | 2 | 2.7 | 13772 | 3647
Fabric ¦ Superstructure ¦ Windows and External Doors ¦ External Doors ¦ Manual and Automatic Doors ¦ Emergency and Panic Escape Doors | 1 | Urgent | B | 11 | 2035 | 5 | 1 | 2.2 | 4417 | 23583
Fire ¦ Fire Fighting ¦ Fire Blanket | 1 | Urgent | B | 1 | 2025 | 5 | 1 | 2.2 | 4418 | 1286
Fire ¦ Fire Detection ¦ Fire Alarm Panel / Repeater | 1 | Urgent | B | 1 | 2025 | 5 | 1 | 2.2 | 4419 | 1287
Electrical ¦ LV Distribution ¦ Distribution Board ¦ Sub | 1 | High | B | 10 | 2034 | 5 | 2 | 2.7 | 13773 | 22347
Fire ¦ Fire Detection ¦ Fire Alarm Panel / Repeater | 1 | Urgent | B | 1 | 2025 | 5 | 1 | 2.2 | 4420 | 1288
Controls ¦ Multi-System Controls ¦ Instrument Control Panel | 1 | Medium | B | 13 | 2037 | 5 | 3 | 3.2 | 24005 | 27125
HVAC ¦ Fan ¦ Local and Special Ventilation ¦ Extract | 1 | Medium | B | 1 | 2025 | 5 | 3 | 3.2 | 24006 | 7819
Electrical ¦ Lighting ¦ Internal ¦ Emergency ¦ Self Contained ¦ LED | 9 | Urgent | B | 20 | 2044 | 5 | 1 | 2.2 | 4421 | 31463
Electrical ¦ LV Distribution ¦ Distribution Board ¦ Sub | 1 | High | B | 12 | 2036 | 5 | 2 | 2.7 | 13774 | 26179
Electrical ¦ LV Distribution ¦ Distribution Board ¦ Sub | 1 | High | B | 6 | 2030 | 5 | 2 | 2.7 | 13775 | 17557
HVAC ¦ Fan ¦ Central Ventilation Systems ¦ Ventilating - General | 1 | Low | B | 1 | 2025 | 5 | 4 | 3.7 | 32989 | 11955
Electrical ¦ LV Distribution ¦ Distribution Board ¦ Sub | 1 | High | C | 1 | 2025 | 4 | 2 | 2.4 | 10532 | 2393
Fabric ¦ Superstructure ¦ Windows and External Doors ¦ External Doors ¦ Manual and Automatic Doors ¦ High Security Door | 1 | High | B | 11 | 2035 | 5 | 2 | 2.7 | 13776 | 24370
Electrical ¦ Specialist Lighting ¦ Internal ¦ Illuminated Fire Exit Signage | 8 | Urgent | B | 16 | 2040 | 5 | 1 | 2.2 | 4422 | 28770
Electrical ¦ Specialist Lighting ¦ Internal ¦ Illuminated Fire Exit Signage | 3 | Urgent | B | 16 | 2040 | 5 | 1 | 2.2 | 4423 | 28771
Fire ¦ Fire Fighting ¦ Fire Blanket | 1 | Urgent | B | 1 | 2025 | 5 | 1 | 2.2 | 4424 | 1289
HVAC ¦ Fan ¦ Central Ventilation Systems ¦ Ventilating - General | 1 | Low | B | 1 | 2025 | 5 | 4 | 3.7 | 32990 | 11956
Fabric ¦ Superstructure ¦ Windows and External Doors ¦ External Doors ¦ Manual and Automatic Doors ¦ Emergency and Panic Escape Doors | 1 | Urgent | B | 11 | 2035 | 5 | 1 | 2.2 | 4425 | 23584
HVAC ¦ Fan ¦ Local and Special Ventilation ¦ Extract | 1 | Medium | B | 1 | 2025 | 5 | 3 | 3.2 | 24007 | 7820
Electrical ¦ LV Distribution ¦ Distribution Board ¦ Sub | 1 | High | B | 10 | 2034 | 5 | 2 | 2.7 | 13777 | 22348
Electrical ¦ Lighting ¦ Internal ¦ General | 13 | Medium | B | 1 | 2025 | 5 | 3 | 3.2 | 24008 | 7821
HVAC ¦ Heat Emitters - Local ¦ Electric Heaters | 1 | Medium | B | 1 | 2025 | 5 | 3 | 3.2 | 24009 | 7822
Fire ¦ Fire Fighting ¦ Fire Extinguishers ¦ CO2 | 6 | Urgent | B | 2 | 2026 | 5 | 1 | 2.2 | 4426 | 12572
Electrical ¦ LV Distribution ¦ Distribution Board ¦ Main | 1 | High | B | 18 | 2042 | 5 | 2 | 2.7 | 13778 | 30816
Electrical ¦ LV Distribution ¦ Distribution Board ¦ Main | 1 | High | B | 1 | 2025 | 5 | 2 | 2.7 | 13779 | 3648
Fabric ¦ Superstructure ¦ Windows and External Doors ¦ External Doors ¦ Entrance Doors | 1 | High | B | 17 | 2041 | 5 | 2 | 2.7 | 13780 | 30316
Electrical ¦ Lighting ¦ External ¦ General - LED | 1 | Medium | B | 12 | 2036 | 5 | 3 | 3.2 | 24010 | 26482
HVAC ¦ Heat Emitters - Local ¦ Electric Heaters | 4 | Medium | B | 1 | 2025 | 5 | 3 | 3.2 | 24011 | 7823
Electrical ¦ Lighting ¦ Internal ¦ General | 1 | Medium | B | 1 | 2025 | 5 | 3 | 3.2 | 24012 | 7824
HVAC ¦ Ventilation ¦ Air Handling Unit (AHU) ¦ Internal ¦ Central Heating & Cooling ¦ Electric & DX | 1 | Medium | B | 1 | 2025 | 5 | 3 | 3.2 | 24013 | 7825
Fabric ¦ Superstructure ¦ Windows and External Doors ¦ External Doors ¦ Manual and Automatic Doors ¦ Emergency and Panic Escape Doors | 1 | Urgent | B | 11 | 2035 | 5 | 1 | 2.2 | 4427 | 23585
Controls ¦ Multi-System Controls ¦ Control Panel - Electrical Services (excluding Electrical Controllers and Pneumatic Relays) | 1 | Medium | B | 1 | 2025 | 5 | 3 | 3.2 | 24014 | 7826
Fabric ¦ Superstructure ¦ Windows and External Doors ¦ Roller Shutters ¦ Manual Roller Shutter | 1 | High | B | 7 | 2031 | 5 | 2 | 2.7 | 13781 | 19623
Electrical ¦ Specialist Lighting ¦ Internal ¦ Illuminated Fire Exit Signage | 4 | Urgent | B | 17 | 2041 | 5 | 1 | 2.2 | 4428 | 30083
HVAC ¦ Local Air Conditioning ¦ Single-Split Condenser - Split Systems/Heat Pumps - Air-cooled with Direct Expansion Evaporator (DX) | 1 | Medium | B | 12 | 2036 | 5 | 3 | 3.2 | 24015 | 26483
HVAC ¦ Central Heating (Internally Sourced) ¦ Boiler ¦ Atmospheric Gas Burner/Condensing Combination Boiler (domestic type) | 1 | High | B | 6 | 2030 | 5 | 2 | 2.7 | 13782 | 17558
HVAC ¦ Fan ¦ Central Ventilation Systems ¦ Ventilating - General | 1 | Low | B | 1 | 2025 | 5 | 4 | 3.7 | 32991 | 11957
Fabric ¦ Superstructure ¦ Windows and External Doors ¦ Roller Shutters ¦ Manual Roller Shutter | 1 | High | B | 1 | 2025 | 5 | 2 | 2.7 | 13783 | 3649
HVAC ¦ Fan ¦ Local and Special Ventilation ¦ Extract | 1 | Medium | B | 1 | 2025 | 5 | 3 | 3.2 | 24016 | 7827
Fabric ¦ Superstructure ¦ Windows and External Doors ¦ External Doors ¦ Manual and Automatic Doors ¦ Emergency and Panic Escape Doors | 1 | Urgent | B | 11 | 2035 | 5 | 1 | 2.2 | 4429 | 23586
Electrical ¦ Lighting ¦ Internal ¦ Emergency ¦ Self Contained ¦ LED | 2 | Urgent | B | 21 | 2045 | 5 | 1 | 2.2 | 4430 | 32014
HVAC ¦ Central Air Conditioning ¦ Air Conditioning ¦ Multi-Split Condenser - Split Systems/Heat Pumps - Air-cooled with Direct Expansion Evaporator (DX) | 1 | Medium | B | 2 | 2026 | 5 | 3 | 3.2 | 24017 | 13076
HVAC ¦ Fan ¦ Central Ventilation Systems ¦ Ventilating - General | 1 | Low | B | 7 | 2031 | 5 | 4 | 3.7 | 32992 | 20220
HVAC ¦ Heat Emitters - Central ¦ Radiators ¦ Steel | 5 | Medium | B | 1 | 2025 | 5 | 3 | 3.2 | 24018 | 7828
Electrical ¦ Lighting ¦ Internal ¦ Emergency ¦ Self Contained ¦ LED | 3 | Urgent | B | 17 | 2041 | 5 | 1 | 2.2 | 4431 | 30084
Water ¦ Local Hot Water ¦ Package Electric Water Heaters - Non-Drinking Water | 1 | Medium | B | 1 | 2025 | 5 | 3 | 3.2 | 24019 | 7829
Fabric ¦ Superstructure ¦ Windows and External Doors ¦ Roller Shutters ¦ Manual Roller Shutter | 1 | High | B | 1 | 2025 | 5 | 2 | 2.7 | 13784 | 3650
Electrical ¦ LV Distribution ¦ Distribution Board ¦ Main | 1 | High | A | 18 | 2042 | 6 | 2 | 3 | 19548 | 30906
Electrical ¦ Lighting ¦ Internal ¦ General ¦ LED Fittings & Luminaires | 43 | Medium | B | 16 | 2040 | 5 | 3 | 3.2 | 24020 | 29503
Fire ¦ Fire Fighting ¦ Fire Extinguishers ¦ Foam | 1 | Urgent | B | 6 | 2030 | 5 | 1 | 2.2 | 4432 | 16277
HVAC ¦ Central Air Conditioning ¦ Air Conditioning ¦ Multi-Split Evaporator - Split Systems/Heat Pumps - Air-cooled with Direct Expansion Evaporator (DX) | 1 | Medium | B | 1 | 2025 | 5 | 3 | 3.2 | 24021 | 7830
Electrical ¦ Lighting ¦ Internal ¦ General | 50 | Medium | C | 1 | 2025 | 4 | 3 | 2.9 | 18583 | 5510
HVAC ¦ Central Air Conditioning ¦ Air Conditioning ¦ Multi-Split Condenser - Split Systems/Heat Pumps - Air-cooled with Direct Expansion Evaporator (DX) | 1 | Medium | B | 8 | 2032 | 5 | 3 | 3.2 | 24022 | 20942
Electrical ¦ LV Distribution ¦ Distribution Board ¦ Sub | 1 | High | B | 2 | 2026 | 5 | 2 | 2.7 | 13785 | 12891
Fabric ¦ Superstructure ¦ Internal Doors ¦ Roller Shutters ¦ Electric Roller Shutter | 1 | Medium | B | 15 | 2039 | 5 | 3 | 3.2 | 24023 | 28414
Electrical ¦ Lighting ¦ Internal ¦ General ¦ LED Fittings & Luminaires | 16 | Medium | B | 12 | 2036 | 5 | 3 | 3.2 | 24024 | 26484
Electrical ¦ Lighting ¦ Internal ¦ Emergency ¦ Self Contained ¦ LED | 1 | Urgent | B | 22 | 2046 | 5 | 1 | 2.2 | 4433 | 32892
HVAC ¦ Local Air Conditioning ¦ Single-Split Evaporator - Split Systems/Heat Pumps - Air-cooled with Direct Expansion Evaporator (DX) | 1 | Medium | B | 6 | 2030 | 5 | 3 | 3.2 | 24025 | 18625
HVAC ¦ Local Air Conditioning ¦ Single-Split Evaporator - Split Systems/Heat Pumps - Air-cooled with Direct Expansion Evaporator (DX) | 1 | Medium | B | 1 | 2025 | 5 | 3 | 3.2 | 24026 | 7831
Fabric ¦ Superstructure ¦ Windows and External Doors ¦ External Windows ¦ Roller Shutters ¦ External Window Shutters ¦ Electric | 1 | Medium | B | 6 | 2030 | 5 | 3 | 3.2 | 24027 | 18626
Electrical ¦ Lighting ¦ Internal ¦ Emergency ¦ Self Contained ¦ LED | 3 | Urgent | B | 22 | 2046 | 5 | 1 | 2.2 | 4434 | 32893
Electrical ¦ Lighting ¦ Internal ¦ General | 2 | Medium | DX | 1 | 2025 | 1 | 3 | 2 | 853 | 566
Fabric ¦ Superstructure ¦ Windows and External Doors ¦ External Doors ¦ Manual and Automatic Doors ¦ Emergency and Panic Escape Doors | 1 | Urgent | C | 11 | 2035 | 4 | 1 | 1.9 | 640 | 23269
Fabric ¦ Superstructure ¦ Windows and External Doors ¦ External Doors ¦ Manual and Automatic Doors ¦ Emergency and Panic Escape Doors | 1 | Urgent | B | 1 | 2025 | 5 | 1 | 2.2 | 4435 | 1290
Controls ¦ Multi-System Controls ¦ Control Panel - Electrical Services (excluding Electrical Controllers and Pneumatic Relays) | 1 | Medium | B | 15 | 2039 | 5 | 3 | 3.2 | 24028 | 28415
HVAC ¦ Heat Emitters - Local ¦ Gas Fired Natural and Fan Assisted Heaters | 1 | Medium | B | 8 | 2032 | 5 | 3 | 3.2 | 24029 | 20943
Electrical ¦ LV Distribution ¦ Distribution Board ¦ Main | 1 | High | B | 16 | 2040 | 5 | 2 | 2.7 | 13786 | 29155
HVAC ¦ Fan ¦ Central Ventilation Systems ¦ Extract | 1 | Medium | B | 1 | 2025 | 5 | 3 | 3.2 | 24030 | 7832
HVAC ¦ Local Air Conditioning ¦ Single-Split Condenser - Split Systems/Heat Pumps - Air-cooled with Direct Expansion Evaporator (DX) | 1 | Medium | B | 1 | 2025 | 5 | 3 | 3.2 | 24031 | 7833
Electrical ¦ LV Distribution ¦ Distribution Board ¦ Sub | 1 | High | B | 12 | 2036 | 5 | 2 | 2.7 | 13787 | 26180
Electrical ¦ LV Distribution ¦ Distribution Board ¦ Main | 1 | High | B | 15 | 2039 | 5 | 2 | 2.7 | 13788 | 28146
Water ¦ Local Hot Water ¦ Package Electric Water Heaters - Non-Drinking Water | 1 | Medium | B | 4 | 2028 | 5 | 3 | 3.2 | 24032 | 14108
HVAC ¦ Heat Emitters - Central ¦ Unit Heaters | 1 | Medium | B | 1 | 2025 | 5 | 3 | 3.2 | 24033 | 7834
Electrical ¦ LV Distribution ¦ Distribution Board ¦ Main | 1 | High | B | 10 | 2034 | 5 | 2 | 2.7 | 13789 | 22349
Electrical ¦ LV Distribution ¦ Distribution Board ¦ Main | 1 | High | B | 16 | 2040 | 5 | 2 | 2.7 | 13790 | 29156
HVAC ¦ Fan ¦ Central Heating & Cooling ¦ Mixed Flow | 1 | Medium | B | 1 | 2025 | 5 | 3 | 3.2 | 24034 | 7835
HVAC ¦ Fan ¦ Central Ventilation Systems ¦ Extract | 1 | Medium | B | 1 | 2025 | 5 | 3 | 3.2 | 24035 | 7836
Fabric ¦ Superstructure ¦ Windows and External Doors ¦ External Doors ¦ Entrance Doors | 1 | High | B | 15 | 2039 | 5 | 2 | 2.7 | 13791 | 28147
Fabric ¦ Superstructure ¦ Windows and External Doors ¦ Roller Shutters ¦ Electric Roller Shutter | 1 | High | B | 8 | 2032 | 5 | 2 | 2.7 | 13792 | 20709
Electrical ¦ LV Distribution ¦ Distribution Board ¦ Main | 1 | High | B | 1 | 2025 | 5 | 2 | 2.7 | 13793 | 3651
HVAC ¦ Ventilation ¦ Air Handling Unit (AHU) ¦ Internal ¦ Central Air Conditioning ¦ Gas Fired | 1 | Medium | B | 1 | 2025 | 5 | 3 | 3.2 | 24036 | 7837
Electrical ¦ LV Distribution ¦ Distribution Board ¦ Main | 1 | High | B | 1 | 2025 | 5 | 2 | 2.7 | 13794 | 3652
Fabric ¦ Superstructure ¦ Windows and External Doors ¦ External Doors ¦ Entrance Doors | 1 | High | B | 30 | 2054 | 5 | 2 | 2.7 | 13795 | 33710
HVAC ¦ Ductwork ¦ Ductwork, Fittings and Ancillaries ¦ Central Ventilation Systems ¦ Fire Dampers ¦ Fusible Link | 1 | Urgent | B | 1 | 2025 | 5 | 1 | 2.2 | 4436 | 1291
Fabric ¦ Superstructure ¦ Windows and External Doors ¦ External Doors ¦ Manual and Automatic Doors ¦ Auto / Powered Swing Doors | 1 | High | B | 27 | 2051 | 5 | 2 | 2.7 | 13796 | 33567
Fabric ¦ Superstructure ¦ Windows and External Doors ¦ External Doors ¦ Manual and Automatic Doors ¦ Emergency and Panic Escape Doors | 1 | Urgent | B | 11 | 2035 | 5 | 1 | 2.2 | 4437 | 23587
Electrical ¦ Lighting ¦ Internal ¦ Emergency ¦ Self Contained ¦ LED | 6 | Urgent | B | 22 | 2046 | 5 | 1 | 2.2 | 4438 | 32894
Fire ¦ Fire Fighting ¦ Fire Extinguishers ¦ CO2 | 5 | Urgent | B | 5 | 2029 | 5 | 1 | 2.2 | 4439 | 14360
Fire ¦ Fire Fighting ¦ Fire Extinguishers ¦ Foam | 3 | Urgent | B | 2 | 2026 | 5 | 1 | 2.2 | 4440 | 12573
Fabric ¦ Superstructure ¦ Windows and External Doors ¦ External Doors ¦ Manual and Automatic Doors ¦ Emergency and Panic Escape Doors | 1 | Urgent | B | 20 | 2044 | 5 | 1 | 2.2 | 4441 | 31464
Electrical ¦ Specialist Lighting ¦ Internal ¦ Illuminated Fire Exit Signage | 1 | Urgent | B | 16 | 2040 | 5 | 1 | 2.2 | 4442 | 28772
Security ¦ Access ¦ Access Control ¦ Door ¦ Local Lock / Keypad / Manual | 2 | Medium | B | 10 | 2034 | 5 | 3 | 3.2 | 24037 | 22765
Fabric ¦ Superstructure ¦ Windows and External Doors ¦ Roller Shutters ¦ Electric Roller Shutter | 1 | High | B | 10 | 2034 | 5 | 2 | 2.7 | 13797 | 22350
Electrical ¦ Lighting ¦ Internal ¦ Emergency ¦ Self Contained ¦ Non LED | 3 | Urgent | C | 1 | 2025 | 4 | 1 | 1.9 | 641 | 466
Fabric ¦ Superstructure ¦ Windows and External Doors ¦ External Doors ¦ Manual and Automatic Doors ¦ Emergency and Panic Escape Doors | 1 | Urgent | B | 20 | 2044 | 5 | 1 | 2.2 | 4443 | 31465
Fabric ¦ Superstructure ¦ Windows and External Doors ¦ External Doors ¦ Manual and Automatic Doors ¦ Emergency and Panic Escape Doors | 1 | Urgent | B | 15 | 2039 | 5 | 1 | 2.2 | 4444 | 27840
Fabric ¦ Superstructure ¦ Windows and External Doors ¦ External Doors ¦ Manual and Automatic Doors ¦ Emergency and Panic Escape Doors | 1 | Urgent | B | 21 | 2045 | 5 | 1 | 2.2 | 4445 | 32015
Electrical ¦ Lighting ¦ Internal ¦ Emergency ¦ Self Contained ¦ LED | 8 | Urgent | B | 21 | 2045 | 5 | 1 | 2.2 | 4446 | 32016
Electrical ¦ Lighting ¦ Internal ¦ Emergency ¦ Self Contained ¦ Non LED | 5 | Urgent | B | 1 | 2025 | 5 | 1 | 2.2 | 4447 | 1292
Electrical ¦ Lighting ¦ Internal ¦ General | 22 | Medium | B | 6 | 2030 | 5 | 3 | 3.2 | 24038 | 18627
HVAC ¦ Heat Emitters - Local ¦ Gas Fired Natural and Fan Assisted Heaters | 1 | Medium | B | 1 | 2025 | 5 | 3 | 3.2 | 24039 | 7838
HVAC ¦ Fan ¦ Local and Special Ventilation ¦ Ventilating - General | 1 | Medium | B | 5 | 2029 | 5 | 3 | 3.2 | 24040 | 15049
Fabric ¦ Superstructure ¦ Windows and External Doors ¦ Roller Shutters ¦ Manual Roller Shutter | 1 | High | B | 5 | 2029 | 5 | 2 | 2.7 | 13798 | 14629
Fire ¦ Fire Detection ¦ Fire Alarm Panel / Repeater | 1 | Urgent | B | 1 | 2025 | 5 | 1 | 2.2 | 4448 | 1293
Electrical ¦ Lighting ¦ Internal ¦ General | 78 | Medium | B | 17 | 2041 | 5 | 3 | 3.2 | 24041 | 30463
Fire ¦ Fire Fighting ¦ Fire Extinguishers ¦ Foam | 1 | Urgent | B | 6 | 2030 | 5 | 1 | 2.2 | 4449 | 16278
Electrical ¦ LV Distribution ¦ Distribution Board ¦ Sub | 1 | High | B | 12 | 2036 | 5 | 2 | 2.7 | 13799 | 26181
Electrical ¦ LV Distribution ¦ Distribution Board ¦ Sub | 1 | High | C | 1 | 2025 | 4 | 2 | 2.4 | 10533 | 2394
HVAC ¦ Ductwork ¦ Ductwork, Fittings and Ancillaries ¦ Central Ventilation Systems ¦ Fire Dampers ¦ Fusible Link | 1 | Urgent | B | 1 | 2025 | 5 | 1 | 2.2 | 4450 | 1294
Fabric ¦ Superstructure ¦ Windows and External Doors ¦ External Doors ¦ Manual and Automatic Doors ¦ Emergency and Panic Escape Doors | 1 | Urgent | B | 27 | 2051 | 5 | 1 | 2.2 | 4451 | 33544
Electrical ¦ Lighting ¦ Internal ¦ General | 92 | Medium | B | 6 | 2030 | 5 | 3 | 3.2 | 24042 | 18628
HVAC ¦ Local Air Conditioning ¦ Single-Split Condenser - Split Systems/Heat Pumps - Air-cooled with Direct Expansion Evaporator (DX) | 1 | Medium | B | 1 | 2025 | 5 | 3 | 3.2 | 24043 | 7839
Electrical ¦ LV Distribution ¦ Distribution Board ¦ Sub | 1 | High | B | 6 | 2030 | 5 | 2 | 2.7 | 13800 | 17559
HVAC ¦ Fan ¦ Local and Special Ventilation ¦ Kitchen Vent ¦ Extract | 1 | Low | B | 5 | 2029 | 5 | 4 | 3.7 | 32993 | 15620
Fabric ¦ Superstructure ¦ Windows and External Doors ¦ External Doors ¦ Manual and Automatic Doors ¦ Emergency and Panic Escape Doors | 1 | Urgent | B | 15 | 2039 | 5 | 1 | 2.2 | 4452 | 27841
Fabric ¦ Superstructure ¦ Windows and External Doors ¦ External Doors ¦ Entrance Doors | 1 | High | B | 18 | 2042 | 5 | 2 | 2.7 | 13801 | 30817
Electrical ¦ Specialist Lighting ¦ Internal ¦ Illuminated Fire Exit Signage | 6 | Urgent | B | 16 | 2040 | 5 | 1 | 2.2 | 4453 | 28773
Electrical ¦ Lighting ¦ Internal ¦ Emergency ¦ Externally Powered ¦ Non LED | 13 | Urgent | B | 11 | 2035 | 5 | 1 | 2.2 | 4454 | 23588
Fire ¦ Fire Fighting ¦ Fire Extinguishers ¦ Foam | 3 | Urgent | B | 6 | 2030 | 5 | 1 | 2.2 | 4455 | 16279
HVAC ¦ Heat Emitters - Central ¦ Radiators ¦ Aluminium | 4 | Medium | B | 1 | 2025 | 5 | 3 | 3.2 | 24044 | 7840
Fire ¦ Fire Fighting ¦ Fire Extinguishers ¦ Foam | 3 | Urgent | B | 2 | 2026 | 5 | 1 | 2.2 | 4456 | 12574
Electrical ¦ LV Distribution ¦ Distribution Board ¦ Sub | 1 | High | B | 18 | 2042 | 5 | 2 | 2.7 | 13802 | 30818
Transport ¦ Lifts ¦ Passenger Lift electric ¦ Electric | 1 | Medium | B | 12 | 2036 | 5 | 3 | 3.2 | 24045 | 26485
Fabric ¦ Superstructure ¦ Windows and External Doors ¦ Roller Shutters ¦ Manual Roller Shutter | 1 | High | B | 5 | 2029 | 5 | 2 | 2.7 | 13803 | 14630
Fabric ¦ Superstructure ¦ Windows and External Doors ¦ Roller Shutters ¦ Manual Roller Shutter | 1 | High | B | 5 | 2029 | 5 | 2 | 2.7 | 13804 | 14631
Electrical ¦ Lighting ¦ Internal ¦ Emergency ¦ Self Contained ¦ LED | 2 | Urgent | B | 20 | 2044 | 5 | 1 | 2.2 | 4457 | 31466
Electrical ¦ Specialist Lighting ¦ Internal ¦ Illuminated Fire Exit Signage | 3 | Urgent | B | 12 | 2036 | 5 | 1 | 2.2 | 4458 | 26010
Electrical ¦ Specialist Lighting ¦ Internal ¦ Illuminated Fire Exit Signage | 3 | Urgent | B | 15 | 2039 | 5 | 1 | 2.2 | 4459 | 27842
Electrical ¦ Lighting ¦ External ¦ General - Non-LED | 51 | Medium | B | 1 | 2025 | 5 | 3 | 3.2 | 24046 | 7841
HVAC ¦ Heat Emitters - Local ¦ Electric Heaters | 2 | Medium | B | 1 | 2025 | 5 | 3 | 3.2 | 24047 | 7842
Electrical ¦ Lighting ¦ Internal ¦ Emergency ¦ Self Contained ¦ Non LED | 3 | Urgent | B | 1 | 2025 | 5 | 1 | 2.2 | 4460 | 1295
Fire ¦ Fire Fighting ¦ Fire Extinguishers ¦ Foam | 3 | Urgent | B | 6 | 2030 | 5 | 1 | 2.2 | 4461 | 16280
Electrical ¦ Lighting ¦ External ¦ General - Non-LED | 1 | Medium | B | 1 | 2025 | 5 | 3 | 3.2 | 24048 | 7843
Electrical ¦ Lighting ¦ External ¦ General - Non-LED | 1 | Medium | B | 1 | 2025 | 5 | 3 | 3.2 | 24049 | 7844
HVAC ¦ Central Heating (Internally Sourced) ¦ Boiler ¦ Atmospheric Gas Burner/Condensing Combination Boiler (domestic type) | 1 | High | B | 2 | 2026 | 5 | 2 | 2.7 | 13805 | 12892
Fire ¦ Fire Fighting ¦ Fire Extinguishers ¦ Foam | 5 | Urgent | B | 6 | 2030 | 5 | 1 | 2.2 | 4462 | 16281
Fire ¦ Fire Fighting ¦ Fire Extinguishers ¦ CO2 | 1 | Urgent | B | 6 | 2030 | 5 | 1 | 2.2 | 4463 | 16282
HVAC ¦ Central Heating (Internally Sourced) ¦ Boiler ¦ Atmospheric Gas Burner - Condensing Boiler | 1 | High | B | 6 | 2030 | 5 | 2 | 2.7 | 13806 | 17560
HVAC ¦ Fan ¦ Local and Special Ventilation ¦ Extract | 1 | Medium | B | 1 | 2025 | 5 | 3 | 3.2 | 24050 | 7845
HVAC ¦ Fan ¦ Local and Special Ventilation ¦ Extract Fans - Twin Toilet | 1 | Medium | A | 14 | 2038 | 6 | 3 | 3.5 | 32515 | 27669
Electrical ¦ Lighting ¦ Internal ¦ General ¦ LED Fittings & Luminaires | 67 | Medium | C | 15 | 2039 | 4 | 3 | 2.9 | 18584 | 28339
Fire ¦ Fire Fighting ¦ Fire Extinguishers ¦ CO2 | 2 | Urgent | B | 6 | 2030 | 5 | 1 | 2.2 | 4464 | 16283
HVAC ¦ Fan ¦ Central Ventilation Systems ¦ Extract | 1 | Medium | B | 1 | 2025 | 5 | 3 | 3.2 | 24051 | 7846
Fabric ¦ Superstructure ¦ Windows and External Doors ¦ Roller Shutters ¦ Manual Roller Shutter | 1 | High | B | 5 | 2029 | 5 | 2 | 2.7 | 13807 | 14632
HVAC ¦ Central Heating (Internally Sourced) ¦ Boiler ¦ Atmospheric Gas Burner Boiler - Small and/or Wall Hung for Light Commercial Installation | 1 | Medium | B | 1 | 2025 | 5 | 3 | 3.2 | 24052 | 7847
Water ¦ Local Hot Water ¦ Package Electric Water Heaters - Non-Drinking Water | 1 | Medium | B | 6 | 2030 | 5 | 3 | 3.2 | 24053 | 18629
Fabric ¦ Superstructure ¦ Windows and External Doors ¦ External Doors ¦ Manual and Automatic Doors ¦ Emergency and Panic Escape Doors | 1 | Urgent | B | 15 | 2039 | 5 | 1 | 2.2 | 4465 | 27843
Electrical ¦ Lighting ¦ External ¦ General - LED | 7 | Medium | B | 7 | 2031 | 5 | 3 | 3.2 | 24054 | 19921
HVAC ¦ Central Air Conditioning ¦ Air Conditioning ¦ Multi-Split Evaporator - Split Systems/Heat Pumps - Air-cooled with Direct Expansion Evaporator (DX) | 1 | Medium | B | 9 | 2033 | 5 | 3 | 3.2 | 24055 | 21749
Electrical ¦ LV Distribution ¦ Distribution Board ¦ Main | 1 | High | B | 5 | 2029 | 5 | 2 | 2.7 | 13808 | 14633
Fabric ¦ Superstructure ¦ Windows and External Doors ¦ External Doors ¦ Entrance Doors | 1 | High | B | 15 | 2039 | 5 | 2 | 2.7 | 13809 | 28148
Electrical ¦ LV Distribution ¦ Distribution Board ¦ Sub | 1 | High | B | 12 | 2036 | 5 | 2 | 2.7 | 13810 | 26182
Fabric ¦ Superstructure ¦ Windows and External Doors ¦ Roller Shutters ¦ Manual Roller Shutter | 1 | High | B | 15 | 2039 | 5 | 2 | 2.7 | 13811 | 28149
HVAC ¦ Ventilation ¦ Air Handling Unit (AHU) ¦ Internal ¦ Central Air Conditioning ¦ Gas Fired | 1 | Medium | B | 10 | 2034 | 5 | 3 | 3.2 | 24056 | 22766
Electrical ¦ LV Distribution ¦ Distribution Board ¦ Main | 1 | High | B | 15 | 2039 | 5 | 2 | 2.7 | 13812 | 28150
Electrical ¦ LV Distribution ¦ Distribution Board ¦ Main | 1 | High | B | 1 | 2025 | 5 | 2 | 2.7 | 13813 | 3653
Fabric ¦ Superstructure ¦ Windows and External Doors ¦ External Doors ¦ Manual and Automatic Doors ¦ Emergency and Panic Escape Doors | 1 | Urgent | B | 25 | 2049 | 5 | 1 | 2.2 | 4466 | 33300
HVAC ¦ Central Heating (Internally Sourced) ¦ Burner ¦ Forced draft gas burner | 1 | Medium | B | 5 | 2029 | 5 | 3 | 3.2 | 24057 | 15050
Security ¦ Access ¦ Access Control ¦ Door ¦ Local Lock / Keypad / Manual | 2 | Medium | B | 7 | 2031 | 5 | 3 | 3.2 | 24058 | 19922
Fabric ¦ Superstructure ¦ Windows and External Doors ¦ External Doors ¦ Manual and Automatic Doors ¦ Emergency and Panic Escape Doors | 1 | Urgent | B | 25 | 2049 | 5 | 1 | 2.2 | 4467 | 33301
Electrical ¦ Lighting ¦ Internal ¦ Emergency ¦ Self Contained ¦ LED | 9 | Urgent | B | 20 | 2044 | 5 | 1 | 2.2 | 4468 | 31467
Electrical ¦ Lighting ¦ Internal ¦ General ¦ LED Fittings & Luminaires | 20 | Medium | B | 12 | 2036 | 5 | 3 | 3.2 | 24059 | 26486
Electrical ¦ Lighting ¦ Internal ¦ General | 28 | Medium | B | 1 | 2025 | 5 | 3 | 3.2 | 24060 | 7848
HVAC ¦ Heat Emitters - Central ¦ Radiators ¦ Steel | 5 | Medium | B | 1 | 2025 | 5 | 3 | 3.2 | 24061 | 7849
Fire ¦ Fire Fighting ¦ Fire Extinguishers ¦ Foam | 2 | Urgent | B | 2 | 2026 | 5 | 1 | 2.2 | 4469 | 12575
HVAC ¦ Local Air Conditioning ¦ Single-Split Evaporator - Split Systems/Heat Pumps - Air-cooled with Direct Expansion Evaporator (DX) | 1 | Medium | B | 1 | 2025 | 5 | 3 | 3.2 | 24062 | 7850
Fire ¦ Fire Detection ¦ Fire Alarm System | 1 | Urgent | B | 1 | 2025 | 5 | 1 | 2.2 | 4470 | 1296
HVAC ¦ Heat Emitters - Local ¦ Electric Heaters | 3 | Medium | D | 2 | 2026 | 3 | 3 | 2.6 | 11108 | 12853
Electrical ¦ Lighting ¦ External ¦ General - Non-LED | 3 | Medium | C | 1 | 2025 | 4 | 3 | 2.9 | 18585 | 5511
Electrical ¦ Specialist Lighting ¦ Internal ¦ Illuminated Fire Exit Signage | 2 | Urgent | B | 17 | 2041 | 5 | 1 | 2.2 | 4471 | 30085
Electrical ¦ Lighting ¦ Internal ¦ General | 64 | Medium | B | 6 | 2030 | 5 | 3 | 3.2 | 24063 | 18630
Fabric ¦ Superstructure ¦ Windows and External Doors ¦ External Doors ¦ Manual and Automatic Doors ¦ Emergency and Panic Escape Doors | 1 | Urgent | D | 27 | 2051 | 3 | 1 | 1.6 | 435 | 33538
HVAC ¦ Ductwork ¦ Ductwork, Fittings and Ancillaries ¦ Central Ventilation Systems ¦ Fire Dampers ¦ Automatic | 1 | Urgent | B | 1 | 2025 | 5 | 1 | 2.2 | 4472 | 1297
Electrical ¦ Specialist Lighting ¦ Internal ¦ Illuminated Fire Exit Signage | 1 | Urgent | B | 17 | 2041 | 5 | 1 | 2.2 | 4473 | 30086
Electrical ¦ Lighting ¦ External ¦ General - LED | 7 | Medium | B | 12 | 2036 | 5 | 3 | 3.2 | 24064 | 26487
Fire ¦ Fire Fighting ¦ Fire Extinguishers ¦ Powder | 1 | Urgent | B | 2 | 2026 | 5 | 1 | 2.2 | 4474 | 12576
Fire ¦ Fire Fighting ¦ Fire Extinguishers ¦ Foam | 5 | Urgent | B | 1 | 2025 | 5 | 1 | 2.2 | 4475 | 1298
Electrical ¦ LV Distribution ¦ Distribution Board ¦ Sub | 1 | High | B | 2 | 2026 | 5 | 2 | 2.7 | 13814 | 12893
HVAC ¦ Ductwork ¦ Ductwork, Fittings and Ancillaries ¦ Central Ventilation Systems ¦ Fire Dampers ¦ Automatic | 1 | Urgent | D | 1 | 2025 | 3 | 1 | 1.6 | 436 | 377
Fabric ¦ Superstructure ¦ Windows and External Doors ¦ Roller Shutters ¦ Electric Roller Shutter | 1 | High | B | 10 | 2034 | 5 | 2 | 2.7 | 13815 | 22351
Electrical ¦ Lighting ¦ Internal ¦ Emergency ¦ Self Contained ¦ LED | 4 | Urgent | B | 20 | 2044 | 5 | 1 | 2.2 | 4476 | 31468
Fire ¦ Fire Fighting ¦ Fire Extinguishers ¦ Foam | 4 | Urgent | B | 6 | 2030 | 5 | 1 | 2.2 | 4477 | 16284
HVAC ¦ Central Air Conditioning ¦ Air Conditioning ¦ Multi-Split Condenser - DX Split Systems (With Gas, Electric or Hot Water Heaters) | 1 | Medium | C | 1 | 2025 | 4 | 3 | 2.9 | 18586 | 5512
Fire ¦ Fire Detection ¦ Fire Alarm Panel / Repeater | 1 | Urgent | B | 7 | 2031 | 5 | 1 | 2.2 | 4478 | 19293
Electrical ¦ Lighting ¦ Internal ¦ General ¦ LED Fittings & Luminaires | 6 | Medium | B | 15 | 2039 | 5 | 3 | 3.2 | 24065 | 28416
Fire ¦ Fire Fighting ¦ Fire Extinguishers ¦ Foam | 4 | Urgent | B | 2 | 2026 | 5 | 1 | 2.2 | 4479 | 12577
Fabric ¦ Superstructure ¦ Windows and External Doors ¦ External Windows ¦ Roller Shutters ¦ External Window Shutters ¦ Manual | 1 | Medium | B | 1 | 2025 | 5 | 3 | 3.2 | 24066 | 7851
HVAC ¦ Fan ¦ Local and Special Ventilation ¦ Extract | 1 | Medium | B | 7 | 2031 | 5 | 3 | 3.2 | 24067 | 19923
Electrical ¦ LV Distribution ¦ Distribution Board ¦ Sub | 1 | High | D | 1 | 2025 | 3 | 2 | 2.1 | 1139 | 781
Electrical ¦ Lighting ¦ Internal ¦ General ¦ LED Fittings & Luminaires | 20 | Medium | B | 16 | 2040 | 5 | 3 | 3.2 | 24068 | 29504
Electrical ¦ Lighting ¦ Internal ¦ General ¦ LED Fittings & Luminaires | 8 | Medium | B | 15 | 2039 | 5 | 3 | 3.2 | 24069 | 28417
Fire ¦ Fire Fighting ¦ Fire Blanket | 1 | Urgent | B | 4 | 2028 | 5 | 1 | 2.2 | 4480 | 13817
Electrical ¦ LV Distribution ¦ Distribution Board ¦ Main | 1 | High | B | 14 | 2038 | 5 | 2 | 2.7 | 13816 | 27447
Water ¦ Local Hot Water ¦ Instantaneous Electric Water Heater - Non-Drinking Water | 1 | Medium | B | 5 | 2029 | 5 | 3 | 3.2 | 24070 | 15051
Fire ¦ Fire Detection ¦ Fire Alarm Panel / Repeater | 1 | Urgent | B | 1 | 2025 | 5 | 1 | 2.2 | 4481 | 1299
Electrical ¦ Lighting ¦ Internal ¦ General ¦ LED Fittings & Luminaires | 48 | Medium | C | 12 | 2036 | 4 | 3 | 2.9 | 18587 | 26285
HVAC ¦ Fan ¦ Local and Special Ventilation ¦ Kitchen Vent ¦ Extract | 1 | Low | B | 5 | 2029 | 5 | 4 | 3.7 | 32994 | 15621
Fabric ¦ Superstructure ¦ Internal Doors ¦ Roller Shutters ¦ Internal Manual Roller Shutter | 1 | Medium | B | 1 | 2025 | 5 | 3 | 3.2 | 24071 | 7852
Electrical ¦ LV Distribution ¦ Distribution Board ¦ Sub | 1 | High | B | 11 | 2035 | 5 | 2 | 2.7 | 13817 | 24371
Electrical ¦ Lighting ¦ Internal ¦ General | 39 | Medium | C | 1 | 2025 | 4 | 3 | 2.9 | 18588 | 5513
HVAC ¦ Central Air Conditioning ¦ Air Conditioning ¦ Multi-Split Condenser - Split Systems/Heat Pumps - Air-cooled with Direct Expansion Evaporator (DX) | 1 | Medium | B | 1 | 2025 | 5 | 3 | 3.2 | 24072 | 7853
Fabric ¦ Superstructure ¦ Windows and External Doors ¦ External Doors ¦ Entrance Doors | 1 | High | B | 11 | 2035 | 5 | 2 | 2.7 | 13818 | 24372
Water ¦ Local Hot Water ¦ Package Electric Water Heaters - Non-Drinking Water | 1 | Medium | B | 4 | 2028 | 5 | 3 | 3.2 | 24073 | 14109
HVAC ¦ Fan ¦ Local and Special Ventilation ¦ Fans Window or Wall Mounted | 1 | Medium | CX | 5 | 2029 | 2 | 3 | 2.3 | 10153 | 14531
Fabric ¦ Superstructure ¦ Windows and External Doors ¦ External Doors ¦ Entrance Doors | 1 | High | B | 27 | 2051 | 5 | 2 | 2.7 | 13819 | 33568
Fire ¦ Fire Fighting ¦ Fire Extinguishers ¦ Foam | 1 | Urgent | B | 6 | 2030 | 5 | 1 | 2.2 | 4482 | 16285
Controls ¦ Building Management System (BMS) ¦ BMS Control Panel | 1 | High | B | 1 | 2025 | 5 | 2 | 2.7 | 13820 | 3654
Fabric ¦ Superstructure ¦ Internal Doors ¦ Roller Shutters ¦ Internal Manual Roller Shutter | 1 | Medium | B | 1 | 2025 | 5 | 3 | 3.2 | 24074 | 7854
Electrical ¦ LV Distribution ¦ Distribution Board ¦ Sub | 1 | High | C | 10 | 2034 | 4 | 2 | 2.4 | 10534 | 22192
Fabric ¦ Superstructure ¦ Windows and External Doors ¦ Roller Shutters ¦ Manual Roller Shutter | 1 | High | B | 1 | 2025 | 5 | 2 | 2.7 | 13821 | 3655
HVAC ¦ Fan ¦ Central Heating & Cooling ¦ Mixed Flow | 1 | Medium | B | 1 | 2025 | 5 | 3 | 3.2 | 24075 | 7855
Fabric ¦ Superstructure ¦ Windows and External Doors ¦ External Doors ¦ Manual and Automatic Doors ¦ Auto / Powered Swing Doors | 1 | High | B | 32 | 2056 | 5 | 2 | 2.7 | 13822 | 33828
HVAC ¦ Central Heating (Internally Sourced) ¦ Boiler ¦ Electric Boilers | 1 | Medium | B | 10 | 2034 | 5 | 3 | 3.2 | 24076 | 22767
Electrical ¦ Lighting ¦ Internal ¦ Emergency ¦ Self Contained ¦ Non LED | 3 | Urgent | B | 1 | 2025 | 5 | 1 | 2.2 | 4483 | 1300
HVAC ¦ Local Air Conditioning ¦ Single-Split Condenser - Split Systems/Heat Pumps - Air-cooled with Direct Expansion Evaporator (DX) | 1 | Medium | B | 7 | 2031 | 5 | 3 | 3.2 | 24077 | 19924
Electrical ¦ LV Distribution ¦ Distribution Board ¦ Sub | 1 | High | B | 12 | 2036 | 5 | 2 | 2.7 | 13823 | 26183
Electrical ¦ Lighting ¦ Internal ¦ General ¦ LED Fittings & Luminaires | 57 | Medium | B | 12 | 2036 | 5 | 3 | 3.2 | 24078 | 26488
HVAC ¦ Heat Emitters - Central ¦ Radiators ¦ Steel | 6 | Medium | B | 1 | 2025 | 5 | 3 | 3.2 | 24079 | 7856
Electrical ¦ LV Distribution ¦ Distribution Board ¦ Sub | 1 | High | B | 12 | 2036 | 5 | 2 | 2.7 | 13824 | 26184
Electrical ¦ LV Distribution ¦ Distribution Board ¦ Main | 1 | High | B | 15 | 2039 | 5 | 2 | 2.7 | 13825 | 28151
Electrical ¦ LV Distribution ¦ Distribution Board ¦ Main | 1 | High | B | 10 | 2034 | 5 | 2 | 2.7 | 13826 | 22352
Electrical ¦ Lighting ¦ Internal ¦ Emergency ¦ Self Contained ¦ LED | 8 | Urgent | B | 17 | 2041 | 5 | 1 | 2.2 | 4484 | 30087
Electrical ¦ Lighting ¦ Internal ¦ Emergency ¦ Self Contained ¦ LED | 4 | Urgent | B | 21 | 2045 | 5 | 1 | 2.2 | 4485 | 32017
Fabric ¦ Superstructure ¦ Windows and External Doors ¦ External Doors ¦ Manual and Automatic Doors ¦ Emergency and Panic Escape Doors | 1 | Urgent | D | 21 | 2045 | 3 | 1 | 1.6 | 437 | 31704
Electrical ¦ LV Distribution ¦ Distribution Board ¦ Sub | 1 | High | D | 8 | 2032 | 3 | 2 | 2.1 | 1140 | 20246
Fabric ¦ Superstructure ¦ Windows and External Doors ¦ External Doors ¦ Manual and Automatic Doors ¦ Emergency and Panic Escape Doors | 1 | Urgent | B | 6 | 2030 | 5 | 1 | 2.2 | 4486 | 16286
Electrical ¦ LV Distribution ¦ Distribution Board ¦ Sub | 1 | High | B | 1 | 2025 | 5 | 2 | 2.7 | 13827 | 3656
Electrical ¦ LV Distribution ¦ Distribution Board ¦ Main | 1 | High | B | 1 | 2025 | 5 | 2 | 2.7 | 13828 | 3657
Electrical ¦ LV Distribution ¦ Distribution Board ¦ Sub | 1 | High | B | 10 | 2034 | 5 | 2 | 2.7 | 13829 | 22353
Fabric ¦ Superstructure ¦ Windows and External Doors ¦ Roller Shutters ¦ Electric Roller Shutter | 1 | High | B | 22 | 2046 | 5 | 2 | 2.7 | 13830 | 33022
HVAC ¦ Fan ¦ Local and Special Ventilation ¦ Fans Window or Wall Mounted | 1 | Medium | B | 10 | 2034 | 5 | 3 | 3.2 | 24080 | 22768
HVAC ¦ Fan ¦ Local and Special Ventilation ¦ Axial | 1 | Medium | B | 1 | 2025 | 5 | 3 | 3.2 | 24081 | 7857
HVAC ¦ Fan ¦ Local and Special Ventilation ¦ Fans Window or Wall Mounted | 1 | Medium | B | 10 | 2034 | 5 | 3 | 3.2 | 24082 | 22769
HVAC ¦ Fan ¦ Local and Special Ventilation ¦ Axial | 1 | Medium | B | 10 | 2034 | 5 | 3 | 3.2 | 24083 | 22770
Fire ¦ Fire Fighting ¦ Fire Extinguishers ¦ Foam | 4 | Urgent | B | 10 | 2034 | 5 | 1 | 2.2 | 4487 | 22043
HVAC ¦ Ventilation ¦ Air Handling Unit (AHU) ¦ Internal ¦ Central Air Conditioning ¦ DX Cooling | 1 | High | B | 16 | 2040 | 5 | 2 | 2.7 | 13831 | 29157
Electrical ¦ LV Distribution ¦ Distribution Board ¦ Main | 1 | High | B | 1 | 2025 | 5 | 2 | 2.7 | 13832 | 3658
HVAC ¦ Heat Emitters - Local ¦ Gas Fired Unit Heaters | 1 | Medium | B | 1 | 2025 | 5 | 3 | 3.2 | 24084 | 7858
Fabric ¦ Superstructure ¦ Windows and External Doors ¦ External Doors ¦ Manual and Automatic Doors ¦ Emergency and Panic Escape Doors | 1 | Urgent | B | 6 | 2030 | 5 | 1 | 2.2 | 4488 | 16287
Electrical ¦ LV Distribution ¦ Distribution Board ¦ Sub | 1 | High | B | 1 | 2025 | 5 | 2 | 2.7 | 13833 | 3659
HVAC ¦ Heat Emitters - Local ¦ Electric Overdoor Air Curtain/Heater | 1 | Medium | A | 15 | 2039 | 6 | 3 | 3.5 | 32516 | 28566
HVAC ¦ Central Heating (Internally Sourced) ¦ Boiler ¦ Atmospheric Gas Burner - Condensing Boiler | 1 | High | B | 16 | 2040 | 5 | 2 | 2.7 | 13834 | 29158
Fabric ¦ Superstructure ¦ Windows and External Doors ¦ Roller Shutters ¦ Electric Roller Shutter | 1 | High | B | 1 | 2025 | 5 | 2 | 2.7 | 13835 | 3660
HVAC ¦ Heat Emitters - Local ¦ Gas Fired Natural and Fan Assisted Heaters | 1 | Medium | B | 5 | 2029 | 5 | 3 | 3.2 | 24085 | 15052
Fabric ¦ Superstructure ¦ Windows and External Doors ¦ External Windows ¦ Roller Shutters ¦ External Window Shutters ¦ Manual | 1 | Medium | B | 1 | 2025 | 5 | 3 | 3.2 | 24086 | 7859
Electrical ¦ Lighting ¦ Internal ¦ General ¦ LED Fittings & Luminaires | 78 | Medium | B | 14 | 2038 | 5 | 3 | 3.2 | 24087 | 27560
Fire ¦ Fire Fighting ¦ Fire Extinguishers ¦ Foam | 4 | Urgent | B | 7 | 2031 | 5 | 1 | 2.2 | 4489 | 19294
Electrical ¦ LV Distribution ¦ Distribution Board ¦ Main | 1 | High | D | 8 | 2032 | 3 | 2 | 2.1 | 1141 | 20247
Fabric ¦ Superstructure ¦ Windows and External Doors ¦ Roller Shutters ¦ Manual Roller Shutter | 1 | High | B | 1 | 2025 | 5 | 2 | 2.7 | 13836 | 3661
Security ¦ Access ¦ Access Control ¦ Door ¦ Local Lock / Keypad / Manual | 1 | Medium | B | 10 | 2034 | 5 | 3 | 3.2 | 24088 | 22771
Electrical ¦ Lighting ¦ Internal ¦ General ¦ LED Fittings & Luminaires | 48 | Medium | B | 18 | 2042 | 5 | 3 | 3.2 | 24089 | 30942
Electrical ¦ Lighting ¦ Internal ¦ Emergency ¦ Self Contained ¦ LED | 6 | Urgent | B | 20 | 2044 | 5 | 1 | 2.2 | 4490 | 31469
HVAC ¦ Central Heating (Internally Sourced) ¦ Boiler ¦ Atmospheric Gas Burner - Condensing Boiler | 1 | High | B | 3 | 2027 | 5 | 2 | 2.7 | 13837 | 13358
HVAC ¦ Local and Special Ventilation ¦ Unit extract fans. | 1 | Medium | C | 1 | 2025 | 4 | 3 | 2.9 | 18589 | 5514
Controls ¦ Multi-System Controls ¦ Control Panel - Electrical Services (excluding Electrical Controllers and Pneumatic Relays) | 1 | Medium | B | 1 | 2025 | 5 | 3 | 3.2 | 24090 | 7860
HVAC ¦ Heat Emitters - Local ¦ Electric Overdoor Air Curtain/Heater | 1 | Medium | B | 5 | 2029 | 5 | 3 | 3.2 | 24091 | 15053
HVAC ¦ Heat Emitters - Local ¦ Electric Heaters | 4 | Medium | B | 3 | 2027 | 5 | 3 | 3.2 | 24092 | 13523
Electrical ¦ Lighting ¦ External ¦ General - LED | 4 | Medium | B | 5 | 2029 | 5 | 3 | 3.2 | 24093 | 15054
HVAC ¦ Fan ¦ Local and Special Ventilation ¦ Fans Window or Wall Mounted | 1 | Medium | B | 1 | 2025 | 5 | 3 | 3.2 | 24094 | 7861
HVAC ¦ Heat Emitters - Local ¦ Gas Fired Unit Heaters | 1 | Medium | B | 1 | 2025 | 5 | 3 | 3.2 | 24095 | 7862
Fabric ¦ Superstructure ¦ Windows and External Doors ¦ External Windows ¦ Roller Shutters ¦ External Window Shutters ¦ Manual | 1 | Medium | B | 1 | 2025 | 5 | 3 | 3.2 | 24096 | 7863
Fabric ¦ Superstructure ¦ Windows and External Doors ¦ Roller Shutters ¦ Manual Roller Shutter | 1 | High | B | 11 | 2035 | 5 | 2 | 2.7 | 13838 | 24373
Electrical ¦ Lighting ¦ Internal ¦ General ¦ LED Fittings & Luminaires | 42 | Medium | B | 10 | 2034 | 5 | 3 | 3.2 | 24097 | 22772
Electrical ¦ Lighting ¦ Internal ¦ General | 19 | Medium | B | 1 | 2025 | 5 | 3 | 3.2 | 24098 | 7864
Fire ¦ Fire Fighting ¦ Fire Extinguishers ¦ CO2 | 2 | Urgent | CX | 6 | 2030 | 2 | 1 | 1.3 | 333 | 15688
HVAC ¦ Fan ¦ Local and Special Ventilation ¦ Ventilating - General | 1 | Medium | B | 10 | 2034 | 5 | 3 | 3.2 | 24099 | 22773
Electrical ¦ LV Distribution ¦ Distribution Board ¦ Sub | 1 | High | D | 10 | 2034 | 3 | 2 | 2.1 | 1142 | 21957
Fabric ¦ Superstructure ¦ Internal Doors ¦ Roller Shutters ¦ Internal Manual Roller Shutter | 1 | Medium | B | 1 | 2025 | 5 | 3 | 3.2 | 24100 | 7865
Fire ¦ Fire Detection ¦ Fire Alarm System | 1 | Urgent | B | 11 | 2035 | 5 | 1 | 2.2 | 4491 | 23589
Fire ¦ Fire Fighting ¦ Fire Extinguishers ¦ Foam | 6 | Urgent | B | 7 | 2031 | 5 | 1 | 2.2 | 4492 | 19295
Electrical ¦ Specialist Lighting ¦ Internal ¦ Illuminated Fire Exit Signage | 3 | Urgent | B | 15 | 2039 | 5 | 1 | 2.2 | 4493 | 27844
HVAC ¦ Fan ¦ Local and Special Ventilation ¦ Fans Window or Wall Mounted | 1 | Medium | B | 5 | 2029 | 5 | 3 | 3.2 | 24101 | 15055
HVAC ¦ Fan ¦ Local and Special Ventilation ¦ Axial | 1 | Medium | B | 1 | 2025 | 5 | 3 | 3.2 | 24102 | 7866
HVAC ¦ Fan ¦ Local and Special Ventilation ¦ Axial | 1 | Medium | B | 1 | 2025 | 5 | 3 | 3.2 | 24103 | 7867
Electrical ¦ Lighting ¦ Internal ¦ Emergency ¦ Self Contained ¦ Non LED | 6 | Urgent | B | 15 | 2039 | 5 | 1 | 2.2 | 4494 | 27845
Electrical ¦ LV Distribution ¦ Distribution Board ¦ Sub | 1 | High | B | 10 | 2034 | 5 | 2 | 2.7 | 13839 | 22354
Fabric ¦ Superstructure ¦ Windows and External Doors ¦ External Doors ¦ Manual and Automatic Doors ¦ Emergency and Panic Escape Doors | 1 | Urgent | CX | 6 | 2030 | 2 | 1 | 1.3 | 334 | 15689
Fabric ¦ Superstructure ¦ Windows and External Doors ¦ External Doors ¦ Entrance Doors | 1 | High | B | 16 | 2040 | 5 | 2 | 2.7 | 13840 | 29159
Electrical ¦ Specialist Lighting ¦ Internal ¦ Illuminated Fire Exit Signage | 5 | Urgent | B | 14 | 2038 | 5 | 1 | 2.2 | 4495 | 27360
Fire ¦ Fire Fighting ¦ Fire Extinguishers ¦ CO2 | 4 | Urgent | B | 5 | 2029 | 5 | 1 | 2.2 | 4496 | 14361
Fire ¦ Fire Fighting ¦ Fire Extinguishers ¦ Foam | 2 | Urgent | B | 5 | 2029 | 5 | 1 | 2.2 | 4497 | 14362
Fabric ¦ Superstructure ¦ Windows and External Doors ¦ Roller Shutters ¦ Electric Roller Shutter | 1 | High | B | 6 | 2030 | 5 | 2 | 2.7 | 13841 | 17561
Electrical ¦ Lighting ¦ Internal ¦ Emergency ¦ Self Contained ¦ LED | 2 | Urgent | B | 15 | 2039 | 5 | 1 | 2.2 | 4498 | 27846
Electrical ¦ LV Distribution ¦ Distribution Board ¦ Sub | 1 | High | D | 1 | 2025 | 3 | 2 | 2.1 | 1143 | 782
Electrical ¦ LV Distribution ¦ Distribution Board ¦ Sub | 1 | High | DX | 1 | 2025 | 1 | 2 | 1.5 | 383 | 343
Electrical ¦ LV Distribution ¦ Feeder Pillar | 1 | Urgent | D | 1 | 2025 | 3 | 1 | 1.6 | 438 | 378
Fabric ¦ Superstructure ¦ Internal Doors ¦ Roller Shutters ¦ Electric Roller Shutter | 1 | Medium | B | 20 | 2044 | 5 | 3 | 3.2 | 24104 | 31672
Security ¦ Access ¦ Access Control ¦ Gate Access - Local Lock / Keypad / Manual (External) | 1 | Medium | B | 1 | 2025 | 5 | 3 | 3.2 | 24105 | 7868
Electrical ¦ Specialist Lighting ¦ Internal ¦ Illuminated Fire Exit Signage | 3 | Urgent | B | 15 | 2039 | 5 | 1 | 2.2 | 4499 | 27847
HVAC ¦ Heat Emitters - Local ¦ Electric Heaters | 2 | Medium | B | 6 | 2030 | 5 | 3 | 3.2 | 24106 | 18631
HVAC ¦ Central Air Conditioning ¦ Air Conditioning ¦ Multi-Split Evaporator - Split Systems/Heat Pumps - Air-cooled with Direct Expansion Evaporator (DX) | 1 | Medium | B | 10 | 2034 | 5 | 3 | 3.2 | 24107 | 22774
HVAC ¦ Local and Special Ventilation ¦ Unit extract fans. | 1 | Medium | D | 1 | 2025 | 3 | 3 | 2.6 | 11109 | 2623
Fabric ¦ Superstructure ¦ Windows and External Doors ¦ Roller Shutters ¦ Manual Roller Shutter | 1 | High | CX | 1 | 2025 | 2 | 2 | 1.8 | 507 | 406
Electrical ¦ Lighting ¦ Internal ¦ General ¦ LED Fittings & Luminaires | 9 | Medium | B | 10 | 2034 | 5 | 3 | 3.2 | 24108 | 22775
Electrical ¦ Lighting ¦ Internal ¦ General ¦ LED Fittings & Luminaires | 36 | Medium | B | 15 | 2039 | 5 | 3 | 3.2 | 24109 | 28418
HVAC ¦ Heat Emitters - Local ¦ Electric Heaters | 1 | Medium | DX | 1 | 2025 | 1 | 3 | 2 | 854 | 567
HVAC ¦ Heat Emitters - Local ¦ Gas Fired Unit Heaters | 1 | Medium | B | 6 | 2030 | 5 | 3 | 3.2 | 24110 | 18632
Fabric ¦ Superstructure ¦ Windows and External Doors ¦ External Doors ¦ Entrance Doors | 1 | High | B | 11 | 2035 | 5 | 2 | 2.7 | 13842 | 24374
Electrical ¦ Lighting ¦ Internal ¦ General ¦ LED Fittings & Luminaires | 65 | Medium | B | 15 | 2039 | 5 | 3 | 3.2 | 24111 | 28419
Electrical ¦ Lighting ¦ Internal ¦ General ¦ LED Fittings & Luminaires | 85 | Medium | B | 15 | 2039 | 5 | 3 | 3.2 | 24112 | 28420
Electrical ¦ Lighting ¦ External ¦ General - Non-LED | 6 | Medium | B | 5 | 2029 | 5 | 3 | 3.2 | 24113 | 15056
Fire ¦ Fire Detection ¦ Fire Alarm System | 1 | Urgent | B | 5 | 2029 | 5 | 1 | 2.2 | 4500 | 14363
Water ¦ Local Hot Water ¦ Instantaneous Electric Water Heater - Non-Drinking Water | 1 | Medium | B | 5 | 2029 | 5 | 3 | 3.2 | 24114 | 15057
HVAC ¦ Heat Emitters - Local ¦ Electric Overdoor Air Curtain/Heater | 1 | Medium | B | 5 | 2029 | 5 | 3 | 3.2 | 24115 | 15058
Fire ¦ Fire Fighting ¦ Fire Extinguishers ¦ Foam | 4 | Urgent | B | 7 | 2031 | 5 | 1 | 2.2 | 4501 | 19296
Electrical ¦ LV Distribution ¦ Distribution Board ¦ Sub | 1 | High | B | 1 | 2025 | 5 | 2 | 2.7 | 13843 | 3662
Fabric ¦ Superstructure ¦ Windows and External Doors ¦ External Windows ¦ Roller Shutters ¦ External Window Shutters ¦ Manual | 1 | Medium | B | 1 | 2025 | 5 | 3 | 3.2 | 24116 | 7869
Controls ¦ Multi-System Controls ¦ Control Panel - Electrical Services (excluding Electrical Controllers and Pneumatic Relays) | 1 | Medium | B | 1 | 2025 | 5 | 3 | 3.2 | 24117 | 7870
Electrical ¦ Lighting ¦ External ¦ General - LED | 4 | Medium | B | 9 | 2033 | 5 | 3 | 3.2 | 24118 | 21750
Transport ¦ Lifts ¦ Disabled Lift ¦ Hydraulic | 1 | High | B | 1 | 2025 | 5 | 2 | 2.7 | 13844 | 3663
HVAC ¦ Local and Special Ventilation ¦ Unit extract fans. | 1 | Medium | B | 1 | 2025 | 5 | 3 | 3.2 | 24119 | 7871
Fire ¦ Fire Fighting ¦ Fire Extinguishers ¦ Foam | 4 | Urgent | B | 9 | 2033 | 5 | 1 | 2.2 | 4502 | 21316
Electrical ¦ Lighting ¦ Internal ¦ Emergency ¦ Self Contained ¦ LED | 3 | Urgent | B | 19 | 2043 | 5 | 1 | 2.2 | 4503 | 31061
HVAC ¦ Fan ¦ Local and Special Ventilation ¦ Axial | 1 | Medium | B | 10 | 2034 | 5 | 3 | 3.2 | 24120 | 22776
Fire ¦ Fire Detection ¦ Fire Alarm System | 1 | Urgent | A | 14 | 2038 | 6 | 1 | 2.5 | 10876 | 27417
HVAC ¦ Heat Emitters - Local ¦ Electric Heaters | 2 | Medium | B | 1 | 2025 | 5 | 3 | 3.2 | 24121 | 7872
Water ¦ Local Hot Water ¦ Instantaneous Electric Water Heater - Non-Drinking Water | 1 | Medium | B | 11 | 2035 | 5 | 3 | 3.2 | 24122 | 25164
HVAC ¦ Fan ¦ Local and Special Ventilation ¦ Axial | 1 | Medium | C | 1 | 2025 | 4 | 3 | 2.9 | 18590 | 5515
Fire ¦ Fire Detection ¦ Fire Alarm System | 1 | Urgent | B | 11 | 2035 | 5 | 1 | 2.2 | 4504 | 23590
HVAC ¦ Central Air Conditioning ¦ Air Conditioning ¦ Multi-Split Evaporator - Split Systems/Heat Pumps - Air-cooled with Direct Expansion Evaporator (DX) | 1 | Medium | B | 10 | 2034 | 5 | 3 | 3.2 | 24123 | 22777
Fire ¦ Fire Fighting ¦ Fire Extinguishers ¦ Foam | 5 | Urgent | B | 7 | 2031 | 5 | 1 | 2.2 | 4505 | 19297
Electrical ¦ Lighting ¦ Internal ¦ Emergency ¦ Self Contained ¦ LED | 1 | Urgent | B | 22 | 2046 | 5 | 1 | 2.2 | 4506 | 32895
Fire ¦ Fire Fighting ¦ Fire Extinguishers ¦ Powder | 1 | Urgent | B | 9 | 2033 | 5 | 1 | 2.2 | 4507 | 21317
Fabric ¦ Superstructure ¦ Internal Doors ¦ Roller Shutters ¦ Internal Manual Roller Shutter | 1 | Medium | B | 1 | 2025 | 5 | 3 | 3.2 | 24124 | 7873
Fire ¦ Fire Fighting ¦ Fire Extinguishers ¦ Foam | 2 | Urgent | B | 5 | 2029 | 5 | 1 | 2.2 | 4508 | 14364
HVAC ¦ Fan ¦ Central Ventilation Systems ¦ Extract | 1 | Medium | C | 1 | 2025 | 4 | 3 | 2.9 | 18591 | 5516
Water ¦ Local Hot Water ¦ Instantaneous Electric Water Heater - Non-Drinking Water | 1 | Medium | A | 14 | 2038 | 6 | 3 | 3.5 | 32517 | 27670
HVAC ¦ Heat Emitters - Local ¦ Electric Heaters | 6 | Medium | B | 1 | 2025 | 5 | 3 | 3.2 | 24125 | 7874
Electrical ¦ Lighting ¦ External ¦ General - LED | 6 | Medium | B | 6 | 2030 | 5 | 3 | 3.2 | 24126 | 18633
HVAC ¦ Fan ¦ Central Ventilation Systems ¦ Ventilating - General | 1 | Low | B | 1 | 2025 | 5 | 4 | 3.7 | 32995 | 11958
Water ¦ Local Hot Water ¦ Instantaneous Electric Water Heater - Non-Drinking Water | 1 | Medium | DX | 1 | 2025 | 1 | 3 | 2 | 855 | 568
Water ¦ Local Hot Water ¦ Electric Water Heater - Drinking Water ¦ Instantaneous Potable Combination Hot, Chilled and Carbonated Water Tap (Non-Fluorinated Gas) | 1 | Low | B | 6 | 2030 | 5 | 4 | 3.7 | 32996 | 19102
HVAC ¦ Heat Emitters - Local ¦ Electric Heaters | 2 | Medium | B | 1 | 2025 | 5 | 3 | 3.2 | 24127 | 7875
HVAC ¦ Heat Emitters - Local ¦ Gas Fired Unit Heaters | 1 | Medium | B | 1 | 2025 | 5 | 3 | 3.2 | 24128 | 7876
Water ¦ Local Hot Water ¦ Instantaneous Electric Water Heater - Non-Drinking Water | 1 | Medium | C | 1 | 2025 | 4 | 3 | 2.9 | 18592 | 5517
Electrical ¦ Lighting ¦ External ¦ General - Non-LED | 2 | Medium | CX | 1 | 2025 | 2 | 3 | 2.3 | 10154 | 2099
Fire ¦ Fire Fighting ¦ Fire Extinguishers ¦ CO2 | 4 | Urgent | B | 7 | 2031 | 5 | 1 | 2.2 | 4509 | 19298
HVAC ¦ Fan ¦ Local and Special Ventilation ¦ Axial | 1 | Medium | B | 1 | 2025 | 5 | 3 | 3.2 | 24129 | 7877
Electrical ¦ Lighting ¦ External ¦ General - LED | 2 | Medium | B | 5 | 2029 | 5 | 3 | 3.2 | 24130 | 15059
Electrical ¦ LV Distribution ¦ Distribution Board ¦ Sub | 1 | High | B | 6 | 2030 | 5 | 2 | 2.7 | 13845 | 17562
Fabric ¦ Superstructure ¦ Windows and External Doors ¦ Roller Shutters ¦ Manual Roller Shutter | 1 | High | B | 1 | 2025 | 5 | 2 | 2.7 | 13846 | 3664
Water ¦ Local Hot Water ¦ Instantaneous Electric Water Heater - Non-Drinking Water | 1 | Medium | B | 5 | 2029 | 5 | 3 | 3.2 | 24131 | 15060
Fabric ¦ Superstructure ¦ Internal Doors ¦ Roller Shutters ¦ Electric Roller Shutter | 1 | Medium | B | 11 | 2035 | 5 | 3 | 3.2 | 24132 | 25165
Controls ¦ Building Management System (BMS) ¦ BMS Control Panel | 1 | High | B | 7 | 2031 | 5 | 2 | 2.7 | 13847 | 19624
Electrical ¦ Lighting ¦ Internal ¦ General | 2 | Medium | B | 1 | 2025 | 5 | 3 | 3.2 | 24133 | 7878
Fire ¦ Fire Fighting ¦ Fire Extinguishers ¦ CO2 | 2 | Urgent | B | 7 | 2031 | 5 | 1 | 2.2 | 4510 | 19299
HVAC ¦ Local and Special Ventilation ¦ Unit extract fans. | 1 | Medium | DX | 1 | 2025 | 1 | 3 | 2 | 856 | 569
Fabric ¦ Superstructure ¦ Windows and External Doors ¦ External Doors ¦ Manual and Automatic Doors ¦ Emergency and Panic Escape Doors | 1 | Urgent | C | 6 | 2030 | 4 | 1 | 1.9 | 642 | 15707
Fabric ¦ Superstructure ¦ Windows and External Doors ¦ External Doors ¦ Manual and Automatic Doors ¦ Powered Sliding Doors (Push Pad) | 1 | High | B | 6 | 2030 | 5 | 2 | 2.7 | 13848 | 17563
Electrical ¦ Lighting ¦ Internal ¦ General | 5 | Medium | B | 1 | 2025 | 5 | 3 | 3.2 | 24134 | 7879
HVAC ¦ Fan ¦ Local and Special Ventilation ¦ Axial | 1 | Medium | B | 1 | 2025 | 5 | 3 | 3.2 | 24135 | 7880
Fire ¦ Fire Fighting ¦ Fire Extinguishers ¦ Foam | 3 | Urgent | A | 8 | 2032 | 6 | 1 | 2.5 | 10877 | 20655
Electrical ¦ LV Distribution ¦ Distribution Board ¦ Main | 1 | High | B | 16 | 2040 | 5 | 2 | 2.7 | 13849 | 29160
HVAC ¦ Fan ¦ Central Ventilation Systems ¦ Ventilating - General | 1 | Low | B | 1 | 2025 | 5 | 4 | 3.7 | 32997 | 11959
HVAC ¦ Heat Emitters - Local ¦ Electric Overdoor Air Curtain/Heater | 1 | Medium | B | 12 | 2036 | 5 | 3 | 3.2 | 24136 | 26489
HVAC ¦ Ductwork ¦ Ductwork, Fittings and Ancillaries ¦ Central Ventilation Systems ¦ Fire Dampers ¦ Automatic | 1 | Urgent | B | 1 | 2025 | 5 | 1 | 2.2 | 4511 | 1301
Electrical ¦ LV Distribution ¦ Distribution Board ¦ Sub | 1 | High | C | 1 | 2025 | 4 | 2 | 2.4 | 10535 | 2395
Electrical ¦ LV Distribution ¦ Distribution Board ¦ Sub | 1 | High | D | 1 | 2025 | 3 | 2 | 2.1 | 1144 | 783
Fabric ¦ Superstructure ¦ Windows and External Doors ¦ Roller Shutters ¦ Manual Roller Shutter | 1 | High | B | 1 | 2025 | 5 | 2 | 2.7 | 13850 | 3665
Electrical ¦ Lighting ¦ Internal ¦ General ¦ LED Fittings & Luminaires | 4 | Medium | B | 17 | 2041 | 5 | 3 | 3.2 | 24137 | 30464
Fire ¦ Fire Fighting ¦ Fire Extinguishers ¦ CO2 | 2 | Urgent | B | 8 | 2032 | 5 | 1 | 2.2 | 4512 | 20392
Electrical ¦ LV Distribution ¦ Distribution Board ¦ Sub | 1 | High | B | 8 | 2032 | 5 | 2 | 2.7 | 13851 | 20710
Fabric ¦ Superstructure ¦ Windows and External Doors ¦ External Doors ¦ Manual and Automatic Doors ¦ Emergency and Panic Escape Doors | 1 | Urgent | B | 16 | 2040 | 5 | 1 | 2.2 | 4513 | 28774
Electrical ¦ Lighting ¦ Internal ¦ General ¦ LED Fittings & Luminaires | 8 | Medium | B | 10 | 2034 | 5 | 3 | 3.2 | 24138 | 22778
Electrical ¦ Specialist Lighting ¦ Internal ¦ Illuminated Fire Exit Signage | 3 | Urgent | B | 14 | 2038 | 5 | 1 | 2.2 | 4514 | 27361
Electrical ¦ Lighting ¦ Internal ¦ General ¦ LED Fittings & Luminaires | 75 | Medium | A | 18 | 2042 | 6 | 3 | 3.5 | 32518 | 31013
HVAC ¦ Central Air Conditioning ¦ Air Conditioning ¦ Multi-Split Evaporator - Split Systems/Heat Pumps - Air-cooled with Direct Expansion Evaporator (DX) | 1 | Medium | B | 10 | 2034 | 5 | 3 | 3.2 | 24139 | 22779
Water ¦ Local Hot Water ¦ Instantaneous Electric Water Heater - Non-Drinking Water | 1 | Medium | B | 9 | 2033 | 5 | 3 | 3.2 | 24140 | 21751
HVAC ¦ Fan ¦ Local and Special Ventilation ¦ Axial | 1 | Medium | B | 10 | 2034 | 5 | 3 | 3.2 | 24141 | 22780
Electrical ¦ Specialist Lighting ¦ Internal ¦ Illuminated Fire Exit Signage | 1 | Urgent | B | 15 | 2039 | 5 | 1 | 2.2 | 4515 | 27848
HVAC ¦ Heat Emitters - Local ¦ Electric Heaters | 3 | Medium | B | 3 | 2027 | 5 | 3 | 3.2 | 24142 | 13524
Fire ¦ Fire Fighting ¦ Fire Extinguishers ¦ CO2 | 1 | Urgent | B | 5 | 2029 | 5 | 1 | 2.2 | 4516 | 14365
Electrical ¦ Lighting ¦ Internal ¦ Emergency ¦ Self Contained ¦ LED | 1 | Urgent | B | 15 | 2039 | 5 | 1 | 2.2 | 4517 | 27849
Electrical ¦ LV Distribution ¦ Distribution Board ¦ Sub | 1 | High | B | 14 | 2038 | 5 | 2 | 2.7 | 13852 | 27448
HVAC ¦ Heat Emitters - Local ¦ Gas Fired Unit Heaters | 1 | Medium | B | 1 | 2025 | 5 | 3 | 3.2 | 24143 | 7881
Fabric ¦ Superstructure ¦ Windows and External Doors ¦ Roller Shutters ¦ Automatic Roller Shutter | 1 | High | B | 20 | 2044 | 5 | 2 | 2.7 | 13853 | 31618
Fabric ¦ Superstructure ¦ Internal Doors ¦ Roller Shutters ¦ Electric Roller Shutter | 1 | Medium | B | 13 | 2037 | 5 | 3 | 3.2 | 24144 | 27126
Fabric ¦ Superstructure ¦ Windows and External Doors ¦ External Doors ¦ Manual and Automatic Doors ¦ High Security Door | 1 | High | B | 30 | 2054 | 5 | 2 | 2.7 | 13854 | 33711
Electrical ¦ Specialist Lighting ¦ External ¦ Illuminated External Signs | 1 | Medium | B | 1 | 2025 | 5 | 3 | 3.2 | 24145 | 7882
Fabric ¦ Superstructure ¦ Windows and External Doors ¦ External Doors ¦ Manual and Automatic Doors ¦ Emergency and Panic Escape Doors | 1 | Urgent | D | 8 | 2032 | 3 | 1 | 1.6 | 439 | 20230
HVAC ¦ Heat Emitters - Local ¦ Gas Fired Unit Heaters | 1 | Medium | B | 1 | 2025 | 5 | 3 | 3.2 | 24146 | 7883
Electrical ¦ LV Distribution ¦ Distribution Board ¦ Sub | 1 | High | B | 1 | 2025 | 5 | 2 | 2.7 | 13855 | 3666
Fabric ¦ Barriers and Guardrails ¦ Vehicle Crash Protection Barrier | 1 | V Low | B | 1 | 2025 | 5 | 4 | 3.7 | 32998 | 11960
HVAC ¦ Heat Emitters - Local ¦ Electric Heaters | 1 | Medium | B | 1 | 2025 | 5 | 3 | 3.2 | 24147 | 7884
Electrical ¦ LV Distribution ¦ Distribution Board ¦ Sub | 1 | High | DX | 1 | 2025 | 1 | 2 | 1.5 | 384 | 344
Fabric ¦ Superstructure ¦ Windows and External Doors ¦ Roller Shutters ¦ Automatic Roller Shutter | 1 | High | B | 1 | 2025 | 5 | 2 | 2.7 | 13856 | 3667
HVAC ¦ Central Air Conditioning ¦ Air Conditioning ¦ Multi-Split Condenser - Split Systems/Heat Pumps - Air-cooled with Direct Expansion Evaporator (DX) | 1 | Medium | B | 1 | 2025 | 5 | 3 | 3.2 | 24148 | 7885
Electrical ¦ LV Distribution ¦ Distribution Board ¦ Sub | 1 | High | B | 14 | 2038 | 5 | 2 | 2.7 | 13857 | 27449
Fire ¦ Fire Fighting ¦ Fire Extinguishers ¦ CO2 | 2 | Urgent | B | 8 | 2032 | 5 | 1 | 2.2 | 4518 | 20393
HVAC ¦ Local Air Conditioning ¦ Single-Split Condenser - Split Systems/Heat Pumps - Air-cooled with Direct Expansion Evaporator (DX) | 1 | Medium | B | 10 | 2034 | 5 | 3 | 3.2 | 24149 | 22781
Water ¦ Local Hot Water ¦ Instantaneous Electric Water Heater - Non-Drinking Water | 1 | Medium | B | 10 | 2034 | 5 | 3 | 3.2 | 24150 | 22782
Fabric ¦ Superstructure ¦ Windows and External Doors ¦ Roller Shutters ¦ Manual Roller Shutter | 1 | High | B | 11 | 2035 | 5 | 2 | 2.7 | 13858 | 24375
HVAC ¦ Local and Special Ventilation ¦ Unit extract fans. | 1 | Medium | C | 1 | 2025 | 4 | 3 | 2.9 | 18593 | 5518
Fire ¦ Fire Detection ¦ Fire Alarm System | 1 | Urgent | B | 6 | 2030 | 5 | 1 | 2.2 | 4519 | 16288
Electrical ¦ Lighting ¦ Internal ¦ General ¦ LED Fittings & Luminaires | 76 | Medium | B | 17 | 2041 | 5 | 3 | 3.2 | 24151 | 30465
Electrical ¦ Lighting ¦ Internal ¦ Emergency ¦ Self Contained ¦ LED | 1 | Urgent | B | 20 | 2044 | 5 | 1 | 2.2 | 4520 | 31470
HVAC ¦ Heat Emitters - Central ¦ Radiators ¦ Steel | 4 | Medium | B | 1 | 2025 | 5 | 3 | 3.2 | 24152 | 7886
Fire ¦ Fire Fighting ¦ Fire Extinguishers ¦ Foam | 2 | Urgent | B | 6 | 2030 | 5 | 1 | 2.2 | 4521 | 16289
Electrical ¦ LV Distribution ¦ Distribution Board ¦ Sub | 1 | High | C | 1 | 2025 | 4 | 2 | 2.4 | 10536 | 2396
HVAC ¦ Local and Special Ventilation ¦ Unit extract fans. | 1 | Medium | B | 1 | 2025 | 5 | 3 | 3.2 | 24153 | 7887
Controls ¦ Building Management System (BMS) ¦ Central Operating Station | 1 | High | B | 5 | 2029 | 5 | 2 | 2.7 | 13859 | 14634
HVAC ¦ Heat Emitters - Local ¦ Electric Heaters | 5 | Medium | B | 3 | 2027 | 5 | 3 | 3.2 | 24154 | 13525
HVAC ¦ Central Heating (Internally Sourced) ¦ Burner ¦ Forced draft gas burner | 1 | Medium | B | 7 | 2031 | 5 | 3 | 3.2 | 24155 | 19925
HVAC ¦ Local and Special Ventilation ¦ Unit extract fans. | 1 | Medium | B | 10 | 2034 | 5 | 3 | 3.2 | 24156 | 22783
Fabric ¦ Superstructure ¦ Windows and External Doors ¦ External Doors ¦ Manual and Automatic Doors ¦ Emergency and Panic Escape Doors | 1 | Urgent | B | 11 | 2035 | 5 | 1 | 2.2 | 4522 | 23591
HVAC ¦ Heat Emitters - Local ¦ Electric Heaters | 2 | Medium | B | 1 | 2025 | 5 | 3 | 3.2 | 24157 | 7888
HVAC ¦ Heat Emitters - Local ¦ Gas Fired Unit Heaters | 1 | Medium | DX | 9 | 2033 | 1 | 3 | 2 | 857 | 21204
Fabric ¦ Superstructure ¦ Windows and External Doors ¦ Roller Shutters ¦ Manual Roller Shutter | 1 | High | B | 1 | 2025 | 5 | 2 | 2.7 | 13860 | 3668
Security ¦ Barriers and Guardrails ¦ Manual Vehicle Barrier | 1 | Medium | B | 11 | 2035 | 5 | 3 | 3.2 | 24158 | 25166
Fabric ¦ Superstructure ¦ Internal Doors ¦ Roller Shutters ¦ Internal Manual Roller Shutter | 1 | Medium | B | 21 | 2045 | 5 | 3 | 3.2 | 24159 | 32794
Fabric ¦ Barriers and Guardrails ¦ Vehicle Crash Protection Barrier | 1 | V Low | B | 6 | 2030 | 5 | 4 | 3.7 | 32999 | 19103
HVAC ¦ Heat Emitters - Local ¦ Gas Fired Natural and Fan Assisted Heaters | 1 | Medium | B | 11 | 2035 | 5 | 3 | 3.2 | 24160 | 25167
HVAC ¦ Fan ¦ Local and Special Ventilation ¦ Extract | 1 | Medium | B | 1 | 2025 | 5 | 3 | 3.2 | 24161 | 7889
Water ¦ Central Hot Water Distribution ¦ Hot water cylinders | 1 | High | B | 16 | 2040 | 5 | 2 | 2.7 | 13861 | 29161
Fire ¦ Fire Detection ¦ Fire Alarm Panel / Repeater | 1 | Urgent | B | 7 | 2031 | 5 | 1 | 2.2 | 4523 | 19300
HVAC ¦ Fan ¦ Local and Special Ventilation ¦ Ventilating - General | 1 | Medium | C | 13 | 2037 | 4 | 3 | 2.9 | 18594 | 27045
Fabric ¦ Barriers and Guardrails ¦ Vehicle Crash Protection Barrier | 1 | V Low | B | 1 | 2025 | 5 | 4 | 3.7 | 33000 | 11961
Fabric ¦ Superstructure ¦ Windows and External Doors ¦ External Doors ¦ Entrance Doors | 1 | High | B | 21 | 2045 | 5 | 2 | 2.7 | 13862 | 32616
Water ¦ Local Hot Water ¦ Instantaneous Electric Water Heater - Non-Drinking Water | 1 | Medium | B | 1 | 2025 | 5 | 3 | 3.2 | 24162 | 7890
HVAC ¦ Heat Emitters - Local ¦ Electric Overdoor Air Curtain/Heater | 1 | Medium | B | 1 | 2025 | 5 | 3 | 3.2 | 24163 | 7891
HVAC ¦ Fan ¦ Local and Special Ventilation ¦ Axial | 1 | Medium | B | 13 | 2037 | 5 | 3 | 3.2 | 24164 | 27127
Fabric ¦ Superstructure ¦ Windows and External Doors ¦ External Doors ¦ Manual and Automatic Doors ¦ Emergency and Panic Escape Doors | 1 | Urgent | B | 21 | 2045 | 5 | 1 | 2.2 | 4524 | 32018
Fabric ¦ Superstructure ¦ Windows and External Doors ¦ External Doors ¦ Manual and Automatic Doors ¦ Emergency and Panic Escape Doors | 1 | Urgent | B | 21 | 2045 | 5 | 1 | 2.2 | 4525 | 32019
Water ¦ Local Hot Water ¦ Package Electric Water Heaters - Non-Drinking Water | 1 | Medium | A | 10 | 2034 | 6 | 3 | 3.5 | 32519 | 23206
Fabric ¦ Superstructure ¦ Windows and External Doors ¦ Roller Shutters ¦ Manual Roller Shutter | 1 | High | B | 11 | 2035 | 5 | 2 | 2.7 | 13863 | 24376
Fabric ¦ Superstructure ¦ Windows and External Doors ¦ External Doors ¦ Manual and Automatic Doors ¦ Emergency and Panic Escape Doors | 1 | Urgent | B | 31 | 2055 | 5 | 1 | 2.2 | 4526 | 33745
Fabric ¦ Superstructure ¦ Windows and External Doors ¦ External Doors ¦ Manual and Automatic Doors ¦ Emergency and Panic Escape Doors | 1 | Urgent | B | 22 | 2046 | 5 | 1 | 2.2 | 4527 | 32896
Water ¦ Local Hot Water ¦ Instantaneous Electric Water Heater - Non-Drinking Water | 1 | Medium | B | 14 | 2038 | 5 | 3 | 3.2 | 24165 | 27561
Electrical ¦ Lighting ¦ Internal ¦ General ¦ LED Fittings & Luminaires | 102 | Medium | B | 17 | 2041 | 5 | 3 | 3.2 | 24166 | 30466
Electrical ¦ Lighting ¦ External ¦ General - Non-LED | 2 | Medium | DX | 1 | 2025 | 1 | 3 | 2 | 858 | 570
Electrical ¦ Lighting ¦ External ¦ General - LED | 2 | Medium | B | 12 | 2036 | 5 | 3 | 3.2 | 24167 | 26490
Electrical ¦ Lighting ¦ Internal ¦ Emergency ¦ Self Contained ¦ LED | 8 | Urgent | B | 21 | 2045 | 5 | 1 | 2.2 | 4528 | 32020
Electrical ¦ Lighting ¦ Internal ¦ Emergency ¦ Self Contained ¦ LED | 1 | Urgent | B | 23 | 2047 | 5 | 1 | 2.2 | 4529 | 33097
HVAC ¦ Heat Emitters - Central ¦ Radiators ¦ Steel | 2 | Medium | B | 1 | 2025 | 5 | 3 | 3.2 | 24168 | 7892
Electrical ¦ LV Distribution ¦ Distribution Board ¦ Main | 1 | High | C | 16 | 2040 | 4 | 2 | 2.4 | 10537 | 29069
Water ¦ Local Hot Water ¦ Package Electric Water Heaters - Non-Drinking Water | 1 | Medium | B | 1 | 2025 | 5 | 3 | 3.2 | 24169 | 7893
Fire ¦ Fire Fighting ¦ Fire Extinguishers ¦ Powder | 5 | Urgent | B | 6 | 2030 | 5 | 1 | 2.2 | 4530 | 16290
Fire ¦ Fire Fighting ¦ Fire Extinguishers ¦ Dry Chemical | 1 | Urgent | B | 7 | 2031 | 5 | 1 | 2.2 | 4531 | 19301
Electrical ¦ Lighting ¦ Internal ¦ Emergency ¦ Self Contained ¦ LED | 3 | Urgent | B | 21 | 2045 | 5 | 1 | 2.2 | 4532 | 32021
Fire ¦ Fire Fighting ¦ Fire Extinguishers ¦ CO2 | 4 | Urgent | B | 2 | 2026 | 5 | 1 | 2.2 | 4533 | 12578
Fire ¦ Fire Fighting ¦ Fire Extinguishers ¦ CO2 | 4 | Urgent | B | 6 | 2030 | 5 | 1 | 2.2 | 4534 | 16291
HVAC ¦ Local Air Conditioning ¦ Single-Split Evaporator - Split Systems/Heat Pumps - Air-cooled with Direct Expansion Evaporator (DX) | 1 | Medium | DX | 1 | 2025 | 1 | 3 | 2 | 859 | 571
Electrical ¦ LV Distribution ¦ Distribution Board ¦ Main | 1 | High | DX | 1 | 2025 | 1 | 2 | 1.5 | 385 | 345
HVAC ¦ Fan ¦ Local and Special Ventilation ¦ Extract | 1 | Medium | DX | 1 | 2025 | 1 | 3 | 2 | 860 | 572
Communication and Control ¦ Communication Systems ¦ Public Address (PA) System | 1 | Medium | B | 16 | 2040 | 5 | 3 | 3.2 | 24170 | 29505
Security ¦ Access ¦ Access Control ¦ Door ¦ Local Lock / Keypad / Manual | 1 | Medium | B | 11 | 2035 | 5 | 3 | 3.2 | 24171 | 25168
Electrical ¦ LV Distribution ¦ Distribution Board ¦ Main | 1 | High | B | 1 | 2025 | 5 | 2 | 2.7 | 13864 | 3669
Fabric ¦ Superstructure ¦ Windows and External Doors ¦ External Doors ¦ Manual and Automatic Doors ¦ Emergency and Panic Escape Doors | 1 | Urgent | B | 1 | 2025 | 5 | 1 | 2.2 | 4535 | 1302
Fire ¦ Fire Fighting ¦ Fire Extinguishers ¦ Foam | 5 | Urgent | B | 6 | 2030 | 5 | 1 | 2.2 | 4536 | 16292
HVAC ¦ Fan ¦ Local and Special Ventilation ¦ Ventilating - General | 1 | Medium | DX | 1 | 2025 | 1 | 3 | 2 | 861 | 573
Electrical ¦ Lighting ¦ Internal ¦ General ¦ LED Fittings & Luminaires | 13 | Medium | B | 16 | 2040 | 5 | 3 | 3.2 | 24172 | 29506
HVAC ¦ Fan ¦ Local and Special Ventilation ¦ Fans Window or Wall Mounted | 1 | Medium | B | 9 | 2033 | 5 | 3 | 3.2 | 24173 | 21752
HVAC ¦ Fan ¦ Local and Special Ventilation ¦ Fans Window or Wall Mounted | 1 | Medium | CX | 1 | 2025 | 2 | 3 | 2.3 | 10155 | 2100
Fabric ¦ Superstructure ¦ Windows and External Doors ¦ External Doors ¦ Entrance Doors | 1 | High | B | 28 | 2052 | 5 | 2 | 2.7 | 13865 | 33623
Electrical ¦ Specialist Lighting ¦ Internal ¦ Illuminated Fire Exit Signage | 1 | Urgent | B | 10 | 2034 | 5 | 1 | 2.2 | 4537 | 22044
Electrical ¦ Lighting ¦ Internal ¦ Emergency ¦ Self Contained ¦ Non LED | 13 | Urgent | B | 11 | 2035 | 5 | 1 | 2.2 | 4538 | 23592
Electrical ¦ Lighting ¦ Internal ¦ Emergency ¦ Self Contained ¦ Non LED | 1 | Urgent | B | 11 | 2035 | 5 | 1 | 2.2 | 4539 | 23593
HVAC ¦ Ventilation ¦ Air Handling Unit (AHU) ¦ Internal ¦ Central Air Conditioning ¦ Gas Fired | 1 | Medium | B | 13 | 2037 | 5 | 3 | 3.2 | 24174 | 27128
Fabric ¦ Barriers and Guardrails ¦ Vehicle Crash Protection Barrier | 1 | V Low | B | 1 | 2025 | 5 | 4 | 3.7 | 33001 | 11962
HVAC ¦ Fan ¦ Local and Special Ventilation ¦ Extract | 1 | Medium | B | 1 | 2025 | 5 | 3 | 3.2 | 24175 | 7894
Fabric ¦ Barriers and Guardrails ¦ Vehicle Crash Protection Barrier | 1 | V Low | B | 1 | 2025 | 5 | 4 | 3.7 | 33002 | 11963
Electrical ¦ LV Distribution ¦ Distribution Board ¦ Main | 1 | High | D | 1 | 2025 | 3 | 2 | 2.1 | 1145 | 784
Fabric ¦ Barriers and Guardrails ¦ Vehicle Crash Protection Barrier | 1 | V Low | B | 1 | 2025 | 5 | 4 | 3.7 | 33003 | 11964
Electrical ¦ Lighting ¦ Internal ¦ Emergency ¦ Self Contained ¦ Non LED | 1 | Urgent | B | 21 | 2045 | 5 | 1 | 2.2 | 4540 | 32022
Electrical ¦ Lighting ¦ Internal ¦ General | 2 | Medium | CX | 1 | 2025 | 2 | 3 | 2.3 | 10156 | 2101
Fire ¦ Fire Detection ¦ Fire Alarm Panel / Repeater | 1 | Urgent | B | 14 | 2038 | 5 | 1 | 2.2 | 4541 | 27362
Fabric ¦ Superstructure ¦ Windows and External Doors ¦ External Doors ¦ Manual and Automatic Doors ¦ Emergency and Panic Escape Doors | 1 | Urgent | B | 21 | 2045 | 5 | 1 | 2.2 | 4542 | 32023
Transport ¦ Lifts ¦ Disabled Lift ¦ Electric | 1 | High | B | 1 | 2025 | 5 | 2 | 2.7 | 13866 | 3670
Fabric ¦ Superstructure ¦ Windows and External Doors ¦ Roller Shutters ¦ Electric Roller Shutter | 1 | High | B | 6 | 2030 | 5 | 2 | 2.7 | 13867 | 17564
HVAC ¦ Heat Emitters - Local ¦ Electric Heaters | 3 | Medium | B | 1 | 2025 | 5 | 3 | 3.2 | 24176 | 7895
Fabric ¦ Superstructure ¦ Windows and External Doors ¦ Roller Shutters ¦ Manual Roller Shutter | 1 | High | B | 9 | 2033 | 5 | 2 | 2.7 | 13868 | 21589
HVAC ¦ Fan ¦ Local and Special Ventilation ¦ Extract | 1 | Medium | B | 1 | 2025 | 5 | 3 | 3.2 | 24177 | 7896
Fabric ¦ Barriers and Guardrails ¦ Vehicle Crash Protection Barrier | 1 | V Low | B | 1 | 2025 | 5 | 4 | 3.7 | 33004 | 11965
HVAC ¦ Heat Emitters - Local ¦ Electric Heaters | 1 | Medium | B | 1 | 2025 | 5 | 3 | 3.2 | 24178 | 7897
Fabric ¦ Superstructure ¦ Windows and External Doors ¦ External Doors ¦ Manual and Automatic Doors ¦ High Security Door | 1 | High | B | 11 | 2035 | 5 | 2 | 2.7 | 13869 | 24377
Electrical ¦ Lighting ¦ Internal ¦ General ¦ LED Fittings & Luminaires | 4 | Medium | B | 19 | 2043 | 5 | 3 | 3.2 | 24179 | 31358
Electrical ¦ Specialist Lighting ¦ Internal ¦ Illuminated Fire Exit Signage | 2 | Urgent | B | 6 | 2030 | 5 | 1 | 2.2 | 4543 | 16293
Security ¦ Access ¦ Access Control ¦ Door ¦ Local Lock / Keypad / Manual | 1 | Medium | B | 1 | 2025 | 5 | 3 | 3.2 | 24180 | 7898
Electrical ¦ Specialist Lighting ¦ Internal ¦ Illuminated Fire Exit Signage | 3 | Urgent | B | 16 | 2040 | 5 | 1 | 2.2 | 4544 | 28775
Electrical ¦ Lighting ¦ Internal ¦ General | 5 | Medium | CX | 2 | 2026 | 2 | 3 | 2.3 | 10157 | 12836
Fabric ¦ Superstructure ¦ Windows and External Doors ¦ Roller Shutters ¦ Electric Roller Shutter | 1 | High | B | 11 | 2035 | 5 | 2 | 2.7 | 13870 | 24378
Electrical ¦ Lighting ¦ Internal ¦ General ¦ LED Fittings & Luminaires | 98 | Medium | B | 16 | 2040 | 5 | 3 | 3.2 | 24181 | 29507
Electrical ¦ LV Distribution ¦ Distribution Board ¦ Main | 1 | High | DX | 1 | 2025 | 1 | 2 | 1.5 | 386 | 346
Fabric ¦ Superstructure ¦ Windows and External Doors ¦ External Doors ¦ Entrance Doors | 1 | High | B | 31 | 2055 | 5 | 2 | 2.7 | 13871 | 33793
Fabric ¦ Barriers and Guardrails ¦ Vehicle Crash Protection Barrier | 1 | V Low | B | 1 | 2025 | 5 | 4 | 3.7 | 33005 | 11966
Electrical ¦ LV Distribution ¦ Distribution Board ¦ Sub | 1 | High | CX | 1 | 2025 | 2 | 2 | 1.8 | 508 | 407
HVAC ¦ Fan ¦ Local and Special Ventilation ¦ Fans Window or Wall Mounted | 1 | Medium | B | 9 | 2033 | 5 | 3 | 3.2 | 24182 | 21753
HVAC ¦ Fan ¦ Local and Special Ventilation ¦ Extract | 1 | Medium | C | 1 | 2025 | 4 | 3 | 2.9 | 18595 | 5519
HVAC ¦ Local Air Conditioning ¦ Single-Split Condenser - Split Systems/Heat Pumps - Air-cooled with Direct Expansion Evaporator (DX) | 1 | Medium | B | 1 | 2025 | 5 | 3 | 3.2 | 24183 | 7899
Electrical ¦ Lighting ¦ External ¦ General - Non-LED | 1 | Medium | DX | 1 | 2025 | 1 | 3 | 2 | 862 | 574
HVAC ¦ Local Air Conditioning ¦ Single-Split Condenser - Split Systems/Heat Pumps - Air-cooled with Direct Expansion Evaporator (DX) | 1 | Medium | B | 9 | 2033 | 5 | 3 | 3.2 | 24184 | 21754
Fabric ¦ Barriers and Guardrails ¦ Vehicle Crash Protection Barrier | 1 | V Low | B | 2 | 2026 | 5 | 4 | 3.7 | 33006 | 13233
Fabric ¦ Superstructure ¦ Windows and External Doors ¦ External Doors ¦ Entrance Doors | 1 | High | B | 22 | 2046 | 5 | 2 | 2.7 | 13872 | 33023
HVAC ¦ Central Heating (Internally Sourced) ¦ Boiler ¦ Atmospheric Gas Burner/Condensing Combination Boiler (domestic type) | 1 | High | B | 6 | 2030 | 5 | 2 | 2.7 | 13873 | 17565
Electrical ¦ LV Distribution ¦ Distribution Board ¦ Sub | 1 | High | B | 12 | 2036 | 5 | 2 | 2.7 | 13874 | 26185
Fabric ¦ Barriers and Guardrails ¦ Vehicle Crash Protection Barrier | 1 | V Low | B | 2 | 2026 | 5 | 4 | 3.7 | 33007 | 13234
HVAC ¦ Heat Emitters - Local ¦ Gas Fired Unit Heaters | 1 | Medium | B | 1 | 2025 | 5 | 3 | 3.2 | 24185 | 7900
HVAC ¦ Fan ¦ Local and Special Ventilation ¦ Fans Window or Wall Mounted | 1 | Medium | B | 6 | 2030 | 5 | 3 | 3.2 | 24186 | 18634
Fabric ¦ Superstructure ¦ Windows and External Doors ¦ External Doors ¦ Manual and Automatic Doors ¦ Emergency and Panic Escape Doors | 1 | Urgent | B | 31 | 2055 | 5 | 1 | 2.2 | 4545 | 33746
Electrical ¦ Lighting ¦ Internal ¦ Emergency ¦ Self Contained ¦ LED | 6 | Urgent | B | 21 | 2045 | 5 | 1 | 2.2 | 4546 | 32024
Fire ¦ Fire Fighting ¦ Fire Extinguishers ¦ Foam | 1 | Urgent | B | 9 | 2033 | 5 | 1 | 2.2 | 4547 | 21318
Water ¦ Local Hot Water ¦ Package Electric Water Heaters - Non-Drinking Water | 1 | Medium | B | 1 | 2025 | 5 | 3 | 3.2 | 24187 | 7901
Fabric ¦ Barriers and Guardrails ¦ Vehicle Crash Protection Barrier | 1 | V Low | B | 1 | 2025 | 5 | 4 | 3.7 | 33008 | 11967
Electrical ¦ Lighting ¦ Internal ¦ General ¦ LED Fittings & Luminaires | 1 | Medium | B | 16 | 2040 | 5 | 3 | 3.2 | 24188 | 29508
Electrical ¦ Lighting ¦ Internal ¦ General | 2 | Medium | CX | 1 | 2025 | 2 | 3 | 2.3 | 10158 | 2102
Electrical ¦ Lighting ¦ Internal ¦ Emergency ¦ Self Contained ¦ LED | 12 | Urgent | B | 21 | 2045 | 5 | 1 | 2.2 | 4548 | 32025
Water ¦ Local Hot Water ¦ Package Electric Water Heaters - Non-Drinking Water | 1 | Medium | B | 1 | 2025 | 5 | 3 | 3.2 | 24189 | 7902
HVAC ¦ Fan ¦ Local and Special Ventilation ¦ Centrifugal | 1 | Medium | B | 1 | 2025 | 5 | 3 | 3.2 | 24190 | 7903
Electrical ¦ LV Distribution ¦ Distribution Board ¦ Main | 1 | High | B | 16 | 2040 | 5 | 2 | 2.7 | 13875 | 29162
Lightning Protection ¦ System | 1 | High | B | 16 | 2040 | 5 | 2 | 2.7 | 13876 | 29163
HVAC ¦ Fan ¦ Local and Special Ventilation ¦ Extract | 1 | Medium | B | 1 | 2025 | 5 | 3 | 3.2 | 24191 | 7904
HVAC ¦ Fan ¦ Local and Special Ventilation ¦ Fans Window or Wall Mounted | 1 | Medium | B | 6 | 2030 | 5 | 3 | 3.2 | 24192 | 18635
Fabric ¦ Superstructure ¦ Windows and External Doors ¦ External Doors ¦ Manual and Automatic Doors ¦ Emergency and Panic Escape Doors | 1 | Urgent | B | 11 | 2035 | 5 | 1 | 2.2 | 4549 | 23594
Fabric ¦ Barriers and Guardrails ¦ Vehicle Crash Protection Barrier | 1 | V Low | B | 1 | 2025 | 5 | 4 | 3.7 | 33009 | 11968
Electrical ¦ Lighting ¦ External ¦ General - Non-LED | 6 | Medium | B | 7 | 2031 | 5 | 3 | 3.2 | 24193 | 19926
Electrical ¦ Lighting ¦ Internal ¦ Emergency ¦ Self Contained ¦ LED | 14 | Urgent | B | 21 | 2045 | 5 | 1 | 2.2 | 4550 | 32026
Electrical ¦ LV Distribution ¦ Distribution Board ¦ Main | 1 | High | B | 6 | 2030 | 5 | 2 | 2.7 | 13877 | 17566
Fabric ¦ Superstructure ¦ Windows and External Doors ¦ External Doors ¦ Entrance Doors | 1 | High | B | 21 | 2045 | 5 | 2 | 2.7 | 13878 | 32617
HVAC ¦ Fan ¦ Local and Special Ventilation ¦ Centrifugal | 1 | Medium | B | 1 | 2025 | 5 | 3 | 3.2 | 24194 | 7905
Fire ¦ Fire Fighting ¦ Fire Extinguishers ¦ Foam | 3 | Urgent | B | 6 | 2030 | 5 | 1 | 2.2 | 4551 | 16294
HVAC ¦ Fan ¦ Local and Special Ventilation ¦ Centrifugal | 1 | Medium | B | 1 | 2025 | 5 | 3 | 3.2 | 24195 | 7906
Fabric ¦ Superstructure ¦ Windows and External Doors ¦ External Doors ¦ Entrance Doors | 1 | High | B | 22 | 2046 | 5 | 2 | 2.7 | 13879 | 33024
Fabric ¦ Superstructure ¦ Windows and External Doors ¦ External Doors ¦ Manual and Automatic Doors ¦ Emergency and Panic Escape Doors | 1 | Urgent | B | 21 | 2045 | 5 | 1 | 2.2 | 4552 | 32027
Fabric ¦ Superstructure ¦ Windows and External Doors ¦ Roller Shutters ¦ Manual Roller Shutter | 1 | High | B | 11 | 2035 | 5 | 2 | 2.7 | 13880 | 24379
Electrical ¦ Lighting ¦ External ¦ General - Non-LED | 3 | Medium | C | 1 | 2025 | 4 | 3 | 2.9 | 18596 | 5520
Electrical ¦ Specialist Lighting ¦ Internal ¦ Illuminated Fire Exit Signage | 1 | Urgent | B | 6 | 2030 | 5 | 1 | 2.2 | 4553 | 16295
Electrical ¦ Lighting ¦ Internal ¦ General ¦ LED Fittings & Luminaires | 2 | Medium | B | 16 | 2040 | 5 | 3 | 3.2 | 24196 | 29509
Fabric ¦ Superstructure ¦ Windows and External Doors ¦ External Doors ¦ Entrance Doors | 1 | High | C | 14 | 2038 | 4 | 2 | 2.4 | 10538 | 27405
HVAC ¦ Heat Emitters - Central ¦ Radiators ¦ Steel | 3 | Medium | B | 1 | 2025 | 5 | 3 | 3.2 | 24197 | 7907
Electrical ¦ Lighting ¦ Internal ¦ General ¦ LED Fittings & Luminaires | 1 | Medium | B | 14 | 2038 | 5 | 3 | 3.2 | 24198 | 27562
Fire ¦ Fire Fighting ¦ Fire Extinguishers ¦ CO2 | 5 | Urgent | B | 5 | 2029 | 5 | 1 | 2.2 | 4554 | 14366
Electrical ¦ LV Distribution ¦ Distribution Board ¦ Sub | 1 | High | B | 16 | 2040 | 5 | 2 | 2.7 | 13881 | 29164
Fabric ¦ Barriers and Guardrails ¦ Vehicle Crash Protection Barrier | 1 | V Low | B | 1 | 2025 | 5 | 4 | 3.7 | 33010 | 11969
Electrical ¦ Lighting ¦ Internal ¦ Emergency ¦ Self Contained ¦ LED | 8 | Urgent | B | 19 | 2043 | 5 | 1 | 2.2 | 4555 | 31062
Electrical ¦ Lighting ¦ Internal ¦ General | 2 | Medium | CX | 1 | 2025 | 2 | 3 | 2.3 | 10159 | 2103
Fabric ¦ Superstructure ¦ Windows and External Doors ¦ Roller Shutters ¦ Manual Roller Shutter | 1 | High | B | 1 | 2025 | 5 | 2 | 2.7 | 13882 | 3671
Fabric ¦ Superstructure ¦ Windows and External Doors ¦ External Doors ¦ Manual and Automatic Doors ¦ Emergency and Panic Escape Doors | 1 | Urgent | B | 21 | 2045 | 5 | 1 | 2.2 | 4556 | 32028
Electrical ¦ LV Distribution ¦ Distribution Board ¦ Main | 1 | High | DX | 1 | 2025 | 1 | 2 | 1.5 | 387 | 347
Electrical ¦ LV Distribution ¦ Distribution Board ¦ Sub | 1 | High | B | 1 | 2025 | 5 | 2 | 2.7 | 13883 | 3672
Fire ¦ Fire Fighting ¦ Fire Extinguishers ¦ CO2 | 2 | Urgent | B | 1 | 2025 | 5 | 1 | 2.2 | 4557 | 1303
HVAC ¦ Fan ¦ Local and Special Ventilation ¦ Ventilating - General | 1 | Medium | DX | 1 | 2025 | 1 | 3 | 2 | 863 | 575
Fabric ¦ Superstructure ¦ Windows and External Doors ¦ External Doors ¦ Manual and Automatic Doors ¦ Auto / Powered Sliding Doors | 1 | High | B | 11 | 2035 | 5 | 2 | 2.7 | 13884 | 24380
Electrical ¦ LV Distribution ¦ Distribution Board ¦ Sub | 1 | High | A | 18 | 2042 | 6 | 2 | 3 | 19549 | 30907
Fabric ¦ Barriers and Guardrails ¦ Vehicle Crash Protection Barrier | 1 | V Low | B | 1 | 2025 | 5 | 4 | 3.7 | 33011 | 11970
HVAC ¦ Fan ¦ Local and Special Ventilation ¦ Extract | 1 | Medium | B | 4 | 2028 | 5 | 3 | 3.2 | 24199 | 14110
Electrical ¦ Lighting ¦ Internal ¦ General ¦ LED Fittings & Luminaires | 27 | Medium | B | 16 | 2040 | 5 | 3 | 3.2 | 24200 | 29510
Electrical ¦ Lighting ¦ External ¦ General - LED | 1 | Medium | B | 11 | 2035 | 5 | 3 | 3.2 | 24201 | 25169
Fabric ¦ Barriers and Guardrails ¦ Vehicle Crash Protection Barrier | 1 | V Low | B | 1 | 2025 | 5 | 4 | 3.7 | 33012 | 11971
Electrical ¦ LV Distribution ¦ Distribution Board ¦ Sub | 1 | High | B | 19 | 2043 | 5 | 2 | 2.7 | 13885 | 31181
Electrical ¦ LV Distribution ¦ Distribution Board ¦ Main | 1 | High | B | 6 | 2030 | 5 | 2 | 2.7 | 13886 | 17567
Fabric ¦ Superstructure ¦ Windows and External Doors ¦ Roller Shutters ¦ Electric Roller Shutter | 1 | High | B | 19 | 2043 | 5 | 2 | 2.7 | 13887 | 31182
Electrical ¦ LV Distribution ¦ Distribution Board ¦ Main | 1 | High | D | 13 | 2037 | 3 | 2 | 2.1 | 1146 | 26809
Electrical ¦ Specialist Lighting ¦ External ¦ Illuminated External Signs | 1 | Medium | B | 11 | 2035 | 5 | 3 | 3.2 | 24202 | 25170
HVAC ¦ Fan ¦ Local and Special Ventilation ¦ Ventilating - General | 1 | Medium | DX | 1 | 2025 | 1 | 3 | 2 | 864 | 576
HVAC ¦ Fan ¦ Local and Special Ventilation ¦ Fans Window or Wall Mounted | 1 | Medium | B | 11 | 2035 | 5 | 3 | 3.2 | 24203 | 25171
HVAC ¦ Fan ¦ Local and Special Ventilation ¦ Extract | 1 | Medium | B | 11 | 2035 | 5 | 3 | 3.2 | 24204 | 25172
Electrical ¦ LV Distribution ¦ Distribution Board ¦ Main | 1 | High | B | 6 | 2030 | 5 | 2 | 2.7 | 13888 | 17568
Electrical ¦ LV Distribution ¦ Distribution Board ¦ Main | 1 | High | CX | 1 | 2025 | 2 | 2 | 1.8 | 509 | 408
Electrical ¦ LV Distribution ¦ Distribution Board ¦ Sub | 1 | High | A | 19 | 2043 | 6 | 2 | 3 | 19550 | 31299
Fabric ¦ Superstructure ¦ Windows and External Doors ¦ External Doors ¦ Entrance Doors | 1 | High | B | 22 | 2046 | 5 | 2 | 2.7 | 13889 | 33025
Electrical ¦ Lighting ¦ Internal ¦ General | 34 | Medium | B | 4 | 2028 | 5 | 3 | 3.2 | 24205 | 14111
HVAC ¦ Heat Emitters - Central ¦ Radiators ¦ Steel | 6 | Medium | B | 8 | 2032 | 5 | 3 | 3.2 | 24206 | 20944
Electrical ¦ LV Distribution ¦ Distribution Board ¦ Sub | 1 | High | B | 1 | 2025 | 5 | 2 | 2.7 | 13890 | 3673
HVAC ¦ Heat Emitters - Local ¦ Gas Fired Natural and Fan Assisted Heaters | 1 | Medium | B | 11 | 2035 | 5 | 3 | 3.2 | 24207 | 25173
Fabric ¦ Barriers and Guardrails ¦ Vehicle Crash Protection Barrier | 1 | V Low | B | 1 | 2025 | 5 | 4 | 3.7 | 33013 | 11972
Electrical ¦ Lighting ¦ External ¦ General - LED | 1 | Medium | B | 11 | 2035 | 5 | 3 | 3.2 | 24208 | 25174
HVAC ¦ Local Air Conditioning ¦ Single-Split Condenser - Split Systems/Heat Pumps - Air-cooled with Direct Expansion Evaporator (DX) | 1 | Medium | D | 1 | 2025 | 3 | 3 | 2.6 | 11110 | 2624
Security ¦ Barriers and Guardrails ¦ Manual Vehicle Barrier | 1 | Medium | B | 11 | 2035 | 5 | 3 | 3.2 | 24209 | 25175
Fire ¦ Fire Detection ¦ Fire Alarm Panel / Repeater | 1 | Urgent | B | 7 | 2031 | 5 | 1 | 2.2 | 4558 | 19302
HVAC ¦ Fan ¦ Local and Special Ventilation ¦ Centrifugal | 1 | Medium | B | 1 | 2025 | 5 | 3 | 3.2 | 24210 | 7908
Electrical ¦ Specialist Lighting ¦ Internal ¦ Illuminated Fire Exit Signage | 2 | Urgent | B | 17 | 2041 | 5 | 1 | 2.2 | 4559 | 30088
Electrical ¦ Lighting ¦ Internal ¦ Emergency ¦ Self Contained ¦ Non LED | 1 | Urgent | B | 19 | 2043 | 5 | 1 | 2.2 | 4560 | 31063
Fabric ¦ Barriers and Guardrails ¦ Vehicle Crash Protection Barrier | 1 | V Low | B | 1 | 2025 | 5 | 4 | 3.7 | 33014 | 11973
HVAC ¦ Heat Emitters - Central ¦ Radiators ¦ Steel | 4 | Medium | B | 1 | 2025 | 5 | 3 | 3.2 | 24211 | 7909
Fire ¦ Fire Fighting ¦ Fire Extinguishers ¦ Foam | 3 | Urgent | B | 7 | 2031 | 5 | 1 | 2.2 | 4561 | 19303
HVAC ¦ Heat Emitters - Local ¦ Gas Fired Natural and Fan Assisted Heaters | 1 | Medium | DX | 1 | 2025 | 1 | 3 | 2 | 865 | 577
Fabric ¦ Superstructure ¦ Windows and External Doors ¦ Roller Shutters ¦ Manual Roller Shutter | 1 | High | DX | 1 | 2025 | 1 | 2 | 1.5 | 388 | 348
Electrical ¦ Specialist Lighting ¦ Internal ¦ Illuminated Fire Exit Signage | 2 | Urgent | B | 1 | 2025 | 5 | 1 | 2.2 | 4562 | 1304
Electrical ¦ Lighting ¦ External ¦ General - LED | 6 | Medium | B | 11 | 2035 | 5 | 3 | 3.2 | 24212 | 25176
HVAC ¦ Heat Emitters - Local ¦ Gas Fired Natural and Fan Assisted Heaters | 1 | Medium | DX | 1 | 2025 | 1 | 3 | 2 | 866 | 578
Electrical ¦ LV Distribution ¦ Distribution Board ¦ Main | 1 | High | B | 1 | 2025 | 5 | 2 | 2.7 | 13891 | 3674
Fabric ¦ Superstructure ¦ Windows and External Doors ¦ External Doors ¦ Manual and Automatic Doors ¦ Auto / Powered Sliding Doors | 1 | High | B | 21 | 2045 | 5 | 2 | 2.7 | 13892 | 32618
Security ¦ Barriers and Guardrails ¦ Manual Vehicle Barrier | 1 | Medium | B | 11 | 2035 | 5 | 3 | 3.2 | 24213 | 25177
Electrical ¦ Lighting ¦ Internal ¦ General | 53 | Medium | C | 6 | 2030 | 4 | 3 | 2.9 | 18597 | 17934
Fabric ¦ Superstructure ¦ Windows and External Doors ¦ External Doors ¦ Entrance Doors | 1 | High | B | 22 | 2046 | 5 | 2 | 2.7 | 13893 | 33026
Electrical ¦ LV Distribution ¦ Distribution Board ¦ Main | 1 | High | B | 1 | 2025 | 5 | 2 | 2.7 | 13894 | 3675
Fabric ¦ Superstructure ¦ Windows and External Doors ¦ Roller Shutters ¦ Manual Roller Shutter | 1 | High | B | 1 | 2025 | 5 | 2 | 2.7 | 13895 | 3676
HVAC ¦ Fan ¦ Local and Special Ventilation ¦ Centrifugal | 1 | Medium | B | 1 | 2025 | 5 | 3 | 3.2 | 24214 | 7910
Communication and Control ¦ Communication Systems ¦ Public Address (PA) System | 1 | Medium | B | 16 | 2040 | 5 | 3 | 3.2 | 24215 | 29511
Electrical ¦ Specialist Lighting ¦ Internal ¦ Illuminated Fire Exit Signage | 1 | Urgent | B | 6 | 2030 | 5 | 1 | 2.2 | 4563 | 16296
Fabric ¦ Barriers and Guardrails ¦ Vehicle Crash Protection Barrier | 1 | V Low | B | 2 | 2026 | 5 | 4 | 3.7 | 33015 | 13235
Electrical ¦ LV Distribution ¦ Distribution Board ¦ Main | 1 | High | B | 1 | 2025 | 5 | 2 | 2.7 | 13896 | 3677
Fabric ¦ Superstructure ¦ Windows and External Doors ¦ External Doors ¦ Manual and Automatic Doors ¦ Emergency and Panic Escape Doors | 1 | Urgent | B | 21 | 2045 | 5 | 1 | 2.2 | 4564 | 32029
Fabric ¦ Barriers and Guardrails ¦ Vehicle Crash Protection Barrier | 1 | V Low | B | 1 | 2025 | 5 | 4 | 3.7 | 33016 | 11974
Fabric ¦ Superstructure ¦ Windows and External Doors ¦ Roller Shutters ¦ Manual Roller Shutter | 1 | High | B | 19 | 2043 | 5 | 2 | 2.7 | 13897 | 31183
Electrical ¦ Lighting ¦ Internal ¦ General | 1 | Medium | B | 4 | 2028 | 5 | 3 | 3.2 | 24216 | 14112
Electrical ¦ LV Distribution ¦ Distribution Board ¦ Main | 1 | High | B | 19 | 2043 | 5 | 2 | 2.7 | 13898 | 31184
Fabric ¦ Superstructure ¦ Windows and External Doors ¦ External Doors ¦ Entrance Doors | 1 | High | B | 1 | 2025 | 5 | 2 | 2.7 | 13899 | 3678
HVAC ¦ Local Air Conditioning ¦ Single-Split Evaporator - Split Systems/Heat Pumps - Air-cooled with Direct Expansion Evaporator (DX) | 1 | Medium | B | 1 | 2025 | 5 | 3 | 3.2 | 24217 | 7911
HVAC ¦ Heat Emitters - Local ¦ Gas Fired Natural and Fan Assisted Heaters | 1 | Medium | B | 1 | 2025 | 5 | 3 | 3.2 | 24218 | 7912
Electrical ¦ Lighting ¦ External ¦ General - Non-LED | 6 | Medium | B | 1 | 2025 | 5 | 3 | 3.2 | 24219 | 7913
HVAC ¦ Fan ¦ Local and Special Ventilation ¦ Centrifugal | 1 | Medium | B | 1 | 2025 | 5 | 3 | 3.2 | 24220 | 7914
HVAC ¦ Heat Emitters - Local ¦ Gas Radiant Tube Heaters | 1 | Medium | DX | 1 | 2025 | 1 | 3 | 2 | 867 | 579
Fabric ¦ Superstructure ¦ Windows and External Doors ¦ External Doors ¦ Manual and Automatic Doors ¦ Emergency and Panic Escape Doors | 1 | Urgent | B | 27 | 2051 | 5 | 1 | 2.2 | 4565 | 33545
Electrical ¦ Specialist Lighting ¦ Internal ¦ Illuminated Fire Exit Signage | 3 | Urgent | B | 10 | 2034 | 5 | 1 | 2.2 | 4566 | 22045
HVAC ¦ Heat Emitters - Local ¦ Gas Radiant Tube Heaters | 1 | Medium | DX | 1 | 2025 | 1 | 3 | 2 | 868 | 580
Electrical ¦ Lighting ¦ Internal ¦ General | 10 | Medium | B | 1 | 2025 | 5 | 3 | 3.2 | 24221 | 7915
Electrical ¦ LV Distribution ¦ Distribution Board ¦ Sub | 1 | High | B | 1 | 2025 | 5 | 2 | 2.7 | 13900 | 3679
Fabric ¦ Superstructure ¦ Windows and External Doors ¦ Roller Shutters ¦ Manual Roller Shutter | 1 | High | B | 11 | 2035 | 5 | 2 | 2.7 | 13901 | 24381
Electrical ¦ Lighting ¦ Internal ¦ General ¦ LED Fittings & Luminaires | 64 | Medium | B | 16 | 2040 | 5 | 3 | 3.2 | 24222 | 29512
HVAC ¦ Heat Emitters - Local ¦ Gas Fired Unit Heaters | 1 | Medium | B | 1 | 2025 | 5 | 3 | 3.2 | 24223 | 7916
HVAC ¦ Heat Emitters - Local ¦ Gas Fired Unit Heaters | 1 | Medium | B | 11 | 2035 | 5 | 3 | 3.2 | 24224 | 25178
Fabric ¦ Superstructure ¦ Windows and External Doors ¦ Roller Shutters ¦ Electric Roller Shutter | 1 | High | B | 1 | 2025 | 5 | 2 | 2.7 | 13902 | 3680
HVAC ¦ Heat Emitters - Local ¦ Gas Fired Natural and Fan Assisted Heaters | 1 | Medium | D | 13 | 2037 | 3 | 3 | 2.6 | 11111 | 26933
HVAC ¦ Fan ¦ Local and Special Ventilation ¦ Extract | 1 | Medium | B | 1 | 2025 | 5 | 3 | 3.2 | 24225 | 7917
HVAC ¦ Fan ¦ Local and Special Ventilation ¦ Fans Window or Wall Mounted | 1 | Medium | DX | 1 | 2025 | 1 | 3 | 2 | 869 | 581
Fabric ¦ Superstructure ¦ Windows and External Doors ¦ External Doors ¦ Entrance Doors | 1 | High | B | 23 | 2047 | 5 | 2 | 2.7 | 13903 | 33199
Fire ¦ Fire Fighting ¦ Fire Extinguishers ¦ Foam | 7 | Urgent | B | 6 | 2030 | 5 | 1 | 2.2 | 4567 | 16297
Electrical ¦ LV Distribution ¦ Distribution Board ¦ Main | 1 | High | DX | 1 | 2025 | 1 | 2 | 1.5 | 389 | 349
Electrical ¦ Lighting ¦ Internal ¦ General ¦ LED Fittings & Luminaires | 55 | Medium | B | 18 | 2042 | 5 | 3 | 3.2 | 24226 | 30943
Electrical ¦ Lighting ¦ Internal ¦ Emergency ¦ Self Contained ¦ LED | 2 | Urgent | B | 21 | 2045 | 5 | 1 | 2.2 | 4568 | 32030
Electrical ¦ Lighting ¦ External ¦ General - LED | 1 | Medium | B | 11 | 2035 | 5 | 3 | 3.2 | 24227 | 25179
HVAC ¦ Local Air Conditioning ¦ Single-Split Evaporator - Split Systems/Heat Pumps - Air-cooled with Direct Expansion Evaporator (DX) | 1 | Medium | DX | 1 | 2025 | 1 | 3 | 2 | 870 | 582
Fabric ¦ Superstructure ¦ Windows and External Doors ¦ Roller Shutters ¦ Manual Roller Shutter | 1 | High | DX | 1 | 2025 | 1 | 2 | 1.5 | 390 | 350
HVAC ¦ Heat Emitters - Local ¦ Electric Overdoor Air Curtain/Heater | 1 | Medium | B | 1 | 2025 | 5 | 3 | 3.2 | 24228 | 7918
Fabric ¦ Superstructure ¦ Windows and External Doors ¦ Roller Shutters ¦ Manual Roller Shutter | 1 | High | B | 1 | 2025 | 5 | 2 | 2.7 | 13904 | 3681
Fire ¦ Fire Detection ¦ Fire Alarm Panel / Repeater | 1 | Urgent | B | 1 | 2025 | 5 | 1 | 2.2 | 4569 | 1305
Fire ¦ Fire Fighting ¦ Fire Extinguishers ¦ Foam | 5 | Urgent | B | 6 | 2030 | 5 | 1 | 2.2 | 4570 | 16298
Electrical ¦ LV Distribution ¦ Distribution Board ¦ Sub | 1 | High | B | 6 | 2030 | 5 | 2 | 2.7 | 13905 | 17569
Fabric ¦ Superstructure ¦ Windows and External Doors ¦ External Doors ¦ Entrance Doors | 1 | High | B | 11 | 2035 | 5 | 2 | 2.7 | 13906 | 24382
Electrical ¦ Lighting ¦ Internal ¦ General | 8 | Medium | C | 1 | 2025 | 4 | 3 | 2.9 | 18598 | 5521
Electrical ¦ Specialist Lighting ¦ Internal ¦ Illuminated Fire Exit Signage | 2 | Urgent | B | 16 | 2040 | 5 | 1 | 2.2 | 4571 | 28776
Electrical ¦ Specialist Lighting ¦ Internal ¦ Illuminated Fire Exit Signage | 2 | Urgent | B | 16 | 2040 | 5 | 1 | 2.2 | 4572 | 28777
HVAC ¦ Fan ¦ Local and Special Ventilation ¦ Ventilating - General | 1 | Medium | B | 6 | 2030 | 5 | 3 | 3.2 | 24229 | 18636
Controls ¦ Multi-System Controls ¦ Control Panel - Electrical Services (excluding Electrical Controllers and Pneumatic Relays) | 1 | Medium | B | 1 | 2025 | 5 | 3 | 3.2 | 24230 | 7919
Fire ¦ Fire Detection ¦ Fire Alarm Panel / Repeater | 1 | Urgent | B | 11 | 2035 | 5 | 1 | 2.2 | 4573 | 23595
Fire ¦ Fire Fighting ¦ Fire Extinguishers ¦ CO2 | 1 | Urgent | B | 6 | 2030 | 5 | 1 | 2.2 | 4574 | 16299
Electrical ¦ Lighting ¦ External ¦ General - LED | 5 | Medium | B | 11 | 2035 | 5 | 3 | 3.2 | 24231 | 25180
Electrical ¦ Lighting ¦ External ¦ General - LED | 1 | Medium | B | 11 | 2035 | 5 | 3 | 3.2 | 24232 | 25181
HVAC ¦ Local Air Conditioning ¦ Single-Split Condenser - Split Systems/Heat Pumps - Air-cooled with Direct Expansion Evaporator (DX) | 1 | Medium | B | 9 | 2033 | 5 | 3 | 3.2 | 24233 | 21755
HVAC ¦ Local Air Conditioning ¦ Single-Split Evaporator - Split Systems/Heat Pumps - Air-cooled with Direct Expansion Evaporator (DX) | 1 | Medium | B | 13 | 2037 | 5 | 3 | 3.2 | 24234 | 27129
Electrical ¦ Lighting ¦ Internal ¦ General | 3 | Medium | B | 3 | 2027 | 5 | 3 | 3.2 | 24235 | 13526
Fabric ¦ Barriers and Guardrails ¦ Vehicle Crash Protection Barrier | 1 | V Low | B | 1 | 2025 | 5 | 4 | 3.7 | 33017 | 11975
Fabric ¦ Superstructure ¦ Windows and External Doors ¦ Roller Shutters ¦ Manual Roller Shutter | 1 | High | B | 19 | 2043 | 5 | 2 | 2.7 | 13907 | 31185
Fabric ¦ Superstructure ¦ Windows and External Doors ¦ External Doors ¦ Manual and Automatic Doors ¦ Emergency and Panic Escape Doors | 1 | Urgent | D | 21 | 2045 | 3 | 1 | 1.6 | 440 | 31705
HVAC ¦ Fan ¦ Central Air Conditioning ¦ Centrifugal | 1 | Medium | D | 1 | 2025 | 3 | 3 | 2.6 | 11112 | 2625
HVAC ¦ Fan ¦ Central Air Conditioning ¦ Centrifugal | 1 | Medium | C | 1 | 2025 | 4 | 3 | 2.9 | 18599 | 5522
HVAC ¦ Heat Emitters - Local ¦ Electric Heaters | 3 | Medium | CX | 1 | 2025 | 2 | 3 | 2.3 | 10160 | 2104
Electrical ¦ Lighting ¦ Internal ¦ General ¦ LED Fittings & Luminaires | 60 | Medium | B | 17 | 2041 | 5 | 3 | 3.2 | 24236 | 30467
Fabric ¦ Barriers and Guardrails ¦ Vehicle Crash Protection Barrier | 1 | V Low | B | 2 | 2026 | 5 | 4 | 3.7 | 33018 | 13236
Fabric ¦ Superstructure ¦ Windows and External Doors ¦ External Doors ¦ Entrance Doors | 1 | High | B | 23 | 2047 | 5 | 2 | 2.7 | 13908 | 33200
Fabric ¦ Barriers and Guardrails ¦ Vehicle Crash Protection Barrier | 1 | V Low | B | 1 | 2025 | 5 | 4 | 3.7 | 33019 | 11976
Fabric ¦ Superstructure ¦ Windows and External Doors ¦ External Doors ¦ Manual and Automatic Doors ¦ Emergency and Panic Escape Doors | 1 | Urgent | B | 31 | 2055 | 5 | 1 | 2.2 | 4575 | 33747
Electrical ¦ Lighting ¦ Internal ¦ Emergency ¦ Self Contained ¦ Non LED | 1 | Urgent | B | 11 | 2035 | 5 | 1 | 2.2 | 4576 | 23596
Electrical ¦ LV Distribution ¦ Distribution Board ¦ Sub | 1 | High | B | 1 | 2025 | 5 | 2 | 2.7 | 13909 | 3682
Fabric ¦ Superstructure ¦ Windows and External Doors ¦ Roller Shutters ¦ Manual Roller Shutter | 1 | High | B | 1 | 2025 | 5 | 2 | 2.7 | 13910 | 3683
Controls ¦ Building Management System (BMS) ¦ Central Operating Station | 1 | High | B | 6 | 2030 | 5 | 2 | 2.7 | 13911 | 17570
HVAC ¦ Central Air Conditioning ¦ Air Conditioning ¦ Multi-Split Evaporator - Split Systems/Heat Pumps - Air-cooled with Direct Expansion Evaporator (DX) | 1 | Medium | B | 8 | 2032 | 5 | 3 | 3.2 | 24237 | 20945
Electrical ¦ LV Distribution ¦ Distribution Board ¦ Sub | 1 | High | A | 19 | 2043 | 6 | 2 | 3 | 19551 | 31300
HVAC ¦ Central Heating (Internally Sourced) ¦ Boiler ¦ Atmospheric Gas Burner/Condensing Combination Boiler (domestic type) | 1 | High | B | 1 | 2025 | 5 | 2 | 2.7 | 13912 | 3684
HVAC ¦ Local and Special Ventilation ¦ Unit extract fans. | 1 | Medium | B | 1 | 2025 | 5 | 3 | 3.2 | 24238 | 7920
Electrical ¦ LV Distribution ¦ Distribution Board ¦ Main | 1 | High | C | 1 | 2025 | 4 | 2 | 2.4 | 10539 | 2397
HVAC ¦ Fan ¦ Local and Special Ventilation ¦ Extract | 1 | Medium | B | 1 | 2025 | 5 | 3 | 3.2 | 24239 | 7921
Fabric ¦ Superstructure ¦ Windows and External Doors ¦ External Doors ¦ Manual and Automatic Doors ¦ Emergency and Panic Escape Doors | 2 | Urgent | B | 26 | 2050 | 5 | 1 | 2.2 | 4577 | 33459
Fabric ¦ Superstructure ¦ Windows and External Doors ¦ External Doors ¦ Entrance Doors | 1 | High | B | 30 | 2054 | 5 | 2 | 2.7 | 13913 | 33712
Fabric ¦ Superstructure ¦ Windows and External Doors ¦ External Doors ¦ Entrance Doors | 1 | High | B | 11 | 2035 | 5 | 2 | 2.7 | 13914 | 24383
HVAC ¦ Fan ¦ Local and Special Ventilation ¦ Centrifugal | 1 | Medium | B | 1 | 2025 | 5 | 3 | 3.2 | 24240 | 7922
Fabric ¦ Superstructure ¦ Windows and External Doors ¦ External Doors ¦ Manual and Automatic Doors ¦ Auto / Powered Swing Doors | 1 | High | B | 11 | 2035 | 5 | 2 | 2.7 | 13915 | 24384
HVAC ¦ Local and Special Ventilation ¦ Unit extract fans. | 1 | Medium | B | 10 | 2034 | 5 | 3 | 3.2 | 24241 | 22784
Fabric ¦ Superstructure ¦ Internal Doors ¦ Roller Shutters ¦ Electric Roller Shutter | 1 | Medium | B | 16 | 2040 | 5 | 3 | 3.2 | 24242 | 29513
Controls ¦ Multi-System Controls ¦ Instrument Control Panel | 1 | Medium | B | 6 | 2030 | 5 | 3 | 3.2 | 24243 | 18637
Electrical ¦ LV Distribution ¦ Distribution Board ¦ Main | 1 | High | B | 1 | 2025 | 5 | 2 | 2.7 | 13916 | 3685
Electrical ¦ LV Distribution ¦ Distribution Board ¦ Sub | 1 | High | B | 15 | 2039 | 5 | 2 | 2.7 | 13917 | 28152
Fabric ¦ Barriers and Guardrails ¦ Vehicle Crash Protection Barrier | 1 | V Low | B | 1 | 2025 | 5 | 4 | 3.7 | 33020 | 11977
Electrical ¦ LV Distribution ¦ Distribution Board ¦ Sub | 1 | High | B | 4 | 2028 | 5 | 2 | 2.7 | 13918 | 13939
Fabric ¦ Superstructure ¦ Windows and External Doors ¦ External Doors ¦ Entrance Doors | 1 | High | B | 16 | 2040 | 5 | 2 | 2.7 | 13919 | 29165
Fabric ¦ Superstructure ¦ Internal Doors ¦ Roller Shutters ¦ Electric Roller Shutter | 1 | Medium | B | 15 | 2039 | 5 | 3 | 3.2 | 24244 | 28421
Electrical ¦ Lighting ¦ Internal ¦ Emergency ¦ Self Contained ¦ LED | 3 | Urgent | B | 5 | 2029 | 5 | 1 | 2.2 | 4578 | 14367
HVAC ¦ Fan ¦ Local and Special Ventilation ¦ Extract | 1 | Medium | B | 1 | 2025 | 5 | 3 | 3.2 | 24245 | 7923
Electrical ¦ Lighting ¦ Internal ¦ Emergency ¦ Self Contained ¦ LED | 14 | Urgent | B | 22 | 2046 | 5 | 1 | 2.2 | 4579 | 32897
HVAC ¦ Heat Emitters - Central ¦ Radiators ¦ Steel | 1 | Medium | B | 10 | 2034 | 5 | 3 | 3.2 | 24246 | 22785
Electrical ¦ Lighting ¦ Internal ¦ General ¦ LED Fittings & Luminaires | 1 | Medium | B | 16 | 2040 | 5 | 3 | 3.2 | 24247 | 29514
Electrical ¦ Lighting ¦ Internal ¦ General | 15 | Medium | B | 14 | 2038 | 5 | 3 | 3.2 | 24248 | 27563
Electrical ¦ Lighting ¦ Internal ¦ General | 27 | Medium | B | 11 | 2035 | 5 | 3 | 3.2 | 24249 | 25182
Electrical ¦ Lighting ¦ Internal ¦ Emergency ¦ Self Contained ¦ LED | 4 | Urgent | B | 19 | 2043 | 5 | 1 | 2.2 | 4580 | 31064
Fire ¦ Fire Fighting ¦ Fire Extinguishers ¦ CO2 | 3 | Urgent | B | 8 | 2032 | 5 | 1 | 2.2 | 4581 | 20394
Electrical ¦ Lighting ¦ Internal ¦ Emergency ¦ Self Contained ¦ LED | 9 | Urgent | B | 21 | 2045 | 5 | 1 | 2.2 | 4582 | 32031
Electrical ¦ Lighting ¦ External ¦ General - LED | 2 | Medium | B | 11 | 2035 | 5 | 3 | 3.2 | 24250 | 25183
Electrical ¦ LV Distribution ¦ Distribution Board ¦ Main | 1 | High | CX | 1 | 2025 | 2 | 2 | 1.8 | 510 | 409
Electrical ¦ LV Distribution ¦ Distribution Board ¦ Sub | 1 | High | B | 1 | 2025 | 5 | 2 | 2.7 | 13920 | 3686
Fabric ¦ Superstructure ¦ Windows and External Doors ¦ Roller Shutters ¦ Manual Roller Shutter | 1 | High | B | 1 | 2025 | 5 | 2 | 2.7 | 13921 | 3687
Fire ¦ Fire Fighting ¦ Fire Extinguishers ¦ CO2 | 1 | Urgent | B | 8 | 2032 | 5 | 1 | 2.2 | 4583 | 20395
HVAC ¦ Local Air Conditioning ¦ Single-Split Condenser - Split Systems/Heat Pumps - Air-cooled with Direct Expansion Evaporator (DX) | 1 | Medium | B | 1 | 2025 | 5 | 3 | 3.2 | 24251 | 7924
Electrical ¦ LV Distribution ¦ Distribution Board ¦ Sub | 1 | High | B | 12 | 2036 | 5 | 2 | 2.7 | 13922 | 26186
Transport ¦ Lifts ¦ Disabled Lift ¦ Electric | 1 | High | B | 5 | 2029 | 5 | 2 | 2.7 | 13923 | 14635
Fabric ¦ Superstructure ¦ Windows and External Doors ¦ External Doors ¦ Entrance Doors | 1 | High | B | 26 | 2050 | 5 | 2 | 2.7 | 13924 | 33497
Controls ¦ Multi-System Controls ¦ Instrument Control Panel | 1 | Medium | B | 1 | 2025 | 5 | 3 | 3.2 | 24252 | 7925
Electrical ¦ Lighting ¦ Internal ¦ Emergency ¦ Self Contained ¦ LED | 1 | Urgent | B | 19 | 2043 | 5 | 1 | 2.2 | 4584 | 31065
Electrical ¦ LV Distribution ¦ Distribution Board ¦ Main | 1 | High | B | 6 | 2030 | 5 | 2 | 2.7 | 13925 | 17571
Electrical ¦ Specialist Lighting ¦ Internal ¦ Illuminated Fire Exit Signage | 7 | Urgent | B | 15 | 2039 | 5 | 1 | 2.2 | 4585 | 27850
Electrical ¦ Specialist Lighting ¦ Internal ¦ Illuminated Fire Exit Signage | 4 | Urgent | B | 16 | 2040 | 5 | 1 | 2.2 | 4586 | 28778
Fabric ¦ Superstructure ¦ Windows and External Doors ¦ External Doors ¦ Manual and Automatic Doors ¦ Auto / Powered Sliding Doors | 1 | High | B | 27 | 2051 | 5 | 2 | 2.7 | 13926 | 33569
HVAC ¦ Fan ¦ Local and Special Ventilation ¦ Extract | 1 | Medium | B | 7 | 2031 | 5 | 3 | 3.2 | 24253 | 19927
HVAC ¦ Fan ¦ Local and Special Ventilation ¦ Extract | 1 | Medium | B | 7 | 2031 | 5 | 3 | 3.2 | 24254 | 19928
Electrical ¦ Lighting ¦ Internal ¦ Emergency ¦ Self Contained ¦ LED | 16 | Urgent | B | 23 | 2047 | 5 | 1 | 2.2 | 4587 | 33098
Fire ¦ Fire Fighting ¦ Fire Extinguishers ¦ Foam | 2 | Urgent | B | 9 | 2033 | 5 | 1 | 2.2 | 4588 | 21319
Fire ¦ Fire Fighting ¦ Fire Extinguishers ¦ Foam | 2 | Urgent | B | 8 | 2032 | 5 | 1 | 2.2 | 4589 | 20396
Electrical ¦ LV Distribution ¦ Distribution Board ¦ Main | 1 | High | B | 6 | 2030 | 5 | 2 | 2.7 | 13927 | 17572
HVAC ¦ Heat Emitters - Central ¦ Radiators ¦ Steel | 1 | Medium | B | 10 | 2034 | 5 | 3 | 3.2 | 24255 | 22786
Electrical ¦ Lighting ¦ Internal ¦ General ¦ LED Fittings & Luminaires | 1 | Medium | B | 10 | 2034 | 5 | 3 | 3.2 | 24256 | 22787
HVAC ¦ Heat Emitters - Local ¦ Electric Heaters | 1 | Medium | B | 2 | 2026 | 5 | 3 | 3.2 | 24257 | 13077
Fire ¦ Fire Fighting ¦ Fire Extinguishers ¦ Foam | 3 | Urgent | B | 6 | 2030 | 5 | 1 | 2.2 | 4590 | 16300
Electrical ¦ Lighting ¦ Internal ¦ General ¦ LED Fittings & Luminaires | 7 | Medium | B | 16 | 2040 | 5 | 3 | 3.2 | 24258 | 29515
HVAC ¦ Fan ¦ Local and Special Ventilation ¦ Extract | 1 | Medium | C | 1 | 2025 | 4 | 3 | 2.9 | 18600 | 5523
Electrical ¦ Lighting ¦ Internal ¦ Emergency ¦ Self Contained ¦ Non LED | 1 | Urgent | B | 1 | 2025 | 5 | 1 | 2.2 | 4591 | 1306
Electrical ¦ Lighting ¦ Internal ¦ General ¦ LED Fittings & Luminaires | 12 | Medium | B | 12 | 2036 | 5 | 3 | 3.2 | 24259 | 26491
Fire ¦ Fire Fighting ¦ Fire Extinguishers ¦ CO2 | 2 | Urgent | B | 7 | 2031 | 5 | 1 | 2.2 | 4592 | 19304
Fire ¦ Fire Fighting ¦ Fire Extinguishers ¦ CO2 | 1 | Urgent | B | 8 | 2032 | 5 | 1 | 2.2 | 4593 | 20397
Fire ¦ Fire Fighting ¦ Fire Extinguishers ¦ CO2 | 1 | Urgent | B | 5 | 2029 | 5 | 1 | 2.2 | 4594 | 14368
Fire ¦ Fire Fighting ¦ Fire Extinguishers ¦ CO2 | 4 | Urgent | B | 7 | 2031 | 5 | 1 | 2.2 | 4595 | 19305
Electrical ¦ Lighting ¦ Internal ¦ General | 36 | Medium | CX | 1 | 2025 | 2 | 3 | 2.3 | 10161 | 2105
Electrical ¦ Specialist Lighting ¦ Internal ¦ Illuminated Fire Exit Signage | 2 | Urgent | B | 16 | 2040 | 5 | 1 | 2.2 | 4596 | 28779
HVAC ¦ Local Air Conditioning ¦ Single-Split Evaporator - Split Systems/Heat Pumps - Air-cooled with Direct Expansion Evaporator (DX) | 1 | Medium | B | 1 | 2025 | 5 | 3 | 3.2 | 24260 | 7926
HVAC ¦ Central Air Conditioning ¦ Air Conditioning ¦ Multi-Split Condenser - Split Systems/Heat Pumps - Air-cooled with Direct Expansion Evaporator (DX) | 1 | Medium | B | 5 | 2029 | 5 | 3 | 3.2 | 24261 | 15061
Electrical ¦ Specialist Lighting ¦ Internal ¦ Illuminated Fire Exit Signage | 3 | Urgent | B | 15 | 2039 | 5 | 1 | 2.2 | 4597 | 27851
Electrical ¦ Lighting ¦ External ¦ General - Non-LED | 5 | Medium | B | 1 | 2025 | 5 | 3 | 3.2 | 24262 | 7927
HVAC ¦ Central Air Conditioning ¦ Air Conditioning ¦ Multi-Split Condenser - Split Systems/Heat Pumps - Air-cooled with Direct Expansion Evaporator (DX) | 1 | Medium | B | 9 | 2033 | 5 | 3 | 3.2 | 24263 | 21756
HVAC ¦ Local Air Conditioning ¦ Single-Split Condenser - Split Systems/Heat Pumps - Air-cooled with Direct Expansion Evaporator (DX) | 1 | Medium | B | 6 | 2030 | 5 | 3 | 3.2 | 24264 | 18638
Electrical ¦ LV Distribution ¦ Distribution Board ¦ Main | 1 | High | B | 1 | 2025 | 5 | 2 | 2.7 | 13928 | 3688
HVAC ¦ Fan ¦ Local and Special Ventilation ¦ Extract | 1 | Medium | B | 7 | 2031 | 5 | 3 | 3.2 | 24265 | 19929
Fabric ¦ Superstructure ¦ Internal Doors ¦ Roller Shutters ¦ Electric Roller Shutter | 1 | Medium | B | 20 | 2044 | 5 | 3 | 3.2 | 24266 | 31673
Fabric ¦ Superstructure ¦ Windows and External Doors ¦ External Doors ¦ Entrance Doors | 1 | High | B | 11 | 2035 | 5 | 2 | 2.7 | 13929 | 24385
Electrical ¦ Lighting ¦ Internal ¦ Emergency ¦ Self Contained ¦ LED | 3 | Urgent | B | 22 | 2046 | 5 | 1 | 2.2 | 4598 | 32898
HVAC ¦ Heat Emitters - Central ¦ Radiators ¦ Steel | 3 | Medium | B | 10 | 2034 | 5 | 3 | 3.2 | 24267 | 22788
Electrical ¦ LV Distribution ¦ Distribution Board ¦ Sub | 1 | High | D | 18 | 2042 | 3 | 2 | 2.1 | 1147 | 30601
HVAC ¦ Local Air Conditioning ¦ Single-Split Evaporator - Split Systems/Heat Pumps - Air-cooled with Direct Expansion Evaporator (DX) | 1 | Medium | B | 9 | 2033 | 5 | 3 | 3.2 | 24268 | 21757
Controls ¦ Multi-System Controls ¦ Instrument Control Panel | 1 | Medium | B | 1 | 2025 | 5 | 3 | 3.2 | 24269 | 7928
HVAC ¦ Local Air Conditioning ¦ Single-Split Evaporator - Split Systems/Heat Pumps - Air-cooled with Direct Expansion Evaporator (DX) | 1 | Medium | B | 5 | 2029 | 5 | 3 | 3.2 | 24270 | 15062
HVAC ¦ Local Air Conditioning ¦ Single-Split Evaporator - Split Systems/Heat Pumps - Air-cooled with Direct Expansion Evaporator (DX) | 1 | Medium | B | 11 | 2035 | 5 | 3 | 3.2 | 24271 | 25184
Fabric ¦ Superstructure ¦ Windows and External Doors ¦ External Doors ¦ Manual and Automatic Doors ¦ Emergency and Panic Escape Doors | 1 | Urgent | C | 26 | 2050 | 4 | 1 | 1.9 | 643 | 33453
Fabric ¦ Superstructure ¦ Windows and External Doors ¦ Roller Shutters ¦ Manual Roller Shutter | 1 | High | B | 1 | 2025 | 5 | 2 | 2.7 | 13930 | 3689
Fire ¦ Fire Fighting ¦ Fire Extinguishers ¦ CO2 | 2 | Urgent | A | 9 | 2033 | 6 | 1 | 2.5 | 10878 | 21536
HVAC ¦ Heat Emitters - Local ¦ Electric Heaters | 3 | Medium | B | 1 | 2025 | 5 | 3 | 3.2 | 24272 | 7929
Electrical ¦ Lighting ¦ Internal ¦ Emergency ¦ Self Contained ¦ Non LED | 6 | Urgent | CX | 4 | 2028 | 2 | 1 | 1.3 | 335 | 13735
HVAC ¦ Heat Emitters - Local ¦ Electric Heaters | 1 | Medium | B | 1 | 2025 | 5 | 3 | 3.2 | 24273 | 7930
HVAC ¦ Local Air Conditioning ¦ Single-Split Evaporator - Split Systems/Heat Pumps - Air-cooled with Direct Expansion Evaporator (DX) | 1 | Medium | B | 1 | 2025 | 5 | 3 | 3.2 | 24274 | 7931
Electrical ¦ LV Distribution ¦ Distribution Board ¦ Main | 1 | High | B | 6 | 2030 | 5 | 2 | 2.7 | 13931 | 17573
HVAC ¦ Fan ¦ Local and Special Ventilation ¦ Fans Window or Wall Mounted | 1 | Medium | B | 10 | 2034 | 5 | 3 | 3.2 | 24275 | 22789
HVAC ¦ Fan ¦ Local and Special Ventilation ¦ Extract Fans - Twin Toilet | 1 | Medium | B | 9 | 2033 | 5 | 3 | 3.2 | 24276 | 21758
Fabric ¦ Superstructure ¦ Windows and External Doors ¦ External Doors ¦ Manual and Automatic Doors ¦ Emergency and Panic Escape Doors | 1 | Urgent | B | 11 | 2035 | 5 | 1 | 2.2 | 4599 | 23597
Fabric ¦ Superstructure ¦ Internal Doors ¦ Roller Shutters ¦ Electric Roller Shutter | 1 | Medium | C | 1 | 2025 | 4 | 3 | 2.9 | 18601 | 5524
Fire ¦ Fire Fighting ¦ Fire Extinguishers ¦ Foam | 2 | Urgent | B | 9 | 2033 | 5 | 1 | 2.2 | 4600 | 21320
Fire ¦ Fire Fighting ¦ Fire Extinguishers ¦ CO2 | 4 | Urgent | B | 8 | 2032 | 5 | 1 | 2.2 | 4601 | 20398
Electrical ¦ Lighting ¦ Internal ¦ Emergency ¦ Self Contained ¦ Non LED | 1 | Urgent | CX | 4 | 2028 | 2 | 1 | 1.3 | 336 | 13736
Electrical ¦ Lighting ¦ Internal ¦ Emergency ¦ Self Contained ¦ LED | 3 | Urgent | B | 11 | 2035 | 5 | 1 | 2.2 | 4602 | 23598
Fire ¦ Fire Fighting ¦ Fire Extinguishers ¦ CO2 | 3 | Urgent | B | 8 | 2032 | 5 | 1 | 2.2 | 4603 | 20399
Security ¦ Access ¦ Access Control ¦ Door ¦ Local Lock / Keypad / Manual | 1 | Medium | B | 10 | 2034 | 5 | 3 | 3.2 | 24277 | 22790
Electrical ¦ Lighting ¦ Internal ¦ Emergency ¦ Self Contained ¦ LED | 1 | Urgent | B | 21 | 2045 | 5 | 1 | 2.2 | 4604 | 32032
HVAC ¦ Fan ¦ Local and Special Ventilation ¦ Extract | 1 | Medium | B | 11 | 2035 | 5 | 3 | 3.2 | 24278 | 25185
Electrical ¦ Lighting ¦ Internal ¦ General ¦ LED Fittings & Luminaires | 65 | Medium | B | 16 | 2040 | 5 | 3 | 3.2 | 24279 | 29516
HVAC ¦ Local Air Conditioning ¦ Single-Split Condenser - Split Systems/Heat Pumps - Air-cooled with Direct Expansion Evaporator (DX) | 1 | Medium | CX | 1 | 2025 | 2 | 3 | 2.3 | 10162 | 2106
HVAC ¦ Local Air Conditioning ¦ Single-Split Evaporator - Split Systems/Heat Pumps - Air-cooled with Direct Expansion Evaporator (DX) | 1 | Medium | B | 5 | 2029 | 5 | 3 | 3.2 | 24280 | 15063
Electrical ¦ LV Distribution ¦ Distribution Board ¦ Main | 1 | High | B | 1 | 2025 | 5 | 2 | 2.7 | 13932 | 3690
HVAC ¦ Local and Special Ventilation ¦ Unit extract fans. | 1 | Medium | B | 10 | 2034 | 5 | 3 | 3.2 | 24281 | 22791
HVAC ¦ Heat Emitters - Local ¦ Gas Fired Unit Heaters | 1 | Medium | B | 1 | 2025 | 5 | 3 | 3.2 | 24282 | 7932
Fire ¦ Fire Fighting ¦ Fire Extinguishers ¦ CO2 | 2 | Urgent | B | 7 | 2031 | 5 | 1 | 2.2 | 4605 | 19306
Water ¦ Local Hot Water ¦ Package Electric Water Heaters - Non-Drinking Water | 1 | Medium | B | 7 | 2031 | 5 | 3 | 3.2 | 24283 | 19930
Electrical ¦ LV Distribution ¦ Distribution Board ¦ Sub | 1 | High | CX | 1 | 2025 | 2 | 2 | 1.8 | 511 | 410
Electrical ¦ LV Distribution ¦ Distribution Board ¦ Sub | 1 | High | B | 10 | 2034 | 5 | 2 | 2.7 | 13933 | 22355
HVAC ¦ Heat Emitters - Central ¦ Radiators ¦ Steel | 1 | Medium | B | 10 | 2034 | 5 | 3 | 3.2 | 24284 | 22792
HVAC ¦ Ventilation ¦ Air Handling Unit (AHU) ¦ External ¦ Central Heating & Cooling ¦ Electric & DX | 1 | Medium | B | 6 | 2030 | 5 | 3 | 3.2 | 24285 | 18639
HVAC ¦ Fan ¦ Local and Special Ventilation ¦ Extract | 1 | Medium | C | 1 | 2025 | 4 | 3 | 2.9 | 18602 | 5525
HVAC ¦ Fan ¦ Local and Special Ventilation ¦ Extract Fans - Twin Toilet | 1 | Medium | B | 1 | 2025 | 5 | 3 | 3.2 | 24286 | 7933
Electrical ¦ LV Distribution ¦ Distribution Board ¦ Sub | 1 | High | B | 17 | 2041 | 5 | 2 | 2.7 | 13934 | 30317
HVAC ¦ Fan ¦ Local and Special Ventilation ¦ Extract Fans - Twin Toilet | 1 | Medium | B | 12 | 2036 | 5 | 3 | 3.2 | 24287 | 26492
Electrical ¦ Specialist Lighting ¦ Internal ¦ Illuminated Fire Exit Signage | 3 | Urgent | B | 15 | 2039 | 5 | 1 | 2.2 | 4606 | 27852
Fabric ¦ Superstructure ¦ Windows and External Doors ¦ External Doors ¦ Manual and Automatic Doors ¦ Emergency and Panic Escape Doors | 1 | Urgent | B | 11 | 2035 | 5 | 1 | 2.2 | 4607 | 23599
Fire ¦ Fire Fighting ¦ Fire Extinguishers ¦ Foam | 2 | Urgent | B | 8 | 2032 | 5 | 1 | 2.2 | 4608 | 20400
HVAC ¦ Fan ¦ Local and Special Ventilation ¦ Axial | 1 | Medium | B | 1 | 2025 | 5 | 3 | 3.2 | 24288 | 7934
Electrical ¦ LV Distribution ¦ Distribution Board ¦ Sub | 1 | High | B | 6 | 2030 | 5 | 2 | 2.7 | 13935 | 17574
Electrical ¦ Lighting ¦ Internal ¦ General ¦ LED Fittings & Luminaires | 4 | Medium | B | 17 | 2041 | 5 | 3 | 3.2 | 24289 | 30468
Water ¦ Local Hot Water ¦ Package Electric Water Heaters - Non-Drinking Water | 1 | Medium | B | 1 | 2025 | 5 | 3 | 3.2 | 24290 | 7935
HVAC ¦ Fan ¦ Local and Special Ventilation ¦ Fans Window or Wall Mounted | 1 | Medium | B | 10 | 2034 | 5 | 3 | 3.2 | 24291 | 22793
Electrical ¦ Lighting ¦ External ¦ General - Non-LED | 1 | Medium | B | 10 | 2034 | 5 | 3 | 3.2 | 24292 | 22794
Water ¦ Local Hot Water ¦ Package Electric Water Heaters - Non-Drinking Water | 1 | Medium | B | 1 | 2025 | 5 | 3 | 3.2 | 24293 | 7936
Electrical ¦ Lighting ¦ Internal ¦ General ¦ LED Fittings & Luminaires | 72 | Medium | B | 12 | 2036 | 5 | 3 | 3.2 | 24294 | 26493
Electrical ¦ Lighting ¦ Internal ¦ Emergency ¦ Self Contained ¦ LED | 1 | Urgent | B | 21 | 2045 | 5 | 1 | 2.2 | 4609 | 32033
Electrical ¦ Lighting ¦ Internal ¦ Emergency ¦ Self Contained ¦ LED | 1 | Urgent | B | 24 | 2048 | 5 | 1 | 2.2 | 4610 | 33237
Electrical ¦ Lighting ¦ Internal ¦ Emergency ¦ Self Contained ¦ LED | 1 | Urgent | B | 21 | 2045 | 5 | 1 | 2.2 | 4611 | 32034
Fabric ¦ Superstructure ¦ Windows and External Doors ¦ External Doors ¦ Manual and Automatic Doors ¦ Emergency and Panic Escape Doors | 1 | Urgent | B | 10 | 2034 | 5 | 1 | 2.2 | 4612 | 22046
Fabric ¦ Superstructure ¦ Windows and External Doors ¦ Roller Shutters ¦ Manual Roller Shutter | 1 | High | C | 7 | 2031 | 4 | 2 | 2.4 | 10540 | 19546
HVAC ¦ Fan ¦ Local and Special Ventilation ¦ Extract | 1 | Medium | B | 11 | 2035 | 5 | 3 | 3.2 | 24295 | 25186
Fire ¦ Fire Fighting ¦ Fire Extinguishers ¦ Foam | 4 | Urgent | B | 8 | 2032 | 5 | 1 | 2.2 | 4613 | 20401
HVAC ¦ Local Air Conditioning ¦ Single-Split Evaporator - Split Systems/Heat Pumps - Air-cooled with Direct Expansion Evaporator (DX) | 1 | Medium | B | 11 | 2035 | 5 | 3 | 3.2 | 24296 | 25187
Fabric ¦ Superstructure ¦ Windows and External Doors ¦ External Doors ¦ Entrance Doors | 1 | High | B | 29 | 2053 | 5 | 2 | 2.7 | 13936 | 33652
Fabric ¦ Superstructure ¦ Windows and External Doors ¦ Roller Shutters ¦ Manual Roller Shutter | 1 | High | C | 7 | 2031 | 4 | 2 | 2.4 | 10541 | 19547
HVAC ¦ Ductwork ¦ Ductwork, Fittings and Ancillaries ¦ Central Ventilation Systems ¦ Fire Dampers ¦ Automatic | 1 | Urgent | B | 1 | 2025 | 5 | 1 | 2.2 | 4614 | 1307
Fabric ¦ Superstructure ¦ Windows and External Doors ¦ External Doors ¦ Manual and Automatic Doors ¦ Emergency and Panic Escape Doors | 1 | Urgent | B | 15 | 2039 | 5 | 1 | 2.2 | 4615 | 27853
HVAC ¦ Fan ¦ Local and Special Ventilation ¦ Extract | 1 | Medium | B | 1 | 2025 | 5 | 3 | 3.2 | 24297 | 7937
Fire ¦ Fire Detection ¦ Fire Alarm Panel / Repeater | 1 | Urgent | B | 13 | 2037 | 5 | 1 | 2.2 | 4616 | 26850
Fabric ¦ Superstructure ¦ Windows and External Doors ¦ External Doors ¦ Manual and Automatic Doors ¦ Auto / Powered Sliding Doors | 1 | High | B | 31 | 2055 | 5 | 2 | 2.7 | 13937 | 33794
Fabric ¦ Superstructure ¦ Windows and External Doors ¦ Roller Shutters ¦ Electric Roller Shutter | 1 | High | B | 5 | 2029 | 5 | 2 | 2.7 | 13938 | 14636
Fabric ¦ Superstructure ¦ Windows and External Doors ¦ External Doors ¦ Entrance Doors | 1 | High | B | 21 | 2045 | 5 | 2 | 2.7 | 13939 | 32619
Fire ¦ Fire Fighting ¦ Fire Extinguishers ¦ Foam | 4 | Urgent | B | 6 | 2030 | 5 | 1 | 2.2 | 4617 | 16301
Electrical ¦ Lighting ¦ Internal ¦ Emergency ¦ Self Contained ¦ LED | 7 | Urgent | B | 21 | 2045 | 5 | 1 | 2.2 | 4618 | 32035
HVAC ¦ Local Air Conditioning ¦ Single-Split Evaporator - Split Systems/Heat Pumps - Air-cooled with Direct Expansion Evaporator (DX) | 1 | Medium | B | 11 | 2035 | 5 | 3 | 3.2 | 24298 | 25188
Water ¦ Local Hot Water ¦ Instantaneous Electric Water Heater - Non-Drinking Water | 1 | Medium | B | 1 | 2025 | 5 | 3 | 3.2 | 24299 | 7938
Fabric ¦ Superstructure ¦ Windows and External Doors ¦ External Doors ¦ Manual and Automatic Doors ¦ Emergency and Panic Escape Doors | 1 | Urgent | B | 31 | 2055 | 5 | 1 | 2.2 | 4619 | 33748
Electrical ¦ Specialist Lighting ¦ Internal ¦ Illuminated Fire Exit Signage | 1 | Urgent | B | 16 | 2040 | 5 | 1 | 2.2 | 4620 | 28780
HVAC ¦ Heat Emitters - Central ¦ Radiators ¦ Steel | 1 | Medium | B | 10 | 2034 | 5 | 3 | 3.2 | 24300 | 22795
Fabric ¦ Superstructure ¦ Windows and External Doors ¦ External Doors ¦ Manual and Automatic Doors ¦ Emergency and Panic Escape Doors | 1 | Urgent | B | 27 | 2051 | 5 | 1 | 2.2 | 4621 | 33546
HVAC ¦ Heat Emitters - Local ¦ Electric Heaters | 1 | Medium | B | 3 | 2027 | 5 | 3 | 3.2 | 24301 | 13527
Electrical ¦ Lighting ¦ Internal ¦ General | 36 | Medium | C | 14 | 2038 | 4 | 3 | 2.9 | 18603 | 27511
Electrical ¦ Lighting ¦ Internal ¦ General | 15 | Medium | B | 8 | 2032 | 5 | 3 | 3.2 | 24302 | 20946
Electrical ¦ Lighting ¦ Internal ¦ Emergency ¦ Self Contained ¦ Non LED | 2 | Urgent | CX | 7 | 2031 | 2 | 1 | 1.3 | 337 | 19115
Electrical ¦ Lighting ¦ Internal ¦ Emergency ¦ Self Contained ¦ LED | 1 | Urgent | B | 18 | 2042 | 5 | 1 | 2.2 | 4622 | 30642
HVAC ¦ Ventilation ¦ Air Handling Unit (AHU) ¦ Internal ¦ Central Heating & Cooling ¦ Electric & DX | 1 | Medium | B | 10 | 2034 | 5 | 3 | 3.2 | 24303 | 22796
Electrical ¦ LV Distribution ¦ Distribution Board ¦ Sub | 1 | High | B | 6 | 2030 | 5 | 2 | 2.7 | 13940 | 17575
Electrical ¦ LV Distribution ¦ Distribution Board ¦ Main | 1 | High | B | 11 | 2035 | 5 | 2 | 2.7 | 13941 | 24386
Fabric ¦ Superstructure ¦ Windows and External Doors ¦ External Doors ¦ Manual and Automatic Doors ¦ Emergency and Panic Escape Doors | 2 | Urgent | B | 26 | 2050 | 5 | 1 | 2.2 | 4623 | 33460
HVAC ¦ Heat Emitters - Local ¦ Electric Heaters | 2 | Medium | B | 2 | 2026 | 5 | 3 | 3.2 | 24304 | 13078
Fire ¦ Fire Fighting ¦ Fire Extinguishers ¦ Foam | 6 | Urgent | B | 8 | 2032 | 5 | 1 | 2.2 | 4624 | 20402
HVAC ¦ Central Air Conditioning ¦ Air Conditioning ¦ Multi-Split Condenser - DX Split Systems (With Gas, Electric or Hot Water Heaters) | 1 | Medium | B | 1 | 2025 | 5 | 3 | 3.2 | 24305 | 7939
Fabric ¦ Superstructure ¦ Windows and External Doors ¦ External Doors ¦ Manual and Automatic Doors ¦ Emergency and Panic Escape Doors | 1 | Urgent | B | 4 | 2028 | 5 | 1 | 2.2 | 4625 | 13818
Electrical ¦ Lighting ¦ Internal ¦ General ¦ LED Fittings & Luminaires | 1 | Medium | B | 16 | 2040 | 5 | 3 | 3.2 | 24306 | 29517
HVAC ¦ Local Air Conditioning ¦ Single-Split Evaporator - Split Systems/Heat Pumps - Air-cooled with Direct Expansion Evaporator (DX) | 1 | Medium | CX | 1 | 2025 | 2 | 3 | 2.3 | 10163 | 2107
HVAC ¦ Local Air Conditioning ¦ Single-Split Evaporator - Split Systems/Heat Pumps - Air-cooled with Direct Expansion Evaporator (DX) | 1 | Medium | B | 5 | 2029 | 5 | 3 | 3.2 | 24307 | 15064
Fabric ¦ Superstructure ¦ Internal Doors ¦ Roller Shutters ¦ Electric Roller Shutter | 1 | Medium | B | 1 | 2025 | 5 | 3 | 3.2 | 24308 | 7940
Fire ¦ Fire Fighting ¦ Fire Extinguishers ¦ Foam | 2 | Urgent | B | 6 | 2030 | 5 | 1 | 2.2 | 4626 | 16302
Electrical ¦ Lighting ¦ Internal ¦ General | 29 | Medium | C | 1 | 2025 | 4 | 3 | 2.9 | 18604 | 5526
Electrical ¦ Lighting ¦ Internal ¦ General ¦ LED Fittings & Luminaires | 1 | Medium | B | 16 | 2040 | 5 | 3 | 3.2 | 24309 | 29518
Transport ¦ Lifts ¦ Disabled Lift ¦ Electric | 1 | High | B | 3 | 2027 | 5 | 2 | 2.7 | 13942 | 13359
Electrical ¦ LV Distribution ¦ Distribution Board ¦ Sub | 1 | High | B | 14 | 2038 | 5 | 2 | 2.7 | 13943 | 27450
Fabric ¦ Superstructure ¦ Windows and External Doors ¦ Roller Shutters ¦ Manual Roller Shutter | 1 | High | B | 5 | 2029 | 5 | 2 | 2.7 | 13944 | 14637
Fire ¦ Fire Fighting ¦ Fire Extinguishers ¦ CO2 | 2 | Urgent | B | 8 | 2032 | 5 | 1 | 2.2 | 4627 | 20403
HVAC ¦ Local Air Conditioning ¦ Single-Split Condenser - Split Systems/Heat Pumps - Air-cooled with Direct Expansion Evaporator (DX) | 1 | Medium | B | 13 | 2037 | 5 | 3 | 3.2 | 24310 | 27130
Electrical ¦ LV Distribution ¦ Distribution Board ¦ Sub | 1 | High | B | 16 | 2040 | 5 | 2 | 2.7 | 13945 | 29166
Fabric ¦ Superstructure ¦ Windows and External Doors ¦ Roller Shutters ¦ Manual Roller Shutter | 1 | High | B | 1 | 2025 | 5 | 2 | 2.7 | 13946 | 3691
Fabric ¦ Superstructure ¦ Windows and External Doors ¦ Roller Shutters ¦ Manual Roller Shutter | 1 | High | B | 11 | 2035 | 5 | 2 | 2.7 | 13947 | 24387
Electrical ¦ LV Distribution ¦ Distribution Board ¦ Main | 1 | High | B | 11 | 2035 | 5 | 2 | 2.7 | 13948 | 24388
Electrical ¦ Lighting ¦ Internal ¦ Emergency ¦ Self Contained ¦ LED | 1 | Urgent | B | 17 | 2041 | 5 | 1 | 2.2 | 4628 | 30089
Fire ¦ Fire Fighting ¦ Fire Extinguishers ¦ CO2 | 4 | Urgent | B | 6 | 2030 | 5 | 1 | 2.2 | 4629 | 16303
HVAC ¦ Heat Emitters - Local ¦ Gas Fired Natural and Fan Assisted Heaters | 1 | Medium | B | 10 | 2034 | 5 | 3 | 3.2 | 24311 | 22797
HVAC ¦ Fan ¦ Central Ventilation Systems ¦ Axial | 1 | Medium | B | 5 | 2029 | 5 | 3 | 3.2 | 24312 | 15065
Fire ¦ Fire Fighting ¦ Fire Extinguishers ¦ Foam | 4 | Urgent | B | 6 | 2030 | 5 | 1 | 2.2 | 4630 | 16304
Fire ¦ Fire Fighting ¦ Fire Extinguishers ¦ Foam | 1 | Urgent | B | 6 | 2030 | 5 | 1 | 2.2 | 4631 | 16305
Fire ¦ Fire Fighting ¦ Fire Extinguishers ¦ CO2 | 2 | Urgent | B | 1 | 2025 | 5 | 1 | 2.2 | 4632 | 1308
Fabric ¦ Superstructure ¦ Windows and External Doors ¦ Roller Shutters ¦ Electric Roller Shutter | 1 | High | B | 11 | 2035 | 5 | 2 | 2.7 | 13949 | 24389
Electrical ¦ Lighting ¦ Internal ¦ Emergency ¦ Self Contained ¦ LED | 1 | Urgent | B | 21 | 2045 | 5 | 1 | 2.2 | 4633 | 32036
HVAC ¦ Fan ¦ Central Ventilation Systems ¦ Extract | 1 | Medium | B | 11 | 2035 | 5 | 3 | 3.2 | 24313 | 25189
Electrical ¦ LV Distribution ¦ Distribution Board ¦ Main | 1 | High | B | 1 | 2025 | 5 | 2 | 2.7 | 13950 | 3692
Electrical ¦ LV Distribution ¦ Distribution Board ¦ Main | 1 | High | B | 1 | 2025 | 5 | 2 | 2.7 | 13951 | 3693
Electrical ¦ LV Distribution ¦ Distribution Board ¦ Sub | 1 | High | B | 16 | 2040 | 5 | 2 | 2.7 | 13952 | 29167
Electrical ¦ LV Distribution ¦ Distribution Board ¦ Main | 1 | High | B | 15 | 2039 | 5 | 2 | 2.7 | 13953 | 28153
Fire ¦ Fire Fighting ¦ Fire Extinguishers ¦ Powder | 1 | Urgent | A | 8 | 2032 | 6 | 1 | 2.5 | 10879 | 20656
Electrical ¦ LV Distribution ¦ Distribution Board ¦ Sub | 1 | High | B | 19 | 2043 | 5 | 2 | 2.7 | 13954 | 31186
Electrical ¦ LV Distribution ¦ Distribution Board ¦ Sub | 1 | High | B | 1 | 2025 | 5 | 2 | 2.7 | 13955 | 3694
Electrical ¦ LV Distribution ¦ Distribution Board ¦ Main | 1 | High | B | 1 | 2025 | 5 | 2 | 2.7 | 13956 | 3695
Electrical ¦ LV Distribution ¦ Distribution Board ¦ Main | 1 | High | B | 1 | 2025 | 5 | 2 | 2.7 | 13957 | 3696
HVAC ¦ Fan ¦ Local and Special Ventilation ¦ Extract | 1 | Medium | B | 1 | 2025 | 5 | 3 | 3.2 | 24314 | 7941
HVAC ¦ Fan ¦ Local and Special Ventilation ¦ Extract | 1 | Medium | B | 1 | 2025 | 5 | 3 | 3.2 | 24315 | 7942
Fabric ¦ Superstructure ¦ Internal Doors ¦ Roller Shutters ¦ Electric Roller Shutter | 1 | Medium | B | 21 | 2045 | 5 | 3 | 3.2 | 24316 | 32795
Electrical ¦ LV Distribution ¦ Distribution Board ¦ Sub | 1 | High | B | 10 | 2034 | 5 | 2 | 2.7 | 13958 | 22356
Electrical ¦ Lighting ¦ External ¦ General - LED | 2 | Medium | B | 1 | 2025 | 5 | 3 | 3.2 | 24317 | 7943
Electrical ¦ LV Distribution ¦ Distribution Board ¦ Sub | 1 | High | B | 18 | 2042 | 5 | 2 | 2.7 | 13959 | 30819
Fabric ¦ Barriers and Guardrails ¦ Vehicle Crash Protection Barrier | 1 | V Low | B | 1 | 2025 | 5 | 4 | 3.7 | 33021 | 11978
Fabric ¦ Barriers and Guardrails ¦ Vehicle Crash Protection Barrier | 1 | V Low | B | 1 | 2025 | 5 | 4 | 3.7 | 33022 | 11979
Electrical ¦ Lighting ¦ Internal ¦ General | 4 | Medium | B | 1 | 2025 | 5 | 3 | 3.2 | 24318 | 7944
HVAC ¦ Fan ¦ Local and Special Ventilation ¦ Ventilating - General | 1 | Medium | B | 5 | 2029 | 5 | 3 | 3.2 | 24319 | 15066
Electrical ¦ LV Distribution ¦ Distribution Board ¦ Sub | 1 | High | B | 1 | 2025 | 5 | 2 | 2.7 | 13960 | 3697
Electrical ¦ Lighting ¦ External ¦ General - Non-LED | 1 | Medium | B | 1 | 2025 | 5 | 3 | 3.2 | 24320 | 7945
Fire ¦ Fire Fighting ¦ Fire Extinguishers ¦ CO2 | 1 | Urgent | B | 2 | 2026 | 5 | 1 | 2.2 | 4634 | 12579
Fire ¦ Fire Fighting ¦ Fire Extinguishers ¦ Foam | 3 | Urgent | B | 7 | 2031 | 5 | 1 | 2.2 | 4635 | 19307
HVAC ¦ Heat Emitters - Local ¦ Gas Fired Unit Heaters | 1 | Medium | B | 5 | 2029 | 5 | 3 | 3.2 | 24321 | 15067
Fabric ¦ Superstructure ¦ Windows and External Doors ¦ Roller Shutters ¦ Electric Roller Shutter | 1 | High | B | 21 | 2045 | 5 | 2 | 2.7 | 13961 | 32620
Electrical ¦ Lighting ¦ Internal ¦ General | 14 | Medium | B | 16 | 2040 | 5 | 3 | 3.2 | 24322 | 29519
Electrical ¦ Lighting ¦ Internal ¦ Emergency ¦ Self Contained ¦ LED | 8 | Urgent | A | 23 | 2047 | 6 | 1 | 2.5 | 10880 | 33167
Fabric ¦ Superstructure ¦ Internal Doors ¦ Roller Shutters ¦ Internal Manual Roller Shutter | 1 | Medium | B | 1 | 2025 | 5 | 3 | 3.2 | 24323 | 7946
Electrical ¦ Lighting ¦ Internal ¦ General ¦ LED Fittings & Luminaires | 90 | Medium | A | 19 | 2043 | 6 | 3 | 3.5 | 32520 | 31388
HVAC ¦ Heat Emitters - Local ¦ Electric Heaters | 5 | Medium | B | 1 | 2025 | 5 | 3 | 3.2 | 24324 | 7947
HVAC ¦ Heat Emitters - Local ¦ Electric Heaters | 1 | Medium | B | 1 | 2025 | 5 | 3 | 3.2 | 24325 | 7948
Fabric ¦ Superstructure ¦ Windows and External Doors ¦ Roller Shutters ¦ Manual Roller Shutter | 1 | High | B | 1 | 2025 | 5 | 2 | 2.7 | 13962 | 3698
HVAC ¦ Heat Emitters - Local ¦ Gas Fired Unit Heaters | 1 | Medium | DX | 1 | 2025 | 1 | 3 | 2 | 871 | 583
Electrical ¦ Lighting ¦ Internal ¦ Emergency ¦ Self Contained ¦ LED | 1 | Urgent | B | 17 | 2041 | 5 | 1 | 2.2 | 4636 | 30090
Electrical ¦ Lighting ¦ Internal ¦ Emergency ¦ Self Contained ¦ LED | 3 | Urgent | B | 22 | 2046 | 5 | 1 | 2.2 | 4637 | 32899
HVAC ¦ Heat Emitters - Local ¦ Electric Heaters | 3 | Medium | B | 1 | 2025 | 5 | 3 | 3.2 | 24326 | 7949
Fire ¦ Fire Fighting ¦ Fire Extinguishers ¦ Foam | 1 | Urgent | B | 10 | 2034 | 5 | 1 | 2.2 | 4638 | 22047
Fabric ¦ Superstructure ¦ Internal Doors ¦ Roller Shutters ¦ Electric Roller Shutter | 1 | Medium | B | 21 | 2045 | 5 | 3 | 3.2 | 24327 | 32796
Fabric ¦ Superstructure ¦ Windows and External Doors ¦ Roller Shutters ¦ Electric Roller Shutter | 1 | High | B | 21 | 2045 | 5 | 2 | 2.7 | 13963 | 32621
Electrical ¦ Lighting ¦ Internal ¦ Emergency ¦ Self Contained ¦ LED | 2 | Urgent | B | 17 | 2041 | 5 | 1 | 2.2 | 4639 | 30091
Fire ¦ Fire Fighting ¦ Fire Extinguishers ¦ CO2 | 2 | Urgent | B | 2 | 2026 | 5 | 1 | 2.2 | 4640 | 12580
Electrical ¦ LV Distribution ¦ Distribution Board ¦ Sub | 1 | High | C | 1 | 2025 | 4 | 2 | 2.4 | 10542 | 2398
HVAC ¦ Fan ¦ Local and Special Ventilation ¦ Extract | 1 | Medium | B | 1 | 2025 | 5 | 3 | 3.2 | 24328 | 7950
Water ¦ Local Hot Water ¦ Instantaneous Electric Water Heater - Non-Drinking Water | 1 | Medium | B | 1 | 2025 | 5 | 3 | 3.2 | 24329 | 7951
Fabric ¦ Superstructure ¦ Windows and External Doors ¦ External Doors ¦ Entrance Doors | 1 | High | B | 1 | 2025 | 5 | 2 | 2.7 | 13964 | 3699
Fire ¦ Fire Detection ¦ Fire Alarm Panel / Repeater | 1 | Urgent | B | 14 | 2038 | 5 | 1 | 2.2 | 4641 | 27363
Fabric ¦ Superstructure ¦ Windows and External Doors ¦ Roller Shutters ¦ Electric Roller Shutter | 1 | High | A | 23 | 2047 | 6 | 2 | 3 | 19552 | 33223
Electrical ¦ Lighting ¦ External ¦ General - LED | 2 | Medium | B | 1 | 2025 | 5 | 3 | 3.2 | 24330 | 7952
HVAC ¦ Central Air Conditioning ¦ Air Conditioning ¦ Multi-Split Condenser - Split Systems/Heat Pumps - Air-cooled with Direct Expansion Evaporator (DX) | 1 | Medium | B | 1 | 2025 | 5 | 3 | 3.2 | 24331 | 7953
HVAC ¦ Central Air Conditioning ¦ Air Conditioning ¦ Multi-Split Condenser - Split Systems/Heat Pumps - Air-cooled with Direct Expansion Evaporator (DX) | 1 | Medium | B | 11 | 2035 | 5 | 3 | 3.2 | 24332 | 25190
Controls ¦ Multi-System Controls ¦ Instrument Control Panel | 1 | Medium | B | 14 | 2038 | 5 | 3 | 3.2 | 24333 | 27564
Electrical ¦ Lighting ¦ External ¦ General - Non-LED | 9 | Medium | CX | 1 | 2025 | 2 | 3 | 2.3 | 10164 | 2108
Fabric ¦ Superstructure ¦ Internal Doors ¦ Roller Shutters ¦ Internal Manual Roller Shutter | 1 | Medium | B | 1 | 2025 | 5 | 3 | 3.2 | 24334 | 7954
Fabric ¦ Superstructure ¦ Windows and External Doors ¦ Roller Shutters ¦ Electric Roller Shutter | 1 | High | B | 1 | 2025 | 5 | 2 | 2.7 | 13965 | 3700
Electrical ¦ Lighting ¦ Internal ¦ General ¦ LED Fittings & Luminaires | 2 | Medium | B | 16 | 2040 | 5 | 3 | 3.2 | 24335 | 29520
Electrical ¦ Lighting ¦ Internal ¦ General ¦ LED Fittings & Luminaires | 42 | Medium | B | 16 | 2040 | 5 | 3 | 3.2 | 24336 | 29521
Electrical ¦ Specialist Lighting ¦ Internal ¦ Illuminated Fire Exit Signage | 3 | Urgent | B | 16 | 2040 | 5 | 1 | 2.2 | 4642 | 28781
Electrical ¦ Lighting ¦ Internal ¦ Emergency ¦ Self Contained ¦ LED | 10 | Urgent | B | 15 | 2039 | 5 | 1 | 2.2 | 4643 | 27854
Fire ¦ Fire Fighting ¦ Fire Extinguishers ¦ Foam | 3 | Urgent | B | 8 | 2032 | 5 | 1 | 2.2 | 4644 | 20404
Fire ¦ Fire Fighting ¦ Fire Extinguishers ¦ CO2 | 2 | Urgent | B | 6 | 2030 | 5 | 1 | 2.2 | 4645 | 16306
HVAC ¦ Central Heating (Internally Sourced) ¦ Boiler ¦ Atmospheric Gas Burner - Condensing Boiler | 1 | High | B | 10 | 2034 | 5 | 2 | 2.7 | 13966 | 22357
Fabric ¦ Superstructure ¦ Windows and External Doors ¦ External Windows ¦ Roller Shutters ¦ External Window Shutters ¦ Manual | 1 | Medium | B | 1 | 2025 | 5 | 3 | 3.2 | 24337 | 7955
Fire ¦ Fire Fighting ¦ Fire Extinguishers ¦ Foam | 5 | Urgent | B | 6 | 2030 | 5 | 1 | 2.2 | 4646 | 16307
Electrical ¦ Lighting ¦ Internal ¦ General ¦ LED Fittings & Luminaires | 106 | Medium | B | 17 | 2041 | 5 | 3 | 3.2 | 24338 | 30469
Electrical ¦ Lighting ¦ Internal ¦ General | 1 | Medium | B | 1 | 2025 | 5 | 3 | 3.2 | 24339 | 7956
HVAC ¦ Heat Emitters - Local ¦ Electric Heaters | 1 | Medium | B | 1 | 2025 | 5 | 3 | 3.2 | 24340 | 7957
Electrical ¦ LV Distribution ¦ Distribution Board ¦ Main | 1 | High | B | 19 | 2043 | 5 | 2 | 2.7 | 13967 | 31187
Electrical ¦ Lighting ¦ External ¦ General - LED | 1 | Medium | B | 11 | 2035 | 5 | 3 | 3.2 | 24341 | 25191
Communication and Control ¦ Communication Systems ¦ Public Address (PA) System | 1 | Medium | B | 16 | 2040 | 5 | 3 | 3.2 | 24342 | 29522
Fire ¦ Fire Fighting ¦ Fire Extinguishers ¦ Foam | 4 | Urgent | B | 6 | 2030 | 5 | 1 | 2.2 | 4647 | 16308
HVAC ¦ Fan ¦ Local and Special Ventilation ¦ Extract Fans - Twin Toilet | 1 | Medium | B | 5 | 2029 | 5 | 3 | 3.2 | 24343 | 15068
HVAC ¦ Central Air Conditioning ¦ Air Conditioning ¦ Multi-Split Evaporator - Split Systems/Heat Pumps - Air-cooled with Direct Expansion Evaporator (DX) | 1 | Medium | B | 11 | 2035 | 5 | 3 | 3.2 | 24344 | 25192
Electrical ¦ Lighting ¦ External ¦ General - Non-LED | 3 | Medium | B | 5 | 2029 | 5 | 3 | 3.2 | 24345 | 15069
Electrical ¦ LV Distribution ¦ Distribution Board ¦ Sub | 1 | High | B | 14 | 2038 | 5 | 2 | 2.7 | 13968 | 27451
HVAC ¦ Fan ¦ Local and Special Ventilation ¦ Extract | 1 | Medium | B | 11 | 2035 | 5 | 3 | 3.2 | 24346 | 25193
Fire ¦ Fire Fighting ¦ Fire Extinguishers ¦ Powder | 2 | Urgent | B | 6 | 2030 | 5 | 1 | 2.2 | 4648 | 16309
Electrical ¦ Lighting ¦ Internal ¦ Emergency ¦ Self Contained ¦ LED | 19 | Urgent | B | 21 | 2045 | 5 | 1 | 2.2 | 4649 | 32037
HVAC ¦ Fan ¦ Local and Special Ventilation ¦ Fans Window or Wall Mounted | 1 | Medium | B | 11 | 2035 | 5 | 3 | 3.2 | 24347 | 25194
Water ¦ Local Hot Water ¦ Instantaneous Electric Water Heater - Non-Drinking Water | 1 | Medium | B | 5 | 2029 | 5 | 3 | 3.2 | 24348 | 15070
Fabric ¦ Superstructure ¦ Windows and External Doors ¦ Roller Shutters ¦ Manual Roller Shutter | 1 | High | B | 21 | 2045 | 5 | 2 | 2.7 | 13969 | 32622
Electrical ¦ Lighting ¦ Internal ¦ General | 54 | Medium | B | 1 | 2025 | 5 | 3 | 3.2 | 24349 | 7958
Fire ¦ Fire Fighting ¦ Fire Extinguishers ¦ CO2 | 5 | Urgent | A | 8 | 2032 | 6 | 1 | 2.5 | 10881 | 20657
HVAC ¦ Fan ¦ Local and Special Ventilation ¦ Extract | 1 | Medium | B | 1 | 2025 | 5 | 3 | 3.2 | 24350 | 7959
Fabric ¦ Barriers and Guardrails ¦ Vehicle Crash Protection Barrier | 1 | V Low | B | 1 | 2025 | 5 | 4 | 3.7 | 33023 | 11980
Fire ¦ Fire Fighting ¦ Fire Extinguishers ¦ CO2 | 5 | Urgent | B | 6 | 2030 | 5 | 1 | 2.2 | 4650 | 16310
HVAC ¦ Central Heating (Internally Sourced) ¦ Boiler ¦ Atmospheric Gas Burner Boiler - Small and/or Wall Hung for Light Commercial Installation | 1 | Medium | C | 1 | 2025 | 4 | 3 | 2.9 | 18605 | 5527
Fire ¦ Fire Fighting ¦ Fire Extinguishers ¦ Foam | 1 | Urgent | B | 6 | 2030 | 5 | 1 | 2.2 | 4651 | 16311
HVAC ¦ Fan ¦ Local and Special Ventilation ¦ Ventilating - General | 1 | Medium | B | 5 | 2029 | 5 | 3 | 3.2 | 24351 | 15071
Water ¦ Local Hot Water ¦ Instantaneous Electric Water Heater - Non-Drinking Water | 1 | Medium | B | 1 | 2025 | 5 | 3 | 3.2 | 24352 | 7960
Transport ¦ Lifts ¦ Passenger Lift Hydraulic ¦ Hydraulic | 1 | Medium | B | 3 | 2027 | 5 | 3 | 3.2 | 24353 | 13528
Fabric ¦ Barriers and Guardrails ¦ Vehicle Crash Protection Barrier | 1 | V Low | B | 1 | 2025 | 5 | 4 | 3.7 | 33024 | 11981
Fabric ¦ Superstructure ¦ Windows and External Doors ¦ External Doors ¦ Entrance Doors | 1 | High | B | 27 | 2051 | 5 | 2 | 2.7 | 13970 | 33570
Security ¦ Access ¦ Access Control ¦ Door ¦ Local Lock / Keypad / Manual | 1 | Medium | B | 11 | 2035 | 5 | 3 | 3.2 | 24354 | 25195
Electrical ¦ Lighting ¦ Internal ¦ General ¦ LED Fittings & Luminaires | 7 | Medium | B | 17 | 2041 | 5 | 3 | 3.2 | 24355 | 30470
HVAC ¦ Local Air Conditioning ¦ Single-Split Condenser - Split Systems/Heat Pumps - Air-cooled with Direct Expansion Evaporator (DX) | 1 | Medium | B | 1 | 2025 | 5 | 3 | 3.2 | 24356 | 7961
Fire ¦ Fire Fighting ¦ Fire Extinguishers ¦ CO2 | 1 | Urgent | B | 6 | 2030 | 5 | 1 | 2.2 | 4652 | 16312
Electrical ¦ Lighting ¦ Internal ¦ General | 1 | Medium | B | 1 | 2025 | 5 | 3 | 3.2 | 24357 | 7962
Fabric ¦ Barriers and Guardrails ¦ Vehicle Crash Protection Barrier | 1 | V Low | B | 1 | 2025 | 5 | 4 | 3.7 | 33025 | 11982
Electrical ¦ Specialist Lighting ¦ Internal ¦ Illuminated Fire Exit Signage | 6 | Urgent | B | 10 | 2034 | 5 | 1 | 2.2 | 4653 | 22048
Electrical ¦ Specialist Lighting ¦ Internal ¦ Illuminated Fire Exit Signage | 5 | Urgent | B | 16 | 2040 | 5 | 1 | 2.2 | 4654 | 28782
Fabric ¦ Superstructure ¦ Internal Doors ¦ Roller Shutters ¦ Electric Roller Shutter | 1 | Medium | B | 1 | 2025 | 5 | 3 | 3.2 | 24358 | 7963
Electrical ¦ Lighting ¦ Internal ¦ General ¦ LED Fittings & Luminaires | 1 | Medium | B | 16 | 2040 | 5 | 3 | 3.2 | 24359 | 29523
Security ¦ Access ¦ Access Control ¦ Gate Access - Local Lock / Keypad / Manual (External) | 1 | Medium | B | 5 | 2029 | 5 | 3 | 3.2 | 24360 | 15072
Electrical ¦ Lighting ¦ External ¦ General - Non-LED | 3 | Medium | B | 7 | 2031 | 5 | 3 | 3.2 | 24361 | 19931
Electrical ¦ Lighting ¦ Internal ¦ Emergency ¦ Self Contained ¦ LED | 2 | Urgent | B | 15 | 2039 | 5 | 1 | 2.2 | 4655 | 27855
HVAC ¦ Heat Emitters - Local ¦ Electric Heaters | 3 | Medium | B | 1 | 2025 | 5 | 3 | 3.2 | 24362 | 7964
Electrical ¦ Specialist Lighting ¦ Internal ¦ Illuminated Fire Exit Signage | 4 | Urgent | B | 10 | 2034 | 5 | 1 | 2.2 | 4656 | 22049
Electrical ¦ Lighting ¦ External ¦ General - LED | 1 | Medium | B | 1 | 2025 | 5 | 3 | 3.2 | 24363 | 7965
Electrical ¦ LV Distribution ¦ Distribution Board ¦ Sub | 1 | High | B | 1 | 2025 | 5 | 2 | 2.7 | 13971 | 3701
HVAC ¦ Fan ¦ Local and Special Ventilation ¦ Extract | 1 | Medium | B | 1 | 2025 | 5 | 3 | 3.2 | 24364 | 7966
Electrical ¦ LV Distribution ¦ Distribution Board ¦ Main | 1 | High | DX | 1 | 2025 | 1 | 2 | 1.5 | 391 | 351
Fabric ¦ Superstructure ¦ Windows and External Doors ¦ External Doors ¦ Manual and Automatic Doors ¦ Emergency and Panic Escape Doors | 1 | Urgent | B | 15 | 2039 | 5 | 1 | 2.2 | 4657 | 27856
Electrical ¦ Lighting ¦ External ¦ General - Non-LED | 6 | Medium | B | 1 | 2025 | 5 | 3 | 3.2 | 24365 | 7967
Electrical ¦ Lighting ¦ External ¦ General - LED | 3 | Medium | B | 11 | 2035 | 5 | 3 | 3.2 | 24366 | 25196
Fire ¦ Fire Fighting ¦ Fire Extinguishers ¦ CO2 | 4 | Urgent | B | 7 | 2031 | 5 | 1 | 2.2 | 4658 | 19308
Fire ¦ Fire Detection ¦ Fire Alarm Panel / Repeater | 1 | Urgent | B | 11 | 2035 | 5 | 1 | 2.2 | 4659 | 23600
HVAC ¦ Fan ¦ Central Heating ¦ Axial | 1 | High | B | 5 | 2029 | 5 | 2 | 2.7 | 13972 | 14638
Fire ¦ Fire Fighting ¦ Fire Extinguishers ¦ Foam | 3 | Urgent | B | 6 | 2030 | 5 | 1 | 2.2 | 4660 | 16313
Electrical ¦ Lighting ¦ External ¦ General - LED | 2 | Medium | B | 11 | 2035 | 5 | 3 | 3.2 | 24367 | 25197
Security ¦ Access ¦ Access Control ¦ Gate Access - Local Lock / Keypad / Manual (External) | 2 | Medium | B | 5 | 2029 | 5 | 3 | 3.2 | 24368 | 15073
HVAC ¦ Fan ¦ Local and Special Ventilation ¦ Fans Window or Wall Mounted | 1 | Medium | B | 9 | 2033 | 5 | 3 | 3.2 | 24369 | 21759
Electrical ¦ LV Distribution ¦ Distribution Board ¦ Sub | 1 | High | B | 16 | 2040 | 5 | 2 | 2.7 | 13973 | 29168
Electrical ¦ Specialist Lighting ¦ Internal ¦ Illuminated Fire Exit Signage | 2 | Urgent | B | 17 | 2041 | 5 | 1 | 2.2 | 4661 | 30092
Controls ¦ Multi-System Controls ¦ Control Panel - Electrical Services (excluding Electrical Controllers and Pneumatic Relays) | 1 | Medium | C | 1 | 2025 | 4 | 3 | 2.9 | 18606 | 5528
Fabric ¦ Superstructure ¦ Windows and External Doors ¦ External Doors ¦ Entrance Doors | 1 | High | B | 21 | 2045 | 5 | 2 | 2.7 | 13974 | 32623
Electrical ¦ Lighting ¦ Internal ¦ Emergency ¦ Self Contained ¦ LED | 8 | Urgent | B | 1 | 2025 | 5 | 1 | 2.2 | 4662 | 1309
Electrical ¦ Lighting ¦ Internal ¦ General ¦ LED Fittings & Luminaires | 85 | Medium | B | 16 | 2040 | 5 | 3 | 3.2 | 24370 | 29524
Electrical ¦ Lighting ¦ External ¦ General - Non-LED | 1 | Medium | B | 1 | 2025 | 5 | 3 | 3.2 | 24371 | 7968
Water ¦ Central Hot Water Distribution ¦ Hot water cylinders | 1 | High | B | 1 | 2025 | 5 | 2 | 2.7 | 13975 | 3702
Fabric ¦ Superstructure ¦ Windows and External Doors ¦ External Doors ¦ Manual and Automatic Doors ¦ Emergency and Panic Escape Doors | 1 | Urgent | B | 31 | 2055 | 5 | 1 | 2.2 | 4663 | 33749
HVAC ¦ Fan ¦ Central Heating ¦ Axial | 1 | High | B | 1 | 2025 | 5 | 2 | 2.7 | 13976 | 3703
Fire ¦ Fire Fighting ¦ Fire Extinguishers ¦ CO2 | 1 | Urgent | B | 9 | 2033 | 5 | 1 | 2.2 | 4664 | 21321
HVAC ¦ Fan ¦ Local and Special Ventilation ¦ Extract | 1 | Medium | B | 1 | 2025 | 5 | 3 | 3.2 | 24372 | 7969
Fabric ¦ Superstructure ¦ Windows and External Doors ¦ Roller Shutters ¦ Electric Roller Shutter | 1 | High | B | 1 | 2025 | 5 | 2 | 2.7 | 13977 | 3704
HVAC ¦ Fan ¦ Central Ventilation Systems ¦ Extract | 1 | Medium | B | 1 | 2025 | 5 | 3 | 3.2 | 24373 | 7970
Fabric ¦ Superstructure ¦ Windows and External Doors ¦ External Doors ¦ Entrance Doors | 1 | High | B | 6 | 2030 | 5 | 2 | 2.7 | 13978 | 17576
Fabric ¦ Superstructure ¦ Windows and External Doors ¦ External Doors ¦ Manual and Automatic Doors ¦ Emergency and Panic Escape Doors | 1 | Urgent | B | 8 | 2032 | 5 | 1 | 2.2 | 4665 | 20405
HVAC ¦ Fan ¦ Local and Special Ventilation ¦ Fans Window or Wall Mounted | 1 | Medium | B | 11 | 2035 | 5 | 3 | 3.2 | 24374 | 25198
Fabric ¦ Superstructure ¦ Windows and External Doors ¦ External Doors ¦ Entrance Doors | 1 | High | B | 31 | 2055 | 5 | 2 | 2.7 | 13979 | 33795
HVAC ¦ Fan ¦ Central Heating ¦ Axial | 1 | High | B | 5 | 2029 | 5 | 2 | 2.7 | 13980 | 14639
Fabric ¦ Superstructure ¦ Windows and External Doors ¦ External Doors ¦ Manual and Automatic Doors ¦ Emergency and Panic Escape Doors | 1 | Urgent | B | 6 | 2030 | 5 | 1 | 2.2 | 4666 | 16314
HVAC ¦ Heat Emitters - Local ¦ Electric Heaters | 1 | Medium | C | 3 | 2027 | 4 | 3 | 2.9 | 18607 | 13411
Electrical ¦ Specialist Lighting ¦ Internal ¦ Illuminated Fire Exit Signage | 2 | Urgent | B | 18 | 2042 | 5 | 1 | 2.2 | 4667 | 30643
HVAC ¦ Local and Special Ventilation ¦ Unit extract fans. | 1 | Medium | B | 11 | 2035 | 5 | 3 | 3.2 | 24375 | 25199
Electrical ¦ Lighting ¦ Internal ¦ Emergency ¦ Self Contained ¦ LED | 1 | Urgent | B | 16 | 2040 | 5 | 1 | 2.2 | 4668 | 28783
Fire ¦ Fire Fighting ¦ Fire Extinguishers ¦ Powder | 1 | Urgent | B | 7 | 2031 | 5 | 1 | 2.2 | 4669 | 19309
Electrical ¦ Lighting ¦ Internal ¦ General ¦ LED Fittings & Luminaires | 2 | Medium | B | 3 | 2027 | 5 | 3 | 3.2 | 24376 | 13529
Electrical ¦ Lighting ¦ External ¦ General - LED | 2 | Medium | B | 11 | 2035 | 5 | 3 | 3.2 | 24377 | 25200
HVAC ¦ Fan ¦ Local and Special Ventilation ¦ Axial | 1 | Medium | B | 1 | 2025 | 5 | 3 | 3.2 | 24378 | 7971
HVAC ¦ Fan ¦ Local and Special Ventilation ¦ Extract Fans - Twin Toilet | 1 | Medium | B | 10 | 2034 | 5 | 3 | 3.2 | 24379 | 22798
Fabric ¦ Superstructure ¦ Windows and External Doors ¦ Roller Shutters ¦ Electric Roller Shutter | 1 | High | B | 1 | 2025 | 5 | 2 | 2.7 | 13981 | 3705
Electrical ¦ LV Distribution ¦ Distribution Board ¦ Sub | 1 | High | B | 1 | 2025 | 5 | 2 | 2.7 | 13982 | 3706
Water ¦ Local Hot Water ¦ Package Electric Water Heaters - Non-Drinking Water | 1 | Medium | C | 1 | 2025 | 4 | 3 | 2.9 | 18608 | 5529
Electrical ¦ Lighting ¦ External ¦ General - Non-LED | 6 | Medium | B | 9 | 2033 | 5 | 3 | 3.2 | 24380 | 21760
HVAC ¦ Heat Emitters - Central ¦ Radiators ¦ Steel | 4 | Medium | C | 11 | 2035 | 4 | 3 | 2.9 | 18609 | 24868
Fire ¦ Fire Fighting ¦ Fire Extinguishers ¦ CO2 | 2 | Urgent | B | 6 | 2030 | 5 | 1 | 2.2 | 4670 | 16315
Electrical ¦ LV Distribution ¦ Distribution Board ¦ Main | 1 | High | D | 1 | 2025 | 3 | 2 | 2.1 | 1148 | 785
Fabric ¦ Superstructure ¦ Windows and External Doors ¦ External Doors ¦ Entrance Doors | 1 | High | CX | 1 | 2025 | 2 | 2 | 1.8 | 512 | 411
Electrical ¦ Lighting ¦ Internal ¦ Emergency ¦ Self Contained ¦ LED | 16 | Urgent | D | 19 | 2043 | 3 | 1 | 1.6 | 441 | 31030
Fire ¦ Fire Fighting ¦ Fire Extinguishers ¦ CO2 | 1 | Urgent | B | 6 | 2030 | 5 | 1 | 2.2 | 4671 | 16316
HVAC ¦ Heat Emitters - Local ¦ Electric Heaters | 5 | Medium | B | 5 | 2029 | 5 | 3 | 3.2 | 24381 | 15074
Electrical ¦ LV Distribution ¦ Distribution Board ¦ Main | 1 | High | C | 1 | 2025 | 4 | 2 | 2.4 | 10543 | 2399
Fabric ¦ Superstructure ¦ Windows and External Doors ¦ External Doors ¦ Entrance Doors | 1 | High | B | 11 | 2035 | 5 | 2 | 2.7 | 13983 | 24390
Electrical ¦ Lighting ¦ Internal ¦ Emergency ¦ Self Contained ¦ LED | 1 | Urgent | B | 21 | 2045 | 5 | 1 | 2.2 | 4672 | 32038
HVAC ¦ Heat Emitters - Local ¦ Electric Overdoor Air Curtain/Heater | 1 | Medium | B | 1 | 2025 | 5 | 3 | 3.2 | 24382 | 7972
HVAC ¦ Local and Special Ventilation ¦ Unit extract fans. | 1 | Medium | B | 5 | 2029 | 5 | 3 | 3.2 | 24383 | 15075
Fabric ¦ Superstructure ¦ Windows and External Doors ¦ Roller Shutters ¦ Manual Roller Shutter | 1 | High | B | 1 | 2025 | 5 | 2 | 2.7 | 13984 | 3707
Electrical ¦ Lighting ¦ Internal ¦ General | 3 | Medium | B | 1 | 2025 | 5 | 3 | 3.2 | 24384 | 7973
Electrical ¦ Lighting ¦ Internal ¦ General ¦ LED Fittings & Luminaires | 26 | Medium | B | 16 | 2040 | 5 | 3 | 3.2 | 24385 | 29525
Electrical ¦ LV Distribution ¦ Distribution Board ¦ Sub | 1 | High | B | 1 | 2025 | 5 | 2 | 2.7 | 13985 | 3708
Fabric ¦ Superstructure ¦ Windows and External Doors ¦ External Doors ¦ Manual and Automatic Doors ¦ Emergency and Panic Escape Doors | 1 | Urgent | B | 28 | 2052 | 5 | 1 | 2.2 | 4673 | 33603
Fire ¦ Fire Fighting ¦ Fire Extinguishers ¦ Foam | 1 | Urgent | B | 1 | 2025 | 5 | 1 | 2.2 | 4674 | 1310
Fabric ¦ Superstructure ¦ Windows and External Doors ¦ External Windows ¦ Roller Shutters ¦ External Window Shutters ¦ Electric | 1 | Medium | B | 1 | 2025 | 5 | 3 | 3.2 | 24386 | 7974
Fabric ¦ Superstructure ¦ Windows and External Doors ¦ External Doors ¦ Entrance Doors | 1 | High | B | 18 | 2042 | 5 | 2 | 2.7 | 13986 | 30820
Electrical ¦ Specialist Lighting ¦ Internal ¦ Illuminated Fire Exit Signage | 3 | Urgent | B | 10 | 2034 | 5 | 1 | 2.2 | 4675 | 22050
Electrical ¦ Lighting ¦ Internal ¦ Emergency ¦ Self Contained ¦ LED | 16 | Urgent | B | 21 | 2045 | 5 | 1 | 2.2 | 4676 | 32039
HVAC ¦ Heat Emitters - Local ¦ Electric Heaters | 1 | Medium | B | 1 | 2025 | 5 | 3 | 3.2 | 24387 | 7975
HVAC ¦ Heat Emitters - Local ¦ Gas Fired Unit Heaters | 1 | Medium | C | 10 | 2034 | 4 | 3 | 2.9 | 18610 | 22532
HVAC ¦ Fan ¦ Local and Special Ventilation ¦ Kitchen Vent ¦ Fans Window or Wall Mounted | 1 | Medium | B | 12 | 2036 | 5 | 3 | 3.2 | 24388 | 26494
Fire ¦ Fire Fighting ¦ Fire Extinguishers ¦ Foam | 1 | Urgent | B | 6 | 2030 | 5 | 1 | 2.2 | 4677 | 16317
Fire ¦ Fire Fighting ¦ Fire Extinguishers ¦ CO2 | 1 | Urgent | B | 6 | 2030 | 5 | 1 | 2.2 | 4678 | 16318
Electrical ¦ LV Distribution ¦ Distribution Board ¦ Sub | 1 | High | B | 3 | 2027 | 5 | 2 | 2.7 | 13987 | 13360
Fire ¦ Fire Fighting ¦ Fire Extinguishers ¦ Foam | 4 | Urgent | B | 8 | 2032 | 5 | 1 | 2.2 | 4679 | 20406
Security ¦ Access ¦ Access Control ¦ Gate Access - Local Lock / Keypad / Manual (External) | 1 | Medium | B | 1 | 2025 | 5 | 3 | 3.2 | 24389 | 7976
Water ¦ Local Hot Water ¦ Instantaneous Electric Water Heater - Non-Drinking Water | 1 | Medium | C | 1 | 2025 | 4 | 3 | 2.9 | 18611 | 5530
HVAC ¦ Heat Emitters - Local ¦ Gas Fired Natural and Fan Assisted Heaters | 1 | Medium | B | 1 | 2025 | 5 | 3 | 3.2 | 24390 | 7977
Fabric ¦ Superstructure ¦ Windows and External Doors ¦ External Doors ¦ Entrance Doors | 1 | High | B | 6 | 2030 | 5 | 2 | 2.7 | 13988 | 17577
Electrical ¦ Lighting ¦ Internal ¦ General | 7 | Medium | B | 1 | 2025 | 5 | 3 | 3.2 | 24391 | 7978
Fabric ¦ Superstructure ¦ Windows and External Doors ¦ External Doors ¦ Manual and Automatic Doors ¦ Emergency and Panic Escape Doors | 1 | Urgent | B | 1 | 2025 | 5 | 1 | 2.2 | 4680 | 1311
Water ¦ Local Hot Water ¦ Package Electric Water Heaters - Non-Drinking Water | 1 | Medium | B | 1 | 2025 | 5 | 3 | 3.2 | 24392 | 7979
HVAC ¦ Local Air Conditioning ¦ Single-Split Condenser - Split Systems/Heat Pumps - Air-cooled with Direct Expansion Evaporator (DX) | 1 | Medium | B | 1 | 2025 | 5 | 3 | 3.2 | 24393 | 7980
Fire ¦ Fire Fighting ¦ Fire Extinguishers ¦ CO2 | 3 | Urgent | B | 7 | 2031 | 5 | 1 | 2.2 | 4681 | 19310
HVAC ¦ Central Air Conditioning ¦ Air Conditioning ¦ Multi-Split Evaporator - Split Systems/Heat Pumps - Air-cooled with Direct Expansion Evaporator (DX) | 1 | Medium | B | 6 | 2030 | 5 | 3 | 3.2 | 24394 | 18640
Electrical ¦ LV Distribution ¦ Distribution Board ¦ Sub | 1 | High | B | 19 | 2043 | 5 | 2 | 2.7 | 13989 | 31188
HVAC ¦ Heat Emitters - Local ¦ Gas Fired Natural and Fan Assisted Heaters | 1 | Medium | B | 1 | 2025 | 5 | 3 | 3.2 | 24395 | 7981
HVAC ¦ Fan ¦ Local and Special Ventilation ¦ Ventilating - General | 1 | Medium | B | 5 | 2029 | 5 | 3 | 3.2 | 24396 | 15076
HVAC ¦ Fan ¦ Local and Special Ventilation ¦ Extract | 1 | Medium | C | 1 | 2025 | 4 | 3 | 2.9 | 18612 | 5531
HVAC ¦ Heat Emitters - Local ¦ Gas Fired Natural and Fan Assisted Heaters | 1 | Medium | B | 5 | 2029 | 5 | 3 | 3.2 | 24397 | 15077
Water ¦ Central Hot Water Distribution ¦ Direct fired Water Heaters | 1 | Low | B | 1 | 2025 | 5 | 4 | 3.7 | 33026 | 11983
Fabric ¦ Superstructure ¦ Windows and External Doors ¦ External Doors ¦ Manual and Automatic Doors ¦ Emergency and Panic Escape Doors | 1 | Urgent | B | 11 | 2035 | 5 | 1 | 2.2 | 4682 | 23601
Fabric ¦ Superstructure ¦ Windows and External Doors ¦ External Doors ¦ Manual and Automatic Doors ¦ Emergency and Panic Escape Doors | 1 | Urgent | B | 16 | 2040 | 5 | 1 | 2.2 | 4683 | 28784
HVAC ¦ Fan ¦ Local and Special Ventilation ¦ Extract | 1 | Medium | B | 1 | 2025 | 5 | 3 | 3.2 | 24398 | 7982
Fabric ¦ Superstructure ¦ Windows and External Doors ¦ External Doors ¦ Manual and Automatic Doors ¦ Emergency and Panic Escape Doors | 1 | Urgent | B | 21 | 2045 | 5 | 1 | 2.2 | 4684 | 32040
HVAC ¦ Fan ¦ Local and Special Ventilation ¦ Ventilating - General | 1 | Medium | A | 14 | 2038 | 6 | 3 | 3.5 | 32521 | 27671
HVAC ¦ Fan ¦ Local and Special Ventilation ¦ Fans Window or Wall Mounted | 1 | Medium | B | 1 | 2025 | 5 | 3 | 3.2 | 24399 | 7983
Fabric ¦ Superstructure ¦ Windows and External Doors ¦ External Windows ¦ Roller Shutters ¦ External Window Shutters ¦ Manual | 1 | Medium | B | 1 | 2025 | 5 | 3 | 3.2 | 24400 | 7984
Communication and Control ¦ Communication Systems ¦ Public Address (PA) System | 1 | Medium | B | 1 | 2025 | 5 | 3 | 3.2 | 24401 | 7985
HVAC ¦ Heat Emitters - Local ¦ Gas Fired Unit Heaters | 1 | Medium | B | 1 | 2025 | 5 | 3 | 3.2 | 24402 | 7986
Electrical ¦ Lighting ¦ Internal ¦ General ¦ LED Fittings & Luminaires | 1 | Medium | B | 16 | 2040 | 5 | 3 | 3.2 | 24403 | 29526
HVAC ¦ Heat Emitters - Local ¦ Electric Heaters | 1 | Medium | B | 1 | 2025 | 5 | 3 | 3.2 | 24404 | 7987
HVAC ¦ Local and Special Ventilation ¦ Unit extract fans. | 1 | Medium | C | 1 | 2025 | 4 | 3 | 2.9 | 18613 | 5532
HVAC ¦ Local and Special Ventilation ¦ Unit extract fans. | 1 | Medium | B | 1 | 2025 | 5 | 3 | 3.2 | 24405 | 7988
HVAC ¦ Fan ¦ Local and Special Ventilation ¦ Extract | 1 | Medium | B | 11 | 2035 | 5 | 3 | 3.2 | 24406 | 25201
Electrical ¦ Lighting ¦ Internal ¦ Emergency ¦ Self Contained ¦ LED | 20 | Urgent | B | 19 | 2043 | 5 | 1 | 2.2 | 4685 | 31066
Electrical ¦ Lighting ¦ Internal ¦ Emergency ¦ Self Contained ¦ LED | 27 | Urgent | B | 21 | 2045 | 5 | 1 | 2.2 | 4686 | 32041
HVAC ¦ Heat Emitters - Local ¦ Electric Heaters | 5 | Medium | B | 1 | 2025 | 5 | 3 | 3.2 | 24407 | 7989
HVAC ¦ Local Air Conditioning ¦ Single-Split Condenser - Split Systems/Heat Pumps - Air-cooled with Direct Expansion Evaporator (DX) | 1 | Medium | DX | 1 | 2025 | 1 | 3 | 2 | 872 | 584
Controls ¦ Multi-System Controls ¦ Control Panel - Electrical Services (excluding Electrical Controllers and Pneumatic Relays) | 1 | Medium | D | 1 | 2025 | 3 | 3 | 2.6 | 11113 | 2626
Fabric ¦ Superstructure ¦ Windows and External Doors ¦ External Windows ¦ Roller Shutters ¦ External Window Shutters ¦ Manual | 1 | Medium | B | 1 | 2025 | 5 | 3 | 3.2 | 24408 | 7990
Electrical ¦ Lighting ¦ Internal ¦ Emergency ¦ Self Contained ¦ Non LED | 2 | Urgent | B | 1 | 2025 | 5 | 1 | 2.2 | 4687 | 1312
HVAC ¦ Heat Emitters - Local ¦ Electric Heaters | 2 | Medium | B | 3 | 2027 | 5 | 3 | 3.2 | 24409 | 13530
Electrical ¦ Lighting ¦ External ¦ General - LED | 5 | Medium | B | 10 | 2034 | 5 | 3 | 3.2 | 24410 | 22799
HVAC ¦ Heat Emitters - Central ¦ Radiators ¦ Steel | 3 | Medium | B | 1 | 2025 | 5 | 3 | 3.2 | 24411 | 7991
HVAC ¦ Local and Special Ventilation ¦ Unit extract fans. | 1 | Medium | B | 1 | 2025 | 5 | 3 | 3.2 | 24412 | 7992
Fire ¦ Fire Fighting ¦ Fire Extinguishers ¦ CO2 | 1 | Urgent | B | 2 | 2026 | 5 | 1 | 2.2 | 4688 | 12581
Electrical ¦ Lighting ¦ External ¦ General - LED | 1 | Medium | B | 11 | 2035 | 5 | 3 | 3.2 | 24413 | 25202
HVAC ¦ Fan ¦ Local and Special Ventilation ¦ Extract | 1 | Medium | C | 1 | 2025 | 4 | 3 | 2.9 | 18614 | 5533
HVAC ¦ Fan ¦ Local and Special Ventilation ¦ Fans Window or Wall Mounted | 1 | Medium | B | 1 | 2025 | 5 | 3 | 3.2 | 24414 | 7993
Electrical ¦ Lighting ¦ Internal ¦ Emergency ¦ Self Contained ¦ LED | 1 | Urgent | B | 13 | 2037 | 5 | 1 | 2.2 | 4689 | 26851
Fire ¦ Fire Fighting ¦ Fire Extinguishers ¦ Foam | 1 | Urgent | B | 6 | 2030 | 5 | 1 | 2.2 | 4690 | 16319
Fabric ¦ Superstructure ¦ Windows and External Doors ¦ External Doors ¦ Manual and Automatic Doors ¦ Auto / Powered Sliding Doors | 1 | High | B | 21 | 2045 | 5 | 2 | 2.7 | 13990 | 32624
Electrical ¦ LV Distribution ¦ Distribution Board ¦ Sub | 1 | High | B | 6 | 2030 | 5 | 2 | 2.7 | 13991 | 17578
Fabric ¦ Superstructure ¦ Windows and External Doors ¦ External Doors ¦ Entrance Doors | 1 | High | B | 21 | 2045 | 5 | 2 | 2.7 | 13992 | 32625
Fabric ¦ Superstructure ¦ Windows and External Doors ¦ External Doors ¦ Manual and Automatic Doors ¦ Emergency and Panic Escape Doors | 1 | Urgent | B | 11 | 2035 | 5 | 1 | 2.2 | 4691 | 23602
Fabric ¦ Superstructure ¦ Windows and External Doors ¦ External Doors ¦ Manual and Automatic Doors ¦ High Security Door | 1 | High | B | 11 | 2035 | 5 | 2 | 2.7 | 13993 | 24391
HVAC ¦ Heat Emitters - Local ¦ Electric Heaters | 2 | Medium | B | 1 | 2025 | 5 | 3 | 3.2 | 24415 | 7994
Electrical ¦ Lighting ¦ Internal ¦ Emergency ¦ Self Contained ¦ LED | 12 | Urgent | B | 15 | 2039 | 5 | 1 | 2.2 | 4692 | 27857
Electrical ¦ Lighting ¦ Internal ¦ General ¦ LED Fittings & Luminaires | 13 | Medium | B | 16 | 2040 | 5 | 3 | 3.2 | 24416 | 29527
Electrical ¦ LV Distribution ¦ Distribution Board ¦ Sub | 1 | High | B | 3 | 2027 | 5 | 2 | 2.7 | 13994 | 13361
Electrical ¦ LV Distribution ¦ Distribution Board ¦ Main | 1 | High | B | 10 | 2034 | 5 | 2 | 2.7 | 13995 | 22358
Fabric ¦ Superstructure ¦ Internal Doors ¦ Roller Shutters ¦ Electric Roller Shutter | 1 | Medium | B | 13 | 2037 | 5 | 3 | 3.2 | 24417 | 27131
Security ¦ Access ¦ Access Control ¦ Door ¦ Local Lock / Keypad / Manual | 1 | Medium | B | 1 | 2025 | 5 | 3 | 3.2 | 24418 | 7995
Electrical ¦ Specialist Lighting ¦ Internal ¦ Illuminated Fire Exit Signage | 3 | Urgent | B | 10 | 2034 | 5 | 1 | 2.2 | 4693 | 22051
Electrical ¦ Specialist Lighting ¦ Internal ¦ Illuminated Fire Exit Signage | 3 | Urgent | B | 1 | 2025 | 5 | 1 | 2.2 | 4694 | 1313
HVAC ¦ Fan ¦ Local and Special Ventilation ¦ Ventilating - General | 1 | Medium | B | 1 | 2025 | 5 | 3 | 3.2 | 24419 | 7996
Fire ¦ Fire Fighting ¦ Fire Extinguishers ¦ CO2 | 2 | Urgent | B | 6 | 2030 | 5 | 1 | 2.2 | 4695 | 16320
Fire ¦ Fire Fighting ¦ Fire Extinguishers ¦ Foam | 3 | Urgent | B | 5 | 2029 | 5 | 1 | 2.2 | 4696 | 14369
HVAC ¦ Fan ¦ Local and Special Ventilation ¦ Fans Window or Wall Mounted | 1 | Medium | B | 5 | 2029 | 5 | 3 | 3.2 | 24420 | 15078
Fabric ¦ Barriers and Guardrails ¦ Vehicle Crash Protection Barrier | 1 | V Low | B | 1 | 2025 | 5 | 4 | 3.7 | 33027 | 11984
Fire ¦ Fire Fighting ¦ Fire Extinguishers ¦ Foam | 2 | Urgent | B | 6 | 2030 | 5 | 1 | 2.2 | 4697 | 16321
Fire ¦ Fire Fighting ¦ Fire Extinguishers ¦ Foam | 1 | Urgent | B | 6 | 2030 | 5 | 1 | 2.2 | 4698 | 16322
Electrical ¦ LV Distribution ¦ Distribution Board ¦ Main | 1 | High | B | 1 | 2025 | 5 | 2 | 2.7 | 13996 | 3709
HVAC ¦ Fan ¦ Local and Special Ventilation ¦ Ventilating - General | 1 | Medium | B | 1 | 2025 | 5 | 3 | 3.2 | 24421 | 7997
HVAC ¦ Fan ¦ Central Heating ¦ Axial | 1 | High | B | 1 | 2025 | 5 | 2 | 2.7 | 13997 | 3710
Electrical ¦ LV Distribution ¦ Distribution Board ¦ Sub | 1 | High | B | 1 | 2025 | 5 | 2 | 2.7 | 13998 | 3711
HVAC ¦ Fan ¦ Central Heating ¦ Axial | 1 | High | B | 1 | 2025 | 5 | 2 | 2.7 | 13999 | 3712
Electrical ¦ Lighting ¦ Internal ¦ Emergency ¦ Self Contained ¦ LED | 16 | Urgent | B | 21 | 2045 | 5 | 1 | 2.2 | 4699 | 32042
HVAC ¦ Fan ¦ Local and Special Ventilation ¦ Extract | 1 | Medium | B | 1 | 2025 | 5 | 3 | 3.2 | 24422 | 7998
Fabric ¦ Superstructure ¦ Windows and External Doors ¦ External Doors ¦ Entrance Doors | 1 | High | B | 1 | 2025 | 5 | 2 | 2.7 | 14000 | 3713
HVAC ¦ Heat Emitters - Local ¦ Electric Heaters | 2 | Medium | CX | 1 | 2025 | 2 | 3 | 2.3 | 10165 | 2109
Electrical ¦ Lighting ¦ Internal ¦ Emergency ¦ Self Contained ¦ Non LED | 2 | Urgent | B | 6 | 2030 | 5 | 1 | 2.2 | 4700 | 16323
Fire ¦ Fire Fighting ¦ Fire Extinguishers ¦ Foam | 4 | Urgent | B | 6 | 2030 | 5 | 1 | 2.2 | 4701 | 16324
Electrical ¦ Lighting ¦ Internal ¦ Emergency ¦ Self Contained ¦ LED | 1 | Urgent | B | 21 | 2045 | 5 | 1 | 2.2 | 4702 | 32043
Fire ¦ Fire Fighting ¦ Fire Extinguishers ¦ Foam | 1 | Urgent | B | 1 | 2025 | 5 | 1 | 2.2 | 4703 | 1314
Electrical ¦ LV Distribution ¦ Distribution Board ¦ Sub | 1 | High | B | 1 | 2025 | 5 | 2 | 2.7 | 14001 | 3714
Water ¦ Local Hot Water ¦ Instantaneous Electric Water Heater - Non-Drinking Water | 1 | Medium | B | 1 | 2025 | 5 | 3 | 3.2 | 24423 | 7999
Fabric ¦ Superstructure ¦ Windows and External Doors ¦ Roller Shutters ¦ Manual Roller Shutter | 1 | High | B | 1 | 2025 | 5 | 2 | 2.7 | 14002 | 3715
Fire ¦ Fire Fighting ¦ Fire Extinguishers ¦ Foam | 1 | Urgent | B | 1 | 2025 | 5 | 1 | 2.2 | 4704 | 1315
Electrical ¦ Lighting ¦ Internal ¦ General ¦ LED Fittings & Luminaires | 80 | Medium | B | 15 | 2039 | 5 | 3 | 3.2 | 24424 | 28422
HVAC ¦ Ventilation ¦ Air Handling Unit (AHU) ¦ External ¦ Central Air Conditioning ¦ Gas Fired | 1 | Medium | B | 1 | 2025 | 5 | 3 | 3.2 | 24425 | 8000
Fire ¦ Fire Detection ¦ Fire Alarm Panel / Repeater | 1 | Urgent | B | 1 | 2025 | 5 | 1 | 2.2 | 4705 | 1316
HVAC ¦ Central Heating (Internally Sourced) ¦ Burner ¦ Atmospheric Gas Burner | 1 | Medium | B | 1 | 2025 | 5 | 3 | 3.2 | 24426 | 8001
Fabric ¦ Superstructure ¦ Windows and External Doors ¦ External Doors ¦ Manual and Automatic Doors ¦ Auto / Powered Sliding Doors | 1 | High | B | 32 | 2056 | 5 | 2 | 2.7 | 14003 | 33829
Fire ¦ Fire Fighting ¦ Fire Extinguishers ¦ CO2 | 3 | Urgent | B | 9 | 2033 | 5 | 1 | 2.2 | 4706 | 21322
HVAC ¦ Fan ¦ Local and Special Ventilation ¦ Fans Window or Wall Mounted | 1 | Medium | B | 5 | 2029 | 5 | 3 | 3.2 | 24427 | 15079
Fire ¦ Fire Fighting ¦ Fire Extinguishers ¦ CO2 | 5 | Urgent | B | 6 | 2030 | 5 | 1 | 2.2 | 4707 | 16325
Water ¦ Local Hot Water ¦ Package Electric Water Heaters - Non-Drinking Water | 1 | Medium | B | 6 | 2030 | 5 | 3 | 3.2 | 24428 | 18641
Fabric ¦ Superstructure ¦ Windows and External Doors ¦ Roller Shutters ¦ Manual Roller Shutter | 1 | High | B | 1 | 2025 | 5 | 2 | 2.7 | 14004 | 3716
Water ¦ Local Hot Water ¦ Package Electric Water Heaters - Non-Drinking Water | 1 | Medium | B | 6 | 2030 | 5 | 3 | 3.2 | 24429 | 18642
Electrical ¦ LV Distribution ¦ Distribution Board ¦ Sub | 1 | High | D | 3 | 2027 | 3 | 2 | 2.1 | 1149 | 13262
Security ¦ Barriers and Guardrails ¦ Manual Vehicle Barrier | 1 | Medium | B | 1 | 2025 | 5 | 3 | 3.2 | 24430 | 8002
Electrical ¦ Lighting ¦ Internal ¦ Emergency ¦ Self Contained ¦ Non LED | 1 | Urgent | B | 1 | 2025 | 5 | 1 | 2.2 | 4708 | 1317
Electrical ¦ Specialist Lighting ¦ Internal ¦ Illuminated Fire Exit Signage | 2 | Urgent | B | 11 | 2035 | 5 | 1 | 2.2 | 4709 | 23603
Fire ¦ Fire Detection ¦ Fire Alarm System | 1 | Urgent | B | 1 | 2025 | 5 | 1 | 2.2 | 4710 | 1318
Electrical ¦ LV Distribution ¦ Distribution Board ¦ Main | 1 | High | B | 12 | 2036 | 5 | 2 | 2.7 | 14005 | 26187
Controls ¦ Building Management System (BMS) ¦ BMS Control Panel | 1 | High | B | 5 | 2029 | 5 | 2 | 2.7 | 14006 | 14640
HVAC ¦ Heat Emitters - Local ¦ Electric Heaters | 2 | Medium | B | 2 | 2026 | 5 | 3 | 3.2 | 24431 | 13079
Electrical ¦ Lighting ¦ Internal ¦ Emergency ¦ Self Contained ¦ LED | 1 | Urgent | D | 16 | 2040 | 3 | 1 | 1.6 | 442 | 28595
Fabric ¦ Superstructure ¦ Windows and External Doors ¦ External Doors ¦ Manual and Automatic Doors ¦ Emergency and Panic Escape Doors | 1 | Urgent | B | 12 | 2036 | 5 | 1 | 2.2 | 4711 | 26011
Electrical ¦ Lighting ¦ Internal ¦ General ¦ LED Fittings & Luminaires | 2 | Medium | B | 16 | 2040 | 5 | 3 | 3.2 | 24432 | 29528
Fire ¦ Fire Fighting ¦ Fire Extinguishers ¦ CO2 | 1 | Urgent | B | 2 | 2026 | 5 | 1 | 2.2 | 4712 | 12582
Electrical ¦ LV Distribution ¦ Distribution Board ¦ Sub | 1 | High | B | 1 | 2025 | 5 | 2 | 2.7 | 14007 | 3717
Electrical ¦ LV Distribution ¦ Distribution Board ¦ Sub | 1 | High | D | 1 | 2025 | 3 | 2 | 2.1 | 1150 | 786
Fabric ¦ Superstructure ¦ Internal Doors ¦ Roller Shutters ¦ Electric Roller Shutter | 1 | Medium | B | 15 | 2039 | 5 | 3 | 3.2 | 24433 | 28423
HVAC ¦ Fan ¦ Central Heating ¦ Axial | 1 | High | B | 1 | 2025 | 5 | 2 | 2.7 | 14008 | 3718
Fabric ¦ Superstructure ¦ Windows and External Doors ¦ Roller Shutters ¦ Manual Roller Shutter | 1 | High | B | 23 | 2047 | 5 | 2 | 2.7 | 14009 | 33201
Electrical ¦ Lighting ¦ Internal ¦ General ¦ LED Fittings & Luminaires | 16 | Medium | B | 18 | 2042 | 5 | 3 | 3.2 | 24434 | 30944
Fabric ¦ Barriers and Guardrails ¦ Vehicle Crash Protection Barrier | 1 | V Low | B | 14 | 2038 | 5 | 4 | 3.7 | 33028 | 27694
Electrical ¦ Lighting ¦ Internal ¦ Emergency ¦ Self Contained ¦ LED | 3 | Urgent | B | 19 | 2043 | 5 | 1 | 2.2 | 4713 | 31067
Electrical ¦ Specialist Lighting ¦ Internal ¦ Illuminated Fire Exit Signage | 2 | Urgent | B | 15 | 2039 | 5 | 1 | 2.2 | 4714 | 27858
HVAC ¦ Fan ¦ Local and Special Ventilation ¦ Axial | 1 | Medium | B | 5 | 2029 | 5 | 3 | 3.2 | 24435 | 15080
HVAC ¦ Central Air Conditioning ¦ Air Conditioning ¦ Multi-Split Evaporator - Split Systems/Heat Pumps - Air-cooled with Direct Expansion Evaporator (DX) | 1 | Medium | B | 6 | 2030 | 5 | 3 | 3.2 | 24436 | 18643
Fabric ¦ Superstructure ¦ Windows and External Doors ¦ External Doors ¦ Entrance Doors | 1 | High | B | 11 | 2035 | 5 | 2 | 2.7 | 14010 | 24392
HVAC ¦ Fan ¦ Central Heating ¦ Axial | 1 | High | B | 1 | 2025 | 5 | 2 | 2.7 | 14011 | 3719
Electrical ¦ Lighting ¦ Internal ¦ General ¦ LED Fittings & Luminaires | 5 | Medium | B | 16 | 2040 | 5 | 3 | 3.2 | 24437 | 29529
HVAC ¦ Heat Emitters - Local ¦ Electric Heaters | 5 | Medium | B | 1 | 2025 | 5 | 3 | 3.2 | 24438 | 8003
HVAC ¦ Heat Emitters - Local ¦ Electric Heaters | 4 | Medium | B | 1 | 2025 | 5 | 3 | 3.2 | 24439 | 8004
HVAC ¦ Fan ¦ Local and Special Ventilation ¦ Ventilating - General | 1 | Medium | B | 5 | 2029 | 5 | 3 | 3.2 | 24440 | 15081
Fabric ¦ Superstructure ¦ Windows and External Doors ¦ External Doors ¦ Manual and Automatic Doors ¦ Emergency and Panic Escape Doors | 1 | Urgent | B | 6 | 2030 | 5 | 1 | 2.2 | 4715 | 16326
Electrical ¦ Lighting ¦ Internal ¦ Emergency ¦ Self Contained ¦ LED | 5 | Urgent | B | 21 | 2045 | 5 | 1 | 2.2 | 4716 | 32044
HVAC ¦ Heat Emitters - Local ¦ Electric Heaters | 1 | Medium | B | 1 | 2025 | 5 | 3 | 3.2 | 24441 | 8005
Electrical ¦ Lighting ¦ Internal ¦ General | 2 | Medium | B | 2 | 2026 | 5 | 3 | 3.2 | 24442 | 13080
Fabric ¦ Superstructure ¦ Windows and External Doors ¦ External Doors ¦ Manual and Automatic Doors ¦ Emergency and Panic Escape Doors | 1 | Urgent | B | 1 | 2025 | 5 | 1 | 2.2 | 4717 | 1319
Fabric ¦ Superstructure ¦ Windows and External Doors ¦ External Doors ¦ Manual and Automatic Doors ¦ High Security Door | 1 | High | B | 11 | 2035 | 5 | 2 | 2.7 | 14012 | 24393
Electrical ¦ Lighting ¦ Internal ¦ Emergency ¦ Self Contained ¦ LED | 2 | Urgent | B | 21 | 2045 | 5 | 1 | 2.2 | 4718 | 32045
Fire ¦ Fire Fighting ¦ Fire Extinguishers ¦ CO2 | 3 | Urgent | B | 6 | 2030 | 5 | 1 | 2.2 | 4719 | 16327
Electrical ¦ Lighting ¦ Internal ¦ General ¦ LED Fittings & Luminaires | 30 | Medium | B | 6 | 2030 | 5 | 3 | 3.2 | 24443 | 18644
Electrical ¦ Lighting ¦ Internal ¦ General | 2 | Medium | B | 3 | 2027 | 5 | 3 | 3.2 | 24444 | 13531
Electrical ¦ Lighting ¦ Internal ¦ Emergency ¦ Self Contained ¦ LED | 1 | Urgent | B | 17 | 2041 | 5 | 1 | 2.2 | 4720 | 30093
HVAC ¦ Heat Emitters - Local ¦ Fan Convector - Electric | 1 | Medium | B | 10 | 2034 | 5 | 3 | 3.2 | 24445 | 22800
HVAC ¦ Fan ¦ Local and Special Ventilation ¦ Axial | 1 | Medium | B | 1 | 2025 | 5 | 3 | 3.2 | 24446 | 8006
Electrical ¦ Specialist Lighting ¦ Internal ¦ Illuminated Fire Exit Signage | 2 | Urgent | B | 14 | 2038 | 5 | 1 | 2.2 | 4721 | 27364
Electrical ¦ LV Distribution ¦ Distribution Board ¦ Sub | 1 | High | B | 11 | 2035 | 5 | 2 | 2.7 | 14013 | 24394
HVAC ¦ Heat Emitters - Central ¦ Radiators ¦ Steel | 1 | Medium | B | 6 | 2030 | 5 | 3 | 3.2 | 24447 | 18645
HVAC ¦ Local Air Conditioning ¦ Single-Split Condenser - Split Systems/Heat Pumps - Air-cooled with Direct Expansion Evaporator (DX) | 1 | Medium | B | 6 | 2030 | 5 | 3 | 3.2 | 24448 | 18646
Electrical ¦ LV Distribution ¦ Distribution Board ¦ Sub | 1 | High | B | 6 | 2030 | 5 | 2 | 2.7 | 14014 | 17579
Electrical ¦ LV Distribution ¦ Distribution Board ¦ Sub | 1 | High | B | 1 | 2025 | 5 | 2 | 2.7 | 14015 | 3720
HVAC ¦ Heat Emitters - Local ¦ Fan Convector - Electric | 1 | Medium | B | 6 | 2030 | 5 | 3 | 3.2 | 24449 | 18647
HVAC ¦ Fan ¦ Local and Special Ventilation ¦ Extract | 1 | Medium | DX | 1 | 2025 | 1 | 3 | 2 | 873 | 585
Electrical ¦ Lighting ¦ External ¦ General - LED | 3 | Medium | B | 1 | 2025 | 5 | 3 | 3.2 | 24450 | 8007
Electrical ¦ Lighting ¦ Internal ¦ General ¦ LED Fittings & Luminaires | 13 | Medium | B | 1 | 2025 | 5 | 3 | 3.2 | 24451 | 8008
Water ¦ Local Hot Water ¦ Package Electric Water Heaters - Non-Drinking Water | 1 | Medium | CX | 1 | 2025 | 2 | 3 | 2.3 | 10166 | 2110
HVAC ¦ Fan ¦ Local and Special Ventilation ¦ Axial | 1 | Medium | B | 1 | 2025 | 5 | 3 | 3.2 | 24452 | 8009
Electrical ¦ Lighting ¦ Internal ¦ Emergency ¦ Self Contained ¦ LED | 3 | Urgent | B | 21 | 2045 | 5 | 1 | 2.2 | 4722 | 32046
Electrical ¦ Specialist Lighting ¦ Internal ¦ Illuminated Fire Exit Signage | 3 | Urgent | B | 10 | 2034 | 5 | 1 | 2.2 | 4723 | 22052
Fabric ¦ Superstructure ¦ Windows and External Doors ¦ Roller Shutters ¦ Manual Roller Shutter ¦ 24 High x 25 Wide | 1 | Urgent | C | 1 | 2025 | 4 | 1 | 1.9 | 644 | 467
Fabric ¦ Superstructure ¦ Windows and External Doors ¦ External Doors ¦ Manual and Automatic Doors ¦ Emergency and Panic Escape Doors | 1 | Urgent | B | 7 | 2031 | 5 | 1 | 2.2 | 4724 | 19311
Electrical ¦ Lighting ¦ Internal ¦ General ¦ LED Fittings & Luminaires | 99 | Medium | B | 10 | 2034 | 5 | 3 | 3.2 | 24453 | 22801
Water ¦ Local Hot Water ¦ Package Electric Water Heaters - Non-Drinking Water | 1 | Medium | CX | 1 | 2025 | 2 | 3 | 2.3 | 10167 | 2111
Fire ¦ Fire Detection ¦ Fire Alarm System | 1 | Urgent | B | 11 | 2035 | 5 | 1 | 2.2 | 4725 | 23604
Electrical ¦ Lighting ¦ Internal ¦ Emergency ¦ Self Contained ¦ Non LED | 2 | Urgent | B | 2 | 2026 | 5 | 1 | 2.2 | 4726 | 12583
Electrical ¦ Lighting ¦ Internal ¦ Emergency ¦ Self Contained ¦ LED | 10 | Urgent | B | 20 | 2044 | 5 | 1 | 2.2 | 4727 | 31471
HVAC ¦ Central Air Conditioning ¦ Air Conditioning ¦ Multi-Split Condenser - Split Systems/Heat Pumps - Air-cooled with Direct Expansion Evaporator (DX) | 1 | Medium | B | 3 | 2027 | 5 | 3 | 3.2 | 24454 | 13532
HVAC ¦ Central Air Conditioning ¦ Air Conditioning ¦ Multi-Split Condenser - Split Systems/Heat Pumps - Air-cooled with Direct Expansion Evaporator (DX) | 1 | Medium | B | 10 | 2034 | 5 | 3 | 3.2 | 24455 | 22802
Electrical ¦ LV Distribution ¦ Distribution Board ¦ Main | 1 | High | D | 1 | 2025 | 3 | 2 | 2.1 | 1151 | 787
HVAC ¦ Heat Emitters - Local ¦ Gas Fired Unit Heaters | 1 | Medium | B | 1 | 2025 | 5 | 3 | 3.2 | 24456 | 8010
Electrical ¦ Lighting ¦ Internal ¦ General ¦ LED Fittings & Luminaires | 1 | Medium | B | 1 | 2025 | 5 | 3 | 3.2 | 24457 | 8011
Electrical ¦ Lighting ¦ Internal ¦ General ¦ LED Fittings & Luminaires | 1 | Medium | B | 16 | 2040 | 5 | 3 | 3.2 | 24458 | 29530
Electrical ¦ Specialist Lighting ¦ Internal ¦ Illuminated Fire Exit Signage | 1 | Urgent | B | 11 | 2035 | 5 | 1 | 2.2 | 4728 | 23605
Fire ¦ Fire Fighting ¦ Fire Extinguishers ¦ Foam | 3 | Urgent | B | 7 | 2031 | 5 | 1 | 2.2 | 4729 | 19312
Electrical ¦ Lighting ¦ Internal ¦ General | 14 | Medium | B | 1 | 2025 | 5 | 3 | 3.2 | 24459 | 8012
HVAC ¦ Heat Emitters - Local ¦ Gas Fired Natural and Fan Assisted Heaters | 1 | Medium | B | 1 | 2025 | 5 | 3 | 3.2 | 24460 | 8013
Fabric ¦ Superstructure ¦ Internal Doors ¦ Roller Shutters ¦ Electric Roller Shutter | 1 | Medium | B | 17 | 2041 | 5 | 3 | 3.2 | 24461 | 30471
Fabric ¦ Superstructure ¦ Windows and External Doors ¦ External Windows ¦ Roller Shutters ¦ External Window Shutters ¦ Manual | 1 | Medium | B | 6 | 2030 | 5 | 3 | 3.2 | 24462 | 18648
Electrical ¦ Lighting ¦ Internal ¦ Emergency ¦ Externally Powered ¦ LED | 3 | Urgent | B | 23 | 2047 | 5 | 1 | 2.2 | 4730 | 33099
Electrical ¦ Lighting ¦ Internal ¦ General ¦ LED Fittings & Luminaires | 5 | Medium | B | 16 | 2040 | 5 | 3 | 3.2 | 24463 | 29531
Fabric ¦ Superstructure ¦ Windows and External Doors ¦ External Windows ¦ Roller Shutters ¦ External Window Shutters ¦ Manual | 1 | Medium | B | 1 | 2025 | 5 | 3 | 3.2 | 24464 | 8014
Fabric ¦ Barriers and Guardrails ¦ Vehicle Crash Protection Barrier | 1 | V Low | B | 1 | 2025 | 5 | 4 | 3.7 | 33029 | 11985
Fabric ¦ Barriers and Guardrails ¦ Vehicle Crash Protection Barrier | 1 | V Low | B | 14 | 2038 | 5 | 4 | 3.7 | 33030 | 27695
Electrical ¦ LV Distribution ¦ Distribution Board ¦ Sub | 1 | High | B | 1 | 2025 | 5 | 2 | 2.7 | 14016 | 3721
Fabric ¦ Superstructure ¦ Internal Doors ¦ Roller Shutters ¦ Electric Roller Shutter | 1 | Medium | C | 11 | 2035 | 4 | 3 | 2.9 | 18615 | 24869
Electrical ¦ LV Distribution ¦ Distribution Board ¦ Sub | 1 | High | B | 12 | 2036 | 5 | 2 | 2.7 | 14017 | 26188
Fabric ¦ Superstructure ¦ Windows and External Doors ¦ External Doors ¦ Entrance Doors | 1 | High | B | 11 | 2035 | 5 | 2 | 2.7 | 14018 | 24395
Fabric ¦ Superstructure ¦ Internal Doors ¦ Roller Shutters ¦ Electric Roller Shutter | 1 | Medium | B | 11 | 2035 | 5 | 3 | 3.2 | 24465 | 25203
Controls ¦ Multi-System Controls ¦ Control Panel - Electrical Services (excluding Electrical Controllers and Pneumatic Relays) | 1 | Medium | B | 3 | 2027 | 5 | 3 | 3.2 | 24466 | 13533
Fire ¦ Fire Fighting ¦ Fire Extinguishers ¦ CO2 | 2 | Urgent | B | 8 | 2032 | 5 | 1 | 2.2 | 4731 | 20407
Electrical ¦ Lighting ¦ External ¦ General - Non-LED | 6 | Medium | B | 1 | 2025 | 5 | 3 | 3.2 | 24467 | 8015
Electrical ¦ Lighting ¦ Internal ¦ Emergency ¦ Self Contained ¦ LED | 1 | Urgent | B | 15 | 2039 | 5 | 1 | 2.2 | 4732 | 27859
Controls ¦ Building Management System (BMS) ¦ BMS Control Panel | 1 | High | D | 5 | 2029 | 3 | 2 | 2.1 | 1152 | 14291
Fire ¦ Fire Detection ¦ Fire Alarm System | 1 | Urgent | B | 6 | 2030 | 5 | 1 | 2.2 | 4733 | 16328
HVAC ¦ Ventilation ¦ Air Handling Unit (AHU) ¦ Internal ¦ Central Heating & Cooling ¦ Electric & DX | 1 | Medium | B | 6 | 2030 | 5 | 3 | 3.2 | 24468 | 18649
HVAC ¦ Central Air Conditioning ¦ Air Conditioning ¦ Multi-Split Evaporator - Split Systems/Heat Pumps - Air-cooled with Direct Expansion Evaporator (DX) | 1 | Medium | B | 6 | 2030 | 5 | 3 | 3.2 | 24469 | 18650
Fabric ¦ Superstructure ¦ Windows and External Doors ¦ External Doors ¦ Entrance Doors | 1 | High | B | 11 | 2035 | 5 | 2 | 2.7 | 14019 | 24396
Electrical ¦ Specialist Lighting ¦ Internal ¦ Illuminated Fire Exit Signage | 1 | Urgent | B | 6 | 2030 | 5 | 1 | 2.2 | 4734 | 16329
Electrical ¦ Specialist Lighting ¦ Internal ¦ Illuminated Fire Exit Signage | 4 | Urgent | B | 6 | 2030 | 5 | 1 | 2.2 | 4735 | 16330
Fabric ¦ Superstructure ¦ Windows and External Doors ¦ Roller Shutters ¦ Manual Roller Shutter | 1 | High | C | 14 | 2038 | 4 | 2 | 2.4 | 10544 | 27406
HVAC ¦ Fan ¦ Local and Special Ventilation ¦ Fans Window or Wall Mounted | 1 | Medium | B | 1 | 2025 | 5 | 3 | 3.2 | 24470 | 8016
Fabric ¦ Superstructure ¦ Windows and External Doors ¦ Roller Shutters ¦ Manual Roller Shutter | 1 | High | B | 1 | 2025 | 5 | 2 | 2.7 | 14020 | 3722
HVAC ¦ Local Air Conditioning ¦ Single-Split Evaporator - Split Systems/Heat Pumps - Air-cooled with Direct Expansion Evaporator (DX) | 1 | Medium | D | 1 | 2025 | 3 | 3 | 2.6 | 11114 | 2627
Electrical ¦ LV Distribution ¦ Distribution Board ¦ Main | 1 | High | B | 15 | 2039 | 5 | 2 | 2.7 | 14021 | 28154
Electrical ¦ LV Distribution ¦ Distribution Board ¦ Main | 1 | High | B | 10 | 2034 | 5 | 2 | 2.7 | 14022 | 22359
HVAC ¦ Central Heating (Internally Sourced) ¦ Boiler ¦ Atmospheric Gas Burner/Condensing Combination Boiler (domestic type) | 1 | High | B | 1 | 2025 | 5 | 2 | 2.7 | 14023 | 3723
Fire ¦ Fire Detection ¦ Fire Alarm System | 1 | Urgent | B | 5 | 2029 | 5 | 1 | 2.2 | 4736 | 14370
HVAC ¦ Heat Emitters - Local ¦ Electric Heaters | 7 | Medium | C | 1 | 2025 | 4 | 3 | 2.9 | 18616 | 5534
Electrical ¦ Lighting ¦ Internal ¦ Emergency ¦ Self Contained ¦ LED | 4 | Urgent | B | 15 | 2039 | 5 | 1 | 2.2 | 4737 | 27860
Electrical ¦ Lighting ¦ Internal ¦ Emergency ¦ Self Contained ¦ LED | 1 | Urgent | B | 19 | 2043 | 5 | 1 | 2.2 | 4738 | 31068
HVAC ¦ Heat Emitters - Central ¦ LTHW Overdoor Air Curtain/Heater | 1 | High | D | 1 | 2025 | 3 | 2 | 2.1 | 1153 | 788
Water ¦ Local Hot Water ¦ Package Electric Water Heaters - Non-Drinking Water | 1 | Medium | B | 8 | 2032 | 5 | 3 | 3.2 | 24471 | 20947
Fabric ¦ Superstructure ¦ Windows and External Doors ¦ Roller Shutters ¦ Electric Roller Shutter | 1 | High | B | 10 | 2034 | 5 | 2 | 2.7 | 14024 | 22360
Fabric ¦ Barriers and Guardrails ¦ Vehicle Crash Protection Barrier | 1 | V Low | B | 1 | 2025 | 5 | 4 | 3.7 | 33031 | 11986
Electrical ¦ Lighting ¦ Internal ¦ General ¦ LED Fittings & Luminaires | 2 | Medium | B | 1 | 2025 | 5 | 3 | 3.2 | 24472 | 8017
HVAC ¦ Local and Special Ventilation ¦ Unit extract fans. | 1 | Medium | DX | 1 | 2025 | 1 | 3 | 2 | 874 | 586
HVAC ¦ Local and Special Ventilation ¦ Unit extract fans. | 1 | Medium | B | 1 | 2025 | 5 | 3 | 3.2 | 24473 | 8018
Fabric ¦ Superstructure ¦ Windows and External Doors ¦ External Doors ¦ Manual and Automatic Doors ¦ Emergency and Panic Escape Doors | 1 | Urgent | B | 16 | 2040 | 5 | 1 | 2.2 | 4739 | 28785
HVAC ¦ Heat Emitters - Local ¦ Electric Heaters | 3 | Medium | C | 1 | 2025 | 4 | 3 | 2.9 | 18617 | 5535
Electrical ¦ LV Distribution ¦ Distribution Board ¦ Sub | 1 | High | D | 3 | 2027 | 3 | 2 | 2.1 | 1154 | 13263
Fabric ¦ Superstructure ¦ Windows and External Doors ¦ External Doors ¦ Manual and Automatic Doors ¦ Emergency and Panic Escape Doors | 1 | Urgent | B | 30 | 2054 | 5 | 1 | 2.2 | 4740 | 33675
HVAC ¦ Local Air Conditioning ¦ Single-Split Condenser - Split Systems/Heat Pumps - Air-cooled with Direct Expansion Evaporator (DX) | 1 | Medium | B | 9 | 2033 | 5 | 3 | 3.2 | 24474 | 21761
Electrical ¦ LV Distribution ¦ Distribution Board ¦ Sub | 1 | High | B | 11 | 2035 | 5 | 2 | 2.7 | 14025 | 24397
Fabric ¦ Superstructure ¦ Windows and External Doors ¦ External Windows ¦ Roller Shutters ¦ External Window Shutters ¦ Manual | 1 | Medium | B | 1 | 2025 | 5 | 3 | 3.2 | 24475 | 8019
Electrical ¦ Lighting ¦ Internal ¦ Emergency ¦ Self Contained ¦ LED | 7 | Urgent | B | 19 | 2043 | 5 | 1 | 2.2 | 4741 | 31069
Fabric ¦ Superstructure ¦ Windows and External Doors ¦ Roller Shutters ¦ Electric Roller Shutter | 1 | High | B | 6 | 2030 | 5 | 2 | 2.7 | 14026 | 17580
HVAC ¦ Local and Special Ventilation ¦ Unit extract fans. | 1 | Medium | B | 1 | 2025 | 5 | 3 | 3.2 | 24476 | 8020
Fabric ¦ Superstructure ¦ Windows and External Doors ¦ External Windows ¦ Roller Shutters ¦ External Window Shutters ¦ Manual | 1 | Medium | B | 6 | 2030 | 5 | 3 | 3.2 | 24477 | 18651
Fabric ¦ Barriers and Guardrails ¦ Vehicle Crash Protection Barrier | 1 | V Low | B | 1 | 2025 | 5 | 4 | 3.7 | 33032 | 11987
HVAC ¦ Fan ¦ Central Heating ¦ Axial | 1 | High | B | 1 | 2025 | 5 | 2 | 2.7 | 14027 | 3724
Electrical ¦ LV Distribution ¦ Distribution Board ¦ Sub | 1 | High | C | 1 | 2025 | 4 | 2 | 2.4 | 10545 | 2400
Controls ¦ Multi-System Controls ¦ Instrument Control Panel | 1 | Medium | B | 16 | 2040 | 5 | 3 | 3.2 | 24478 | 29532
Fabric ¦ Superstructure ¦ Windows and External Doors ¦ External Doors ¦ Entrance Doors | 1 | High | B | 6 | 2030 | 5 | 2 | 2.7 | 14028 | 17581
Fire ¦ Fire Fighting ¦ Fire Extinguishers ¦ CO2 | 2 | Urgent | B | 7 | 2031 | 5 | 1 | 2.2 | 4742 | 19313
Fire ¦ Fire Fighting ¦ Fire Extinguishers ¦ CO2 | 3 | Urgent | B | 7 | 2031 | 5 | 1 | 2.2 | 4743 | 19314
Electrical ¦ Lighting ¦ Internal ¦ Emergency ¦ Self Contained ¦ Non LED | 2 | Urgent | B | 19 | 2043 | 5 | 1 | 2.2 | 4744 | 31070
Fabric ¦ Superstructure ¦ Windows and External Doors ¦ External Doors ¦ Manual and Automatic Doors ¦ Auto / Powered Sliding Doors | 1 | High | B | 11 | 2035 | 5 | 2 | 2.7 | 14029 | 24398
HVAC ¦ Central Heating (Internally Sourced) ¦ Boiler ¦ Atmospheric Gas Burner/Condensing Combination Boiler (domestic type) | 1 | High | A | 10 | 2034 | 6 | 2 | 3 | 19553 | 22542
Electrical ¦ Lighting ¦ Internal ¦ Emergency ¦ Self Contained ¦ LED | 7 | Urgent | B | 20 | 2044 | 5 | 1 | 2.2 | 4745 | 31472
Fire ¦ Fire Fighting ¦ Fire Extinguishers ¦ Foam | 1 | Urgent | B | 5 | 2029 | 5 | 1 | 2.2 | 4746 | 14371
HVAC ¦ Local Air Conditioning ¦ Single-Split Evaporator - Split Systems/Heat Pumps - Air-cooled with Direct Expansion Evaporator (DX) | 1 | Medium | B | 5 | 2029 | 5 | 3 | 3.2 | 24479 | 15082
HVAC ¦ Local and Special Ventilation ¦ Unit extract fans. | 1 | Medium | D | 1 | 2025 | 3 | 3 | 2.6 | 11115 | 2628
HVAC ¦ Heat Emitters - Local ¦ Electric Heaters | 2 | Medium | B | 1 | 2025 | 5 | 3 | 3.2 | 24480 | 8021
HVAC ¦ Heat Emitters - Local ¦ Gas Fired Unit Heaters | 1 | Medium | B | 1 | 2025 | 5 | 3 | 3.2 | 24481 | 8022
Fabric ¦ Superstructure ¦ Windows and External Doors ¦ Roller Shutters ¦ Manual Roller Shutter | 1 | High | B | 20 | 2044 | 5 | 2 | 2.7 | 14030 | 31619
Water ¦ Local Hot Water ¦ Instantaneous Electric Water Heater - Non-Drinking Water | 1 | Medium | B | 6 | 2030 | 5 | 3 | 3.2 | 24482 | 18652
Electrical ¦ Lighting ¦ Internal ¦ Emergency ¦ Self Contained ¦ Non LED | 1 | Urgent | B | 8 | 2032 | 5 | 1 | 2.2 | 4747 | 20408
Electrical ¦ LV Distribution ¦ Distribution Board ¦ Sub | 1 | High | CX | 1 | 2025 | 2 | 2 | 1.8 | 513 | 412
Fabric ¦ Superstructure ¦ Windows and External Doors ¦ Roller Shutters ¦ Manual Roller Shutter | 1 | High | B | 1 | 2025 | 5 | 2 | 2.7 | 14031 | 3725
Electrical ¦ Lighting ¦ Internal ¦ General ¦ LED Fittings & Luminaires | 7 | Medium | B | 14 | 2038 | 5 | 3 | 3.2 | 24483 | 27565
Fire ¦ Fire Fighting ¦ Fire Extinguishers ¦ Foam | 3 | Urgent | B | 9 | 2033 | 5 | 1 | 2.2 | 4748 | 21323
Electrical ¦ LV Distribution ¦ Distribution Board ¦ Sub | 1 | High | B | 14 | 2038 | 5 | 2 | 2.7 | 14032 | 27452
Fire ¦ Fire Detection ¦ Fire Alarm Panel / Repeater | 1 | Urgent | B | 5 | 2029 | 5 | 1 | 2.2 | 4749 | 14372
Electrical ¦ LV Distribution ¦ Distribution Board ¦ Sub | 1 | High | B | 1 | 2025 | 5 | 2 | 2.7 | 14033 | 3726
HVAC ¦ Fan ¦ Local and Special Ventilation ¦ Extract | 1 | Medium | B | 11 | 2035 | 5 | 3 | 3.2 | 24484 | 25204
Fabric ¦ Barriers and Guardrails ¦ Vehicle Crash Protection Barrier | 1 | V Low | B | 14 | 2038 | 5 | 4 | 3.7 | 33033 | 27696
HVAC ¦ Heat Emitters - Local ¦ Electric Heaters | 3 | Medium | B | 8 | 2032 | 5 | 3 | 3.2 | 24485 | 20948
Electrical ¦ LV Distribution ¦ Distribution Board ¦ Sub | 1 | High | B | 10 | 2034 | 5 | 2 | 2.7 | 14034 | 22361
Electrical ¦ LV Distribution ¦ Distribution Board ¦ Sub | 1 | High | D | 1 | 2025 | 3 | 2 | 2.1 | 1155 | 789
HVAC ¦ Fan ¦ Local and Special Ventilation ¦ Kitchen Vent ¦ Extract | 1 | Low | B | 5 | 2029 | 5 | 4 | 3.7 | 33034 | 15622
HVAC ¦ Heat Emitters - Local ¦ Gas Fired Natural and Fan Assisted Heaters | 1 | Medium | B | 9 | 2033 | 5 | 3 | 3.2 | 24486 | 21762
Water ¦ Local Hot Water ¦ Package Electric Water Heaters - Non-Drinking Water | 1 | Medium | B | 4 | 2028 | 5 | 3 | 3.2 | 24487 | 14113
HVAC ¦ Fan ¦ Local and Special Ventilation ¦ Extract | 1 | Medium | CX | 1 | 2025 | 2 | 3 | 2.3 | 10168 | 2112
Electrical ¦ LV Distribution ¦ Distribution Board ¦ Sub | 1 | High | B | 12 | 2036 | 5 | 2 | 2.7 | 14035 | 26189
Fabric ¦ Superstructure ¦ Windows and External Doors ¦ External Doors ¦ Manual and Automatic Doors ¦ Auto / Powered Sliding Doors | 1 | High | B | 27 | 2051 | 5 | 2 | 2.7 | 14036 | 33571
Fabric ¦ Superstructure ¦ Internal Doors ¦ Roller Shutters ¦ Electric Roller Shutter | 1 | Medium | B | 5 | 2029 | 5 | 3 | 3.2 | 24488 | 15083
HVAC ¦ Fan ¦ Local and Special Ventilation ¦ Extract | 1 | Medium | B | 1 | 2025 | 5 | 3 | 3.2 | 24489 | 8023
Electrical ¦ LV Distribution ¦ Main Switch Panel at Supply Intake | 1 | Medium | B | 6 | 2030 | 5 | 3 | 3.2 | 24490 | 18653
Fabric ¦ Superstructure ¦ Windows and External Doors ¦ Roller Shutters ¦ Electric Roller Shutter | 1 | High | B | 7 | 2031 | 5 | 2 | 2.7 | 14037 | 19625
Electrical ¦ Lighting ¦ Internal ¦ Emergency ¦ Self Contained ¦ LED | 17 | Urgent | B | 23 | 2047 | 5 | 1 | 2.2 | 4750 | 33100
Electrical ¦ Lighting ¦ External ¦ General - Non-LED | 1 | Medium | B | 1 | 2025 | 5 | 3 | 3.2 | 24491 | 8024
HVAC ¦ Central Air Conditioning ¦ Air Conditioning ¦ Multi-Split Condenser - Split Systems/Heat Pumps - Air-cooled with Direct Expansion Evaporator (DX) | 1 | Medium | B | 7 | 2031 | 5 | 3 | 3.2 | 24492 | 19932
Electrical ¦ Lighting ¦ Internal ¦ General ¦ LED Fittings & Luminaires | 9 | Medium | B | 14 | 2038 | 5 | 3 | 3.2 | 24493 | 27566
HVAC ¦ Ventilation ¦ Air Handling Unit (AHU) ¦ Internal ¦ Central Heating & Cooling ¦ Electric & DX | 1 | Medium | B | 12 | 2036 | 5 | 3 | 3.2 | 24494 | 26495
HVAC ¦ Fan ¦ Central Ventilation Systems ¦ Ventilating - General | 1 | Low | B | 1 | 2025 | 5 | 4 | 3.7 | 33035 | 11988
HVAC ¦ Fan ¦ Central Ventilation Systems ¦ Ventilating - General | 1 | Low | B | 1 | 2025 | 5 | 4 | 3.7 | 33036 | 11989
HVAC ¦ Heat Emitters - Local ¦ Fan Convector - Electric | 1 | Medium | B | 1 | 2025 | 5 | 3 | 3.2 | 24495 | 8025
HVAC ¦ Local and Special Ventilation ¦ Unit extract fans. | 1 | Medium | B | 5 | 2029 | 5 | 3 | 3.2 | 24496 | 15084
HVAC ¦ Fan ¦ Local and Special Ventilation ¦ Extract | 1 | Medium | B | 1 | 2025 | 5 | 3 | 3.2 | 24497 | 8026
Electrical ¦ Lighting ¦ Internal ¦ General | 59 | Medium | B | 1 | 2025 | 5 | 3 | 3.2 | 24498 | 8027
HVAC ¦ Fan ¦ Local and Special Ventilation ¦ Axial | 1 | Medium | B | 1 | 2025 | 5 | 3 | 3.2 | 24499 | 8028
HVAC ¦ Heat Emitters - Local ¦ Electric Heaters | 1 | Medium | A | 8 | 2032 | 6 | 3 | 3.5 | 32522 | 21171
Fire ¦ Fire Fighting ¦ Fire Extinguishers ¦ Powder | 4 | Urgent | B | 2 | 2026 | 5 | 1 | 2.2 | 4751 | 12584
Fire ¦ Fire Fighting ¦ Fire Extinguishers ¦ Foam | 6 | Urgent | B | 2 | 2026 | 5 | 1 | 2.2 | 4752 | 12585
Fabric ¦ Superstructure ¦ Windows and External Doors ¦ External Doors ¦ Manual and Automatic Doors ¦ Auto / Powered Sliding Doors | 1 | High | C | 21 | 2045 | 4 | 2 | 2.4 | 10546 | 32512
Electrical ¦ Lighting ¦ Internal ¦ Emergency ¦ Self Contained ¦ LED | 8 | Urgent | B | 22 | 2046 | 5 | 1 | 2.2 | 4753 | 32900
HVAC ¦ Heat Emitters - Local ¦ Gas Fired Natural and Fan Assisted Heaters | 1 | Medium | B | 1 | 2025 | 5 | 3 | 3.2 | 24500 | 8029
HVAC ¦ Fan ¦ Central Ventilation Systems ¦ Ventilating - General | 1 | Low | B | 1 | 2025 | 5 | 4 | 3.7 | 33037 | 11990
Electrical ¦ LV Distribution ¦ Distribution Board ¦ Main | 1 | High | B | 1 | 2025 | 5 | 2 | 2.7 | 14038 | 3727
HVAC ¦ Heat Emitters - Local ¦ Electric Heaters | 3 | Medium | B | 1 | 2025 | 5 | 3 | 3.2 | 24501 | 8030
Electrical ¦ LV Distribution ¦ Distribution Board ¦ Main | 1 | High | B | 1 | 2025 | 5 | 2 | 2.7 | 14039 | 3728
Fire ¦ Fire Detection ¦ Fire Alarm Panel / Repeater | 1 | Urgent | B | 6 | 2030 | 5 | 1 | 2.2 | 4754 | 16331
HVAC ¦ Fan ¦ Central Ventilation Systems ¦ Ventilating - General | 1 | Low | B | 1 | 2025 | 5 | 4 | 3.7 | 33038 | 11991
HVAC ¦ Fan ¦ Central Ventilation Systems ¦ Ventilating - General | 1 | Low | B | 1 | 2025 | 5 | 4 | 3.7 | 33039 | 11992
Fabric ¦ Superstructure ¦ Windows and External Doors ¦ Roller Shutters ¦ Manual Roller Shutter | 1 | High | B | 1 | 2025 | 5 | 2 | 2.7 | 14040 | 3729
Fabric ¦ Superstructure ¦ Internal Doors ¦ Roller Shutters ¦ Electric Roller Shutter | 1 | Medium | B | 15 | 2039 | 5 | 3 | 3.2 | 24502 | 28424
Fabric ¦ Superstructure ¦ Windows and External Doors ¦ External Doors ¦ Manual and Automatic Doors ¦ Emergency and Panic Escape Doors | 1 | Urgent | B | 30 | 2054 | 5 | 1 | 2.2 | 4755 | 33676
Security ¦ Access ¦ Access Control ¦ Door ¦ Local Lock / Keypad / Manual | 1 | Medium | B | 14 | 2038 | 5 | 3 | 3.2 | 24503 | 27567
Electrical ¦ Specialist Lighting ¦ Internal ¦ Illuminated Fire Exit Signage | 2 | Urgent | B | 12 | 2036 | 5 | 1 | 2.2 | 4756 | 26012
Electrical ¦ LV Distribution ¦ Distribution Board ¦ Sub | 1 | High | B | 1 | 2025 | 5 | 2 | 2.7 | 14041 | 3730
Electrical ¦ Specialist Lighting ¦ Internal ¦ Illuminated Fire Exit Signage | 1 | Urgent | B | 18 | 2042 | 5 | 1 | 2.2 | 4757 | 30644
Electrical ¦ Lighting ¦ Internal ¦ General ¦ LED Fittings & Luminaires | 11 | Medium | B | 18 | 2042 | 5 | 3 | 3.2 | 24504 | 30945
Electrical ¦ Lighting ¦ Internal ¦ General ¦ LED Fittings & Luminaires | 7 | Medium | B | 18 | 2042 | 5 | 3 | 3.2 | 24505 | 30946
HVAC ¦ Heat Emitters - Central ¦ Radiators ¦ Steel | 3 | Medium | B | 5 | 2029 | 5 | 3 | 3.2 | 24506 | 15085
Electrical ¦ Lighting ¦ Internal ¦ General ¦ LED Fittings & Luminaires | 87 | Medium | B | 15 | 2039 | 5 | 3 | 3.2 | 24507 | 28425
Electrical ¦ Lighting ¦ Internal ¦ General ¦ LED Fittings & Luminaires | 17 | Medium | B | 14 | 2038 | 5 | 3 | 3.2 | 24508 | 27568
Electrical ¦ Lighting ¦ Internal ¦ Emergency ¦ Self Contained ¦ Non LED | 8 | Urgent | B | 1 | 2025 | 5 | 1 | 2.2 | 4758 | 1320
Electrical ¦ Lighting ¦ External ¦ General - Non-LED | 7 | Medium | B | 1 | 2025 | 5 | 3 | 3.2 | 24509 | 8031
Electrical ¦ Lighting ¦ Internal ¦ Emergency ¦ Self Contained ¦ LED | 1 | Urgent | B | 22 | 2046 | 5 | 1 | 2.2 | 4759 | 32901
Electrical ¦ Lighting ¦ External ¦ General - LED | 6 | Medium | B | 12 | 2036 | 5 | 3 | 3.2 | 24510 | 26496
Fire ¦ Fire Fighting ¦ Fire Extinguishers ¦ Foam | 1 | Urgent | B | 7 | 2031 | 5 | 1 | 2.2 | 4760 | 19315
HVAC ¦ Central Air Conditioning ¦ Air Conditioning ¦ Multi-Split Evaporator - Split Systems/Heat Pumps - Air-cooled with Direct Expansion Evaporator (DX) | 1 | Medium | B | 7 | 2031 | 5 | 3 | 3.2 | 24511 | 19933
Electrical ¦ Lighting ¦ Internal ¦ Emergency ¦ Self Contained ¦ LED | 6 | Urgent | B | 23 | 2047 | 5 | 1 | 2.2 | 4761 | 33101
HVAC ¦ Fan ¦ Local and Special Ventilation ¦ Kitchen Vent ¦ Extract | 1 | Low | B | 1 | 2025 | 5 | 4 | 3.7 | 33040 | 11993
Electrical ¦ LV Distribution ¦ Distribution Board ¦ Sub | 1 | High | CX | 1 | 2025 | 2 | 2 | 1.8 | 514 | 413
Fabric ¦ Superstructure ¦ Windows and External Doors ¦ External Doors ¦ Entrance Doors | 1 | High | B | 15 | 2039 | 5 | 2 | 2.7 | 14042 | 28155
Electrical ¦ Lighting ¦ Internal ¦ Emergency ¦ Self Contained ¦ LED | 18 | Urgent | B | 16 | 2040 | 5 | 1 | 2.2 | 4762 | 28786
Fire ¦ Fire Fighting ¦ Fire Extinguishers ¦ CO2 | 1 | Urgent | B | 6 | 2030 | 5 | 1 | 2.2 | 4763 | 16332
HVAC ¦ Central Air Conditioning ¦ Air Conditioning ¦ Multi-Split Evaporator - Split Systems/Heat Pumps - Air-cooled with Direct Expansion Evaporator (DX) | 1 | Medium | DX | 1 | 2025 | 1 | 3 | 2 | 875 | 587
Electrical ¦ LV Distribution ¦ Distribution Board ¦ Main | 1 | High | B | 1 | 2025 | 5 | 2 | 2.7 | 14043 | 3731
HVAC ¦ Central Heating (Internally Sourced) ¦ Boiler ¦ Atmospheric Gas Burner/Condensing Combination Boiler (domestic type) | 1 | High | B | 6 | 2030 | 5 | 2 | 2.7 | 14044 | 17582
HVAC ¦ Fan ¦ Local and Special Ventilation ¦ Extract | 1 | Medium | B | 1 | 2025 | 5 | 3 | 3.2 | 24512 | 8032
Security ¦ Access ¦ Access Control ¦ Gate Access - Local Lock / Keypad / Manual (External) | 2 | Medium | B | 5 | 2029 | 5 | 3 | 3.2 | 24513 | 15086
Electrical ¦ LV Distribution ¦ Distribution Board ¦ Main | 1 | High | B | 1 | 2025 | 5 | 2 | 2.7 | 14045 | 3732
HVAC ¦ Heat Emitters - Local ¦ Gas Fired Natural and Fan Assisted Heaters | 1 | Medium | B | 1 | 2025 | 5 | 3 | 3.2 | 24514 | 8033
Electrical ¦ Lighting ¦ Internal ¦ Emergency ¦ Self Contained ¦ LED | 11 | Urgent | B | 21 | 2045 | 5 | 1 | 2.2 | 4764 | 32047
Fire ¦ Fire Fighting ¦ Fire Extinguishers ¦ Foam | 1 | Urgent | B | 6 | 2030 | 5 | 1 | 2.2 | 4765 | 16333
Electrical ¦ LV Distribution ¦ Distribution Board ¦ Sub | 1 | High | B | 10 | 2034 | 5 | 2 | 2.7 | 14046 | 22362
Controls ¦ Multi-System Controls ¦ Instrument Control Panel | 1 | Medium | B | 14 | 2038 | 5 | 3 | 3.2 | 24515 | 27569
Electrical ¦ Lighting ¦ Internal ¦ General ¦ LED Fittings & Luminaires | 31 | Medium | B | 18 | 2042 | 5 | 3 | 3.2 | 24516 | 30947
Electrical ¦ LV Distribution ¦ Distribution Board ¦ Main | 1 | High | B | 17 | 2041 | 5 | 2 | 2.7 | 14047 | 30318
HVAC ¦ Heat Emitters - Central ¦ Radiators ¦ Steel | 4 | Medium | B | 1 | 2025 | 5 | 3 | 3.2 | 24517 | 8034
Fire ¦ Fire Fighting ¦ Fire Extinguishers ¦ Foam | 7 | Urgent | B | 8 | 2032 | 5 | 1 | 2.2 | 4766 | 20409
Electrical ¦ LV Distribution ¦ Distribution Board ¦ Sub | 1 | High | B | 14 | 2038 | 5 | 2 | 2.7 | 14048 | 27453
Electrical ¦ LV Distribution ¦ Distribution Board ¦ Sub | 1 | High | B | 1 | 2025 | 5 | 2 | 2.7 | 14049 | 3733
Electrical ¦ LV Distribution ¦ Distribution Board ¦ Main | 1 | High | B | 10 | 2034 | 5 | 2 | 2.7 | 14050 | 22363
HVAC ¦ Fan ¦ Local and Special Ventilation ¦ Extract | 1 | Medium | B | 6 | 2030 | 5 | 3 | 3.2 | 24518 | 18654
Electrical ¦ Specialist Lighting ¦ Internal ¦ Illuminated Fire Exit Signage | 3 | Urgent | B | 12 | 2036 | 5 | 1 | 2.2 | 4767 | 26013
HVAC ¦ Heat Emitters - Central ¦ Radiators ¦ Steel | 10 | Medium | B | 2 | 2026 | 5 | 3 | 3.2 | 24519 | 13081
Electrical ¦ LV Distribution ¦ Distribution Board ¦ Sub | 1 | High | D | 1 | 2025 | 3 | 2 | 2.1 | 1156 | 790
HVAC ¦ Heat Emitters - Local ¦ Gas Fired Unit Heaters | 1 | Medium | B | 1 | 2025 | 5 | 3 | 3.2 | 24520 | 8035
Water ¦ Local Hot Water ¦ Package Electric Water Heaters - Non-Drinking Water | 1 | Medium | B | 6 | 2030 | 5 | 3 | 3.2 | 24521 | 18655
Electrical ¦ LV Distribution ¦ Distribution Board ¦ Main | 1 | High | B | 10 | 2034 | 5 | 2 | 2.7 | 14051 | 22364
Electrical ¦ LV Distribution ¦ Main Switch Panel at Supply Intake | 1 | Medium | B | 6 | 2030 | 5 | 3 | 3.2 | 24522 | 18656
HVAC ¦ Fan ¦ Local and Special Ventilation ¦ Kitchen Vent ¦ Extract | 1 | Low | B | 5 | 2029 | 5 | 4 | 3.7 | 33041 | 15623
HVAC ¦ Fan ¦ Central Ventilation Systems ¦ Ventilating - General | 1 | Low | B | 1 | 2025 | 5 | 4 | 3.7 | 33042 | 11994
Electrical ¦ LV Distribution ¦ Distribution Board ¦ Main | 1 | High | B | 1 | 2025 | 5 | 2 | 2.7 | 14052 | 3734
Fabric ¦ Superstructure ¦ Windows and External Doors ¦ External Doors ¦ Manual and Automatic Doors ¦ Auto / Powered Sliding Doors | 1 | High | B | 16 | 2040 | 5 | 2 | 2.7 | 14053 | 29169
Fabric ¦ Superstructure ¦ Windows and External Doors ¦ External Doors ¦ Entrance Doors | 1 | High | CX | 5 | 2029 | 2 | 2 | 1.8 | 515 | 14275
HVAC ¦ Heat Emitters - Local ¦ Electric Heaters | 4 | Medium | B | 2 | 2026 | 5 | 3 | 3.2 | 24523 | 13082
Fire ¦ Fire Fighting ¦ Fire Extinguishers ¦ Foam | 3 | Urgent | B | 2 | 2026 | 5 | 1 | 2.2 | 4768 | 12586
Fire ¦ Fire Fighting ¦ Fire Extinguishers ¦ Foam | 5 | Urgent | B | 2 | 2026 | 5 | 1 | 2.2 | 4769 | 12587
Electrical ¦ LV Distribution ¦ Distribution Board ¦ Main | 1 | High | B | 1 | 2025 | 5 | 2 | 2.7 | 14054 | 3735
Water ¦ Local Hot Water ¦ Instantaneous Electric Water Heater - Non-Drinking Water | 1 | Medium | B | 5 | 2029 | 5 | 3 | 3.2 | 24524 | 15087
Fabric ¦ Superstructure ¦ Windows and External Doors ¦ External Doors ¦ Entrance Doors | 1 | High | C | 1 | 2025 | 4 | 2 | 2.4 | 10547 | 2401
HVAC ¦ Local Air Conditioning ¦ Single-Split Condenser - Split Systems/Heat Pumps - Air-cooled with Direct Expansion Evaporator (DX) | 1 | Medium | B | 5 | 2029 | 5 | 3 | 3.2 | 24525 | 15088
HVAC ¦ Heat Emitters - Local ¦ Gas Fired Unit Heaters | 1 | Medium | B | 6 | 2030 | 5 | 3 | 3.2 | 24526 | 18657
Electrical ¦ LV Distribution ¦ Distribution Board ¦ Sub | 1 | High | B | 5 | 2029 | 5 | 2 | 2.7 | 14055 | 14641
HVAC ¦ Central Heating (Internally Sourced) ¦ Burner ¦ Forced draft gas burner | 1 | Medium | B | 1 | 2025 | 5 | 3 | 3.2 | 24527 | 8036
Water ¦ Local Hot Water ¦ Instantaneous Electric Water Heater - Non-Drinking Water | 1 | Medium | B | 1 | 2025 | 5 | 3 | 3.2 | 24528 | 8037
Electrical ¦ LV Distribution ¦ Distribution Board ¦ Main | 1 | High | B | 1 | 2025 | 5 | 2 | 2.7 | 14056 | 3736
Electrical ¦ LV Distribution ¦ Distribution Board ¦ Sub | 1 | High | A | 18 | 2042 | 6 | 2 | 3 | 19554 | 30908
HVAC ¦ Fan ¦ Central Ventilation Systems ¦ Ventilating - General | 1 | Low | B | 3 | 2027 | 5 | 4 | 3.7 | 33043 | 13722
Fabric ¦ Superstructure ¦ Internal Doors ¦ Roller Shutters ¦ Electric Roller Shutter | 1 | Medium | B | 1 | 2025 | 5 | 3 | 3.2 | 24529 | 8038
Fire ¦ Fire Detection ¦ Fire Alarm Panel / Repeater | 1 | Urgent | B | 1 | 2025 | 5 | 1 | 2.2 | 4770 | 1321
Fabric ¦ Superstructure ¦ Windows and External Doors ¦ External Doors ¦ Manual and Automatic Doors ¦ Emergency and Panic Escape Doors | 1 | Urgent | B | 21 | 2045 | 5 | 1 | 2.2 | 4771 | 32048
Fabric ¦ Superstructure ¦ Windows and External Doors ¦ External Windows ¦ Roller Shutters ¦ External Window Shutters ¦ Manual | 1 | Medium | B | 1 | 2025 | 5 | 3 | 3.2 | 24530 | 8039
HVAC ¦ Ventilation ¦ Air Handling Unit (AHU) ¦ Internal ¦ Central Ventilation Systems ¦ Ventilation Only | 1 | Medium | B | 1 | 2025 | 5 | 3 | 3.2 | 24531 | 8040
Transport ¦ Lifts ¦ Disabled Lift ¦ Hydraulic | 1 | High | B | 1 | 2025 | 5 | 2 | 2.7 | 14057 | 3737
Fabric ¦ Superstructure ¦ Windows and External Doors ¦ Roller Shutters ¦ Manual Roller Shutter | 1 | High | B | 7 | 2031 | 5 | 2 | 2.7 | 14058 | 19626
Fire ¦ Fire Fighting ¦ Fire Extinguishers ¦ Foam - P50 | 4 | Urgent | B | 6 | 2030 | 5 | 1 | 2.2 | 4772 | 16334
Fire ¦ Fire Fighting ¦ Fire Extinguishers ¦ Foam | 1 | Urgent | B | 6 | 2030 | 5 | 1 | 2.2 | 4773 | 16335
Electrical ¦ Lighting ¦ Internal ¦ General ¦ LED Fittings & Luminaires | 6 | Medium | B | 16 | 2040 | 5 | 3 | 3.2 | 24532 | 29533
HVAC ¦ Heat Emitters - Local ¦ Electric Heaters | 1 | Medium | B | 1 | 2025 | 5 | 3 | 3.2 | 24533 | 8041
Electrical ¦ Lighting ¦ External ¦ General - LED | 2 | Medium | CX | 1 | 2025 | 2 | 3 | 2.3 | 10169 | 2113
Fabric ¦ Superstructure ¦ Windows and External Doors ¦ Roller Shutters ¦ Manual Roller Shutter | 1 | High | B | 1 | 2025 | 5 | 2 | 2.7 | 14059 | 3738
Fabric ¦ Superstructure ¦ Windows and External Doors ¦ Roller Shutters ¦ Manual Roller Shutter | 1 | High | B | 1 | 2025 | 5 | 2 | 2.7 | 14060 | 3739
Electrical ¦ Specialist Lighting ¦ Internal ¦ Illuminated Fire Exit Signage | 2 | Urgent | B | 16 | 2040 | 5 | 1 | 2.2 | 4774 | 28787
Fire ¦ Fire Fighting ¦ Fire Extinguishers ¦ Foam | 2 | Urgent | B | 6 | 2030 | 5 | 1 | 2.2 | 4775 | 16336
Electrical ¦ LV Distribution ¦ Distribution Board ¦ Sub | 1 | High | B | 6 | 2030 | 5 | 2 | 2.7 | 14061 | 17583
Lightning Protection ¦ System | 1 | High | B | 21 | 2045 | 5 | 2 | 2.7 | 14062 | 32626
Electrical ¦ Lighting ¦ Internal ¦ General ¦ LED Fittings & Luminaires | 79 | Medium | B | 17 | 2041 | 5 | 3 | 3.2 | 24534 | 30472
HVAC ¦ Heat Emitters - Local ¦ Electric Heaters | 1 | Medium | B | 1 | 2025 | 5 | 3 | 3.2 | 24535 | 8042
Electrical ¦ LV Distribution ¦ Distribution Board ¦ Main | 1 | High | B | 1 | 2025 | 5 | 2 | 2.7 | 14063 | 3740
Fabric ¦ Superstructure ¦ Windows and External Doors ¦ External Doors ¦ Manual and Automatic Doors ¦ Auto / Powered Sliding Doors | 1 | High | B | 20 | 2044 | 5 | 2 | 2.7 | 14064 | 31620
Fabric ¦ Superstructure ¦ Windows and External Doors ¦ External Doors ¦ Manual and Automatic Doors ¦ High Security Door | 1 | High | B | 11 | 2035 | 5 | 2 | 2.7 | 14065 | 24399
Fabric ¦ Superstructure ¦ Internal Doors ¦ Roller Shutters ¦ Electric Roller Shutter | 1 | Medium | B | 11 | 2035 | 5 | 3 | 3.2 | 24536 | 25205
Electrical ¦ Lighting ¦ Internal ¦ General ¦ LED Fittings & Luminaires | 36 | Medium | B | 12 | 2036 | 5 | 3 | 3.2 | 24537 | 26497
HVAC ¦ Fan ¦ Local and Special Ventilation ¦ Kitchen Vent ¦ Extract | 1 | Low | B | 1 | 2025 | 5 | 4 | 3.7 | 33044 | 11995
Electrical ¦ Lighting ¦ Internal ¦ General | 2 | Medium | B | 6 | 2030 | 5 | 3 | 3.2 | 24538 | 18658
Electrical ¦ LV Distribution ¦ Distribution Board ¦ Sub | 1 | High | B | 4 | 2028 | 5 | 2 | 2.7 | 14066 | 13940
Electrical ¦ LV Distribution ¦ Distribution Board ¦ Sub | 1 | High | B | 1 | 2025 | 5 | 2 | 2.7 | 14067 | 3741
HVAC ¦ Fan ¦ Central Ventilation Systems ¦ Ventilating - General | 1 | Low | B | 3 | 2027 | 5 | 4 | 3.7 | 33045 | 13723
Electrical ¦ Lighting ¦ Internal ¦ General | 11 | Medium | B | 15 | 2039 | 5 | 3 | 3.2 | 24539 | 28426
Fire ¦ Fire Fighting ¦ Fire Extinguishers ¦ Foam | 1 | Urgent | B | 6 | 2030 | 5 | 1 | 2.2 | 4776 | 16337
HVAC ¦ Central Air Conditioning ¦ Air Conditioning ¦ Multi-Split Condenser - Split Systems/Heat Pumps - Air-cooled with Direct Expansion Evaporator (DX) | 1 | Medium | B | 7 | 2031 | 5 | 3 | 3.2 | 24540 | 19934
Fabric ¦ Superstructure ¦ Internal Doors ¦ Roller Shutters ¦ Electric Roller Shutter | 1 | Medium | B | 1 | 2025 | 5 | 3 | 3.2 | 24541 | 8043
HVAC ¦ Fan ¦ Local and Special Ventilation ¦ Fans Window or Wall Mounted | 1 | Medium | B | 5 | 2029 | 5 | 3 | 3.2 | 24542 | 15089
Electrical ¦ Lighting ¦ Internal ¦ General ¦ LED Fittings & Luminaires | 16 | Medium | B | 17 | 2041 | 5 | 3 | 3.2 | 24543 | 30473
Electrical ¦ Lighting ¦ Internal ¦ Emergency ¦ Self Contained ¦ Non LED | 12 | Urgent | B | 8 | 2032 | 5 | 1 | 2.2 | 4777 | 20410
HVAC ¦ Local Air Conditioning ¦ Single-Split Condenser - Split Systems/Heat Pumps - Air-cooled with Direct Expansion Evaporator (DX) | 1 | Medium | B | 1 | 2025 | 5 | 3 | 3.2 | 24544 | 8044
Controls ¦ Multi-System Controls ¦ Instrument Control Panel | 1 | Medium | B | 1 | 2025 | 5 | 3 | 3.2 | 24545 | 8045
Electrical ¦ LV Distribution ¦ Distribution Board ¦ Sub | 1 | High | B | 16 | 2040 | 5 | 2 | 2.7 | 14068 | 29170
Fabric ¦ Superstructure ¦ Windows and External Doors ¦ External Doors ¦ Manual and Automatic Doors ¦ Emergency and Panic Escape Doors | 1 | Urgent | B | 11 | 2035 | 5 | 1 | 2.2 | 4778 | 23606
Fire ¦ Fire Detection ¦ Fire Alarm System | 1 | Urgent | B | 11 | 2035 | 5 | 1 | 2.2 | 4779 | 23607
Electrical ¦ Specialist Lighting ¦ Internal ¦ Illuminated Fire Exit Signage | 1 | Urgent | B | 6 | 2030 | 5 | 1 | 2.2 | 4780 | 16338
Fire ¦ Fire Fighting ¦ Fire Extinguishers ¦ CO2 | 2 | Urgent | B | 2 | 2026 | 5 | 1 | 2.2 | 4781 | 12588
Electrical ¦ LV Distribution ¦ Distribution Board ¦ Sub | 1 | High | B | 1 | 2025 | 5 | 2 | 2.7 | 14069 | 3742
Electrical ¦ LV Distribution ¦ Distribution Board ¦ Sub | 1 | High | B | 4 | 2028 | 5 | 2 | 2.7 | 14070 | 13941
Fabric ¦ Superstructure ¦ Windows and External Doors ¦ External Doors ¦ Entrance Doors | 1 | High | B | 26 | 2050 | 5 | 2 | 2.7 | 14071 | 33498
Fabric ¦ Superstructure ¦ Internal Doors ¦ Roller Shutters ¦ Electric Roller Shutter | 1 | Medium | B | 11 | 2035 | 5 | 3 | 3.2 | 24546 | 25206
Electrical ¦ Lighting ¦ Internal ¦ General ¦ LED Fittings & Luminaires | 17 | Medium | B | 10 | 2034 | 5 | 3 | 3.2 | 24547 | 22803
Electrical ¦ Lighting ¦ Internal ¦ Emergency ¦ Self Contained ¦ Non LED | 1 | Urgent | B | 1 | 2025 | 5 | 1 | 2.2 | 4782 | 1322
Fire ¦ Fire Fighting ¦ Fire Extinguishers ¦ CO2 | 2 | Urgent | B | 6 | 2030 | 5 | 1 | 2.2 | 4783 | 16339
HVAC ¦ Heat Emitters - Central ¦ Radiators ¦ Steel | 3 | Medium | B | 1 | 2025 | 5 | 3 | 3.2 | 24548 | 8046
Electrical ¦ Specialist Lighting ¦ Internal ¦ Illuminated Fire Exit Signage | 4 | Urgent | B | 6 | 2030 | 5 | 1 | 2.2 | 4784 | 16340
Fire ¦ Fire Fighting ¦ Fire Extinguishers ¦ Foam | 3 | Urgent | B | 6 | 2030 | 5 | 1 | 2.2 | 4785 | 16341
Fire ¦ Fire Fighting ¦ Fire Extinguishers ¦ CO2 | 1 | Urgent | B | 6 | 2030 | 5 | 1 | 2.2 | 4786 | 16342
Fire ¦ Fire Fighting ¦ Fire Extinguishers ¦ CO2 | 2 | Urgent | B | 5 | 2029 | 5 | 1 | 2.2 | 4787 | 14373
HVAC ¦ Ventilation ¦ Air Handling Unit (AHU) ¦ Internal ¦ Central Air Conditioning ¦ Gas Fired | 1 | Medium | C | 1 | 2025 | 4 | 3 | 2.9 | 18618 | 5536
Fabric ¦ Superstructure ¦ Windows and External Doors ¦ Roller Shutters ¦ Electric Roller Shutter | 1 | High | B | 16 | 2040 | 5 | 2 | 2.7 | 14072 | 29171
Electrical ¦ Lighting ¦ Internal ¦ General | 4 | Medium | B | 1 | 2025 | 5 | 3 | 3.2 | 24549 | 8047
HVAC ¦ Ventilation ¦ Air Handling Unit (AHU) ¦ Internal ¦ Central Heating & Cooling ¦ LTHW & DX | 1 | High | B | 1 | 2025 | 5 | 2 | 2.7 | 14073 | 3743
Transport ¦ Lifts ¦ Passenger Lift electric ¦ Electric | 1 | Medium | B | 1 | 2025 | 5 | 3 | 3.2 | 24550 | 8048
Fire ¦ Fire Detection ¦ Fire Alarm System | 1 | Urgent | B | 1 | 2025 | 5 | 1 | 2.2 | 4788 | 1323
Electrical ¦ Specialist Lighting ¦ Internal ¦ Illuminated Fire Exit Signage | 1 | Urgent | B | 16 | 2040 | 5 | 1 | 2.2 | 4789 | 28788
Fire ¦ Fire Fighting ¦ Fire Extinguishers ¦ CO2 | 5 | Urgent | B | 6 | 2030 | 5 | 1 | 2.2 | 4790 | 16343
Electrical ¦ LV Distribution ¦ Distribution Board ¦ Main | 1 | High | B | 4 | 2028 | 5 | 2 | 2.7 | 14074 | 13942
Electrical ¦ LV Distribution ¦ Distribution Board ¦ Sub | 1 | High | B | 5 | 2029 | 5 | 2 | 2.7 | 14075 | 14642
Electrical ¦ Lighting ¦ Internal ¦ Emergency ¦ Self Contained ¦ LED | 4 | Urgent | B | 22 | 2046 | 5 | 1 | 2.2 | 4791 | 32902
HVAC ¦ Fan ¦ Local and Special Ventilation ¦ Axial | 1 | Medium | B | 4 | 2028 | 5 | 3 | 3.2 | 24551 | 14114
HVAC ¦ Fan ¦ Central Ventilation Systems ¦ Extract | 1 | Medium | B | 1 | 2025 | 5 | 3 | 3.2 | 24552 | 8049
Transport ¦ Lifts ¦ Disabled Lift ¦ Electric | 1 | High | B | 4 | 2028 | 5 | 2 | 2.7 | 14076 | 13943
Fire ¦ Fire Fighting ¦ Fire Blanket | 1 | Urgent | B | 2 | 2026 | 5 | 1 | 2.2 | 4792 | 12589
Fire ¦ Fire Fighting ¦ Fire Extinguishers ¦ Powder | 2 | Urgent | B | 6 | 2030 | 5 | 1 | 2.2 | 4793 | 16344
Electrical ¦ Lighting ¦ Internal ¦ General | 1 | Medium | B | 1 | 2025 | 5 | 3 | 3.2 | 24553 | 8050
HVAC ¦ Local Air Conditioning ¦ Single-Split Condenser - Split Systems/Heat Pumps - Air-cooled with Direct Expansion Evaporator (DX) | 1 | Medium | B | 5 | 2029 | 5 | 3 | 3.2 | 24554 | 15090
HVAC ¦ Fan ¦ Local and Special Ventilation ¦ Axial | 1 | Medium | B | 1 | 2025 | 5 | 3 | 3.2 | 24555 | 8051
Water ¦ Local Hot Water ¦ Instantaneous Electric Water Heater - Non-Drinking Water | 1 | Medium | B | 1 | 2025 | 5 | 3 | 3.2 | 24556 | 8052
Controls ¦ Building Management System (BMS) ¦ Central Operating Station | 1 | High | B | 6 | 2030 | 5 | 2 | 2.7 | 14077 | 17584
Fire ¦ Fire Fighting ¦ Fire Blanket | 1 | Urgent | B | 4 | 2028 | 5 | 1 | 2.2 | 4794 | 13819
HVAC ¦ Fan ¦ Local and Special Ventilation ¦ Extract Fans - Twin Toilet | 1 | Medium | B | 1 | 2025 | 5 | 3 | 3.2 | 24557 | 8053
Fabric ¦ Superstructure ¦ Windows and External Doors ¦ Roller Shutters ¦ Electric Roller Shutter | 1 | High | B | 1 | 2025 | 5 | 2 | 2.7 | 14078 | 3744
Fabric ¦ Superstructure ¦ Windows and External Doors ¦ External Doors ¦ Entrance Doors | 1 | High | B | 25 | 2049 | 5 | 2 | 2.7 | 14079 | 33388
HVAC ¦ Fan ¦ Local and Special Ventilation ¦ Extract | 1 | Medium | B | 1 | 2025 | 5 | 3 | 3.2 | 24558 | 8054
Security ¦ Access ¦ Access Control ¦ Gate Access - Local Lock / Keypad / Manual (External) | 1 | Medium | B | 5 | 2029 | 5 | 3 | 3.2 | 24559 | 15091
Fabric ¦ Superstructure ¦ Windows and External Doors ¦ Roller Shutters ¦ Electric Roller Shutter | 1 | High | B | 21 | 2045 | 5 | 2 | 2.7 | 14080 | 32627
Fabric ¦ Superstructure ¦ Windows and External Doors ¦ Roller Shutters ¦ Manual Roller Shutter | 1 | High | B | 5 | 2029 | 5 | 2 | 2.7 | 14081 | 14643
Electrical ¦ Lighting ¦ Internal ¦ Emergency ¦ Self Contained ¦ Non LED | 2 | Urgent | B | 1 | 2025 | 5 | 1 | 2.2 | 4795 | 1324
Electrical ¦ Lighting ¦ Internal ¦ General ¦ LED Fittings & Luminaires | 3 | Medium | A | 18 | 2042 | 6 | 3 | 3.5 | 32523 | 31014
HVAC ¦ Local Air Conditioning ¦ Single-Split Condenser - Split Systems/Heat Pumps - Air-cooled with Direct Expansion Evaporator (DX) | 1 | Medium | B | 9 | 2033 | 5 | 3 | 3.2 | 24560 | 21763
Electrical ¦ LV Distribution ¦ Distribution Board ¦ Sub | 1 | High | B | 1 | 2025 | 5 | 2 | 2.7 | 14082 | 3745
HVAC ¦ Fan ¦ Central Ventilation Systems ¦ Ventilating - General | 1 | Low | B | 3 | 2027 | 5 | 4 | 3.7 | 33046 | 13724
Fabric ¦ Superstructure ¦ Windows and External Doors ¦ Roller Shutters ¦ Manual Roller Shutter | 1 | High | B | 5 | 2029 | 5 | 2 | 2.7 | 14083 | 14644
HVAC ¦ Heat Emitters - Local ¦ Gas Fired Unit Heaters | 1 | Medium | B | 1 | 2025 | 5 | 3 | 3.2 | 24561 | 8055
HVAC ¦ Local Air Conditioning ¦ Single-Split Condenser - Split Systems/Heat Pumps - Air-cooled with Direct Expansion Evaporator (DX) | 1 | Medium | B | 7 | 2031 | 5 | 3 | 3.2 | 24562 | 19935
HVAC ¦ Fan ¦ Local and Special Ventilation ¦ Axial | 1 | Medium | B | 4 | 2028 | 5 | 3 | 3.2 | 24563 | 14115
Controls ¦ Building Management System (BMS) ¦ BMS Control Panel | 1 | High | B | 1 | 2025 | 5 | 2 | 2.7 | 14084 | 3746
Fabric ¦ Superstructure ¦ Windows and External Doors ¦ External Doors ¦ Entrance Doors | 1 | High | B | 6 | 2030 | 5 | 2 | 2.7 | 14085 | 17585
HVAC ¦ Fan ¦ Local and Special Ventilation ¦ Fans Window or Wall Mounted | 1 | Medium | B | 1 | 2025 | 5 | 3 | 3.2 | 24564 | 8056
Fabric ¦ Superstructure ¦ Windows and External Doors ¦ External Doors ¦ Manual and Automatic Doors ¦ High Security Door | 1 | High | B | 11 | 2035 | 5 | 2 | 2.7 | 14086 | 24400
Security ¦ Access ¦ Access Control ¦ Door ¦ Local Lock / Keypad / Manual | 1 | Medium | B | 1 | 2025 | 5 | 3 | 3.2 | 24565 | 8057
Electrical ¦ Lighting ¦ External ¦ General - LED | 1 | Medium | B | 7 | 2031 | 5 | 3 | 3.2 | 24566 | 19936
Electrical ¦ LV Distribution ¦ Distribution Board ¦ Sub | 1 | High | B | 12 | 2036 | 5 | 2 | 2.7 | 14087 | 26190
Electrical ¦ LV Distribution ¦ Distribution Board ¦ Sub | 1 | High | B | 1 | 2025 | 5 | 2 | 2.7 | 14088 | 3747
Fabric ¦ Superstructure ¦ Windows and External Doors ¦ Roller Shutters ¦ Manual Roller Shutter | 1 | High | B | 1 | 2025 | 5 | 2 | 2.7 | 14089 | 3748
Electrical ¦ Specialist Lighting ¦ Internal ¦ Illuminated Fire Exit Signage | 1 | Urgent | B | 12 | 2036 | 5 | 1 | 2.2 | 4796 | 26014
Electrical ¦ LV Distribution ¦ Distribution Board ¦ Sub | 1 | High | B | 1 | 2025 | 5 | 2 | 2.7 | 14090 | 3749
HVAC ¦ Central Heating (Internally Sourced) ¦ Boiler ¦ Combination Atmospheric Burner Gas Boiler | 1 | High | B | 1 | 2025 | 5 | 2 | 2.7 | 14091 | 3750
Water ¦ Local Hot Water ¦ Package Electric Water Heaters - Non-Drinking Water | 1 | Medium | B | 9 | 2033 | 5 | 3 | 3.2 | 24567 | 21764
HVAC ¦ Fan ¦ Local and Special Ventilation ¦ Fans Window or Wall Mounted | 1 | Medium | B | 1 | 2025 | 5 | 3 | 3.2 | 24568 | 8058
Electrical ¦ LV Distribution ¦ Main Switch Panel at Supply Intake | 1 | Medium | B | 1 | 2025 | 5 | 3 | 3.2 | 24569 | 8059
Fabric ¦ Superstructure ¦ Windows and External Doors ¦ Roller Shutters ¦ Electric Roller Shutter | 1 | High | B | 16 | 2040 | 5 | 2 | 2.7 | 14092 | 29172
HVAC ¦ Heat Emitters - Local ¦ Electric Heaters | 1 | Medium | B | 3 | 2027 | 5 | 3 | 3.2 | 24570 | 13534
Electrical ¦ LV Distribution ¦ Distribution Board ¦ Sub | 1 | High | B | 17 | 2041 | 5 | 2 | 2.7 | 14093 | 30319
Fabric ¦ Superstructure ¦ Windows and External Doors ¦ Roller Shutters ¦ Manual Roller Shutter | 1 | High | B | 1 | 2025 | 5 | 2 | 2.7 | 14094 | 3751
Fire ¦ Fire Fighting ¦ Fire Extinguishers ¦ Foam | 4 | Urgent | B | 7 | 2031 | 5 | 1 | 2.2 | 4797 | 19316
Water ¦ Local Hot Water ¦ Instantaneous Electric Water Heater - Non-Drinking Water | 1 | Medium | B | 14 | 2038 | 5 | 3 | 3.2 | 24571 | 27570
HVAC ¦ Fan ¦ Local and Special Ventilation ¦ Axial | 1 | Medium | B | 1 | 2025 | 5 | 3 | 3.2 | 24572 | 8060
HVAC ¦ Fan ¦ Local and Special Ventilation ¦ Extract | 1 | Medium | B | 1 | 2025 | 5 | 3 | 3.2 | 24573 | 8061
Electrical ¦ Specialist Lighting ¦ Internal ¦ Illuminated Fire Exit Signage | 2 | Urgent | B | 16 | 2040 | 5 | 1 | 2.2 | 4798 | 28789
HVAC ¦ Local Air Conditioning ¦ Single-Split Evaporator - Split Systems/Heat Pumps - Air-cooled with Direct Expansion Evaporator (DX) | 1 | Medium | B | 9 | 2033 | 5 | 3 | 3.2 | 24574 | 21765
Electrical ¦ Specialist Lighting ¦ Internal ¦ Illuminated Fire Exit Signage | 3 | Urgent | B | 10 | 2034 | 5 | 1 | 2.2 | 4799 | 22053
Fire ¦ Fire Fighting ¦ Fire Extinguishers ¦ Foam | 5 | Urgent | B | 6 | 2030 | 5 | 1 | 2.2 | 4800 | 16345
HVAC ¦ Heat Emitters - Local ¦ Electric Heaters | 2 | Medium | B | 1 | 2025 | 5 | 3 | 3.2 | 24575 | 8062
HVAC ¦ Heat Emitters - Local ¦ Gas Fired Unit Heaters | 1 | Medium | B | 1 | 2025 | 5 | 3 | 3.2 | 24576 | 8063
HVAC ¦ Central Heating (Internally Sourced) ¦ Boiler ¦ Atmospheric Gas Burner Boiler - Small and/or Wall Hung for Domestic Installation | 1 | Medium | B | 6 | 2030 | 5 | 3 | 3.2 | 24577 | 18659
Fabric ¦ Superstructure ¦ Windows and External Doors ¦ External Doors ¦ Entrance Doors | 1 | High | B | 1 | 2025 | 5 | 2 | 2.7 | 14095 | 3752
Fabric ¦ Superstructure ¦ Windows and External Doors ¦ External Doors ¦ Manual and Automatic Doors ¦ High Security Door | 1 | High | B | 6 | 2030 | 5 | 2 | 2.7 | 14096 | 17586
Fabric ¦ Superstructure ¦ Windows and External Doors ¦ External Doors ¦ Manual and Automatic Doors ¦ Auto / Powered Sliding Doors | 1 | High | B | 21 | 2045 | 5 | 2 | 2.7 | 14097 | 32628
Fire ¦ Fire Fighting ¦ Fire Extinguishers ¦ Foam | 2 | Urgent | B | 1 | 2025 | 5 | 1 | 2.2 | 4801 | 1325
Electrical ¦ LV Distribution ¦ Distribution Board ¦ Sub | 1 | High | B | 6 | 2030 | 5 | 2 | 2.7 | 14098 | 17587
HVAC ¦ Fan ¦ Central Heating ¦ Axial | 1 | High | B | 1 | 2025 | 5 | 2 | 2.7 | 14099 | 3753
Fabric ¦ Superstructure ¦ Windows and External Doors ¦ External Doors ¦ Entrance Doors | 1 | High | B | 11 | 2035 | 5 | 2 | 2.7 | 14100 | 24401
HVAC ¦ Local Air Conditioning ¦ Single-Split Evaporator - Split Systems/Heat Pumps - Air-cooled with Direct Expansion Evaporator (DX) | 1 | Medium | B | 7 | 2031 | 5 | 3 | 3.2 | 24578 | 19937
Fabric ¦ Superstructure ¦ Windows and External Doors ¦ Roller Shutters ¦ Electric Roller Shutter | 1 | High | B | 1 | 2025 | 5 | 2 | 2.7 | 14101 | 3754
Electrical ¦ Lighting ¦ Internal ¦ Emergency ¦ Self Contained ¦ LED | 5 | Urgent | B | 24 | 2048 | 5 | 1 | 2.2 | 4802 | 33238
Fabric ¦ Superstructure ¦ Windows and External Doors ¦ External Doors ¦ Manual and Automatic Doors ¦ High Security Door | 1 | High | B | 11 | 2035 | 5 | 2 | 2.7 | 14102 | 24402
Electrical ¦ Lighting ¦ Internal ¦ Emergency ¦ Self Contained ¦ LED | 6 | Urgent | B | 21 | 2045 | 5 | 1 | 2.2 | 4803 | 32049
Fire ¦ Fire Fighting ¦ Fire Extinguishers ¦ Foam | 2 | Urgent | B | 9 | 2033 | 5 | 1 | 2.2 | 4804 | 21324
Controls ¦ Multi-System Controls ¦ Control Panel - Electrical Services (excluding Electrical Controllers and Pneumatic Relays) | 1 | Medium | B | 1 | 2025 | 5 | 3 | 3.2 | 24579 | 8064
Electrical ¦ LV Distribution ¦ Distribution Board ¦ Main | 1 | High | B | 1 | 2025 | 5 | 2 | 2.7 | 14103 | 3755
HVAC ¦ Fan ¦ Local and Special Ventilation ¦ Extract | 1 | Medium | B | 1 | 2025 | 5 | 3 | 3.2 | 24580 | 8065
HVAC ¦ Local and Special Ventilation ¦ Unit extract fans. | 1 | Medium | B | 12 | 2036 | 5 | 3 | 3.2 | 24581 | 26498
Fabric ¦ Superstructure ¦ Windows and External Doors ¦ External Doors ¦ Entrance Doors | 1 | High | B | 15 | 2039 | 5 | 2 | 2.7 | 14104 | 28156
Electrical ¦ Lighting ¦ Internal ¦ Emergency ¦ Self Contained ¦ LED | 2 | Urgent | B | 21 | 2045 | 5 | 1 | 2.2 | 4805 | 32050
Fabric ¦ Superstructure ¦ Windows and External Doors ¦ External Doors ¦ Manual and Automatic Doors ¦ Auto / Powered Sliding Doors | 1 | High | B | 6 | 2030 | 5 | 2 | 2.7 | 14105 | 17588
Fire ¦ Fire Fighting ¦ Fire Extinguishers ¦ Foam | 1 | Urgent | B | 7 | 2031 | 5 | 1 | 2.2 | 4806 | 19317
Fabric ¦ Superstructure ¦ Windows and External Doors ¦ Roller Shutters ¦ Manual Roller Shutter | 1 | High | B | 1 | 2025 | 5 | 2 | 2.7 | 14106 | 3756
HVAC ¦ Fan ¦ Local and Special Ventilation ¦ Fans Window or Wall Mounted | 1 | Medium | B | 1 | 2025 | 5 | 3 | 3.2 | 24582 | 8066
Electrical ¦ Specialist Lighting ¦ Internal ¦ Illuminated Fire Exit Signage | 2 | Urgent | B | 1 | 2025 | 5 | 1 | 2.2 | 4807 | 1326
Fire ¦ Fire Fighting ¦ Fire Extinguishers ¦ Foam | 1 | Urgent | B | 5 | 2029 | 5 | 1 | 2.2 | 4808 | 14374
Security ¦ Access ¦ Access Control ¦ Door ¦ Local Lock / Keypad / Manual | 2 | Medium | B | 1 | 2025 | 5 | 3 | 3.2 | 24583 | 8067
Water ¦ Hot Water Distribution ¦ Tank ¦ Break Tank and Pump (Fluid Category 5 Backflow Protection) | 1 | Urgent | B | 1 | 2025 | 5 | 1 | 2.2 | 4809 | 1327
Electrical ¦ Lighting ¦ Internal ¦ General ¦ LED Fittings & Luminaires | 1 | Medium | B | 16 | 2040 | 5 | 3 | 3.2 | 24584 | 29534
HVAC ¦ Fan ¦ Local and Special Ventilation ¦ Extract | 1 | Medium | B | 11 | 2035 | 5 | 3 | 3.2 | 24585 | 25207
HVAC ¦ Heat Emitters - Local ¦ Electric Heaters | 1 | Medium | B | 1 | 2025 | 5 | 3 | 3.2 | 24586 | 8068
Electrical ¦ Lighting ¦ Internal ¦ General ¦ LED Fittings & Luminaires | 40 | Medium | B | 12 | 2036 | 5 | 3 | 3.2 | 24587 | 26499
Fire ¦ Fire Detection ¦ Fire Alarm Panel / Repeater | 1 | Urgent | B | 5 | 2029 | 5 | 1 | 2.2 | 4810 | 14375
Fire ¦ Fire Fighting ¦ Fire Extinguishers ¦ CO2 | 2 | Urgent | B | 6 | 2030 | 5 | 1 | 2.2 | 4811 | 16346
Fire ¦ Fire Fighting ¦ Fire Extinguishers ¦ Foam | 1 | Urgent | B | 6 | 2030 | 5 | 1 | 2.2 | 4812 | 16347
Electrical ¦ Specialist Lighting ¦ Internal ¦ Illuminated Fire Exit Signage | 2 | Urgent | B | 16 | 2040 | 5 | 1 | 2.2 | 4813 | 28790
Fabric ¦ Superstructure ¦ Windows and External Doors ¦ External Doors ¦ Entrance Doors | 1 | High | B | 15 | 2039 | 5 | 2 | 2.7 | 14107 | 28157
Fabric ¦ Superstructure ¦ Windows and External Doors ¦ Roller Shutters ¦ Manual Roller Shutter | 1 | High | B | 1 | 2025 | 5 | 2 | 2.7 | 14108 | 3757
HVAC ¦ Ductwork ¦ Ductwork, Fittings and Ancillaries ¦ Central Ventilation Systems ¦ Fire Dampers ¦ Automatic | 1 | Urgent | B | 1 | 2025 | 5 | 1 | 2.2 | 4814 | 1328
HVAC ¦ Ductwork ¦ Ductwork, Fittings and Ancillaries ¦ Central Ventilation Systems ¦ Fire Dampers ¦ Automatic | 1 | Urgent | B | 1 | 2025 | 5 | 1 | 2.2 | 4815 | 1329
HVAC ¦ Fan ¦ Local and Special Ventilation ¦ Kitchen Vent ¦ Fans Window or Wall Mounted | 1 | Medium | B | 10 | 2034 | 5 | 3 | 3.2 | 24588 | 22804
Fabric ¦ Superstructure ¦ Windows and External Doors ¦ External Doors ¦ Manual and Automatic Doors ¦ Emergency and Panic Escape Doors | 1 | Urgent | B | 16 | 2040 | 5 | 1 | 2.2 | 4816 | 28791
Fabric ¦ Superstructure ¦ Windows and External Doors ¦ External Doors ¦ Manual and Automatic Doors ¦ High Security Door | 1 | High | B | 21 | 2045 | 5 | 2 | 2.7 | 14109 | 32629
Fire ¦ Fire Fighting ¦ Fire Extinguishers ¦ CO2 | 1 | Urgent | B | 5 | 2029 | 5 | 1 | 2.2 | 4817 | 14376
HVAC ¦ Heat Emitters - Local ¦ Electric Heaters | 1 | Medium | B | 1 | 2025 | 5 | 3 | 3.2 | 24589 | 8069
Electrical ¦ Lighting ¦ External ¦ General - Non-LED | 2 | Medium | B | 1 | 2025 | 5 | 3 | 3.2 | 24590 | 8070
HVAC ¦ Heat Emitters - Local ¦ Gas Fired Natural and Fan Assisted Heaters | 1 | Medium | B | 6 | 2030 | 5 | 3 | 3.2 | 24591 | 18660
HVAC ¦ Fan ¦ Local and Special Ventilation ¦ Kitchen Vent ¦ Fans Window or Wall Mounted | 1 | Medium | B | 1 | 2025 | 5 | 3 | 3.2 | 24592 | 8071
Controls ¦ Multi-System Controls ¦ Motor Control Centre (MCC) | 1 | Low | B | 1 | 2025 | 5 | 4 | 3.7 | 33047 | 11996
Fabric ¦ Superstructure ¦ Windows and External Doors ¦ External Doors ¦ Entrance Doors | 1 | High | B | 15 | 2039 | 5 | 2 | 2.7 | 14110 | 28158
Electrical ¦ Lighting ¦ External ¦ General - LED | 1 | Medium | B | 11 | 2035 | 5 | 3 | 3.2 | 24593 | 25208
HVAC ¦ Fan ¦ Local and Special Ventilation ¦ Fans Window or Wall Mounted | 1 | Medium | CX | 1 | 2025 | 2 | 3 | 2.3 | 10170 | 2114
HVAC ¦ Fan ¦ Local and Special Ventilation ¦ Extract | 1 | Medium | B | 1 | 2025 | 5 | 3 | 3.2 | 24594 | 8072
HVAC ¦ Heat Emitters - Central ¦ Radiators ¦ Aluminium | 7 | Medium | B | 1 | 2025 | 5 | 3 | 3.2 | 24595 | 8073
Fire ¦ Fire Fighting ¦ Fire Extinguishers ¦ CO2 | 2 | Urgent | B | 2 | 2026 | 5 | 1 | 2.2 | 4818 | 12590
HVAC ¦ Fan ¦ Local and Special Ventilation ¦ Extract | 1 | Medium | B | 1 | 2025 | 5 | 3 | 3.2 | 24596 | 8074
Electrical ¦ Lighting ¦ Internal ¦ General | 10 | Medium | B | 1 | 2025 | 5 | 3 | 3.2 | 24597 | 8075
Fabric ¦ Superstructure ¦ Windows and External Doors ¦ External Doors ¦ Manual and Automatic Doors ¦ Emergency and Panic Escape Doors | 1 | Urgent | B | 17 | 2041 | 5 | 1 | 2.2 | 4819 | 30094
Electrical ¦ LV Distribution ¦ Distribution Board ¦ Sub | 1 | High | D | 1 | 2025 | 3 | 2 | 2.1 | 1157 | 791
Fabric ¦ Superstructure ¦ Windows and External Doors ¦ Roller Shutters ¦ Manual Roller Shutter | 1 | High | B | 1 | 2025 | 5 | 2 | 2.7 | 14111 | 3758
Electrical ¦ LV Distribution ¦ Distribution Board ¦ Sub | 1 | High | B | 1 | 2025 | 5 | 2 | 2.7 | 14112 | 3759
Fabric ¦ Superstructure ¦ Windows and External Doors ¦ External Doors ¦ Manual and Automatic Doors ¦ Emergency and Panic Escape Doors | 1 | Urgent | A | 34 | 2058 | 6 | 1 | 2.5 | 10882 | 33863
Electrical ¦ Specialist Lighting ¦ Internal ¦ Illuminated Fire Exit Signage | 1 | Urgent | C | 1 | 2025 | 4 | 1 | 1.9 | 645 | 468
HVAC ¦ Heat Emitters - Local ¦ Electric Heaters | 2 | Medium | B | 1 | 2025 | 5 | 3 | 3.2 | 24598 | 8076
HVAC ¦ Central Air Conditioning ¦ Air Conditioning ¦ Multi-Split Condenser - Split Systems/Heat Pumps - Air-cooled with Direct Expansion Evaporator (DX) | 1 | Medium | B | 1 | 2025 | 5 | 3 | 3.2 | 24599 | 8077
Electrical ¦ LV Distribution ¦ Distribution Board ¦ Sub | 1 | High | D | 10 | 2034 | 3 | 2 | 2.1 | 1158 | 21958
Fire ¦ Fire Fighting ¦ Fire Extinguishers ¦ CO2 | 1 | Urgent | B | 10 | 2034 | 5 | 1 | 2.2 | 4820 | 22054
HVAC ¦ Local Air Conditioning ¦ Single-Split Evaporator - Split Systems/Heat Pumps - Air-cooled with Direct Expansion Evaporator (DX) | 1 | Medium | B | 5 | 2029 | 5 | 3 | 3.2 | 24600 | 15092
HVAC ¦ Fan ¦ Local and Special Ventilation ¦ Fans Window or Wall Mounted | 1 | Medium | B | 1 | 2025 | 5 | 3 | 3.2 | 24601 | 8078
HVAC ¦ Fan ¦ Local and Special Ventilation ¦ Fans Window or Wall Mounted | 1 | Medium | B | 1 | 2025 | 5 | 3 | 3.2 | 24602 | 8079
HVAC ¦ Fan ¦ Central Ventilation Systems ¦ Ventilating - General | 1 | Low | B | 1 | 2025 | 5 | 4 | 3.7 | 33048 | 11997
Fabric ¦ Superstructure ¦ Windows and External Doors ¦ External Doors ¦ Entrance Doors | 1 | High | B | 11 | 2035 | 5 | 2 | 2.7 | 14113 | 24403
HVAC ¦ Heat Emitters - Local ¦ Gas Fired Natural and Fan Assisted Heaters | 1 | Medium | B | 1 | 2025 | 5 | 3 | 3.2 | 24603 | 8080
HVAC ¦ Fan ¦ Local and Special Ventilation ¦ Fans Window or Wall Mounted | 1 | Medium | B | 1 | 2025 | 5 | 3 | 3.2 | 24604 | 8081
Water ¦ Local Hot Water ¦ Package Electric Water Heaters - Non-Drinking Water | 1 | Medium | B | 8 | 2032 | 5 | 3 | 3.2 | 24605 | 20949
Fabric ¦ Superstructure ¦ Windows and External Doors ¦ External Doors ¦ Entrance Doors | 1 | High | B | 11 | 2035 | 5 | 2 | 2.7 | 14114 | 24404
Fabric ¦ Superstructure ¦ Windows and External Doors ¦ External Doors ¦ Manual and Automatic Doors ¦ Emergency and Panic Escape Doors | 1 | Urgent | B | 6 | 2030 | 5 | 1 | 2.2 | 4821 | 16348
HVAC ¦ Local and Special Ventilation ¦ Unit extract fans. | 1 | Medium | B | 1 | 2025 | 5 | 3 | 3.2 | 24606 | 8082
Electrical ¦ LV Distribution ¦ Distribution Board ¦ Sub | 1 | High | B | 1 | 2025 | 5 | 2 | 2.7 | 14115 | 3760
HVAC ¦ Fan ¦ Local and Special Ventilation ¦ Extract | 1 | Medium | B | 1 | 2025 | 5 | 3 | 3.2 | 24607 | 8083
HVAC ¦ Fan ¦ Local and Special Ventilation ¦ Ventilating - General | 1 | Medium | C | 1 | 2025 | 4 | 3 | 2.9 | 18619 | 5537
HVAC ¦ Fan ¦ Local and Special Ventilation ¦ Ventilating - General | 1 | Medium | C | 1 | 2025 | 4 | 3 | 2.9 | 18620 | 5538
Security ¦ Access ¦ Access Control ¦ Gate Access - Local Lock / Keypad / Manual (External) | 1 | Medium | C | 1 | 2025 | 4 | 3 | 2.9 | 18621 | 5539
Electrical ¦ Lighting ¦ External ¦ General - Non-LED | 1 | Medium | CX | 1 | 2025 | 2 | 3 | 2.3 | 10171 | 2115
HVAC ¦ Heat Emitters - Local ¦ Gas Fired Unit Heaters | 1 | Medium | B | 1 | 2025 | 5 | 3 | 3.2 | 24608 | 8084
Fire ¦ Fire Fighting ¦ Fire Extinguishers ¦ CO2 | 1 | Urgent | A | 10 | 2034 | 6 | 1 | 2.5 | 10883 | 22215
HVAC ¦ Heat Emitters - Local ¦ Electric Heaters | 1 | Medium | B | 2 | 2026 | 5 | 3 | 3.2 | 24609 | 13083
Electrical ¦ LV Distribution ¦ Distribution Board ¦ Sub | 1 | High | C | 1 | 2025 | 4 | 2 | 2.4 | 10548 | 2402
HVAC ¦ Local Air Conditioning ¦ Single-Split Condenser - Split Systems/Heat Pumps - Air-cooled with Direct Expansion Evaporator (DX) | 1 | Medium | B | 1 | 2025 | 5 | 3 | 3.2 | 24610 | 8085
Electrical ¦ Lighting ¦ Internal ¦ General | 23 | Medium | B | 1 | 2025 | 5 | 3 | 3.2 | 24611 | 8086
Fabric ¦ Superstructure ¦ Windows and External Doors ¦ External Doors ¦ Entrance Doors | 1 | High | B | 11 | 2035 | 5 | 2 | 2.7 | 14116 | 24405
HVAC ¦ Local and Special Ventilation ¦ Unit extract fans. | 1 | Medium | B | 6 | 2030 | 5 | 3 | 3.2 | 24612 | 18661
HVAC ¦ Heat Emitters - Local ¦ Electric Heaters | 2 | Medium | B | 1 | 2025 | 5 | 3 | 3.2 | 24613 | 8087
Electrical ¦ Lighting ¦ Internal ¦ Emergency ¦ Self Contained ¦ Non LED | 1 | Urgent | B | 1 | 2025 | 5 | 1 | 2.2 | 4822 | 1330
Security ¦ Access ¦ Access Control ¦ Gate Access - Local Lock / Keypad / Manual (External) | 2 | Medium | C | 1 | 2025 | 4 | 3 | 2.9 | 18622 | 5540
Electrical ¦ Lighting ¦ Internal ¦ General | 10 | Medium | B | 1 | 2025 | 5 | 3 | 3.2 | 24614 | 8088
Electrical ¦ Specialist Lighting ¦ Internal ¦ Illuminated Fire Exit Signage | 3 | Urgent | B | 6 | 2030 | 5 | 1 | 2.2 | 4823 | 16349
HVAC ¦ Fan ¦ Local and Special Ventilation ¦ Fans Window or Wall Mounted | 1 | Medium | B | 5 | 2029 | 5 | 3 | 3.2 | 24615 | 15093
Fire ¦ Fire Detection ¦ Fire Alarm System | 1 | Urgent | B | 1 | 2025 | 5 | 1 | 2.2 | 4824 | 1331
Electrical ¦ Lighting ¦ Internal ¦ General | 15 | Medium | B | 1 | 2025 | 5 | 3 | 3.2 | 24616 | 8089
Transport ¦ Lifts ¦ Disabled Lift ¦ Hydraulic | 1 | High | C | 6 | 2030 | 4 | 2 | 2.4 | 10549 | 17328
Fabric ¦ Superstructure ¦ Windows and External Doors ¦ External Doors ¦ Manual and Automatic Doors ¦ Emergency and Panic Escape Doors | 1 | Urgent | B | 25 | 2049 | 5 | 1 | 2.2 | 4825 | 33302
Electrical ¦ Lighting ¦ Internal ¦ General ¦ LED Fittings & Luminaires | 1 | Medium | B | 10 | 2034 | 5 | 3 | 3.2 | 24617 | 22805
HVAC ¦ Heat Emitters - Local ¦ Electric Heaters | 1 | Medium | B | 1 | 2025 | 5 | 3 | 3.2 | 24618 | 8090
HVAC ¦ Local Air Conditioning ¦ Single-Split Condenser - Split Systems/Heat Pumps - Air-cooled with Direct Expansion Evaporator (DX) | 1 | Medium | B | 4 | 2028 | 5 | 3 | 3.2 | 24619 | 14116
Fabric ¦ Superstructure ¦ Windows and External Doors ¦ External Doors ¦ Manual and Automatic Doors ¦ Emergency and Panic Escape Doors | 1 | Urgent | B | 21 | 2045 | 5 | 1 | 2.2 | 4826 | 32051
HVAC ¦ Local and Special Ventilation ¦ Unit extract fans. | 1 | Medium | B | 1 | 2025 | 5 | 3 | 3.2 | 24620 | 8091
HVAC ¦ Local and Special Ventilation ¦ Unit extract fans. | 1 | Medium | B | 1 | 2025 | 5 | 3 | 3.2 | 24621 | 8092
Fabric ¦ Superstructure ¦ Windows and External Doors ¦ Roller Shutters ¦ Manual Roller Shutter | 1 | High | C | 1 | 2025 | 4 | 2 | 2.4 | 10550 | 2403
HVAC ¦ Heat Emitters - Local ¦ Electric Overdoor Air Curtain/Heater | 1 | Medium | C | 6 | 2030 | 4 | 3 | 2.9 | 18623 | 17935
HVAC ¦ Fan ¦ Local and Special Ventilation ¦ Extract | 1 | Medium | B | 1 | 2025 | 5 | 3 | 3.2 | 24622 | 8093
Electrical ¦ Lighting ¦ External ¦ General - Non-LED | 2 | Medium | B | 1 | 2025 | 5 | 3 | 3.2 | 24623 | 8094
Fire ¦ Fire Fighting ¦ Fire Extinguishers ¦ Powder | 1 | Urgent | A | 9 | 2033 | 6 | 1 | 2.5 | 10884 | 21537
Electrical ¦ LV Distribution ¦ Distribution Board ¦ Main | 1 | High | B | 1 | 2025 | 5 | 2 | 2.7 | 14117 | 3761
Electrical ¦ Lighting ¦ Internal ¦ General | 2 | Medium | B | 8 | 2032 | 5 | 3 | 3.2 | 24624 | 20950
HVAC ¦ Local Air Conditioning ¦ Single-Split Condenser - Split Systems/Heat Pumps - Air-cooled with Direct Expansion Evaporator (DX) | 1 | Medium | CX | 1 | 2025 | 2 | 3 | 2.3 | 10172 | 2116
Electrical ¦ Lighting ¦ Internal ¦ Emergency ¦ Self Contained ¦ LED | 2 | Urgent | B | 13 | 2037 | 5 | 1 | 2.2 | 4827 | 26852
HVAC ¦ Central Air Conditioning ¦ Air Conditioning ¦ Multi-Split Condenser - Split Systems/Heat Pumps - Air-cooled with Direct Expansion Evaporator (DX) | 1 | Medium | B | 1 | 2025 | 5 | 3 | 3.2 | 24625 | 8095
HVAC ¦ Heat Emitters - Local ¦ Gas Fired Natural and Fan Assisted Heaters | 1 | Medium | B | 8 | 2032 | 5 | 3 | 3.2 | 24626 | 20951
Controls ¦ Multi-System Controls ¦ Instrument Control Panel | 1 | Medium | B | 1 | 2025 | 5 | 3 | 3.2 | 24627 | 8096
HVAC ¦ Fan ¦ Central Cooling ¦ Axial | 1 | Medium | B | 1 | 2025 | 5 | 3 | 3.2 | 24628 | 8097
Fabric ¦ Superstructure ¦ Internal Doors ¦ Roller Shutters ¦ Electric Roller Shutter | 1 | Medium | B | 5 | 2029 | 5 | 3 | 3.2 | 24629 | 15094
Electrical ¦ Lighting ¦ Internal ¦ Emergency ¦ Self Contained ¦ LED | 11 | Urgent | B | 20 | 2044 | 5 | 1 | 2.2 | 4828 | 31473
Fire ¦ Fire Fighting ¦ Fire Extinguishers ¦ Foam | 1 | Urgent | B | 2 | 2026 | 5 | 1 | 2.2 | 4829 | 12591
HVAC ¦ Fan ¦ Central Ventilation Systems ¦ Ventilating - General | 1 | Low | B | 1 | 2025 | 5 | 4 | 3.7 | 33049 | 11998
Electrical ¦ LV Distribution ¦ Distribution Board ¦ Main | 1 | High | B | 1 | 2025 | 5 | 2 | 2.7 | 14118 | 3762
Fire ¦ Fire Detection ¦ Fire Alarm Panel / Repeater | 1 | Urgent | B | 7 | 2031 | 5 | 1 | 2.2 | 4830 | 19318
Electrical ¦ Lighting ¦ Internal ¦ General | 1 | Medium | B | 1 | 2025 | 5 | 3 | 3.2 | 24630 | 8098
Electrical ¦ Lighting ¦ Internal ¦ General | 7 | Medium | B | 6 | 2030 | 5 | 3 | 3.2 | 24631 | 18662
Fabric ¦ Superstructure ¦ Internal Doors ¦ Roller Shutters ¦ Electric Roller Shutter | 1 | Medium | C | 16 | 2040 | 4 | 3 | 2.9 | 18624 | 29289
Fabric ¦ Superstructure ¦ Internal Doors ¦ Roller Shutters ¦ Internal Manual Roller Shutter | 1 | Medium | B | 1 | 2025 | 5 | 3 | 3.2 | 24632 | 8099
HVAC ¦ Fan ¦ Local and Special Ventilation ¦ Kitchen Vent ¦ Extract | 1 | Low | B | 5 | 2029 | 5 | 4 | 3.7 | 33050 | 15624
Controls ¦ Multi-System Controls ¦ Control Panel - Electrical Services (excluding Electrical Controllers and Pneumatic Relays) | 1 | Medium | B | 17 | 2041 | 5 | 3 | 3.2 | 24633 | 30474
Electrical ¦ Lighting ¦ Internal ¦ General | 34 | Medium | B | 1 | 2025 | 5 | 3 | 3.2 | 24634 | 8100
Fire ¦ Fire Fighting ¦ Fire Extinguishers ¦ Foam | 3 | Urgent | B | 2 | 2026 | 5 | 1 | 2.2 | 4831 | 12592
HVAC ¦ Ventilation ¦ Air Handling Unit (AHU) ¦ Internal ¦ Central Heating & Cooling ¦ Electric & DX | 1 | Medium | B | 1 | 2025 | 5 | 3 | 3.2 | 24635 | 8101
Fabric ¦ Superstructure ¦ Windows and External Doors ¦ External Doors ¦ Manual and Automatic Doors ¦ Auto / Powered Sliding Doors | 1 | High | B | 21 | 2045 | 5 | 2 | 2.7 | 14119 | 32630
Electrical ¦ LV Distribution ¦ Main Switch Panel at Supply Intake | 1 | Medium | B | 1 | 2025 | 5 | 3 | 3.2 | 24636 | 8102
HVAC ¦ Heat Emitters - Local ¦ Electric Heaters | 5 | Medium | B | 2 | 2026 | 5 | 3 | 3.2 | 24637 | 13084
Electrical ¦ Lighting ¦ Internal ¦ General | 8 | Medium | B | 6 | 2030 | 5 | 3 | 3.2 | 24638 | 18663
Electrical ¦ LV Distribution ¦ Distribution Board ¦ Main | 1 | High | B | 11 | 2035 | 5 | 2 | 2.7 | 14120 | 24406
Fabric ¦ Superstructure ¦ Windows and External Doors ¦ Roller Shutters ¦ Manual Roller Shutter | 1 | High | B | 1 | 2025 | 5 | 2 | 2.7 | 14121 | 3763
Electrical ¦ LV Distribution ¦ Distribution Board ¦ Sub | 1 | High | B | 12 | 2036 | 5 | 2 | 2.7 | 14122 | 26191
Electrical ¦ LV Distribution ¦ Main Switch Panel at Supply Intake | 1 | Medium | B | 1 | 2025 | 5 | 3 | 3.2 | 24639 | 8103
Electrical ¦ Specialist Lighting ¦ Internal ¦ Illuminated Fire Exit Signage | 1 | Urgent | B | 15 | 2039 | 5 | 1 | 2.2 | 4832 | 27861
Fire ¦ Fire Fighting ¦ Fire Extinguishers ¦ Foam | 3 | Urgent | B | 6 | 2030 | 5 | 1 | 2.2 | 4833 | 16350
Fire ¦ Fire Detection ¦ Fire Alarm Panel / Repeater | 1 | Urgent | B | 1 | 2025 | 5 | 1 | 2.2 | 4834 | 1332
HVAC ¦ Local Air Conditioning ¦ Single-Split Condenser - Split Systems/Heat Pumps - Air-cooled with Direct Expansion Evaporator (DX) | 1 | Medium | B | 5 | 2029 | 5 | 3 | 3.2 | 24640 | 15095
Water ¦ Local Hot Water ¦ Instantaneous Electric Water Heater - Non-Drinking Water | 1 | Medium | B | 1 | 2025 | 5 | 3 | 3.2 | 24641 | 8104
HVAC ¦ Fan ¦ Local and Special Ventilation ¦ Fans Window or Wall Mounted | 1 | Medium | B | 1 | 2025 | 5 | 3 | 3.2 | 24642 | 8105
Fabric ¦ Superstructure ¦ Windows and External Doors ¦ Roller Shutters ¦ Manual Roller Shutter | 1 | High | B | 1 | 2025 | 5 | 2 | 2.7 | 14123 | 3764
HVAC ¦ Local Air Conditioning ¦ Single-Split Condenser - Split Systems/Heat Pumps - Air-cooled with Direct Expansion Evaporator (DX) | 1 | Medium | B | 5 | 2029 | 5 | 3 | 3.2 | 24643 | 15096
Electrical ¦ LV Distribution ¦ Distribution Board ¦ Sub | 1 | High | B | 5 | 2029 | 5 | 2 | 2.7 | 14124 | 14645
Fabric ¦ Superstructure ¦ Windows and External Doors ¦ Roller Shutters ¦ Manual Roller Shutter | 1 | High | B | 1 | 2025 | 5 | 2 | 2.7 | 14125 | 3765
HVAC ¦ Fan ¦ Local and Special Ventilation ¦ Centrifugal | 1 | Medium | B | 1 | 2025 | 5 | 3 | 3.2 | 24644 | 8106
HVAC ¦ Heat Emitters - Local ¦ Gas Fired Natural and Fan Assisted Heaters | 1 | Medium | B | 1 | 2025 | 5 | 3 | 3.2 | 24645 | 8107
Fire ¦ Fire Detection ¦ Fire Alarm System | 1 | Urgent | B | 1 | 2025 | 5 | 1 | 2.2 | 4835 | 1333
HVAC ¦ Heat Emitters - Local ¦ Gas Fired Natural and Fan Assisted Heaters | 1 | Medium | B | 1 | 2025 | 5 | 3 | 3.2 | 24646 | 8108
Water ¦ Local Hot Water ¦ Instantaneous Electric Water Heater - Non-Drinking Water | 1 | Medium | B | 5 | 2029 | 5 | 3 | 3.2 | 24647 | 15097
Fabric ¦ Superstructure ¦ Windows and External Doors ¦ External Doors ¦ Entrance Doors | 1 | High | B | 1 | 2025 | 5 | 2 | 2.7 | 14126 | 3766
HVAC ¦ Local Air Conditioning ¦ Single-Split Condenser - Split Systems/Heat Pumps - Air-cooled with Direct Expansion Evaporator (DX) | 1 | Medium | B | 13 | 2037 | 5 | 3 | 3.2 | 24648 | 27132
HVAC ¦ Local Air Conditioning ¦ Single-Split Condenser - Split Systems/Heat Pumps - Air-cooled with Direct Expansion Evaporator (DX) | 1 | Medium | B | 13 | 2037 | 5 | 3 | 3.2 | 24649 | 27133
Electrical ¦ LV Distribution ¦ Distribution Board ¦ Sub | 1 | High | B | 10 | 2034 | 5 | 2 | 2.7 | 14127 | 22365
Fire ¦ Fire Detection ¦ Fire Alarm System | 1 | Urgent | C | 5 | 2029 | 4 | 1 | 1.9 | 646 | 14278
Fabric ¦ Superstructure ¦ Windows and External Doors ¦ External Doors ¦ Manual and Automatic Doors ¦ Emergency and Panic Escape Doors | 2 | Urgent | B | 31 | 2055 | 5 | 1 | 2.2 | 4836 | 33750
Electrical ¦ LV Distribution ¦ Distribution Board ¦ Main | 1 | High | B | 1 | 2025 | 5 | 2 | 2.7 | 14128 | 3767
HVAC ¦ Smoke Extract ¦ Control Panel - smoke ventilation systems. | 1 | Urgent | B | 10 | 2034 | 5 | 1 | 2.2 | 4837 | 22055
Controls ¦ Multi-System Controls ¦ Control Panel - Electrical Services (excluding Electrical Controllers and Pneumatic Relays) | 1 | Medium | B | 16 | 2040 | 5 | 3 | 3.2 | 24650 | 29535
Water ¦ Local Hot Water ¦ Package Electric Water Heaters - Non-Drinking Water | 1 | Medium | B | 1 | 2025 | 5 | 3 | 3.2 | 24651 | 8109
HVAC ¦ Fan ¦ Local and Special Ventilation ¦ Kitchen Vent ¦ Extract | 1 | Low | B | 5 | 2029 | 5 | 4 | 3.7 | 33051 | 15625
HVAC ¦ Heat Emitters - Local ¦ Gas Fired Unit Heaters | 1 | Medium | CX | 1 | 2025 | 2 | 3 | 2.3 | 10173 | 2117
HVAC ¦ Fan ¦ Local and Special Ventilation ¦ Extract | 1 | Medium | B | 1 | 2025 | 5 | 3 | 3.2 | 24652 | 8110
HVAC ¦ Heat Emitters - Local ¦ Fan Convector - Electric | 1 | Medium | B | 1 | 2025 | 5 | 3 | 3.2 | 24653 | 8111
HVAC ¦ Central Air Conditioning ¦ Air Conditioning ¦ Multi-Split Evaporator - Split Systems/Heat Pumps - Air-cooled with Direct Expansion Evaporator (DX) | 1 | Medium | B | 1 | 2025 | 5 | 3 | 3.2 | 24654 | 8112
HVAC ¦ Fan ¦ Local and Special Ventilation ¦ Fans Window or Wall Mounted | 1 | Medium | C | 6 | 2030 | 4 | 3 | 2.9 | 18625 | 17936
HVAC ¦ Fan ¦ Local and Special Ventilation ¦ Fans Window or Wall Mounted | 1 | Medium | C | 1 | 2025 | 4 | 3 | 2.9 | 18626 | 5541
HVAC ¦ Fan ¦ Local and Special Ventilation ¦ Extract | 1 | Medium | B | 1 | 2025 | 5 | 3 | 3.2 | 24655 | 8113
HVAC ¦ Fan ¦ Local and Special Ventilation ¦ Fans Window or Wall Mounted | 1 | Medium | C | 1 | 2025 | 4 | 3 | 2.9 | 18627 | 5542
Fabric ¦ Superstructure ¦ Windows and External Doors ¦ External Doors ¦ Manual and Automatic Doors ¦ Auto / Powered Sliding Doors | 1 | High | C | 18 | 2042 | 4 | 2 | 2.4 | 10551 | 30732
HVAC ¦ Heat Emitters - Local ¦ Gas Fired Natural and Fan Assisted Heaters | 1 | Medium | C | 1 | 2025 | 4 | 3 | 2.9 | 18628 | 5543
Fabric ¦ Superstructure ¦ Windows and External Doors ¦ External Doors ¦ Entrance Doors | 1 | High | B | 20 | 2044 | 5 | 2 | 2.7 | 14129 | 31621
Fabric ¦ Superstructure ¦ Internal Doors ¦ Roller Shutters ¦ Electric Roller Shutter | 1 | Medium | B | 1 | 2025 | 5 | 3 | 3.2 | 24656 | 8114
Electrical ¦ Lighting ¦ Internal ¦ General ¦ LED Fittings & Luminaires | 1 | Medium | B | 10 | 2034 | 5 | 3 | 3.2 | 24657 | 22806
Electrical ¦ Lighting ¦ Internal ¦ Emergency ¦ Self Contained ¦ LED | 4 | Urgent | C | 22 | 2046 | 4 | 1 | 1.9 | 647 | 32815
Electrical ¦ Lighting ¦ Internal ¦ Emergency ¦ Self Contained ¦ LED | 2 | Urgent | CX | 5 | 2029 | 2 | 1 | 1.3 | 338 | 14271
Electrical ¦ LV Distribution ¦ Distribution Board ¦ Main | 1 | High | B | 1 | 2025 | 5 | 2 | 2.7 | 14130 | 3768
HVAC ¦ Fan ¦ Local and Special Ventilation ¦ Kitchen Vent ¦ Extract | 1 | Low | B | 5 | 2029 | 5 | 4 | 3.7 | 33052 | 15626
HVAC ¦ Fan ¦ Local and Special Ventilation ¦ Fans Window or Wall Mounted | 1 | Medium | D | 5 | 2029 | 3 | 3 | 2.6 | 11116 | 14550
Electrical ¦ Lighting ¦ Internal ¦ Emergency ¦ Self Contained ¦ LED | 1 | Urgent | B | 11 | 2035 | 5 | 1 | 2.2 | 4838 | 23608
HVAC ¦ Local Air Conditioning ¦ Single-Split Evaporator - Split Systems/Heat Pumps - Air-cooled with Direct Expansion Evaporator (DX) | 1 | Medium | B | 1 | 2025 | 5 | 3 | 3.2 | 24658 | 8115
Fabric ¦ Superstructure ¦ Windows and External Doors ¦ Roller Shutters ¦ Manual Roller Shutter | 1 | High | B | 1 | 2025 | 5 | 2 | 2.7 | 14131 | 3769
HVAC ¦ Heat Emitters - Central ¦ Radiators ¦ Steel | 1 | Medium | CX | 1 | 2025 | 2 | 3 | 2.3 | 10174 | 2118
Water ¦ Central Hot Water Distribution ¦ Direct fired Water Heaters | 1 | Low | D | 1 | 2025 | 3 | 4 | 3.1 | 19652 | 5872
Electrical ¦ Lighting ¦ External ¦ General - Non-LED | 1 | Medium | CX | 1 | 2025 | 2 | 3 | 2.3 | 10175 | 2119
HVAC ¦ Heat Emitters - Local ¦ Electric Heaters | 1 | Medium | B | 1 | 2025 | 5 | 3 | 3.2 | 24659 | 8116
Water ¦ Local Hot Water ¦ Package Electric Water Heaters - Non-Drinking Water | 1 | Medium | B | 5 | 2029 | 5 | 3 | 3.2 | 24660 | 15098
HVAC ¦ Local and Special Ventilation ¦ Unit extract fans. | 1 | Medium | B | 1 | 2025 | 5 | 3 | 3.2 | 24661 | 8117
HVAC ¦ Pump ¦ Central Heating (Internally Sourced) ¦ Circulating | 1 | High | D | 1 | 2025 | 3 | 2 | 2.1 | 1159 | 792
Electrical ¦ Lighting ¦ Internal ¦ General | 6 | Medium | B | 1 | 2025 | 5 | 3 | 3.2 | 24662 | 8118
HVAC ¦ Heat Emitters - Local ¦ Gas Fired Unit Heaters | 1 | Medium | D | 1 | 2025 | 3 | 3 | 2.6 | 11117 | 2629
Water ¦ Local Hot Water ¦ Package Electric Water Heaters - Non-Drinking Water | 1 | Medium | CX | 1 | 2025 | 2 | 3 | 2.3 | 10176 | 2120
HVAC ¦ Fan ¦ Local and Special Ventilation ¦ Fans Window or Wall Mounted | 1 | Medium | B | 1 | 2025 | 5 | 3 | 3.2 | 24663 | 8119
HVAC ¦ Local Air Conditioning ¦ Single-Split Evaporator - Split Systems/Heat Pumps - Air-cooled with Direct Expansion Evaporator (DX) | 1 | Medium | B | 1 | 2025 | 5 | 3 | 3.2 | 24664 | 8120
HVAC ¦ Fan ¦ Central Cooling ¦ Axial | 1 | Medium | B | 1 | 2025 | 5 | 3 | 3.2 | 24665 | 8121
Electrical ¦ LV Distribution ¦ Distribution Board ¦ Sub | 1 | High | B | 12 | 2036 | 5 | 2 | 2.7 | 14132 | 26192
Controls ¦ Multi-System Controls ¦ Control Panel - Electrical Services (excluding Electrical Controllers and Pneumatic Relays) | 1 | Medium | B | 1 | 2025 | 5 | 3 | 3.2 | 24666 | 8122
Fabric ¦ Superstructure ¦ Internal Doors ¦ Roller Shutters ¦ Electric Roller Shutter | 1 | Medium | B | 22 | 2046 | 5 | 3 | 3.2 | 24667 | 33051
Electrical ¦ Specialist Lighting ¦ Internal ¦ Illuminated Fire Exit Signage | 4 | Urgent | B | 11 | 2035 | 5 | 1 | 2.2 | 4839 | 23609
HVAC ¦ Heat Emitters - Local ¦ Electric Heaters | 1 | Medium | B | 1 | 2025 | 5 | 3 | 3.2 | 24668 | 8123
Fabric ¦ Superstructure ¦ Windows and External Doors ¦ Roller Shutters ¦ Manual Roller Shutter | 1 | High | B | 1 | 2025 | 5 | 2 | 2.7 | 14133 | 3770
Electrical ¦ Lighting ¦ Internal ¦ General ¦ LED Fittings & Luminaires | 1 | Medium | B | 15 | 2039 | 5 | 3 | 3.2 | 24669 | 28427
Electrical ¦ LV Distribution ¦ Distribution Board ¦ Sub | 1 | High | B | 1 | 2025 | 5 | 2 | 2.7 | 14134 | 3771
Transport ¦ Lifts ¦ Passenger Lift electric ¦ Electric | 1 | Medium | B | 1 | 2025 | 5 | 3 | 3.2 | 24670 | 8124
HVAC ¦ Heat Emitters - Local ¦ Electric Heaters | 1 | Medium | B | 5 | 2029 | 5 | 3 | 3.2 | 24671 | 15099
Fire ¦ Fire Fighting ¦ Fire Extinguishers ¦ Foam | 4 | Urgent | B | 6 | 2030 | 5 | 1 | 2.2 | 4840 | 16351
Electrical ¦ LV Distribution ¦ Distribution Board ¦ Main | 1 | High | B | 13 | 2037 | 5 | 2 | 2.7 | 14135 | 26972
Electrical ¦ Lighting ¦ Internal ¦ General ¦ LED Fittings & Luminaires | 48 | Medium | B | 18 | 2042 | 5 | 3 | 3.2 | 24672 | 30948
Controls ¦ Multi-System Controls ¦ Control Panel - Electrical Services (excluding Electrical Controllers and Pneumatic Relays) | 1 | Medium | B | 17 | 2041 | 5 | 3 | 3.2 | 24673 | 30475
HVAC ¦ Central Heating (Internally Sourced) ¦ Burner ¦ Forced draft gas burner | 1 | Medium | B | 1 | 2025 | 5 | 3 | 3.2 | 24674 | 8125
Fabric ¦ Superstructure ¦ Windows and External Doors ¦ External Doors ¦ Entrance Doors | 1 | High | B | 15 | 2039 | 5 | 2 | 2.7 | 14136 | 28159
Electrical ¦ Specialist Lighting ¦ Internal ¦ Illuminated Fire Exit Signage | 4 | Urgent | B | 17 | 2041 | 5 | 1 | 2.2 | 4841 | 30095
Electrical ¦ Lighting ¦ Internal ¦ Emergency ¦ Self Contained ¦ Non LED | 1 | Urgent | B | 11 | 2035 | 5 | 1 | 2.2 | 4842 | 23610
Fire ¦ Fire Fighting ¦ Fire Extinguishers ¦ Foam | 5 | Urgent | B | 9 | 2033 | 5 | 1 | 2.2 | 4843 | 21325
HVAC ¦ Heat Emitters - Local ¦ Gas Fired Natural and Fan Assisted Heaters | 1 | Medium | A | 15 | 2039 | 6 | 3 | 3.5 | 32524 | 28567
Fabric ¦ Superstructure ¦ Internal Doors ¦ Roller Shutters ¦ Electric Roller Shutter | 1 | Medium | B | 11 | 2035 | 5 | 3 | 3.2 | 24675 | 25209
Electrical ¦ Lighting ¦ Internal ¦ General ¦ LED Fittings & Luminaires | 2 | Medium | B | 16 | 2040 | 5 | 3 | 3.2 | 24676 | 29536
HVAC ¦ Fan ¦ Local and Special Ventilation ¦ Fans Window or Wall Mounted | 1 | Medium | CX | 9 | 2033 | 2 | 3 | 2.3 | 10177 | 21518
Electrical ¦ LV Distribution ¦ Distribution Board ¦ Main | 1 | High | B | 1 | 2025 | 5 | 2 | 2.7 | 14137 | 3772
Electrical ¦ LV Distribution ¦ Main Switch Panel at Supply Intake | 1 | Medium | B | 1 | 2025 | 5 | 3 | 3.2 | 24677 | 8126
HVAC ¦ Fan ¦ Local and Special Ventilation ¦ Kitchen Vent ¦ Extract | 1 | Low | B | 5 | 2029 | 5 | 4 | 3.7 | 33053 | 15627
Fabric ¦ Superstructure ¦ Windows and External Doors ¦ Roller Shutters ¦ Manual Roller Shutter | 1 | High | B | 1 | 2025 | 5 | 2 | 2.7 | 14138 | 3773
HVAC ¦ Fan ¦ Local and Special Ventilation ¦ Extract | 1 | Medium | B | 1 | 2025 | 5 | 3 | 3.2 | 24678 | 8127
Electrical ¦ Lighting ¦ Internal ¦ General ¦ LED Fittings & Luminaires | 5 | Medium | B | 16 | 2040 | 5 | 3 | 3.2 | 24679 | 29537
Security ¦ Access ¦ Access Control ¦ Door ¦ Local Lock / Keypad / Manual | 1 | Medium | B | 5 | 2029 | 5 | 3 | 3.2 | 24680 | 15100
Electrical ¦ LV Distribution ¦ Distribution Board ¦ Main | 1 | High | B | 1 | 2025 | 5 | 2 | 2.7 | 14139 | 3774
Fire ¦ Fire Detection ¦ Fire Alarm Panel / Repeater | 1 | Urgent | B | 6 | 2030 | 5 | 1 | 2.2 | 4844 | 16352
Fabric ¦ Superstructure ¦ Internal Doors ¦ Roller Shutters ¦ Electric Roller Shutter | 1 | Medium | B | 1 | 2025 | 5 | 3 | 3.2 | 24681 | 8128
HVAC ¦ Heat Emitters - Local ¦ Gas Fired Unit Heaters | 1 | Medium | B | 5 | 2029 | 5 | 3 | 3.2 | 24682 | 15101
HVAC ¦ Fan ¦ Central Heating & Cooling ¦ Mixed Flow | 1 | Medium | B | 1 | 2025 | 5 | 3 | 3.2 | 24683 | 8129
Electrical ¦ LV Distribution ¦ Distribution Board ¦ Sub | 1 | High | B | 1 | 2025 | 5 | 2 | 2.7 | 14140 | 3775
Electrical ¦ LV Distribution ¦ Distribution Board ¦ Sub | 1 | High | B | 1 | 2025 | 5 | 2 | 2.7 | 14141 | 3776
Electrical ¦ LV Distribution ¦ Distribution Board ¦ Sub | 1 | High | B | 5 | 2029 | 5 | 2 | 2.7 | 14142 | 14646
Fabric ¦ Superstructure ¦ Windows and External Doors ¦ External Doors ¦ Entrance Doors | 1 | High | B | 11 | 2035 | 5 | 2 | 2.7 | 14143 | 24407
Electrical ¦ LV Distribution ¦ Main Switch Panel at Supply Intake | 1 | Medium | B | 1 | 2025 | 5 | 3 | 3.2 | 24684 | 8130
Fabric ¦ Superstructure ¦ Windows and External Doors ¦ Roller Shutters ¦ Manual Roller Shutter | 1 | High | B | 5 | 2029 | 5 | 2 | 2.7 | 14144 | 14647
HVAC ¦ Local Air Conditioning ¦ Single-Split Evaporator - Split Systems/Heat Pumps - Air-cooled with Direct Expansion Evaporator (DX) | 1 | Medium | B | 5 | 2029 | 5 | 3 | 3.2 | 24685 | 15102
HVAC ¦ Heat Emitters - Local ¦ Gas Fired Natural and Fan Assisted Heaters | 1 | Medium | B | 5 | 2029 | 5 | 3 | 3.2 | 24686 | 15103
Electrical ¦ LV Distribution ¦ Distribution Board ¦ Sub | 1 | High | B | 1 | 2025 | 5 | 2 | 2.7 | 14145 | 3777
HVAC ¦ Fan ¦ Local and Special Ventilation ¦ Fans Window or Wall Mounted | 1 | Medium | D | 1 | 2025 | 3 | 3 | 2.6 | 11118 | 2630
HVAC ¦ Local and Special Ventilation ¦ Unit extract fans. | 1 | Medium | B | 1 | 2025 | 5 | 3 | 3.2 | 24687 | 8131
Fabric ¦ Superstructure ¦ Windows and External Doors ¦ Roller Shutters ¦ Manual Roller Shutter | 1 | High | B | 11 | 2035 | 5 | 2 | 2.7 | 14146 | 24408
Fabric ¦ Superstructure ¦ Windows and External Doors ¦ Roller Shutters ¦ Manual Roller Shutter | 1 | High | B | 1 | 2025 | 5 | 2 | 2.7 | 14147 | 3778
Controls ¦ Multi-System Controls ¦ Control Panel - Electrical Services (excluding Electrical Controllers and Pneumatic Relays) | 1 | Medium | C | 6 | 2030 | 4 | 3 | 2.9 | 18629 | 17937
Electrical ¦ LV Distribution ¦ Distribution Board ¦ Sub | 1 | High | B | 4 | 2028 | 5 | 2 | 2.7 | 14148 | 13944
Electrical ¦ Lighting ¦ Internal ¦ General ¦ LED Fittings & Luminaires | 1 | Medium | B | 10 | 2034 | 5 | 3 | 3.2 | 24688 | 22807
Electrical ¦ Specialist Lighting ¦ Internal ¦ Illuminated Fire Exit Signage | 4 | Urgent | CX | 12 | 2036 | 2 | 1 | 1.3 | 339 | 25908
HVAC ¦ Fan ¦ Local and Special Ventilation ¦ Centrifugal | 1 | Medium | C | 1 | 2025 | 4 | 3 | 2.9 | 18630 | 5544
Electrical ¦ Lighting ¦ Internal ¦ General | 35 | Medium | B | 1 | 2025 | 5 | 3 | 3.2 | 24689 | 8132
HVAC ¦ Central Air Conditioning ¦ Air Conditioning ¦ Multi-Split Condenser - Split Systems/Heat Pumps - Air-cooled with Direct Expansion Evaporator (DX) | 1 | Medium | B | 1 | 2025 | 5 | 3 | 3.2 | 24690 | 8133
Fire ¦ Fire Fighting ¦ Fire Extinguishers ¦ Foam | 2 | Urgent | A | 9 | 2033 | 6 | 1 | 2.5 | 10885 | 21538
Fire ¦ Fire Fighting ¦ Fire Extinguishers ¦ CO2 | 9 | Urgent | A | 9 | 2033 | 6 | 1 | 2.5 | 10886 | 21539
HVAC ¦ Fan ¦ Local and Special Ventilation ¦ Fans Window or Wall Mounted | 1 | Medium | CX | 9 | 2033 | 2 | 3 | 2.3 | 10178 | 21519
HVAC ¦ Fan ¦ Local and Special Ventilation ¦ Fans Window or Wall Mounted | 1 | Medium | B | 1 | 2025 | 5 | 3 | 3.2 | 24691 | 8134
Fire ¦ Fire Fighting ¦ Fire Extinguishers ¦ Foam | 5 | Urgent | A | 9 | 2033 | 6 | 1 | 2.5 | 10887 | 21540
HVAC ¦ Central Heating (Internally Sourced) ¦ Burner ¦ Forced draft gas burner | 1 | Medium | C | 1 | 2025 | 4 | 3 | 2.9 | 18631 | 5545
Electrical ¦ Lighting ¦ Internal ¦ General | 30 | Medium | C | 1 | 2025 | 4 | 3 | 2.9 | 18632 | 5546
HVAC ¦ Fan ¦ Local and Special Ventilation ¦ Fans Window or Wall Mounted | 1 | Medium | B | 5 | 2029 | 5 | 3 | 3.2 | 24692 | 15104
HVAC ¦ Local and Special Ventilation ¦ Unit extract fans. | 1 | Medium | B | 1 | 2025 | 5 | 3 | 3.2 | 24693 | 8135
HVAC ¦ Local and Special Ventilation ¦ Unit extract fans. | 1 | Medium | B | 1 | 2025 | 5 | 3 | 3.2 | 24694 | 8136
Electrical ¦ Lighting ¦ Internal ¦ General | 19 | Medium | C | 1 | 2025 | 4 | 3 | 2.9 | 18633 | 5547
HVAC ¦ Local and Special Ventilation ¦ Unit extract fans. | 1 | Medium | C | 7 | 2031 | 4 | 3 | 2.9 | 18634 | 19724
HVAC ¦ Heat Emitters - Local ¦ Electric Heaters | 1 | Medium | B | 1 | 2025 | 5 | 3 | 3.2 | 24695 | 8137
Electrical ¦ Lighting ¦ Internal ¦ Emergency ¦ Self Contained ¦ Non LED | 1 | Urgent | CX | 1 | 2025 | 2 | 1 | 1.3 | 340 | 316
HVAC ¦ Local and Special Ventilation ¦ Unit extract fans. | 1 | Medium | B | 5 | 2029 | 5 | 3 | 3.2 | 24696 | 15105
HVAC ¦ Heat Emitters - Central ¦ Radiators ¦ Steel | 1 | Medium | B | 1 | 2025 | 5 | 3 | 3.2 | 24697 | 8138
Electrical ¦ LV Distribution ¦ Distribution Board ¦ Sub | 1 | High | B | 1 | 2025 | 5 | 2 | 2.7 | 14149 | 3779
Fabric ¦ Superstructure ¦ Windows and External Doors ¦ Roller Shutters ¦ Manual Roller Shutter | 1 | High | B | 11 | 2035 | 5 | 2 | 2.7 | 14150 | 24409
HVAC ¦ Fan ¦ Local and Special Ventilation ¦ Kitchen Vent ¦ Fans Window or Wall Mounted | 1 | Medium | B | 1 | 2025 | 5 | 3 | 3.2 | 24698 | 8139
Electrical ¦ Lighting ¦ Internal ¦ General | 32 | Medium | B | 6 | 2030 | 5 | 3 | 3.2 | 24699 | 18664
HVAC ¦ Local Air Conditioning ¦ Single-Split Condenser - Split Systems/Heat Pumps - Air-cooled with Direct Expansion Evaporator (DX) | 1 | Medium | B | 1 | 2025 | 5 | 3 | 3.2 | 24700 | 8140
HVAC ¦ Heat Emitters - Local ¦ Electric Heaters | 2 | Medium | B | 1 | 2025 | 5 | 3 | 3.2 | 24701 | 8141
Communication and Control ¦ Communication Systems ¦ Public Address (PA) System | 1 | Medium | CX | 1 | 2025 | 2 | 3 | 2.3 | 10179 | 2121
Electrical ¦ Lighting ¦ Internal ¦ General | 20 | Medium | C | 1 | 2025 | 4 | 3 | 2.9 | 18635 | 5548
Electrical ¦ Lighting ¦ Internal ¦ General ¦ LED Fittings & Luminaires | 35 | Medium | A | 18 | 2042 | 6 | 3 | 3.5 | 32525 | 31015
HVAC ¦ Local and Special Ventilation ¦ Unit extract fans. | 1 | Medium | B | 1 | 2025 | 5 | 3 | 3.2 | 24702 | 8142
HVAC ¦ Heat Emitters - Local ¦ Electric Heaters | 3 | Medium | B | 1 | 2025 | 5 | 3 | 3.2 | 24703 | 8143
HVAC ¦ Central Air Conditioning ¦ Air Conditioning ¦ Multi-Split Condenser - Split Systems/Heat Pumps - Air-cooled with Direct Expansion Evaporator (DX) | 1 | Medium | B | 1 | 2025 | 5 | 3 | 3.2 | 24704 | 8144
Fabric ¦ Superstructure ¦ Windows and External Doors ¦ Roller Shutters ¦ Manual Roller Shutter | 1 | High | C | 1 | 2025 | 4 | 2 | 2.4 | 10552 | 2404
HVAC ¦ Fan ¦ Local and Special Ventilation ¦ Extract | 1 | Medium | C | 1 | 2025 | 4 | 3 | 2.9 | 18636 | 5549
Fire ¦ Fire Detection ¦ Fire Alarm System | 1 | Urgent | B | 9 | 2033 | 5 | 1 | 2.2 | 4845 | 21326
Fire ¦ Fire Detection ¦ Fire Sounder | 1 | Urgent | B | 8 | 2032 | 5 | 1 | 2.2 | 4846 | 20411
Security ¦ Security Systems ¦ CCTV ¦ Digital Recorder | 1 | High | B | 8 | 2032 | 5 | 2 | 2.7 | 14151 | 20711
Sanitary ¦ WC Toilet Standard / All Types ¦ Vitreous china/fireclay/uPVC | 2 | Medium | B | 6 | 2030 | 5 | 3 | 3.2 | 24705 | 18665
Catering ¦ Commercial Sanitary ¦ Sink ¦ Stainless Steel | 2 | Medium | B | 26 | 2050 | 5 | 3 | 3.2 | 24706 | 33536
Special Installations ¦ Specialist Piped Systems ¦ Air Compressors ¦ Air Compressors | 1 | Medium | B | 16 | 2040 | 5 | 3 | 3.2 | 24707 | 29538
Fabric ¦ Superstructure ¦ Internal Doors ¦ Fire Doors ¦ Double | 1 | Urgent | B | 28 | 2052 | 5 | 1 | 2.2 | 4847 | 33604
Transport ¦ Lifts ¦ Scissor Lift | 1 | Medium | B | 2 | 2026 | 5 | 3 | 3.2 | 24708 | 13085
Fabric ¦ Superstructure ¦ Internal Doors ¦ Fire Doors ¦ Single | 1 | Urgent | B | 21 | 2045 | 5 | 1 | 2.2 | 4848 | 32052
HVAC ¦ Heat Emitters - Local ¦ Fan Convector - Electric | 3 | Medium | B | 8 | 2032 | 5 | 3 | 3.2 | 24709 | 20952
HVAC ¦ Fan ¦ Local and Special Ventilation ¦ Fans Window or Wall Mounted | 1 | Medium | CX | 1 | 2025 | 2 | 3 | 2.3 | 10180 | 2122
HVAC ¦ Heat Emitters - Local ¦ Gas Fired Unit Heaters | 1 | Medium | B | 12 | 2036 | 5 | 3 | 3.2 | 24710 | 26500
Transport ¦ Lifts ¦ Scissor Lift | 1 | Medium | B | 2 | 2026 | 5 | 3 | 3.2 | 24711 | 13086
Transport ¦ Lifts ¦ Scissor Lift | 1 | Medium | B | 2 | 2026 | 5 | 3 | 3.2 | 24712 | 13087
HVAC ¦ Heat Emitters - Local ¦ Electric Heaters | 1 | Medium | B | 1 | 2025 | 5 | 3 | 3.2 | 24713 | 8145
Fire ¦ Fire Fighting ¦ Fire Blanket | 1 | Urgent | B | 5 | 2029 | 5 | 1 | 2.2 | 4849 | 14377
Controls ¦ Multi-System Controls ¦ Instrument Control Panel | 1 | Medium | B | 1 | 2025 | 5 | 3 | 3.2 | 24714 | 8146
HVAC ¦ Fan ¦ Local and Special Ventilation ¦ Axial | 1 | Medium | C | 1 | 2025 | 4 | 3 | 2.9 | 18637 | 5550
HVAC ¦ Heat Emitters - Local ¦ Electric Heaters | 1 | Medium | B | 1 | 2025 | 5 | 3 | 3.2 | 24715 | 8147
Fire ¦ Fire Fighting ¦ Fire Extinguishers ¦ CO2 | 3 | Urgent | B | 6 | 2030 | 5 | 1 | 2.2 | 4850 | 16353
Electrical ¦ Lighting ¦ Internal ¦ Emergency ¦ Self Contained ¦ LED | 4 | Urgent | B | 21 | 2045 | 5 | 1 | 2.2 | 4851 | 32053
Electrical ¦ Lighting ¦ External ¦ General - LED | 2 | Medium | B | 11 | 2035 | 5 | 3 | 3.2 | 24716 | 25210
HVAC ¦ Fan ¦ Local and Special Ventilation ¦ Extract | 1 | Medium | B | 11 | 2035 | 5 | 3 | 3.2 | 24717 | 25211
Fabric ¦ Barriers and Guardrails ¦ Vehicle Crash Protection Barrier | 1 | V Low | B | 1 | 2025 | 5 | 4 | 3.7 | 33054 | 11999
Fabric ¦ Barriers and Guardrails ¦ Vehicle Crash Protection Barrier | 1 | V Low | B | 1 | 2025 | 5 | 4 | 3.7 | 33055 | 12000
Fabric ¦ Superstructure ¦ Internal Doors ¦ Fire Doors ¦ Single | 1 | Urgent | B | 28 | 2052 | 5 | 1 | 2.2 | 4852 | 33605
FFE ¦ Equipment ¦ Domestic Kitchen ¦ Sinks - Domestic Kitchen Stainless Steel | 1 | Medium | B | 33 | 2057 | 5 | 3 | 3.2 | 24718 | 33857
Security ¦ Security Systems ¦ CCTV ¦ Internal ¦ Camera ¦ Bullet | 2 | High | B | 8 | 2032 | 5 | 2 | 2.7 | 14152 | 20712
Fuel ¦ Distribution Systems ¦ Internal Storage ¦ Gas Meters | 1 | Medium | B | 13 | 2037 | 5 | 3 | 3.2 | 24719 | 27134
Fire ¦ Fire Detection ¦ Fire Alarm System | 1 | Urgent | B | 1 | 2025 | 5 | 1 | 2.2 | 4853 | 1334
FFE ¦ Equipment ¦ Domestic Kitchen ¦ Fridge | 1 | Medium | B | 6 | 2030 | 5 | 3 | 3.2 | 24720 | 18666
Electrical ¦ Lighting ¦ Internal ¦ General ¦ LED Fittings & Luminaires | 47 | Medium | B | 16 | 2040 | 5 | 3 | 3.2 | 24721 | 29539
Fabric ¦ Superstructure ¦ Internal Doors ¦ Fire Doors ¦ Single | 1 | Urgent | B | 21 | 2045 | 5 | 1 | 2.2 | 4854 | 32054
Electrical ¦ Specialist Lighting ¦ Internal ¦ Illuminated Fire Exit Signage | 3 | Urgent | B | 13 | 2037 | 5 | 1 | 2.2 | 4855 | 26853
Communication and Control ¦ Communication Systems ¦ Public Address (PA) System | 1 | Medium | B | 6 | 2030 | 5 | 3 | 3.2 | 24722 | 18667
HVAC ¦ Fan ¦ Local and Special Ventilation ¦ Extract | 1 | Medium | B | 1 | 2025 | 5 | 3 | 3.2 | 24723 | 8148
Water ¦ Local Hot Water ¦ Package Electric Water Heaters - Non-Drinking Water | 1 | Medium | B | 6 | 2030 | 5 | 3 | 3.2 | 24724 | 18668
HVAC ¦ Heat Emitters - Local ¦ Electric Heaters | 4 | Medium | CX | 1 | 2025 | 2 | 3 | 2.3 | 10181 | 2123
Electrical ¦ Specialist Lighting ¦ Internal ¦ Illuminated Fire Exit Signage | 5 | Urgent | B | 11 | 2035 | 5 | 1 | 2.2 | 4856 | 23611
HVAC ¦ Heat Emitters - Central ¦ Radiators ¦ Steel | 1 | Medium | B | 1 | 2025 | 5 | 3 | 3.2 | 24725 | 8149
Fabric ¦ Superstructure ¦ Internal Doors ¦ Roller Shutters ¦ Automatic Roller Shutter | 1 | High | B | 1 | 2025 | 5 | 2 | 2.7 | 14153 | 3780
HVAC ¦ Fan ¦ Local and Special Ventilation ¦ Centrifugal | 1 | Medium | B | 1 | 2025 | 5 | 3 | 3.2 | 24726 | 8150
HVAC ¦ Fan ¦ Local and Special Ventilation ¦ Centrifugal | 1 | Medium | B | 1 | 2025 | 5 | 3 | 3.2 | 24727 | 8151
HVAC ¦ Fan ¦ Local and Special Ventilation ¦ Extract | 1 | Medium | B | 13 | 2037 | 5 | 3 | 3.2 | 24728 | 27135
HVAC ¦ Fan ¦ Local and Special Ventilation ¦ Extract | 1 | Medium | B | 11 | 2035 | 5 | 3 | 3.2 | 24729 | 25212
HVAC ¦ Local Air Conditioning ¦ Single-Split Condenser - Split Systems/Heat Pumps - Air-cooled with Direct Expansion Evaporator (DX) | 1 | Medium | B | 12 | 2036 | 5 | 3 | 3.2 | 24730 | 26501
HVAC ¦ Fan ¦ Local and Special Ventilation ¦ Ventilating - General | 1 | Medium | D | 5 | 2029 | 3 | 3 | 2.6 | 11119 | 14551
HVAC ¦ Heat Emitters - Local ¦ Gas Fired Unit Heaters | 1 | Medium | B | 1 | 2025 | 5 | 3 | 3.2 | 24731 | 8152
Security ¦ Barriers and Guardrails ¦ Automatic Vehicle Raising Bollard | 1 | High | B | 1 | 2025 | 5 | 2 | 2.7 | 14154 | 3781
Fire ¦ Fire Fighting ¦ Fire Extinguishers ¦ Dry Chemical | 1 | Urgent | B | 4 | 2028 | 5 | 1 | 2.2 | 4857 | 13820
Fabric ¦ Superstructure ¦ Windows and External Doors ¦ External Windows ¦ Roller Shutters ¦ External Window Shutters ¦ Manual | 1 | Medium | B | 1 | 2025 | 5 | 3 | 3.2 | 24732 | 8153
Fabric ¦ Superstructure ¦ Internal Doors ¦ Roller Shutters ¦ Electric Roller Shutter | 1 | Medium | B | 17 | 2041 | 5 | 3 | 3.2 | 24733 | 30476
Electrical ¦ Lighting ¦ Internal ¦ Emergency ¦ Self Contained ¦ LED | 1 | Urgent | B | 15 | 2039 | 5 | 1 | 2.2 | 4858 | 27862
HVAC ¦ Central Air Conditioning ¦ Air Conditioning ¦ Multi-Split Evaporator - DX Split Systems (With Gas, Electric or Hot Water Heaters) | 1 | High | DX | 10 | 2034 | 1 | 2 | 1.5 | 392 | 21941
HVAC ¦ Fan ¦ Local and Special Ventilation ¦ Fans Window or Wall Mounted | 1 | Medium | B | 6 | 2030 | 5 | 3 | 3.2 | 24734 | 18669
Electrical ¦ Lighting ¦ Internal ¦ General | 14 | Medium | B | 7 | 2031 | 5 | 3 | 3.2 | 24735 | 19938
HVAC ¦ Heat Emitters - Local ¦ Gas Fired Unit Heaters | 1 | Medium | B | 1 | 2025 | 5 | 3 | 3.2 | 24736 | 8154
Water ¦ Local Hot Water ¦ Package Electric Water Heaters - Non-Drinking Water | 1 | Medium | B | 1 | 2025 | 5 | 3 | 3.2 | 24737 | 8155
Water ¦ Local Hot Water ¦ Package Electric Water Heaters - Non-Drinking Water | 1 | Medium | B | 5 | 2029 | 5 | 3 | 3.2 | 24738 | 15106
Fire ¦ Fire Detection ¦ Fire Alarm Panel / Repeater (Vesda) | 1 | Urgent | B | 1 | 2025 | 5 | 1 | 2.2 | 4859 | 1335
Fabric ¦ Superstructure ¦ Internal Doors ¦ Roller Shutters ¦ Internal Manual Roller Shutter | 1 | Medium | B | 1 | 2025 | 5 | 3 | 3.2 | 24739 | 8156
HVAC ¦ Fan ¦ Local and Special Ventilation ¦ Extract | 1 | Medium | B | 5 | 2029 | 5 | 3 | 3.2 | 24740 | 15107
Electrical ¦ Lighting ¦ External ¦ General - LED | 1 | Medium | B | 6 | 2030 | 5 | 3 | 3.2 | 24741 | 18670
Fire ¦ Fire Fighting ¦ Fire Extinguishers ¦ CO2 | 4 | Urgent | B | 1 | 2025 | 5 | 1 | 2.2 | 4860 | 1336
Fabric ¦ Superstructure ¦ Windows and External Doors ¦ External Doors ¦ Manual and Automatic Doors ¦ Emergency and Panic Escape Doors | 1 | Urgent | B | 16 | 2040 | 5 | 1 | 2.2 | 4861 | 28792
Fabric ¦ Superstructure ¦ Windows and External Doors ¦ Roller Shutters ¦ Manual Roller Shutter | 1 | High | B | 1 | 2025 | 5 | 2 | 2.7 | 14155 | 3782
Fire ¦ Fire Fighting ¦ Fire Extinguishers ¦ Foam | 3 | Urgent | B | 7 | 2031 | 5 | 1 | 2.2 | 4862 | 19319
Fire ¦ Fire Fighting ¦ Fire Extinguishers ¦ CO2 | 3 | Urgent | B | 6 | 2030 | 5 | 1 | 2.2 | 4863 | 16354
HVAC ¦ Central Air Conditioning ¦ Air Conditioning ¦ Multi-Split Condenser - Split Systems/Heat Pumps - Air-cooled with Direct Expansion Evaporator (DX) | 1 | Medium | C | 1 | 2025 | 4 | 3 | 2.9 | 18638 | 5551
HVAC ¦ Heat Emitters - Local ¦ Electric Overdoor Air Curtain/Heater | 1 | Medium | D | 5 | 2029 | 3 | 3 | 2.6 | 11120 | 14552
Fire ¦ Fire Fighting ¦ Fire Extinguishers ¦ Foam | 5 | Urgent | B | 6 | 2030 | 5 | 1 | 2.2 | 4864 | 16355
Electrical ¦ LV Distribution ¦ Distribution Board ¦ Main | 1 | High | B | 7 | 2031 | 5 | 2 | 2.7 | 14156 | 19627
Fabric ¦ Superstructure ¦ Internal Doors ¦ Roller Shutters ¦ Electric Roller Shutter | 1 | Medium | B | 20 | 2044 | 5 | 3 | 3.2 | 24742 | 31674
Fabric ¦ Superstructure ¦ Windows and External Doors ¦ Roller Shutters ¦ Electric Roller Shutter | 1 | High | B | 16 | 2040 | 5 | 2 | 2.7 | 14157 | 29173
Fire ¦ Fire Detection ¦ Fire Alarm System | 1 | Urgent | B | 5 | 2029 | 5 | 1 | 2.2 | 4865 | 14378
Fire ¦ Fire Fighting ¦ Fire Extinguishers ¦ Foam | 4 | Urgent | B | 7 | 2031 | 5 | 1 | 2.2 | 4866 | 19320
HVAC ¦ Fan ¦ Local and Special Ventilation ¦ Extract | 1 | Medium | B | 8 | 2032 | 5 | 3 | 3.2 | 24743 | 20953
Fabric ¦ Superstructure ¦ Internal Doors ¦ Roller Shutters ¦ Automatic Fabric Roll Up Door | 1 | High | B | 1 | 2025 | 5 | 2 | 2.7 | 14158 | 3783
Fire ¦ Fire Fighting ¦ Fire Extinguishers ¦ Foam | 3 | Urgent | B | 7 | 2031 | 5 | 1 | 2.2 | 4867 | 19321
Fire ¦ Fire Fighting ¦ Fire Extinguishers ¦ CO2 | 3 | Urgent | B | 7 | 2031 | 5 | 1 | 2.2 | 4868 | 19322
Electrical ¦ Specialist Lighting ¦ Internal ¦ Illuminated Fire Exit Signage | 4 | Urgent | B | 17 | 2041 | 5 | 1 | 2.2 | 4869 | 30096
HVAC ¦ Central Air Conditioning ¦ Air Conditioning ¦ Multi-Split Evaporator - Split Systems/Heat Pumps - Air-cooled with Direct Expansion Evaporator (DX) | 1 | Medium | D | 5 | 2029 | 3 | 3 | 2.6 | 11121 | 14553
Fire ¦ Fire Detection ¦ Fire Alarm Panel / Repeater | 1 | Urgent | B | 1 | 2025 | 5 | 1 | 2.2 | 4870 | 1337
Electrical ¦ LV Distribution ¦ Distribution Board ¦ Sub | 1 | High | B | 4 | 2028 | 5 | 2 | 2.7 | 14159 | 13945
Electrical ¦ LV Distribution ¦ Distribution Board ¦ Main | 1 | High | B | 7 | 2031 | 5 | 2 | 2.7 | 14160 | 19628
Electrical ¦ LV Distribution ¦ Distribution Board ¦ Sub | 1 | High | B | 1 | 2025 | 5 | 2 | 2.7 | 14161 | 3784
Electrical ¦ Lighting ¦ Internal ¦ Emergency ¦ Self Contained ¦ LED | 38 | Urgent | B | 16 | 2040 | 5 | 1 | 2.2 | 4871 | 28793
HVAC ¦ Local Air Conditioning ¦ Single-Split Evaporator - Split Systems/Heat Pumps - Air-cooled with Direct Expansion Evaporator (DX) | 1 | Medium | B | 1 | 2025 | 5 | 3 | 3.2 | 24744 | 8157
HVAC ¦ Local Air Conditioning ¦ Single-Split Condenser - Split Systems/Heat Pumps - Air-cooled with Direct Expansion Evaporator (DX) | 1 | Medium | B | 12 | 2036 | 5 | 3 | 3.2 | 24745 | 26502
Electrical ¦ LV Distribution ¦ Distribution Board ¦ Main | 1 | High | C | 1 | 2025 | 4 | 2 | 2.4 | 10553 | 2405
Fabric ¦ Superstructure ¦ Windows and External Doors ¦ Roller Shutters ¦ Manual Roller Shutter | 1 | High | C | 1 | 2025 | 4 | 2 | 2.4 | 10554 | 2406
Electrical ¦ LV Distribution ¦ Distribution Board ¦ Sub | 1 | High | C | 1 | 2025 | 4 | 2 | 2.4 | 10555 | 2407
Fabric ¦ Barriers and Guardrails ¦ Vehicle Crash Protection Barrier | 1 | V Low | B | 1 | 2025 | 5 | 4 | 3.7 | 33056 | 12001
Fire ¦ Fire Fighting ¦ Fire Extinguishers ¦ Foam | 3 | Urgent | B | 8 | 2032 | 5 | 1 | 2.2 | 4872 | 20412
Fire ¦ Fire Fighting ¦ Fire Extinguishers ¦ Foam | 4 | Urgent | B | 7 | 2031 | 5 | 1 | 2.2 | 4873 | 19323
HVAC ¦ Heat Emitters - Local ¦ Gas Fired Unit Heaters | 1 | Medium | B | 1 | 2025 | 5 | 3 | 3.2 | 24746 | 8158
HVAC ¦ Heat Emitters - Local ¦ Gas Fired Unit Heaters | 1 | Medium | B | 4 | 2028 | 5 | 3 | 3.2 | 24747 | 14117
Fabric ¦ Superstructure ¦ Windows and External Doors ¦ Roller Shutters ¦ Manual Roller Shutter | 1 | High | C | 1 | 2025 | 4 | 2 | 2.4 | 10556 | 2408
Fabric ¦ Superstructure ¦ Windows and External Doors ¦ External Doors ¦ Manual and Automatic Doors ¦ High Security Door | 1 | High | B | 30 | 2054 | 5 | 2 | 2.7 | 14162 | 33713
Security ¦ Access ¦ Access Control ¦ Door ¦ Local Lock / Keypad / Manual | 1 | Medium | B | 1 | 2025 | 5 | 3 | 3.2 | 24748 | 8159
Electrical ¦ Lighting ¦ External ¦ General - Non-LED | 1 | Medium | B | 3 | 2027 | 5 | 3 | 3.2 | 24749 | 13535
Electrical ¦ Lighting ¦ Internal ¦ Emergency ¦ Self Contained ¦ LED | 1 | Urgent | B | 20 | 2044 | 5 | 1 | 2.2 | 4874 | 31474
Fabric ¦ Superstructure ¦ Internal Doors ¦ Roller Shutters ¦ Electric Roller Shutter | 1 | Medium | B | 12 | 2036 | 5 | 3 | 3.2 | 24750 | 26503
Fabric ¦ Superstructure ¦ Internal Doors ¦ Roller Shutters ¦ Electric Roller Shutter | 1 | Medium | B | 12 | 2036 | 5 | 3 | 3.2 | 24751 | 26504
Electrical ¦ Lighting ¦ Internal ¦ General ¦ LED Fittings & Luminaires | 26 | Medium | B | 10 | 2034 | 5 | 3 | 3.2 | 24752 | 22808
Fabric ¦ Superstructure ¦ Internal Doors ¦ Roller Shutters ¦ Internal Manual Roller Shutter | 1 | Medium | B | 1 | 2025 | 5 | 3 | 3.2 | 24753 | 8160
Electrical ¦ Lighting ¦ Internal ¦ General ¦ LED Fittings & Luminaires | 36 | Medium | B | 13 | 2037 | 5 | 3 | 3.2 | 24754 | 27136
Communication and Control ¦ Communication Systems ¦ Public Address (PA) System | 1 | Medium | B | 13 | 2037 | 5 | 3 | 3.2 | 24755 | 27137
Fire ¦ Fire Fighting ¦ Fire Extinguishers ¦ CO2 | 3 | Urgent | B | 9 | 2033 | 5 | 1 | 2.2 | 4875 | 21327
HVAC ¦ Local and Special Ventilation ¦ Unit extract fans. | 1 | Medium | DX | 1 | 2025 | 1 | 3 | 2 | 876 | 588
HVAC ¦ Local and Special Ventilation ¦ Unit extract fans. | 1 | Medium | B | 5 | 2029 | 5 | 3 | 3.2 | 24756 | 15108
Fabric ¦ Superstructure ¦ Windows and External Doors ¦ External Doors ¦ Manual and Automatic Doors ¦ Emergency and Panic Escape Doors | 1 | Urgent | B | 22 | 2046 | 5 | 1 | 2.2 | 4876 | 32903
Transport ¦ Lifts ¦ Disabled Lift ¦ Electric | 1 | High | B | 5 | 2029 | 5 | 2 | 2.7 | 14163 | 14648
Fabric ¦ Barriers and Guardrails ¦ Vehicle Crash Protection Barrier | 1 | V Low | B | 1 | 2025 | 5 | 4 | 3.7 | 33057 | 12002
Water ¦ Local Hot Water ¦ Package Electric Water Heaters - Non-Drinking Water | 1 | Medium | B | 6 | 2030 | 5 | 3 | 3.2 | 24757 | 18671
Electrical ¦ Lighting ¦ Internal ¦ General ¦ LED Fittings & Luminaires | 40 | Medium | B | 10 | 2034 | 5 | 3 | 3.2 | 24758 | 22809
Electrical ¦ Lighting ¦ Internal ¦ Emergency ¦ Self Contained ¦ LED | 9 | Urgent | B | 21 | 2045 | 5 | 1 | 2.2 | 4877 | 32055
HVAC ¦ Fan ¦ Local and Special Ventilation ¦ Axial | 1 | Medium | B | 6 | 2030 | 5 | 3 | 3.2 | 24759 | 18672
Security ¦ Access ¦ Access Control ¦ Gate Access - Local Lock / Keypad / Manual (External) | 1 | Medium | B | 14 | 2038 | 5 | 3 | 3.2 | 24760 | 27571
Fire ¦ Fire Detection ¦ Fire Alarm System | 1 | Urgent | B | 5 | 2029 | 5 | 1 | 2.2 | 4878 | 14379
Electrical ¦ LV Distribution ¦ Distribution Board ¦ Main | 1 | High | B | 15 | 2039 | 5 | 2 | 2.7 | 14164 | 28160
HVAC ¦ Heat Emitters - Local ¦ Electric Overdoor Air Curtain/Heater | 1 | Medium | D | 5 | 2029 | 3 | 3 | 2.6 | 11122 | 14554
Electrical ¦ LV Distribution ¦ Distribution Board ¦ Sub | 1 | High | B | 11 | 2035 | 5 | 2 | 2.7 | 14165 | 24410
Controls ¦ Building Management System (BMS) ¦ BMS Control Panel | 1 | High | B | 1 | 2025 | 5 | 2 | 2.7 | 14166 | 3785
Electrical ¦ Lighting ¦ Internal ¦ Emergency ¦ Self Contained ¦ Non LED | 4 | Urgent | B | 6 | 2030 | 5 | 1 | 2.2 | 4879 | 16356
HVAC ¦ Central Air Conditioning ¦ Air Conditioning ¦ Multi-Split Condenser - DX Split Systems (With Gas, Electric or Hot Water Heaters) | 1 | Medium | B | 5 | 2029 | 5 | 3 | 3.2 | 24761 | 15109
Electrical ¦ LV Distribution ¦ Distribution Board ¦ Sub | 1 | High | B | 1 | 2025 | 5 | 2 | 2.7 | 14167 | 3786
HVAC ¦ Fan ¦ Local and Special Ventilation ¦ Ventilating - General | 1 | Medium | DX | 1 | 2025 | 1 | 3 | 2 | 877 | 589
HVAC ¦ Fan ¦ Local and Special Ventilation ¦ Axial | 1 | Medium | B | 5 | 2029 | 5 | 3 | 3.2 | 24762 | 15110
Electrical ¦ Specialist Lighting ¦ Internal ¦ Illuminated Fire Exit Signage | 2 | Urgent | B | 14 | 2038 | 5 | 1 | 2.2 | 4880 | 27365
Fabric ¦ Superstructure ¦ Windows and External Doors ¦ External Doors ¦ Manual and Automatic Doors ¦ Emergency and Panic Escape Doors | 1 | Urgent | B | 22 | 2046 | 5 | 1 | 2.2 | 4881 | 32904
Electrical ¦ Lighting ¦ Internal ¦ Emergency ¦ Self Contained ¦ LED | 6 | Urgent | B | 21 | 2045 | 5 | 1 | 2.2 | 4882 | 32056
Transport ¦ Lifts ¦ Disabled Lift ¦ Electric | 1 | High | D | 10 | 2034 | 3 | 2 | 2.1 | 1160 | 21959
Transport ¦ Lifts ¦ Disabled Lift ¦ Electric | 1 | High | B | 16 | 2040 | 5 | 2 | 2.7 | 14168 | 29174
HVAC ¦ Fan ¦ Local and Special Ventilation ¦ Centrifugal | 1 | Medium | B | 1 | 2025 | 5 | 3 | 3.2 | 24763 | 8161
Fabric ¦ Superstructure ¦ Windows and External Doors ¦ External Doors ¦ Entrance Doors | 1 | High | C | 13 | 2037 | 4 | 2 | 2.4 | 10557 | 26910
Electrical ¦ LV Distribution ¦ Distribution Board ¦ Main | 1 | High | B | 1 | 2025 | 5 | 2 | 2.7 | 14169 | 3787
HVAC ¦ Heat Emitters - Local ¦ Electric Heaters | 1 | Medium | B | 1 | 2025 | 5 | 3 | 3.2 | 24764 | 8162
Water ¦ Local Hot Water ¦ Instantaneous Electric Water Heater - Non-Drinking Water | 1 | Medium | B | 10 | 2034 | 5 | 3 | 3.2 | 24765 | 22810
Electrical ¦ Lighting ¦ Internal ¦ Emergency ¦ Self Contained ¦ Non LED | 2 | Urgent | B | 1 | 2025 | 5 | 1 | 2.2 | 4883 | 1338
Electrical ¦ LV Distribution ¦ Distribution Board ¦ Sub | 1 | High | B | 10 | 2034 | 5 | 2 | 2.7 | 14170 | 22366
Fabric ¦ Superstructure ¦ Windows and External Doors ¦ Roller Shutters ¦ Manual Roller Shutter | 1 | High | C | 1 | 2025 | 4 | 2 | 2.4 | 10558 | 2409
Electrical ¦ Lighting ¦ Internal ¦ General | 2 | Medium | B | 1 | 2025 | 5 | 3 | 3.2 | 24766 | 8163
Fire ¦ Fire Fighting ¦ Fire Extinguishers ¦ CO2 | 1 | Urgent | B | 8 | 2032 | 5 | 1 | 2.2 | 4884 | 20413
Electrical ¦ Specialist Lighting ¦ Internal ¦ Illuminated Fire Exit Signage | 1 | Urgent | B | 17 | 2041 | 5 | 1 | 2.2 | 4885 | 30097
Fire ¦ Fire Fighting ¦ Fire Extinguishers ¦ Water | 1 | Urgent | B | 8 | 2032 | 5 | 1 | 2.2 | 4886 | 20414
Fire ¦ Fire Fighting ¦ Fire Extinguishers ¦ CO2 | 5 | Urgent | B | 6 | 2030 | 5 | 1 | 2.2 | 4887 | 16357
HVAC ¦ Heat Emitters - Central ¦ Unit Heaters | 1 | Medium | B | 1 | 2025 | 5 | 3 | 3.2 | 24767 | 8164
Security ¦ Access ¦ Access Control ¦ Door ¦ Local Lock / Keypad / Manual | 1 | Medium | B | 1 | 2025 | 5 | 3 | 3.2 | 24768 | 8165
Electrical ¦ LV Distribution ¦ Distribution Board ¦ Sub | 1 | High | B | 1 | 2025 | 5 | 2 | 2.7 | 14171 | 3788
Electrical ¦ LV Distribution ¦ Distribution Board ¦ Sub | 1 | High | B | 16 | 2040 | 5 | 2 | 2.7 | 14172 | 29175
Water ¦ Local Hot Water ¦ Package Electric Water Heaters - Non-Drinking Water | 1 | Medium | B | 3 | 2027 | 5 | 3 | 3.2 | 24769 | 13536
Electrical ¦ Specialist Lighting ¦ Internal ¦ Illuminated Fire Exit Signage | 3 | Urgent | B | 7 | 2031 | 5 | 1 | 2.2 | 4888 | 19324
Electrical ¦ Specialist Lighting ¦ Internal ¦ Illuminated Fire Exit Signage | 2 | Urgent | B | 7 | 2031 | 5 | 1 | 2.2 | 4889 | 19325
HVAC ¦ Fan ¦ Local and Special Ventilation ¦ Fans Window or Wall Mounted | 1 | Medium | B | 10 | 2034 | 5 | 3 | 3.2 | 24770 | 22811
HVAC ¦ Fan ¦ Local and Special Ventilation ¦ Fans Window or Wall Mounted | 1 | Medium | B | 10 | 2034 | 5 | 3 | 3.2 | 24771 | 22812
Fire ¦ Fire Fighting ¦ Fire Blanket | 1 | Urgent | B | 4 | 2028 | 5 | 1 | 2.2 | 4890 | 13821
Fabric ¦ Superstructure ¦ Internal Doors ¦ Roller Shutters ¦ Electric Roller Shutter | 1 | Medium | B | 8 | 2032 | 5 | 3 | 3.2 | 24772 | 20954
Fire ¦ Fire Detection ¦ Fire Alarm System | 1 | Urgent | B | 12 | 2036 | 5 | 1 | 2.2 | 4891 | 26015
HVAC ¦ Fan ¦ Local and Special Ventilation ¦ Bifurcated | 1 | Medium | B | 1 | 2025 | 5 | 3 | 3.2 | 24773 | 8166
HVAC ¦ Fan ¦ Local and Special Ventilation ¦ Bifurcated | 1 | Medium | B | 1 | 2025 | 5 | 3 | 3.2 | 24774 | 8167
Controls ¦ Multi-System Controls ¦ Control Panel - Electrical Services (excluding Electrical Controllers and Pneumatic Relays) | 1 | Medium | B | 1 | 2025 | 5 | 3 | 3.2 | 24775 | 8168
Fabric ¦ Superstructure ¦ Windows and External Doors ¦ External Doors ¦ Manual and Automatic Doors ¦ Emergency and Panic Escape Doors | 1 | Urgent | B | 15 | 2039 | 5 | 1 | 2.2 | 4892 | 27863
Electrical ¦ LV Distribution ¦ Distribution Board ¦ Main | 1 | High | B | 1 | 2025 | 5 | 2 | 2.7 | 14173 | 3789
Electrical ¦ LV Distribution ¦ Distribution Board ¦ Sub | 1 | High | B | 6 | 2030 | 5 | 2 | 2.7 | 14174 | 17589
HVAC ¦ Fan ¦ Local and Special Ventilation ¦ Extract | 1 | Medium | C | 1 | 2025 | 4 | 3 | 2.9 | 18639 | 5552
HVAC ¦ Fan ¦ Local and Special Ventilation ¦ Extract | 1 | Medium | C | 1 | 2025 | 4 | 3 | 2.9 | 18640 | 5553
Water ¦ Local Hot Water ¦ Instantaneous Electric Water Heater - Non-Drinking Water | 1 | Medium | B | 1 | 2025 | 5 | 3 | 3.2 | 24776 | 8169
Water ¦ Local Hot Water ¦ Instantaneous Electric Water Heater - Non-Drinking Water | 1 | Medium | B | 1 | 2025 | 5 | 3 | 3.2 | 24777 | 8170
Fabric ¦ Superstructure ¦ Windows and External Doors ¦ External Doors ¦ Manual and Automatic Doors ¦ Emergency and Panic Escape Doors | 1 | Urgent | B | 1 | 2025 | 5 | 1 | 2.2 | 4893 | 1339
Electrical ¦ Lighting ¦ Internal ¦ Emergency ¦ Self Contained ¦ LED | 1 | Urgent | CX | 1 | 2025 | 2 | 1 | 1.3 | 341 | 317
Fire ¦ Fire Detection ¦ Fire Alarm System | 1 | Urgent | A | 13 | 2037 | 6 | 1 | 2.5 | 10888 | 26917
HVAC ¦ Heat Emitters - Local ¦ Gas Fired Unit Heaters | 1 | Medium | B | 1 | 2025 | 5 | 3 | 3.2 | 24778 | 8171
Fabric ¦ Superstructure ¦ Windows and External Doors ¦ External Doors ¦ Entrance Doors | 1 | High | B | 20 | 2044 | 5 | 2 | 2.7 | 14175 | 31622
Fire ¦ Fire Fighting ¦ Fire Extinguishers ¦ Foam | 4 | Urgent | B | 6 | 2030 | 5 | 1 | 2.2 | 4894 | 16358
Electrical ¦ LV Distribution ¦ Distribution Board ¦ Main | 1 | High | B | 4 | 2028 | 5 | 2 | 2.7 | 14176 | 13946
Electrical ¦ LV Distribution ¦ Distribution Board ¦ Main | 1 | High | B | 4 | 2028 | 5 | 2 | 2.7 | 14177 | 13947
Electrical ¦ LV Distribution ¦ Distribution Board ¦ Main | 1 | High | B | 19 | 2043 | 5 | 2 | 2.7 | 14178 | 31189
Controls ¦ Multi-System Controls ¦ Control Panel - Electrical Services (excluding Electrical Controllers and Pneumatic Relays) | 1 | Medium | B | 4 | 2028 | 5 | 3 | 3.2 | 24779 | 14118
HVAC ¦ Fan ¦ Local and Special Ventilation ¦ Extract | 1 | Medium | B | 1 | 2025 | 5 | 3 | 3.2 | 24780 | 8172
Fabric ¦ Barriers and Guardrails ¦ Vehicle Crash Protection Barrier | 1 | V Low | B | 1 | 2025 | 5 | 4 | 3.7 | 33058 | 12003
Fabric ¦ Superstructure ¦ Windows and External Doors ¦ Roller Shutters ¦ Electric Roller Shutter | 1 | High | B | 1 | 2025 | 5 | 2 | 2.7 | 14179 | 3790
HVAC ¦ Fan ¦ Local and Special Ventilation ¦ Centrifugal | 1 | Medium | B | 1 | 2025 | 5 | 3 | 3.2 | 24781 | 8173
Fabric ¦ Barriers and Guardrails ¦ Vehicle Crash Protection Barrier | 1 | V Low | B | 1 | 2025 | 5 | 4 | 3.7 | 33059 | 12004
Fabric ¦ Barriers and Guardrails ¦ Vehicle Crash Protection Barrier | 1 | V Low | B | 1 | 2025 | 5 | 4 | 3.7 | 33060 | 12005
Fabric ¦ Barriers and Guardrails ¦ Vehicle Crash Protection Barrier | 1 | V Low | B | 1 | 2025 | 5 | 4 | 3.7 | 33061 | 12006
HVAC ¦ Central Heating (Internally Sourced) ¦ Burner ¦ Forced draft gas burner | 1 | Medium | B | 1 | 2025 | 5 | 3 | 3.2 | 24782 | 8174
Security ¦ Access ¦ Access Control ¦ Gate Access - Local Lock / Keypad / Manual (External) | 3 | Medium | B | 1 | 2025 | 5 | 3 | 3.2 | 24783 | 8175
Electrical ¦ Lighting ¦ Internal ¦ Emergency ¦ Self Contained ¦ LED | 4 | Urgent | B | 11 | 2035 | 5 | 1 | 2.2 | 4895 | 23612
HVAC ¦ Heat Emitters - Central ¦ Radiators ¦ Steel | 4 | Medium | B | 1 | 2025 | 5 | 3 | 3.2 | 24784 | 8176
Fire ¦ Fire Fighting ¦ Fire Extinguishers ¦ Foam | 4 | Urgent | B | 7 | 2031 | 5 | 1 | 2.2 | 4896 | 19326
HVAC ¦ Fan ¦ Central Cooling ¦ Axial | 1 | Medium | B | 1 | 2025 | 5 | 3 | 3.2 | 24785 | 8177
Fire ¦ Fire Fighting ¦ Fire Extinguishers ¦ CO2 | 1 | Urgent | B | 6 | 2030 | 5 | 1 | 2.2 | 4897 | 16359
Fire ¦ Fire Fighting ¦ Fire Extinguishers ¦ Foam | 5 | Urgent | B | 8 | 2032 | 5 | 1 | 2.2 | 4898 | 20415
Fabric ¦ Barriers and Guardrails ¦ Vehicle Crash Protection Barrier | 2 | V Low | B | 1 | 2025 | 5 | 4 | 3.7 | 33062 | 12007
Electrical ¦ Lighting ¦ Internal ¦ General ¦ LED Fittings & Luminaires | 70 | Medium | B | 12 | 2036 | 5 | 3 | 3.2 | 24786 | 26505
Electrical ¦ Specialist Lighting ¦ Internal ¦ Illuminated Fire Exit Signage | 1 | Urgent | B | 17 | 2041 | 5 | 1 | 2.2 | 4899 | 30098
Fire ¦ Fire Fighting ¦ Fire Extinguishers ¦ Foam | 2 | Urgent | B | 6 | 2030 | 5 | 1 | 2.2 | 4900 | 16360
Fabric ¦ Superstructure ¦ Internal Doors ¦ Roller Shutters ¦ Electric Roller Shutter | 1 | Medium | B | 1 | 2025 | 5 | 3 | 3.2 | 24787 | 8178
Electrical ¦ LV Distribution ¦ Distribution Board ¦ Main | 1 | High | B | 1 | 2025 | 5 | 2 | 2.7 | 14180 | 3791
Fabric ¦ Superstructure ¦ Internal Doors ¦ Roller Shutters ¦ Electric Roller Shutter | 1 | Medium | B | 10 | 2034 | 5 | 3 | 3.2 | 24788 | 22813
HVAC ¦ Fan ¦ Local and Special Ventilation ¦ Axial | 1 | Medium | B | 5 | 2029 | 5 | 3 | 3.2 | 24789 | 15111
Fabric ¦ Superstructure ¦ Windows and External Doors ¦ External Doors ¦ Manual and Automatic Doors ¦ Auto / Powered Sliding Doors | 1 | High | B | 11 | 2035 | 5 | 2 | 2.7 | 14181 | 24411
Fabric ¦ Superstructure ¦ Windows and External Doors ¦ Roller Shutters ¦ Manual Roller Shutter | 1 | High | B | 1 | 2025 | 5 | 2 | 2.7 | 14182 | 3792
Fabric ¦ Superstructure ¦ Windows and External Doors ¦ Roller Shutters ¦ Electric Roller Shutter | 1 | High | B | 19 | 2043 | 5 | 2 | 2.7 | 14183 | 31190
Electrical ¦ Lighting ¦ Internal ¦ Emergency ¦ Self Contained ¦ LED | 4 | Urgent | B | 11 | 2035 | 5 | 1 | 2.2 | 4901 | 23613
Fabric ¦ Superstructure ¦ Windows and External Doors ¦ External Doors ¦ Manual and Automatic Doors ¦ High Security Door | 1 | High | C | 11 | 2035 | 4 | 2 | 2.4 | 10559 | 24050
Fabric ¦ Superstructure ¦ Windows and External Doors ¦ External Doors ¦ Entrance Doors | 1 | High | B | 11 | 2035 | 5 | 2 | 2.7 | 14184 | 24412
Fabric ¦ Superstructure ¦ Windows and External Doors ¦ External Doors ¦ Entrance Doors | 1 | High | B | 18 | 2042 | 5 | 2 | 2.7 | 14185 | 30821
Fire ¦ Fire Fighting ¦ Fire Extinguishers ¦ CO2 | 6 | Urgent | B | 5 | 2029 | 5 | 1 | 2.2 | 4902 | 14380
HVAC ¦ Fan ¦ Local and Special Ventilation ¦ Axial | 1 | Medium | B | 1 | 2025 | 5 | 3 | 3.2 | 24790 | 8179
HVAC ¦ Heat Emitters - Local ¦ Electric Heaters | 3 | Medium | B | 1 | 2025 | 5 | 3 | 3.2 | 24791 | 8180
HVAC ¦ Fan ¦ Central Ventilation Systems ¦ Ventilating - General | 1 | Low | B | 5 | 2029 | 5 | 4 | 3.7 | 33063 | 15628
HVAC ¦ Fan ¦ Local and Special Ventilation ¦ Axial | 1 | Medium | B | 1 | 2025 | 5 | 3 | 3.2 | 24792 | 8181
Controls ¦ Multi-System Controls ¦ Instrument Control Panel | 1 | Medium | B | 14 | 2038 | 5 | 3 | 3.2 | 24793 | 27572
Fabric ¦ Superstructure ¦ Windows and External Doors ¦ Roller Shutters ¦ Manual Roller Shutter | 1 | High | B | 1 | 2025 | 5 | 2 | 2.7 | 14186 | 3793
Fire ¦ Fire Detection ¦ Fire Alarm Panel / Repeater | 1 | Urgent | B | 1 | 2025 | 5 | 1 | 2.2 | 4903 | 1340
Electrical ¦ LV Distribution ¦ Distribution Board ¦ Sub | 1 | High | B | 1 | 2025 | 5 | 2 | 2.7 | 14187 | 3794
Fire ¦ Fire Fighting ¦ Fire Extinguishers ¦ Foam | 2 | Urgent | B | 9 | 2033 | 5 | 1 | 2.2 | 4904 | 21328
HVAC ¦ Central Air Conditioning ¦ Air Conditioning ¦ Multi-Split Condenser - Split Systems/Heat Pumps - Air-cooled with Direct Expansion Evaporator (DX) | 1 | Medium | B | 1 | 2025 | 5 | 3 | 3.2 | 24794 | 8182
HVAC ¦ Heat Emitters - Local ¦ Electric Overdoor Air Curtain/Heater | 1 | Medium | B | 10 | 2034 | 5 | 3 | 3.2 | 24795 | 22814
Electrical ¦ Lighting ¦ Internal ¦ Emergency ¦ Self Contained ¦ LED | 11 | Urgent | B | 21 | 2045 | 5 | 1 | 2.2 | 4905 | 32057
HVAC ¦ Fan ¦ Local and Special Ventilation ¦ Fans Window or Wall Mounted | 1 | Medium | B | 6 | 2030 | 5 | 3 | 3.2 | 24796 | 18673
Electrical ¦ Lighting ¦ Internal ¦ General | 23 | Medium | C | 1 | 2025 | 4 | 3 | 2.9 | 18641 | 5554
Electrical ¦ LV Distribution ¦ Distribution Board ¦ Sub | 1 | High | B | 1 | 2025 | 5 | 2 | 2.7 | 14188 | 3795
Electrical ¦ Lighting ¦ Internal ¦ Emergency ¦ Self Contained ¦ Non LED | 4 | Urgent | B | 1 | 2025 | 5 | 1 | 2.2 | 4906 | 1341
HVAC ¦ Fan ¦ Local and Special Ventilation ¦ Fans Window or Wall Mounted | 1 | Medium | B | 11 | 2035 | 5 | 3 | 3.2 | 24797 | 25213
Fabric ¦ Superstructure ¦ Internal Doors ¦ Roller Shutters ¦ Electric Roller Shutter | 1 | Medium | B | 11 | 2035 | 5 | 3 | 3.2 | 24798 | 25214
Fire ¦ Fire Detection ¦ Fire Alarm System | 1 | Urgent | B | 5 | 2029 | 5 | 1 | 2.2 | 4907 | 14381
Fire ¦ Fire Fighting ¦ Fire Extinguishers ¦ CO2 | 4 | Urgent | B | 6 | 2030 | 5 | 1 | 2.2 | 4908 | 16361
Electrical ¦ Lighting ¦ Internal ¦ General ¦ LED Fittings & Luminaires | 71 | Medium | B | 13 | 2037 | 5 | 3 | 3.2 | 24799 | 27138
Electrical ¦ Lighting ¦ Internal ¦ General ¦ LED Fittings & Luminaires | 9 | Medium | B | 6 | 2030 | 5 | 3 | 3.2 | 24800 | 18674
Electrical ¦ Lighting ¦ Internal ¦ Emergency ¦ Self Contained ¦ Non LED | 4 | Urgent | B | 1 | 2025 | 5 | 1 | 2.2 | 4909 | 1342
HVAC ¦ Heat Emitters - Local ¦ Electric Heaters | 2 | Medium | B | 1 | 2025 | 5 | 3 | 3.2 | 24801 | 8183
Fabric ¦ Superstructure ¦ Windows and External Doors ¦ External Doors ¦ Manual and Automatic Doors ¦ Emergency and Panic Escape Doors | 1 | Urgent | B | 16 | 2040 | 5 | 1 | 2.2 | 4910 | 28794
Fire ¦ Fire Detection ¦ Fire Alarm Panel / Repeater | 1 | Urgent | B | 9 | 2033 | 5 | 1 | 2.2 | 4911 | 21329
HVAC ¦ Fan ¦ Local and Special Ventilation ¦ Axial | 1 | Medium | B | 5 | 2029 | 5 | 3 | 3.2 | 24802 | 15112
Electrical ¦ LV Distribution ¦ LV Switch Panel | 1 | High | B | 1 | 2025 | 5 | 2 | 2.7 | 14189 | 3796
Fabric ¦ Superstructure ¦ Windows and External Doors ¦ External Doors ¦ Entrance Doors | 1 | High | B | 19 | 2043 | 5 | 2 | 2.7 | 14190 | 31191
HVAC ¦ Fan ¦ Local and Special Ventilation ¦ Axial | 1 | Medium | B | 8 | 2032 | 5 | 3 | 3.2 | 24803 | 20955
Fabric ¦ Superstructure ¦ Windows and External Doors ¦ External Doors ¦ Manual and Automatic Doors ¦ Auto / Powered Sliding Doors | 1 | High | B | 17 | 2041 | 5 | 2 | 2.7 | 14191 | 30320
Electrical ¦ LV Distribution ¦ Distribution Board ¦ Sub | 1 | High | B | 1 | 2025 | 5 | 2 | 2.7 | 14192 | 3797
Electrical ¦ LV Distribution ¦ Distribution Board ¦ Sub | 1 | High | DX | 1 | 2025 | 1 | 2 | 1.5 | 393 | 352
HVAC ¦ Fan ¦ Central Cooling ¦ Axial | 1 | Medium | B | 9 | 2033 | 5 | 3 | 3.2 | 24804 | 21766
Fire ¦ Fire Fighting ¦ Fire Extinguishers ¦ CO2 | 4 | Urgent | B | 1 | 2025 | 5 | 1 | 2.2 | 4912 | 1343
Fabric ¦ Superstructure ¦ Windows and External Doors ¦ Roller Shutters ¦ Electric Roller Shutter | 1 | High | B | 7 | 2031 | 5 | 2 | 2.7 | 14193 | 19629
Electrical ¦ Lighting ¦ External ¦ General - LED | 3 | Medium | B | 5 | 2029 | 5 | 3 | 3.2 | 24805 | 15113
Fire ¦ Fire Fighting ¦ Fire Extinguishers ¦ Foam | 3 | Urgent | B | 6 | 2030 | 5 | 1 | 2.2 | 4913 | 16362
HVAC ¦ Fan ¦ Central Ventilation Systems ¦ Ventilating - General | 1 | Low | B | 1 | 2025 | 5 | 4 | 3.7 | 33064 | 12008
Electrical ¦ Lighting ¦ Internal ¦ General ¦ LED Fittings & Luminaires | 5 | Medium | B | 16 | 2040 | 5 | 3 | 3.2 | 24806 | 29540
Fire ¦ Fire Fighting ¦ Fire Extinguishers ¦ CO2 | 1 | Urgent | B | 6 | 2030 | 5 | 1 | 2.2 | 4914 | 16363
Water ¦ Local Hot Water ¦ Package Electric Water Heaters - Non-Drinking Water | 1 | Medium | B | 6 | 2030 | 5 | 3 | 3.2 | 24807 | 18675
Electrical ¦ Lighting ¦ Internal ¦ Emergency ¦ Self Contained ¦ LED | 2 | Urgent | B | 11 | 2035 | 5 | 1 | 2.2 | 4915 | 23614
HVAC ¦ Heat Emitters - Local ¦ Electric Heaters | 4 | Medium | B | 1 | 2025 | 5 | 3 | 3.2 | 24808 | 8184
Electrical ¦ Lighting ¦ Internal ¦ Emergency ¦ Self Contained ¦ LED | 4 | Urgent | B | 19 | 2043 | 5 | 1 | 2.2 | 4916 | 31071
Water ¦ Local Hot Water ¦ Package Electric Water Heaters - Non-Drinking Water | 1 | Medium | B | 4 | 2028 | 5 | 3 | 3.2 | 24809 | 14119
Electrical ¦ LV Distribution ¦ Distribution Board ¦ Sub | 1 | High | B | 10 | 2034 | 5 | 2 | 2.7 | 14194 | 22367
Fabric ¦ Superstructure ¦ Windows and External Doors ¦ External Doors ¦ Manual and Automatic Doors ¦ Auto / Powered Sliding Doors | 1 | High | B | 11 | 2035 | 5 | 2 | 2.7 | 14195 | 24413
Electrical ¦ Specialist Lighting ¦ External ¦ Illuminated External Signs | 1 | Medium | C | 1 | 2025 | 4 | 3 | 2.9 | 18642 | 5555
Fabric ¦ Superstructure ¦ Windows and External Doors ¦ External Doors ¦ Manual and Automatic Doors ¦ Emergency and Panic Escape Doors | 1 | Urgent | DX | 17 | 2041 | 1 | 1 | 1 | 10 | 29961
HVAC ¦ Fan ¦ Local and Special Ventilation ¦ Axial | 1 | Medium | B | 5 | 2029 | 5 | 3 | 3.2 | 24810 | 15114
HVAC ¦ Fan ¦ Local and Special Ventilation ¦ Axial | 1 | Medium | B | 8 | 2032 | 5 | 3 | 3.2 | 24811 | 20956
Fabric ¦ Superstructure ¦ Windows and External Doors ¦ Roller Shutters ¦ Electric Roller Shutter | 1 | High | B | 9 | 2033 | 5 | 2 | 2.7 | 14196 | 21590
HVAC ¦ Heat Emitters - Local ¦ Electric Heaters | 2 | Medium | B | 4 | 2028 | 5 | 3 | 3.2 | 24812 | 14120
Fire ¦ Fire Fighting ¦ Fire Blanket | 1 | Urgent | B | 2 | 2026 | 5 | 1 | 2.2 | 4917 | 12593
Water ¦ Local Hot Water ¦ Package Electric Water Heaters - Non-Drinking Water | 1 | Medium | B | 4 | 2028 | 5 | 3 | 3.2 | 24813 | 14121
Electrical ¦ LV Distribution ¦ Distribution Board ¦ Main | 1 | High | B | 1 | 2025 | 5 | 2 | 2.7 | 14197 | 3798
Fabric ¦ Superstructure ¦ Internal Doors ¦ Roller Shutters ¦ Electric Roller Shutter | 1 | Medium | B | 1 | 2025 | 5 | 3 | 3.2 | 24814 | 8185
Fabric ¦ Superstructure ¦ Internal Doors ¦ Roller Shutters ¦ Electric Roller Shutter | 1 | Medium | B | 1 | 2025 | 5 | 3 | 3.2 | 24815 | 8186
Electrical ¦ Specialist Lighting ¦ Internal ¦ Illuminated Fire Exit Signage | 1 | Urgent | B | 16 | 2040 | 5 | 1 | 2.2 | 4918 | 28795
Fire ¦ Fire Fighting ¦ Fire Extinguishers ¦ Foam | 2 | Urgent | B | 8 | 2032 | 5 | 1 | 2.2 | 4919 | 20416
Fabric ¦ Superstructure ¦ Internal Doors ¦ Roller Shutters ¦ Internal Manual Roller Shutter | 1 | Medium | B | 5 | 2029 | 5 | 3 | 3.2 | 24816 | 15115
Electrical ¦ LV Distribution ¦ Distribution Board ¦ Sub | 1 | High | B | 2 | 2026 | 5 | 2 | 2.7 | 14198 | 12894
Electrical ¦ LV Distribution ¦ Distribution Board ¦ Sub | 1 | High | A | 18 | 2042 | 6 | 2 | 3 | 19555 | 30909
HVAC ¦ Heat Emitters - Local ¦ Gas Fired Unit Heaters | 1 | Medium | B | 6 | 2030 | 5 | 3 | 3.2 | 24817 | 18676
Electrical ¦ Lighting ¦ Internal ¦ General ¦ LED Fittings & Luminaires | 26 | Medium | B | 16 | 2040 | 5 | 3 | 3.2 | 24818 | 29541
Electrical ¦ Lighting ¦ Internal ¦ Emergency ¦ Self Contained ¦ LED | 8 | Urgent | B | 18 | 2042 | 5 | 1 | 2.2 | 4920 | 30645
HVAC ¦ Local Air Conditioning ¦ Single-Split Condenser - Split Systems/Heat Pumps - Air-cooled with Direct Expansion Evaporator (DX) | 1 | Medium | CX | 1 | 2025 | 2 | 3 | 2.3 | 10182 | 2124
Security ¦ Barriers and Guardrails ¦ Manual Vehicle Barrier | 1 | Medium | B | 1 | 2025 | 5 | 3 | 3.2 | 24819 | 8187
Fabric ¦ Superstructure ¦ Windows and External Doors ¦ External Doors ¦ Manual and Automatic Doors ¦ Auto / Powered Sliding Doors | 1 | High | B | 33 | 2057 | 5 | 2 | 2.7 | 14199 | 33853
Controls ¦ Multi-System Controls ¦ Control Panel - Electrical Services (excluding Electrical Controllers and Pneumatic Relays) | 1 | Medium | B | 1 | 2025 | 5 | 3 | 3.2 | 24820 | 8188
Electrical ¦ Specialist Lighting ¦ Internal ¦ Illuminated Fire Exit Signage | 3 | Urgent | B | 2 | 2026 | 5 | 1 | 2.2 | 4921 | 12594
HVAC ¦ Fan ¦ Local and Special Ventilation ¦ Fans Window or Wall Mounted | 1 | Medium | B | 1 | 2025 | 5 | 3 | 3.2 | 24821 | 8189
Water ¦ Local Hot Water ¦ Instantaneous Electric Water Heater - Non-Drinking Water | 1 | Medium | C | 1 | 2025 | 4 | 3 | 2.9 | 18643 | 5556
Fire ¦ Fire Fighting ¦ Fire Extinguishers ¦ Powder | 3 | Urgent | B | 6 | 2030 | 5 | 1 | 2.2 | 4922 | 16364
Electrical ¦ Lighting ¦ Internal ¦ Emergency ¦ Self Contained ¦ Non LED | 3 | Urgent | B | 7 | 2031 | 5 | 1 | 2.2 | 4923 | 19327
Electrical ¦ LV Distribution ¦ Distribution Board ¦ Sub | 1 | High | B | 2 | 2026 | 5 | 2 | 2.7 | 14200 | 12895
Electrical ¦ LV Distribution ¦ Distribution Board ¦ Sub | 1 | High | C | 1 | 2025 | 4 | 2 | 2.4 | 10560 | 2410
HVAC ¦ Fan ¦ Local and Special Ventilation ¦ Kitchen Vent ¦ Extract | 1 | Low | B | 1 | 2025 | 5 | 4 | 3.7 | 33065 | 12009
Fabric ¦ Superstructure ¦ Windows and External Doors ¦ Roller Shutters ¦ Manual Roller Shutter | 1 | High | B | 1 | 2025 | 5 | 2 | 2.7 | 14201 | 3799
HVAC ¦ Fan ¦ Local and Special Ventilation ¦ Axial | 1 | Medium | B | 1 | 2025 | 5 | 3 | 3.2 | 24822 | 8190
Electrical ¦ Lighting ¦ Internal ¦ Emergency ¦ Self Contained ¦ LED | 7 | Urgent | B | 21 | 2045 | 5 | 1 | 2.2 | 4924 | 32058
Fire ¦ Fire Fighting ¦ Fire Extinguishers ¦ Foam | 3 | Urgent | B | 6 | 2030 | 5 | 1 | 2.2 | 4925 | 16365
HVAC ¦ Local Air Conditioning ¦ Single-Split Condenser - Split Systems/Heat Pumps - Air-cooled with Direct Expansion Evaporator (DX) | 1 | Medium | B | 6 | 2030 | 5 | 3 | 3.2 | 24823 | 18677
HVAC ¦ Fan ¦ Central Cooling ¦ Axial | 1 | Medium | B | 1 | 2025 | 5 | 3 | 3.2 | 24824 | 8191
Fabric ¦ Superstructure ¦ Windows and External Doors ¦ External Doors ¦ Manual and Automatic Doors ¦ High Security Door | 1 | High | B | 19 | 2043 | 5 | 2 | 2.7 | 14202 | 31192
Electrical ¦ Lighting ¦ Internal ¦ General | 51 | Medium | B | 15 | 2039 | 5 | 3 | 3.2 | 24825 | 28428
Water ¦ Local Hot Water ¦ Instantaneous Electric Water Heater - Non-Drinking Water | 1 | Medium | C | 1 | 2025 | 4 | 3 | 2.9 | 18644 | 5557
Electrical ¦ Lighting ¦ Internal ¦ General ¦ LED Fittings & Luminaires | 24 | Medium | B | 6 | 2030 | 5 | 3 | 3.2 | 24826 | 18678
Electrical ¦ Lighting ¦ Internal ¦ General | 34 | Medium | B | 10 | 2034 | 5 | 3 | 3.2 | 24827 | 22815
HVAC ¦ Heat Emitters - Local ¦ Electric Heaters | 1 | Medium | B | 1 | 2025 | 5 | 3 | 3.2 | 24828 | 8192
Fire ¦ Fire Fighting ¦ Fire Blanket | 1 | Urgent | B | 4 | 2028 | 5 | 1 | 2.2 | 4926 | 13822
HVAC ¦ Fan ¦ Central Ventilation Systems ¦ Ventilating - General | 1 | Low | B | 1 | 2025 | 5 | 4 | 3.7 | 33066 | 12010
Water ¦ Local Hot Water ¦ Package Electric Water Heaters - Non-Drinking Water | 1 | Medium | B | 1 | 2025 | 5 | 3 | 3.2 | 24829 | 8193
Fabric ¦ Superstructure ¦ Windows and External Doors ¦ Roller Shutters ¦ Manual Roller Shutter | 1 | High | B | 1 | 2025 | 5 | 2 | 2.7 | 14203 | 3800
Electrical ¦ Lighting ¦ Internal ¦ Emergency ¦ Externally Powered ¦ LED | 2 | Urgent | B | 19 | 2043 | 5 | 1 | 2.2 | 4927 | 31072
Fire ¦ Fire Fighting ¦ Fire Extinguishers ¦ CO2 | 6 | Urgent | B | 6 | 2030 | 5 | 1 | 2.2 | 4928 | 16366
HVAC ¦ Fan ¦ Local and Special Ventilation ¦ Fans Window or Wall Mounted | 1 | Medium | B | 1 | 2025 | 5 | 3 | 3.2 | 24830 | 8194
HVAC ¦ Fan ¦ Local and Special Ventilation ¦ Kitchen Vent ¦ Extract | 1 | Low | B | 5 | 2029 | 5 | 4 | 3.7 | 33067 | 15629
HVAC ¦ Fan ¦ Central Cooling ¦ Axial | 1 | Medium | B | 1 | 2025 | 5 | 3 | 3.2 | 24831 | 8195
Fabric ¦ Superstructure ¦ Windows and External Doors ¦ Roller Shutters ¦ Manual Roller Shutter | 1 | High | B | 1 | 2025 | 5 | 2 | 2.7 | 14204 | 3801
HVAC ¦ Heat Emitters - Local ¦ Electric Heaters | 1 | Medium | A | 7 | 2031 | 6 | 3 | 3.5 | 32526 | 20209
Electrical ¦ Lighting ¦ External ¦ General - LED | 1 | Medium | B | 11 | 2035 | 5 | 3 | 3.2 | 24832 | 25215
Fire ¦ Fire Fighting ¦ Fire Blanket | 1 | Urgent | B | 5 | 2029 | 5 | 1 | 2.2 | 4929 | 14382
Water ¦ Local Hot Water ¦ Instantaneous Electric Water Heater - Non-Drinking Water | 1 | Medium | C | 1 | 2025 | 4 | 3 | 2.9 | 18645 | 5558
Fire ¦ Fire Detection ¦ Fire Alarm Panel / Repeater | 1 | Urgent | B | 11 | 2035 | 5 | 1 | 2.2 | 4930 | 23615
Fabric ¦ Superstructure ¦ Windows and External Doors ¦ Roller Shutters ¦ Manual Roller Shutter | 1 | High | B | 1 | 2025 | 5 | 2 | 2.7 | 14205 | 3802
Fire ¦ Fire Detection ¦ Fire Alarm System | 1 | Urgent | B | 11 | 2035 | 5 | 1 | 2.2 | 4931 | 23616
Electrical ¦ Lighting ¦ Internal ¦ General | 6 | Medium | B | 1 | 2025 | 5 | 3 | 3.2 | 24833 | 8196
Electrical ¦ Lighting ¦ External ¦ General - LED | 4 | Medium | B | 11 | 2035 | 5 | 3 | 3.2 | 24834 | 25216
Water ¦ Local Hot Water ¦ Instantaneous Electric Water Heater - Non-Drinking Water | 1 | Medium | B | 1 | 2025 | 5 | 3 | 3.2 | 24835 | 8197
Fire ¦ Fire Detection ¦ Fire Alarm System | 1 | Urgent | B | 9 | 2033 | 5 | 1 | 2.2 | 4932 | 21330
Electrical ¦ Lighting ¦ Internal ¦ General ¦ LED Fittings & Luminaires | 5 | Medium | B | 18 | 2042 | 5 | 3 | 3.2 | 24836 | 30949
Fire ¦ Fire Fighting ¦ Fire Extinguishers ¦ Foam | 1 | Urgent | B | 6 | 2030 | 5 | 1 | 2.2 | 4933 | 16367
Electrical ¦ LV Distribution ¦ Distribution Board ¦ Sub | 1 | High | B | 1 | 2025 | 5 | 2 | 2.7 | 14206 | 3803
Electrical ¦ LV Distribution ¦ Distribution Board ¦ Main | 1 | High | B | 6 | 2030 | 5 | 2 | 2.7 | 14207 | 17590
Water ¦ Local Hot Water ¦ Package Electric Water Heaters - Non-Drinking Water | 1 | Medium | B | 9 | 2033 | 5 | 3 | 3.2 | 24837 | 21767
Fire ¦ Fire Fighting ¦ Fire Extinguishers ¦ CO2 | 4 | Urgent | B | 6 | 2030 | 5 | 1 | 2.2 | 4934 | 16368
Fire ¦ Fire Fighting ¦ Fire Extinguishers ¦ Powder | 1 | Urgent | B | 6 | 2030 | 5 | 1 | 2.2 | 4935 | 16369
Fire ¦ Fire Fighting ¦ Fire Extinguishers ¦ CO2 | 4 | Urgent | B | 4 | 2028 | 5 | 1 | 2.2 | 4936 | 13823
Electrical ¦ LV Distribution ¦ Distribution Board ¦ Sub | 1 | High | DX | 1 | 2025 | 1 | 2 | 1.5 | 394 | 353
Fabric ¦ Superstructure ¦ Windows and External Doors ¦ Roller Shutters ¦ Electric Roller Shutter | 1 | High | B | 9 | 2033 | 5 | 2 | 2.7 | 14208 | 21591
HVAC ¦ Fan ¦ Local and Special Ventilation ¦ Extract | 1 | Medium | B | 1 | 2025 | 5 | 3 | 3.2 | 24838 | 8198
Fire ¦ Fire Detection ¦ Fire Alarm System | 1 | Urgent | A | 13 | 2037 | 6 | 1 | 2.5 | 10889 | 26918
HVAC ¦ Fan ¦ Local and Special Ventilation ¦ Kitchen Vent ¦ Extract | 1 | Low | B | 1 | 2025 | 5 | 4 | 3.7 | 33068 | 12011
Security ¦ Access ¦ Access Control ¦ Door ¦ Local Lock / Keypad / Manual | 1 | Medium | B | 1 | 2025 | 5 | 3 | 3.2 | 24839 | 8199
Fire ¦ Fire Fighting ¦ Fire Extinguishers ¦ Powder | 1 | Urgent | B | 6 | 2030 | 5 | 1 | 2.2 | 4937 | 16370
Fire ¦ Fire Fighting ¦ Fire Blanket | 1 | Urgent | B | 1 | 2025 | 5 | 1 | 2.2 | 4938 | 1344
HVAC ¦ Central Air Conditioning ¦ Air Conditioning ¦ Multi-Split Condenser - Split Systems/Heat Pumps - Air-cooled with Direct Expansion Evaporator (DX) | 1 | Medium | B | 1 | 2025 | 5 | 3 | 3.2 | 24840 | 8200
Controls ¦ Multi-System Controls ¦ Control Panel - Electrical Services (excluding Electrical Controllers and Pneumatic Relays) | 1 | Medium | B | 2 | 2026 | 5 | 3 | 3.2 | 24841 | 13088
Fabric ¦ Superstructure ¦ Windows and External Doors ¦ External Doors ¦ Manual and Automatic Doors ¦ Emergency and Panic Escape Doors | 1 | Urgent | B | 14 | 2038 | 5 | 1 | 2.2 | 4939 | 27366
Fabric ¦ Superstructure ¦ Windows and External Doors ¦ External Doors ¦ Entrance Doors | 1 | High | B | 16 | 2040 | 5 | 2 | 2.7 | 14209 | 29176
Electrical ¦ Specialist Lighting ¦ Internal ¦ Illuminated Fire Exit Signage | 3 | Urgent | B | 16 | 2040 | 5 | 1 | 2.2 | 4940 | 28796
Security ¦ Access ¦ Access Control ¦ Gate Access - Local Lock / Keypad / Manual (External) | 1 | Medium | A | 14 | 2038 | 6 | 3 | 3.5 | 32527 | 27672
HVAC ¦ Fan ¦ Central Ventilation Systems ¦ Ventilating - General | 1 | Low | B | 5 | 2029 | 5 | 4 | 3.7 | 33069 | 15630
Fabric ¦ Superstructure ¦ Internal Doors ¦ Roller Shutters ¦ Electric Roller Shutter | 1 | Medium | B | 15 | 2039 | 5 | 3 | 3.2 | 24842 | 28429
Fabric ¦ Superstructure ¦ Windows and External Doors ¦ External Doors ¦ Entrance Doors | 1 | High | B | 1 | 2025 | 5 | 2 | 2.7 | 14210 | 3804
Fabric ¦ Superstructure ¦ Windows and External Doors ¦ External Doors ¦ Entrance Doors | 1 | High | B | 29 | 2053 | 5 | 2 | 2.7 | 14211 | 33653
Electrical ¦ Lighting ¦ Internal ¦ General ¦ LED Fittings & Luminaires | 6 | Medium | B | 12 | 2036 | 5 | 3 | 3.2 | 24843 | 26506
HVAC ¦ Fan ¦ Central Ventilation Systems ¦ Ventilating - General | 1 | Low | B | 5 | 2029 | 5 | 4 | 3.7 | 33070 | 15631
Electrical ¦ Lighting ¦ Internal ¦ General ¦ LED Fittings & Luminaires | 1 | Medium | B | 18 | 2042 | 5 | 3 | 3.2 | 24844 | 30950
Water ¦ Local Hot Water ¦ Package Electric Water Heaters - Non-Drinking Water | 1 | Medium | B | 6 | 2030 | 5 | 3 | 3.2 | 24845 | 18679
Fire ¦ Fire Fighting ¦ Fire Extinguishers ¦ Powder | 1 | Urgent | A | 10 | 2034 | 6 | 1 | 2.5 | 10890 | 22216
Electrical ¦ LV Distribution ¦ Distribution Board ¦ Main | 1 | High | B | 6 | 2030 | 5 | 2 | 2.7 | 14212 | 17591
Electrical ¦ Lighting ¦ External ¦ General - Non-LED | 3 | Medium | B | 1 | 2025 | 5 | 3 | 3.2 | 24846 | 8201
Electrical ¦ Lighting ¦ Internal ¦ General | 35 | Medium | B | 1 | 2025 | 5 | 3 | 3.2 | 24847 | 8202
Electrical ¦ LV Distribution ¦ Distribution Board ¦ Main | 1 | High | B | 4 | 2028 | 5 | 2 | 2.7 | 14213 | 13948
HVAC ¦ Fan ¦ Local and Special Ventilation ¦ Extract | 1 | Medium | CX | 1 | 2025 | 2 | 3 | 2.3 | 10183 | 2125
Electrical ¦ LV Distribution ¦ Distribution Board ¦ Main | 1 | High | C | 1 | 2025 | 4 | 2 | 2.4 | 10561 | 2411
Fabric ¦ Superstructure ¦ Windows and External Doors ¦ External Doors ¦ Entrance Doors | 1 | High | C | 11 | 2035 | 4 | 2 | 2.4 | 10562 | 24051
Fabric ¦ Superstructure ¦ Windows and External Doors ¦ Roller Shutters ¦ Manual Roller Shutter | 1 | High | B | 1 | 2025 | 5 | 2 | 2.7 | 14214 | 3805
Electrical ¦ LV Distribution ¦ Distribution Board ¦ Main | 1 | High | B | 6 | 2030 | 5 | 2 | 2.7 | 14215 | 17592
HVAC ¦ Fan ¦ Local and Special Ventilation ¦ Extract | 1 | Medium | B | 12 | 2036 | 5 | 3 | 3.2 | 24848 | 26507
Fabric ¦ Superstructure ¦ Windows and External Doors ¦ Roller Shutters ¦ Manual Roller Shutter | 1 | High | DX | 1 | 2025 | 1 | 2 | 1.5 | 395 | 354
HVAC ¦ Heat Emitters - Local ¦ Gas Fired Natural and Fan Assisted Heaters | 1 | Medium | B | 1 | 2025 | 5 | 3 | 3.2 | 24849 | 8203
Fabric ¦ Superstructure ¦ Windows and External Doors ¦ External Doors ¦ Manual and Automatic Doors ¦ Emergency and Panic Escape Doors | 1 | Urgent | B | 18 | 2042 | 5 | 1 | 2.2 | 4941 | 30646
Fabric ¦ Superstructure ¦ Windows and External Doors ¦ External Doors ¦ Manual and Automatic Doors ¦ Emergency and Panic Escape Doors | 1 | Urgent | B | 11 | 2035 | 5 | 1 | 2.2 | 4942 | 23617
Fabric ¦ Superstructure ¦ Windows and External Doors ¦ External Doors ¦ Manual and Automatic Doors ¦ Emergency and Panic Escape Doors | 1 | Urgent | B | 11 | 2035 | 5 | 1 | 2.2 | 4943 | 23618
HVAC ¦ Ventilation ¦ Air Handling Unit (AHU) ¦ Internal ¦ Central Ventilation Systems ¦ Ventilation Only | 1 | Medium | B | 1 | 2025 | 5 | 3 | 3.2 | 24850 | 8204
Fabric ¦ Superstructure ¦ Internal Doors ¦ Roller Shutters ¦ Electric Roller Shutter | 1 | Medium | B | 15 | 2039 | 5 | 3 | 3.2 | 24851 | 28430
HVAC ¦ Fan ¦ Local and Special Ventilation ¦ Extract | 1 | Medium | B | 1 | 2025 | 5 | 3 | 3.2 | 24852 | 8205
Fire ¦ Fire Detection ¦ Fire Alarm System | 1 | Urgent | B | 9 | 2033 | 5 | 1 | 2.2 | 4944 | 21331
Water ¦ Local Hot Water ¦ Instantaneous Electric Water Heater - Non-Drinking Water | 1 | Medium | B | 1 | 2025 | 5 | 3 | 3.2 | 24853 | 8206
Fabric ¦ Superstructure ¦ Windows and External Doors ¦ Roller Shutters ¦ Electric Roller Shutter | 1 | High | B | 1 | 2025 | 5 | 2 | 2.7 | 14216 | 3806
Fabric ¦ Superstructure ¦ Internal Doors ¦ Roller Shutters ¦ Electric Roller Shutter | 1 | Medium | B | 11 | 2035 | 5 | 3 | 3.2 | 24854 | 25217
HVAC ¦ Fan ¦ Local and Special Ventilation ¦ Centrifugal | 1 | Medium | B | 1 | 2025 | 5 | 3 | 3.2 | 24855 | 8207
HVAC ¦ Central Air Conditioning ¦ Air Conditioning ¦ Multi-Split Evaporator - Split Systems/Heat Pumps - Air-cooled with Direct Expansion Evaporator (DX) | 1 | Medium | B | 11 | 2035 | 5 | 3 | 3.2 | 24856 | 25218
Fabric ¦ Superstructure ¦ Windows and External Doors ¦ External Doors ¦ Manual and Automatic Doors ¦ Emergency and Panic Escape Doors | 1 | Urgent | B | 20 | 2044 | 5 | 1 | 2.2 | 4945 | 31475
Fabric ¦ Superstructure ¦ Windows and External Doors ¦ External Doors ¦ Manual and Automatic Doors ¦ Emergency and Panic Escape Doors | 1 | Urgent | B | 11 | 2035 | 5 | 1 | 2.2 | 4946 | 23619
Fabric ¦ Barriers and Guardrails ¦ Vehicle Crash Protection Barrier | 1 | V Low | B | 1 | 2025 | 5 | 4 | 3.7 | 33071 | 12012
HVAC ¦ Central Heating (Internally Sourced) ¦ Boiler ¦ Combination Atmospheric Burner Gas Boiler | 1 | High | CX | 1 | 2025 | 2 | 2 | 1.8 | 516 | 414
Fabric ¦ Superstructure ¦ Windows and External Doors ¦ External Doors ¦ Entrance Doors | 1 | High | C | 11 | 2035 | 4 | 2 | 2.4 | 10563 | 24052
HVAC ¦ Central Heating (Internally Sourced) ¦ Boiler ¦ Atmospheric Gas Burner/Condensing Combination Boiler (domestic type) | 1 | High | B | 7 | 2031 | 5 | 2 | 2.7 | 14217 | 19630
Fabric ¦ Superstructure ¦ Internal Doors ¦ Roller Shutters ¦ Electric Roller Shutter | 1 | Medium | B | 1 | 2025 | 5 | 3 | 3.2 | 24857 | 8208
HVAC ¦ Fan ¦ Local and Special Ventilation ¦ Fans Window or Wall Mounted | 1 | Medium | DX | 4 | 2028 | 1 | 3 | 2 | 878 | 13752
HVAC ¦ Fan ¦ Central Ventilation Systems ¦ Axial | 1 | Medium | B | 1 | 2025 | 5 | 3 | 3.2 | 24858 | 8209
Fabric ¦ Superstructure ¦ Windows and External Doors ¦ External Doors ¦ Manual and Automatic Doors ¦ High Security Door | 1 | High | B | 1 | 2025 | 5 | 2 | 2.7 | 14218 | 3807
Electrical ¦ Lighting ¦ Internal ¦ General | 2 | Medium | B | 11 | 2035 | 5 | 3 | 3.2 | 24859 | 25219
Electrical ¦ Specialist Lighting ¦ Internal ¦ Illuminated Fire Exit Signage | 2 | Urgent | B | 6 | 2030 | 5 | 1 | 2.2 | 4947 | 16371
Electrical ¦ Lighting ¦ Internal ¦ Emergency ¦ Self Contained ¦ LED | 1 | Urgent | B | 11 | 2035 | 5 | 1 | 2.2 | 4948 | 23620
HVAC ¦ Heat Emitters - Local ¦ Electric Heaters | 3 | Medium | C | 1 | 2025 | 4 | 3 | 2.9 | 18646 | 5559
Electrical ¦ Lighting ¦ Internal ¦ General ¦ LED Fittings & Luminaires | 37 | Medium | B | 18 | 2042 | 5 | 3 | 3.2 | 24860 | 30951
HVAC ¦ Heat Emitters - Central ¦ Radiators ¦ Steel | 2 | Medium | B | 5 | 2029 | 5 | 3 | 3.2 | 24861 | 15116
Fire ¦ Fire Fighting ¦ Fire Extinguishers ¦ Foam | 4 | Urgent | B | 6 | 2030 | 5 | 1 | 2.2 | 4949 | 16372
Electrical ¦ Lighting ¦ Internal ¦ General ¦ LED Fittings & Luminaires | 36 | Medium | B | 13 | 2037 | 5 | 3 | 3.2 | 24862 | 27139
Electrical ¦ Lighting ¦ Internal ¦ Emergency ¦ Self Contained ¦ LED | 11 | Urgent | B | 21 | 2045 | 5 | 1 | 2.2 | 4950 | 32059
Electrical ¦ Lighting ¦ Internal ¦ Emergency ¦ Self Contained ¦ LED | 2 | Urgent | B | 20 | 2044 | 5 | 1 | 2.2 | 4951 | 31476
Electrical ¦ Lighting ¦ Internal ¦ Emergency ¦ Self Contained ¦ Non LED | 5 | Urgent | B | 7 | 2031 | 5 | 1 | 2.2 | 4952 | 19328
Electrical ¦ Lighting ¦ Internal ¦ General | 6 | Medium | B | 2 | 2026 | 5 | 3 | 3.2 | 24863 | 13089
Fire ¦ Fire Fighting ¦ Fire Extinguishers ¦ Foam | 5 | Urgent | B | 2 | 2026 | 5 | 1 | 2.2 | 4953 | 12595
Fire ¦ Fire Fighting ¦ Fire Extinguishers ¦ Foam | 1 | Urgent | B | 5 | 2029 | 5 | 1 | 2.2 | 4954 | 14383
Security ¦ Access ¦ Access Control ¦ Gate Access - Local Lock / Keypad / Manual (External) | 1 | Medium | DX | 1 | 2025 | 1 | 3 | 2 | 879 | 590
Electrical ¦ Specialist Lighting ¦ Internal ¦ Illuminated Fire Exit Signage | 3 | Urgent | B | 6 | 2030 | 5 | 1 | 2.2 | 4955 | 16373
Water ¦ Local Hot Water ¦ Instantaneous Electric Water Heater - Non-Drinking Water | 1 | Medium | B | 1 | 2025 | 5 | 3 | 3.2 | 24864 | 8210
HVAC ¦ Fan ¦ Local and Special Ventilation ¦ Kitchen Vent ¦ Extract | 1 | Low | B | 5 | 2029 | 5 | 4 | 3.7 | 33072 | 15632
Fabric ¦ Superstructure ¦ Windows and External Doors ¦ Roller Shutters ¦ Manual Roller Shutter | 1 | High | B | 1 | 2025 | 5 | 2 | 2.7 | 14219 | 3808
Fabric ¦ Superstructure ¦ Windows and External Doors ¦ External Doors ¦ Manual and Automatic Doors ¦ Emergency and Panic Escape Doors | 1 | Urgent | B | 11 | 2035 | 5 | 1 | 2.2 | 4956 | 23621
Fabric ¦ Superstructure ¦ Windows and External Doors ¦ External Doors ¦ Entrance Doors | 1 | High | B | 1 | 2025 | 5 | 2 | 2.7 | 14220 | 3809
Electrical ¦ Lighting ¦ Internal ¦ General ¦ LED Fittings & Luminaires | 1 | Medium | B | 17 | 2041 | 5 | 3 | 3.2 | 24865 | 30477
Electrical ¦ Lighting ¦ Internal ¦ General ¦ LED Fittings & Luminaires | 24 | Medium | B | 17 | 2041 | 5 | 3 | 3.2 | 24866 | 30478
HVAC ¦ Fan ¦ Local and Special Ventilation ¦ Fans Window or Wall Mounted | 1 | Medium | B | 1 | 2025 | 5 | 3 | 3.2 | 24867 | 8211
Fabric ¦ Superstructure ¦ Windows and External Doors ¦ External Doors ¦ Manual and Automatic Doors ¦ High Security Door | 1 | High | B | 17 | 2041 | 5 | 2 | 2.7 | 14221 | 30321
Fabric ¦ Barriers and Guardrails ¦ Vehicle Crash Protection Barrier | 1 | V Low | B | 1 | 2025 | 5 | 4 | 3.7 | 33073 | 12013
Electrical ¦ Specialist Lighting ¦ Internal ¦ Illuminated Fire Exit Signage | 3 | Urgent | B | 16 | 2040 | 5 | 1 | 2.2 | 4957 | 28797
Fabric ¦ Superstructure ¦ Windows and External Doors ¦ External Doors ¦ Entrance Doors | 1 | High | B | 18 | 2042 | 5 | 2 | 2.7 | 14222 | 30822
Fabric ¦ Superstructure ¦ Windows and External Doors ¦ External Doors ¦ Manual and Automatic Doors ¦ Emergency and Panic Escape Doors | 1 | Urgent | B | 10 | 2034 | 5 | 1 | 2.2 | 4958 | 22056
Electrical ¦ Lighting ¦ External ¦ General - LED | 1 | Medium | B | 11 | 2035 | 5 | 3 | 3.2 | 24868 | 25220
Fire ¦ Fire Fighting ¦ Fire Extinguishers ¦ Powder | 1 | Urgent | B | 6 | 2030 | 5 | 1 | 2.2 | 4959 | 16374
Electrical ¦ Lighting ¦ Internal ¦ Emergency ¦ Self Contained ¦ Non LED | 2 | Urgent | B | 1 | 2025 | 5 | 1 | 2.2 | 4960 | 1345
HVAC ¦ Heat Emitters - Local ¦ Electric Heaters | 3 | Medium | B | 1 | 2025 | 5 | 3 | 3.2 | 24869 | 8212
Fire ¦ Fire Fighting ¦ Fire Extinguishers ¦ CO2 | 4 | Urgent | B | 6 | 2030 | 5 | 1 | 2.2 | 4961 | 16375
Fabric ¦ Barriers and Guardrails ¦ Vehicle Crash Protection Barrier | 1 | V Low | B | 1 | 2025 | 5 | 4 | 3.7 | 33074 | 12014
Electrical ¦ Lighting ¦ External ¦ General - Non-LED | 2 | Medium | B | 1 | 2025 | 5 | 3 | 3.2 | 24870 | 8213
Fire ¦ Fire Fighting ¦ Fire Extinguishers ¦ CO2 | 3 | Urgent | B | 2 | 2026 | 5 | 1 | 2.2 | 4962 | 12596
Controls ¦ Building Management System (BMS) ¦ BMS Control Panel | 1 | High | B | 7 | 2031 | 5 | 2 | 2.7 | 14223 | 19631
Electrical ¦ Lighting ¦ Internal ¦ General ¦ LED Fittings & Luminaires | 2 | Medium | B | 6 | 2030 | 5 | 3 | 3.2 | 24871 | 18680
HVAC ¦ Heat Emitters - Local ¦ Electric Heaters | 6 | Medium | B | 1 | 2025 | 5 | 3 | 3.2 | 24872 | 8214
HVAC ¦ Fan ¦ Central Ventilation Systems ¦ Ventilating - General | 1 | Low | B | 1 | 2025 | 5 | 4 | 3.7 | 33075 | 12015
Electrical ¦ LV Distribution ¦ Distribution Board ¦ Sub | 1 | High | C | 1 | 2025 | 4 | 2 | 2.4 | 10564 | 2412
Electrical ¦ Specialist Lighting ¦ Internal ¦ Illuminated Fire Exit Signage | 1 | Urgent | B | 12 | 2036 | 5 | 1 | 2.2 | 4963 | 26016
Electrical ¦ Lighting ¦ Internal ¦ Emergency ¦ Self Contained ¦ LED | 6 | Urgent | B | 22 | 2046 | 5 | 1 | 2.2 | 4964 | 32905
Fire ¦ Fire Fighting ¦ Fire Extinguishers ¦ CO2 | 1 | Urgent | B | 2 | 2026 | 5 | 1 | 2.2 | 4965 | 12597
Electrical ¦ Lighting ¦ Internal ¦ General | 7 | Medium | C | 1 | 2025 | 4 | 3 | 2.9 | 18647 | 5560
Electrical ¦ Specialist Lighting ¦ Internal ¦ Illuminated Fire Exit Signage | 1 | Urgent | B | 16 | 2040 | 5 | 1 | 2.2 | 4966 | 28798
HVAC ¦ Fan ¦ Local and Special Ventilation ¦ Fans Window or Wall Mounted | 1 | Medium | B | 1 | 2025 | 5 | 3 | 3.2 | 24873 | 8215
Electrical ¦ Lighting ¦ Internal ¦ Emergency ¦ Self Contained ¦ LED | 2 | Urgent | B | 21 | 2045 | 5 | 1 | 2.2 | 4967 | 32060
Electrical ¦ LV Distribution ¦ Distribution Board ¦ Sub | 1 | High | B | 1 | 2025 | 5 | 2 | 2.7 | 14224 | 3810
HVAC ¦ Heat Emitters - Local ¦ Gas Fired Natural and Fan Assisted Heaters | 1 | Medium | B | 1 | 2025 | 5 | 3 | 3.2 | 24874 | 8216
HVAC ¦ Fan ¦ Local and Special Ventilation ¦ Kitchen Vent ¦ Extract | 1 | Low | B | 5 | 2029 | 5 | 4 | 3.7 | 33076 | 15633
HVAC ¦ Fan ¦ Local and Special Ventilation ¦ Axial | 1 | Medium | B | 7 | 2031 | 5 | 3 | 3.2 | 24875 | 19939
HVAC ¦ Heat Emitters - Local ¦ Electric Heaters | 2 | Medium | B | 1 | 2025 | 5 | 3 | 3.2 | 24876 | 8217
Electrical ¦ Lighting ¦ Internal ¦ Emergency ¦ Self Contained ¦ Non LED | 3 | Urgent | B | 1 | 2025 | 5 | 1 | 2.2 | 4968 | 1346
Fire ¦ Fire Fighting ¦ Fire Extinguishers ¦ CO2 | 2 | Urgent | B | 2 | 2026 | 5 | 1 | 2.2 | 4969 | 12598
HVAC ¦ Local Air Conditioning ¦ Single-Split Evaporator - Split Systems/Heat Pumps - Air-cooled with Direct Expansion Evaporator (DX) | 1 | Medium | B | 6 | 2030 | 5 | 3 | 3.2 | 24877 | 18681
Fabric ¦ Superstructure ¦ Windows and External Doors ¦ Roller Shutters ¦ Electric Roller Shutter | 1 | High | B | 11 | 2035 | 5 | 2 | 2.7 | 14225 | 24414
Electrical ¦ Specialist Lighting ¦ Internal ¦ Illuminated Fire Exit Signage | 2 | Urgent | B | 1 | 2025 | 5 | 1 | 2.2 | 4970 | 1347
Fire ¦ Fire Fighting ¦ Fire Extinguishers ¦ Foam | 10 | Urgent | B | 6 | 2030 | 5 | 1 | 2.2 | 4971 | 16376
Electrical ¦ LV Distribution ¦ Distribution Board ¦ Main | 1 | High | B | 1 | 2025 | 5 | 2 | 2.7 | 14226 | 3811
HVAC ¦ Fan ¦ Local and Special Ventilation ¦ Axial | 1 | Medium | B | 1 | 2025 | 5 | 3 | 3.2 | 24878 | 8218
Fabric ¦ Superstructure ¦ Windows and External Doors ¦ External Doors ¦ Entrance Doors | 1 | High | B | 11 | 2035 | 5 | 2 | 2.7 | 14227 | 24415
HVAC ¦ Heat Emitters - Local ¦ Gas Fired Natural and Fan Assisted Heaters | 1 | Medium | B | 13 | 2037 | 5 | 3 | 3.2 | 24879 | 27140
Electrical ¦ LV Distribution ¦ Distribution Board ¦ Sub | 1 | High | B | 1 | 2025 | 5 | 2 | 2.7 | 14228 | 3812
HVAC ¦ Fan ¦ Local and Special Ventilation ¦ Extract | 1 | Medium | B | 12 | 2036 | 5 | 3 | 3.2 | 24880 | 26508
HVAC ¦ Fan ¦ Local and Special Ventilation ¦ Centrifugal | 1 | Medium | B | 12 | 2036 | 5 | 3 | 3.2 | 24881 | 26509
Electrical ¦ Lighting ¦ External ¦ General - Non-LED | 1 | Medium | B | 1 | 2025 | 5 | 3 | 3.2 | 24882 | 8219
Electrical ¦ LV Distribution ¦ Distribution Board ¦ Main | 1 | High | B | 1 | 2025 | 5 | 2 | 2.7 | 14229 | 3813
Controls ¦ Building Management System (BMS) ¦ BMS Control Panel | 1 | High | B | 1 | 2025 | 5 | 2 | 2.7 | 14230 | 3814
Electrical ¦ Lighting ¦ Internal ¦ General ¦ LED Fittings & Luminaires | 6 | Medium | B | 12 | 2036 | 5 | 3 | 3.2 | 24883 | 26510
Fire ¦ Fire Fighting ¦ Fire Extinguishers ¦ Foam | 1 | Urgent | B | 6 | 2030 | 5 | 1 | 2.2 | 4972 | 16377
Electrical ¦ LV Distribution ¦ Distribution Board ¦ Sub | 1 | High | D | 1 | 2025 | 3 | 2 | 2.1 | 1161 | 793
Water ¦ Local Hot Water ¦ Instantaneous Electric Water Heater - Non-Drinking Water | 1 | Medium | B | 1 | 2025 | 5 | 3 | 3.2 | 24884 | 8220
Electrical ¦ Lighting ¦ Internal ¦ General ¦ LED Fittings & Luminaires | 3 | Medium | B | 12 | 2036 | 5 | 3 | 3.2 | 24885 | 26511
Electrical ¦ Specialist Lighting ¦ External ¦ Illuminated External Signs | 1 | Medium | B | 6 | 2030 | 5 | 3 | 3.2 | 24886 | 18682
Fire ¦ Fire Fighting ¦ Fire Extinguishers ¦ Foam | 2 | Urgent | B | 6 | 2030 | 5 | 1 | 2.2 | 4973 | 16378
Fire ¦ Fire Fighting ¦ Fire Extinguishers ¦ Powder | 1 | Urgent | B | 6 | 2030 | 5 | 1 | 2.2 | 4974 | 16379
Fabric ¦ Superstructure ¦ Internal Doors ¦ Roller Shutters ¦ Electric Roller Shutter | 1 | Medium | B | 1 | 2025 | 5 | 3 | 3.2 | 24887 | 8221
HVAC ¦ Heat Emitters - Central ¦ Radiators ¦ Steel | 3 | Medium | B | 6 | 2030 | 5 | 3 | 3.2 | 24888 | 18683
Electrical ¦ Specialist Lighting ¦ Internal ¦ Illuminated Fire Exit Signage | 3 | Urgent | B | 16 | 2040 | 5 | 1 | 2.2 | 4975 | 28799
Electrical ¦ Lighting ¦ Internal ¦ General ¦ LED Fittings & Luminaires | 12 | Medium | B | 16 | 2040 | 5 | 3 | 3.2 | 24889 | 29542
Electrical ¦ Specialist Lighting ¦ Internal ¦ Illuminated Fire Exit Signage | 2 | Urgent | B | 6 | 2030 | 5 | 1 | 2.2 | 4976 | 16380
Electrical ¦ Specialist Lighting ¦ Internal ¦ Illuminated Fire Exit Signage | 1 | Urgent | B | 1 | 2025 | 5 | 1 | 2.2 | 4977 | 1348
Electrical ¦ Specialist Lighting ¦ Internal ¦ Illuminated Fire Exit Signage | 1 | Urgent | B | 6 | 2030 | 5 | 1 | 2.2 | 4978 | 16381
HVAC ¦ Fan ¦ Local and Special Ventilation ¦ Fans Window or Wall Mounted | 1 | Medium | B | 1 | 2025 | 5 | 3 | 3.2 | 24890 | 8222
Electrical ¦ Lighting ¦ Internal ¦ Emergency ¦ Self Contained ¦ Non LED | 1 | Urgent | B | 1 | 2025 | 5 | 1 | 2.2 | 4979 | 1349
Electrical ¦ LV Distribution ¦ Distribution Board ¦ Main | 1 | High | B | 5 | 2029 | 5 | 2 | 2.7 | 14231 | 14649
HVAC ¦ Fan ¦ Local and Special Ventilation ¦ Fans Window or Wall Mounted | 1 | Medium | B | 1 | 2025 | 5 | 3 | 3.2 | 24891 | 8223
Electrical ¦ LV Distribution ¦ Distribution Board ¦ Sub | 1 | High | C | 10 | 2034 | 4 | 2 | 2.4 | 10565 | 22193
Fabric ¦ Superstructure ¦ Windows and External Doors ¦ External Doors ¦ Manual and Automatic Doors ¦ Auto / Powered Sliding Doors | 1 | High | B | 21 | 2045 | 5 | 2 | 2.7 | 14232 | 32631
Fabric ¦ Superstructure ¦ Internal Doors ¦ Roller Shutters ¦ Electric Roller Shutter | 1 | Medium | B | 7 | 2031 | 5 | 3 | 3.2 | 24892 | 19940
Electrical ¦ Lighting ¦ Internal ¦ General | 20 | Medium | B | 1 | 2025 | 5 | 3 | 3.2 | 24893 | 8224
Water ¦ Local Hot Water ¦ Instantaneous Electric Water Heater - Non-Drinking Water | 1 | Medium | B | 1 | 2025 | 5 | 3 | 3.2 | 24894 | 8225
HVAC ¦ Fan ¦ Central Ventilation Systems ¦ Axial | 1 | Medium | B | 1 | 2025 | 5 | 3 | 3.2 | 24895 | 8226
Fabric ¦ Superstructure ¦ Windows and External Doors ¦ External Doors ¦ Entrance Doors | 1 | High | B | 18 | 2042 | 5 | 2 | 2.7 | 14233 | 30823
HVAC ¦ Fan ¦ Local and Special Ventilation ¦ Extract | 1 | Medium | B | 1 | 2025 | 5 | 3 | 3.2 | 24896 | 8227
HVAC ¦ Fan ¦ Local and Special Ventilation ¦ Extract | 1 | Medium | B | 1 | 2025 | 5 | 3 | 3.2 | 24897 | 8228
Electrical ¦ LV Distribution ¦ Distribution Board ¦ Main | 1 | High | B | 1 | 2025 | 5 | 2 | 2.7 | 14234 | 3815
Electrical ¦ Lighting ¦ External ¦ General - LED | 1 | Medium | B | 14 | 2038 | 5 | 3 | 3.2 | 24898 | 27573
Electrical ¦ Lighting ¦ Internal ¦ General | 21 | Medium | B | 1 | 2025 | 5 | 3 | 3.2 | 24899 | 8229
Electrical ¦ Lighting ¦ Internal ¦ General | 1 | Medium | B | 1 | 2025 | 5 | 3 | 3.2 | 24900 | 8230
Electrical ¦ LV Distribution ¦ Distribution Board ¦ Sub | 1 | High | C | 6 | 2030 | 4 | 2 | 2.4 | 10566 | 17329
HVAC ¦ Fan ¦ Central Heating ¦ Ventilating - General | 1 | Medium | B | 1 | 2025 | 5 | 3 | 3.2 | 24901 | 8231
Water ¦ Local Hot Water ¦ Package Electric Water Heaters - Non-Drinking Water | 1 | Medium | A | 12 | 2036 | 6 | 3 | 3.5 | 32528 | 26786
HVAC ¦ Fan ¦ Local and Special Ventilation ¦ Extract | 1 | Medium | B | 1 | 2025 | 5 | 3 | 3.2 | 24902 | 8232
Fire ¦ Fire Fighting ¦ Fire Extinguishers ¦ CO2 | 6 | Urgent | B | 5 | 2029 | 5 | 1 | 2.2 | 4980 | 14384
Electrical ¦ LV Distribution ¦ Distribution Board ¦ Sub | 1 | High | B | 5 | 2029 | 5 | 2 | 2.7 | 14235 | 14650
HVAC ¦ Fan ¦ Local and Special Ventilation ¦ Axial | 1 | Medium | B | 1 | 2025 | 5 | 3 | 3.2 | 24903 | 8233
Fire ¦ Fire Fighting ¦ Fire Extinguishers ¦ CO2 | 1 | Urgent | B | 5 | 2029 | 5 | 1 | 2.2 | 4981 | 14385
HVAC ¦ Central Heating (Internally Sourced) ¦ Boiler ¦ Atmospheric Gas Burner Boiler - Small and/or Wall Hung for Domestic Installation | 1 | Medium | B | 6 | 2030 | 5 | 3 | 3.2 | 24904 | 18684
Controls ¦ Multi-System Controls ¦ Control Panel - Electrical Services (excluding Electrical Controllers and Pneumatic Relays) | 1 | Medium | B | 14 | 2038 | 5 | 3 | 3.2 | 24905 | 27574
HVAC ¦ Fan ¦ Local and Special Ventilation ¦ Axial | 1 | Medium | B | 1 | 2025 | 5 | 3 | 3.2 | 24906 | 8234
Electrical ¦ Specialist Lighting ¦ Internal ¦ Illuminated Fire Exit Signage | 4 | Urgent | B | 18 | 2042 | 5 | 1 | 2.2 | 4982 | 30647
Fabric ¦ Superstructure ¦ Internal Doors ¦ Roller Shutters ¦ Electric Roller Shutter | 1 | Medium | B | 15 | 2039 | 5 | 3 | 3.2 | 24907 | 28431
Electrical ¦ Lighting ¦ Internal ¦ Emergency ¦ Self Contained ¦ LED | 1 | Urgent | B | 18 | 2042 | 5 | 1 | 2.2 | 4983 | 30648
Electrical ¦ LV Distribution ¦ Distribution Board ¦ Sub | 1 | High | A | 19 | 2043 | 6 | 2 | 3 | 19556 | 31301
HVAC ¦ Heat Emitters - Local ¦ Electric Heaters | 1 | Medium | B | 1 | 2025 | 5 | 3 | 3.2 | 24908 | 8235
HVAC ¦ Heat Emitters - Local ¦ Gas Fired Natural and Fan Assisted Heaters | 1 | Medium | B | 1 | 2025 | 5 | 3 | 3.2 | 24909 | 8236
HVAC ¦ Fan ¦ Central Ventilation Systems ¦ Mixed Flow | 1 | Medium | B | 1 | 2025 | 5 | 3 | 3.2 | 24910 | 8237
Fire ¦ Fire Fighting ¦ Fire Extinguishers ¦ Foam - P50 | 2 | Urgent | B | 2 | 2026 | 5 | 1 | 2.2 | 4984 | 12599
Electrical ¦ LV Distribution ¦ Distribution Board ¦ Main | 1 | High | B | 1 | 2025 | 5 | 2 | 2.7 | 14236 | 3816
Fabric ¦ Superstructure ¦ Windows and External Doors ¦ Roller Shutters ¦ Electric Roller Shutter | 1 | High | C | 1 | 2025 | 4 | 2 | 2.4 | 10567 | 2413
Fabric ¦ Superstructure ¦ Windows and External Doors ¦ Roller Shutters ¦ Electric Roller Shutter | 1 | High | B | 10 | 2034 | 5 | 2 | 2.7 | 14237 | 22368
HVAC ¦ Fan ¦ Local and Special Ventilation ¦ Extract | 1 | Medium | B | 1 | 2025 | 5 | 3 | 3.2 | 24911 | 8238
Fabric ¦ Superstructure ¦ Windows and External Doors ¦ Roller Shutters ¦ Manual Roller Shutter | 1 | High | C | 1 | 2025 | 4 | 2 | 2.4 | 10568 | 2414
Fire ¦ Fire Fighting ¦ Fire Extinguishers ¦ Foam | 2 | Urgent | B | 6 | 2030 | 5 | 1 | 2.2 | 4985 | 16382
Fabric ¦ Superstructure ¦ Windows and External Doors ¦ Roller Shutters ¦ Electric Roller Shutter | 1 | High | B | 11 | 2035 | 5 | 2 | 2.7 | 14238 | 24416
Electrical ¦ LV Distribution ¦ Distribution Board ¦ Sub | 1 | High | B | 2 | 2026 | 5 | 2 | 2.7 | 14239 | 12896
Fabric ¦ Barriers and Guardrails ¦ Vehicle Crash Protection Barrier | 1 | V Low | B | 1 | 2025 | 5 | 4 | 3.7 | 33077 | 12016
Fire ¦ Fire Fighting ¦ Fire Extinguishers ¦ CO2 | 3 | Urgent | B | 6 | 2030 | 5 | 1 | 2.2 | 4986 | 16383
Fabric ¦ Barriers and Guardrails ¦ Vehicle Crash Protection Barrier | 1 | V Low | B | 1 | 2025 | 5 | 4 | 3.7 | 33078 | 12017
HVAC ¦ Heat Emitters - Local ¦ Electric Heaters | 2 | Medium | B | 4 | 2028 | 5 | 3 | 3.2 | 24912 | 14122
Electrical ¦ Lighting ¦ Internal ¦ Emergency ¦ Self Contained ¦ Non LED | 2 | Urgent | B | 3 | 2027 | 5 | 1 | 2.2 | 4987 | 13286
Electrical ¦ Lighting ¦ External ¦ General - LED | 4 | Medium | B | 11 | 2035 | 5 | 3 | 3.2 | 24913 | 25221
HVAC ¦ Heat Emitters - Central ¦ Radiators ¦ Steel | 1 | Medium | B | 1 | 2025 | 5 | 3 | 3.2 | 24914 | 8239
HVAC ¦ Fan ¦ Local and Special Ventilation ¦ Fans Window or Wall Mounted | 1 | Medium | B | 1 | 2025 | 5 | 3 | 3.2 | 24915 | 8240
Fabric ¦ Superstructure ¦ Windows and External Doors ¦ Roller Shutters ¦ Manual Roller Shutter | 1 | High | B | 1 | 2025 | 5 | 2 | 2.7 | 14240 | 3817
Electrical ¦ Specialist Lighting ¦ Internal ¦ Illuminated Fire Exit Signage | 1 | Urgent | B | 11 | 2035 | 5 | 1 | 2.2 | 4988 | 23622
HVAC ¦ Heat Emitters - Local ¦ Electric Heaters | 1 | Medium | B | 1 | 2025 | 5 | 3 | 3.2 | 24916 | 8241
Fire ¦ Fire Fighting ¦ Fire Extinguishers ¦ CO2 | 8 | Urgent | B | 6 | 2030 | 5 | 1 | 2.2 | 4989 | 16384
HVAC ¦ Local Air Conditioning ¦ Single-Split Condenser - Split Systems/Heat Pumps - Air-cooled with Direct Expansion Evaporator (DX) | 1 | Medium | B | 6 | 2030 | 5 | 3 | 3.2 | 24917 | 18685
HVAC ¦ Heat Emitters - Local ¦ Gas Fired Unit Heaters | 1 | Medium | B | 6 | 2030 | 5 | 3 | 3.2 | 24918 | 18686
HVAC ¦ Fan ¦ Local and Special Ventilation ¦ Axial | 1 | Medium | C | 1 | 2025 | 4 | 3 | 2.9 | 18648 | 5561
Fabric ¦ Superstructure ¦ Windows and External Doors ¦ External Doors ¦ Manual and Automatic Doors ¦ Emergency and Panic Escape Doors | 1 | Urgent | B | 11 | 2035 | 5 | 1 | 2.2 | 4990 | 23623
Fire ¦ Fire Fighting ¦ Fire Extinguishers ¦ CO2 | 2 | Urgent | B | 6 | 2030 | 5 | 1 | 2.2 | 4991 | 16385
Water ¦ Local Hot Water ¦ Package Electric Water Heaters - Non-Drinking Water | 1 | Medium | B | 1 | 2025 | 5 | 3 | 3.2 | 24919 | 8242
Electrical ¦ LV Distribution ¦ Distribution Board ¦ Main | 1 | High | B | 2 | 2026 | 5 | 2 | 2.7 | 14241 | 12897
Electrical ¦ LV Distribution ¦ Distribution Board ¦ Main | 1 | High | B | 1 | 2025 | 5 | 2 | 2.7 | 14242 | 3818
Fabric ¦ Barriers and Guardrails ¦ Vehicle Crash Protection Barrier | 1 | V Low | B | 1 | 2025 | 5 | 4 | 3.7 | 33079 | 12018
HVAC ¦ Heat Emitters - Local ¦ Gas Fired Natural and Fan Assisted Heaters | 1 | Medium | B | 1 | 2025 | 5 | 3 | 3.2 | 24920 | 8243
Electrical ¦ LV Distribution ¦ Distribution Board ¦ Sub | 1 | High | B | 1 | 2025 | 5 | 2 | 2.7 | 14243 | 3819
Electrical ¦ LV Distribution ¦ Distribution Board ¦ Sub | 1 | High | B | 9 | 2033 | 5 | 2 | 2.7 | 14244 | 21592
Fabric ¦ Barriers and Guardrails ¦ Vehicle Crash Protection Barrier | 1 | V Low | B | 1 | 2025 | 5 | 4 | 3.7 | 33080 | 12019
HVAC ¦ Fan ¦ Central Ventilation Systems ¦ Ventilating - General | 1 | Low | B | 1 | 2025 | 5 | 4 | 3.7 | 33081 | 12020
Electrical ¦ Lighting ¦ Internal ¦ General ¦ LED Fittings & Luminaires | 39 | Medium | B | 13 | 2037 | 5 | 3 | 3.2 | 24921 | 27141
HVAC ¦ Local Air Conditioning ¦ Single-Split Condenser - Split Systems/Heat Pumps - Air-cooled with Direct Expansion Evaporator (DX) | 1 | Medium | B | 1 | 2025 | 5 | 3 | 3.2 | 24922 | 8244
Controls ¦ Building Management System (BMS) ¦ Central Operating Station | 1 | High | B | 1 | 2025 | 5 | 2 | 2.7 | 14245 | 3820
Fire ¦ Fire Detection ¦ Fire Alarm System | 1 | Urgent | B | 1 | 2025 | 5 | 1 | 2.2 | 4992 | 1350
Security ¦ Access ¦ Access Control ¦ Door ¦ Local Lock / Keypad / Manual | 1 | Medium | A | 14 | 2038 | 6 | 3 | 3.5 | 32529 | 27673
Electrical ¦ Lighting ¦ Internal ¦ Emergency ¦ Self Contained ¦ LED | 1 | Urgent | B | 18 | 2042 | 5 | 1 | 2.2 | 4993 | 30649
Transport ¦ Lifts ¦ Passenger Lift electric ¦ Electric | 1 | Medium | B | 2 | 2026 | 5 | 3 | 3.2 | 24923 | 13090
Fabric ¦ Superstructure ¦ Windows and External Doors ¦ Roller Shutters ¦ Manual Roller Shutter | 1 | High | B | 11 | 2035 | 5 | 2 | 2.7 | 14246 | 24417
Fabric ¦ Superstructure ¦ Windows and External Doors ¦ Roller Shutters ¦ Electric Roller Shutter | 1 | High | B | 11 | 2035 | 5 | 2 | 2.7 | 14247 | 24418
Electrical ¦ Lighting ¦ External ¦ General - Non-LED | 1 | Medium | B | 1 | 2025 | 5 | 3 | 3.2 | 24924 | 8245
Fire ¦ Fire Fighting ¦ Fire Extinguishers ¦ CO2 | 3 | Urgent | B | 6 | 2030 | 5 | 1 | 2.2 | 4994 | 16386
Electrical ¦ LV Distribution ¦ Distribution Board ¦ Main | 1 | High | B | 17 | 2041 | 5 | 2 | 2.7 | 14248 | 30322
Security ¦ Access ¦ Access Control ¦ Door ¦ Local Lock / Keypad / Manual | 1 | Medium | B | 9 | 2033 | 5 | 3 | 3.2 | 24925 | 21768
HVAC ¦ Heat Emitters - Local ¦ Gas Fired Unit Heaters | 1 | Medium | C | 1 | 2025 | 4 | 3 | 2.9 | 18649 | 5562
HVAC ¦ Local Air Conditioning ¦ Single-Split Condenser - Split Systems/Heat Pumps - Air-cooled with Direct Expansion Evaporator (DX) | 1 | Medium | C | 1 | 2025 | 4 | 3 | 2.9 | 18650 | 5563
Electrical ¦ LV Distribution ¦ Distribution Board ¦ Sub | 1 | High | B | 2 | 2026 | 5 | 2 | 2.7 | 14249 | 12898
HVAC ¦ Fan ¦ Central Cooling ¦ Axial | 1 | Medium | C | 1 | 2025 | 4 | 3 | 2.9 | 18651 | 5564
Water ¦ Local Hot Water ¦ Package Electric Water Heaters - Non-Drinking Water | 1 | Medium | B | 8 | 2032 | 5 | 3 | 3.2 | 24926 | 20957
Electrical ¦ Lighting ¦ Internal ¦ General ¦ LED Fittings & Luminaires | 17 | Medium | B | 16 | 2040 | 5 | 3 | 3.2 | 24927 | 29543
Electrical ¦ Specialist Lighting ¦ Internal ¦ Illuminated Fire Exit Signage | 2 | Urgent | B | 16 | 2040 | 5 | 1 | 2.2 | 4995 | 28800
HVAC ¦ Fan ¦ Local and Special Ventilation ¦ Extract | 1 | Medium | B | 1 | 2025 | 5 | 3 | 3.2 | 24928 | 8246
Fabric ¦ Superstructure ¦ Windows and External Doors ¦ External Doors ¦ Manual and Automatic Doors ¦ Emergency and Panic Escape Doors | 1 | Urgent | B | 1 | 2025 | 5 | 1 | 2.2 | 4996 | 1351
Electrical ¦ Lighting ¦ External ¦ General - Non-LED | 2 | Medium | B | 1 | 2025 | 5 | 3 | 3.2 | 24929 | 8247
Electrical ¦ Specialist Lighting ¦ Internal ¦ Illuminated Fire Exit Signage | 2 | Urgent | B | 1 | 2025 | 5 | 1 | 2.2 | 4997 | 1352
Electrical ¦ LV Distribution ¦ Distribution Board ¦ Sub | 1 | High | B | 10 | 2034 | 5 | 2 | 2.7 | 14250 | 22369
Fabric ¦ Superstructure ¦ Windows and External Doors ¦ Roller Shutters ¦ Electric Roller Shutter | 1 | High | B | 15 | 2039 | 5 | 2 | 2.7 | 14251 | 28161
Electrical ¦ Lighting ¦ Internal ¦ Emergency ¦ Self Contained ¦ LED | 10 | Urgent | B | 21 | 2045 | 5 | 1 | 2.2 | 4998 | 32061
Fire ¦ Fire Fighting ¦ Fire Extinguishers ¦ CO2 | 3 | Urgent | B | 6 | 2030 | 5 | 1 | 2.2 | 4999 | 16387
Fabric ¦ Superstructure ¦ Windows and External Doors ¦ External Doors ¦ Entrance Doors | 1 | High | B | 25 | 2049 | 5 | 2 | 2.7 | 14252 | 33389
Fire ¦ Fire Fighting ¦ Fire Extinguishers ¦ Foam | 3 | Urgent | B | 6 | 2030 | 5 | 1 | 2.2 | 5000 | 16388
Water ¦ Local Hot Water ¦ Package Electric Water Heaters - Non-Drinking Water | 1 | Medium | C | 1 | 2025 | 4 | 3 | 2.9 | 18652 | 5565
Electrical ¦ LV Distribution ¦ Distribution Board ¦ Sub | 1 | High | B | 6 | 2030 | 5 | 2 | 2.7 | 14253 | 17593
Fabric ¦ Superstructure ¦ Windows and External Doors ¦ External Doors ¦ Entrance Doors | 1 | High | B | 11 | 2035 | 5 | 2 | 2.7 | 14254 | 24419
Fire ¦ Fire Detection ¦ Fire Alarm System | 1 | Urgent | B | 1 | 2025 | 5 | 1 | 2.2 | 5001 | 1353
Fabric ¦ Superstructure ¦ Windows and External Doors ¦ External Windows ¦ Roller Shutters ¦ External Window Shutters ¦ Manual | 1 | Medium | B | 1 | 2025 | 5 | 3 | 3.2 | 24930 | 8248
Fabric ¦ Superstructure ¦ Windows and External Doors ¦ External Windows ¦ Roller Shutters ¦ External Window Shutters ¦ Manual | 1 | Medium | B | 1 | 2025 | 5 | 3 | 3.2 | 24931 | 8249
Fabric ¦ Superstructure ¦ Windows and External Doors ¦ Roller Shutters ¦ Manual Roller Shutter | 1 | High | B | 1 | 2025 | 5 | 2 | 2.7 | 14255 | 3821
Fabric ¦ Superstructure ¦ Windows and External Doors ¦ Roller Shutters ¦ Manual Roller Shutter | 1 | High | B | 1 | 2025 | 5 | 2 | 2.7 | 14256 | 3822
Fire ¦ Fire Fighting ¦ Fire Extinguishers ¦ CO2 | 7 | Urgent | B | 6 | 2030 | 5 | 1 | 2.2 | 5002 | 16389
HVAC ¦ Local Air Conditioning ¦ Single-Split Condenser - Split Systems/Heat Pumps - Air-cooled with Direct Expansion Evaporator (DX) | 1 | Medium | B | 7 | 2031 | 5 | 3 | 3.2 | 24932 | 19941
HVAC ¦ Local Air Conditioning ¦ Single-Split Condenser - Split Systems/Heat Pumps - Air-cooled with Direct Expansion Evaporator (DX) | 1 | Medium | B | 7 | 2031 | 5 | 3 | 3.2 | 24933 | 19942
Fabric ¦ Superstructure ¦ Windows and External Doors ¦ External Doors ¦ Manual and Automatic Doors ¦ Emergency and Panic Escape Doors | 1 | Urgent | B | 31 | 2055 | 5 | 1 | 2.2 | 5003 | 33751
Electrical ¦ Lighting ¦ External ¦ General - LED | 1 | Medium | B | 11 | 2035 | 5 | 3 | 3.2 | 24934 | 25222
HVAC ¦ Ventilation ¦ Air Handling Unit (AHU) ¦ Internal ¦ Central Air Conditioning ¦ Gas Fired | 1 | Medium | B | 1 | 2025 | 5 | 3 | 3.2 | 24935 | 8250
HVAC ¦ Central Heating (Internally Sourced) ¦ Boiler ¦ Combination Atmospheric Burner Gas Boiler | 1 | High | B | 2 | 2026 | 5 | 2 | 2.7 | 14257 | 12899
HVAC ¦ Central Heating (Internally Sourced) ¦ Burner ¦ Forced draft gas burner | 1 | Medium | B | 1 | 2025 | 5 | 3 | 3.2 | 24936 | 8251
Electrical ¦ Lighting ¦ Internal ¦ Emergency ¦ Self Contained ¦ LED | 3 | Urgent | B | 21 | 2045 | 5 | 1 | 2.2 | 5004 | 32062
HVAC ¦ Fan ¦ Local and Special Ventilation ¦ Centrifugal | 1 | Medium | B | 1 | 2025 | 5 | 3 | 3.2 | 24937 | 8252
Controls ¦ Multi-System Controls ¦ Control Panel - Electrical Services (excluding Electrical Controllers and Pneumatic Relays) | 1 | Medium | B | 1 | 2025 | 5 | 3 | 3.2 | 24938 | 8253
Electrical ¦ LV Distribution ¦ Distribution Board ¦ Main | 1 | High | B | 19 | 2043 | 5 | 2 | 2.7 | 14258 | 31193
Electrical ¦ LV Distribution ¦ Distribution Board ¦ Main | 1 | High | B | 1 | 2025 | 5 | 2 | 2.7 | 14259 | 3823
Fire ¦ Fire Detection ¦ Fire Alarm Panel / Repeater | 1 | Urgent | B | 11 | 2035 | 5 | 1 | 2.2 | 5005 | 23624
HVAC ¦ Fan ¦ Local and Special Ventilation ¦ Centrifugal | 1 | Medium | C | 1 | 2025 | 4 | 3 | 2.9 | 18653 | 5566
Electrical ¦ Lighting ¦ Internal ¦ Emergency ¦ Self Contained ¦ LED | 6 | Urgent | B | 21 | 2045 | 5 | 1 | 2.2 | 5006 | 32063
Electrical ¦ Lighting ¦ Internal ¦ Emergency ¦ Self Contained ¦ LED | 18 | Urgent | B | 21 | 2045 | 5 | 1 | 2.2 | 5007 | 32064
Fire ¦ Fire Fighting ¦ Fire Extinguishers ¦ CO2 | 2 | Urgent | B | 6 | 2030 | 5 | 1 | 2.2 | 5008 | 16390
HVAC ¦ Heat Emitters - Local ¦ Gas Fired Unit Heaters | 1 | Medium | B | 5 | 2029 | 5 | 3 | 3.2 | 24939 | 15117
Fabric ¦ Superstructure ¦ Windows and External Doors ¦ External Doors ¦ Entrance Doors | 1 | High | B | 25 | 2049 | 5 | 2 | 2.7 | 14260 | 33390
Fire ¦ Fire Detection ¦ Fire Alarm System | 1 | Urgent | B | 11 | 2035 | 5 | 1 | 2.2 | 5009 | 23625
Electrical ¦ LV Distribution ¦ Distribution Board ¦ Sub | 1 | High | B | 19 | 2043 | 5 | 2 | 2.7 | 14261 | 31194
Electrical ¦ LV Distribution ¦ Distribution Board ¦ Sub | 1 | High | B | 6 | 2030 | 5 | 2 | 2.7 | 14262 | 17594
Electrical ¦ LV Distribution ¦ Distribution Board ¦ Sub | 1 | High | C | 1 | 2025 | 4 | 2 | 2.4 | 10569 | 2415
Electrical ¦ LV Distribution ¦ Distribution Board ¦ Sub | 1 | High | C | 1 | 2025 | 4 | 2 | 2.4 | 10570 | 2416
HVAC ¦ Heat Emitters - Local ¦ Electric Heaters | 1 | Medium | B | 1 | 2025 | 5 | 3 | 3.2 | 24940 | 8254
Electrical ¦ Lighting ¦ Internal ¦ General | 1 | Medium | B | 1 | 2025 | 5 | 3 | 3.2 | 24941 | 8255
Fire ¦ Fire Fighting ¦ Fire Extinguishers ¦ CO2 | 2 | Urgent | B | 2 | 2026 | 5 | 1 | 2.2 | 5010 | 12600
Electrical ¦ Lighting ¦ Internal ¦ General ¦ LED Fittings & Luminaires | 10 | Medium | B | 12 | 2036 | 5 | 3 | 3.2 | 24942 | 26512
Electrical ¦ Specialist Lighting ¦ Internal ¦ Illuminated Fire Exit Signage | 2 | Urgent | B | 6 | 2030 | 5 | 1 | 2.2 | 5011 | 16391
HVAC ¦ Fan ¦ Local and Special Ventilation ¦ Extract | 1 | Medium | CX | 1 | 2025 | 2 | 3 | 2.3 | 10184 | 2126
HVAC ¦ Fan ¦ Local and Special Ventilation ¦ Axial | 1 | Medium | B | 1 | 2025 | 5 | 3 | 3.2 | 24943 | 8256
Transport ¦ Lifts ¦ Passenger Lift electric ¦ Electric | 1 | Medium | B | 6 | 2030 | 5 | 3 | 3.2 | 24944 | 18687
Fabric ¦ Superstructure ¦ Windows and External Doors ¦ External Doors ¦ Manual and Automatic Doors ¦ Auto / Powered Sliding Doors | 1 | High | B | 21 | 2045 | 5 | 2 | 2.7 | 14263 | 32632
Fabric ¦ Superstructure ¦ Internal Doors ¦ Roller Shutters ¦ Electric Roller Shutter | 1 | Medium | B | 11 | 2035 | 5 | 3 | 3.2 | 24945 | 25223
Electrical ¦ Specialist Lighting ¦ Internal ¦ Illuminated Fire Exit Signage | 2 | Urgent | B | 12 | 2036 | 5 | 1 | 2.2 | 5012 | 26017
HVAC ¦ Heat Emitters - Central ¦ Unit Heaters | 1 | Medium | B | 1 | 2025 | 5 | 3 | 3.2 | 24946 | 8257
HVAC ¦ Heat Emitters - Central ¦ Unit Heaters | 1 | Medium | B | 1 | 2025 | 5 | 3 | 3.2 | 24947 | 8258
Water ¦ Local Hot Water ¦ Instantaneous Electric Water Heater - Non-Drinking Water | 1 | Medium | B | 1 | 2025 | 5 | 3 | 3.2 | 24948 | 8259
HVAC ¦ Fan ¦ Local and Special Ventilation ¦ Fans Window or Wall Mounted | 1 | Medium | B | 1 | 2025 | 5 | 3 | 3.2 | 24949 | 8260
Electrical ¦ LV Distribution ¦ Distribution Board ¦ Sub | 1 | High | B | 6 | 2030 | 5 | 2 | 2.7 | 14264 | 17595
Fabric ¦ Superstructure ¦ Windows and External Doors ¦ Roller Shutters ¦ Manual Roller Shutter | 1 | High | B | 11 | 2035 | 5 | 2 | 2.7 | 14265 | 24420
Electrical ¦ Lighting ¦ Internal ¦ General ¦ LED Fittings & Luminaires | 18 | Medium | B | 12 | 2036 | 5 | 3 | 3.2 | 24950 | 26513
Electrical ¦ Lighting ¦ Internal ¦ General ¦ LED Fittings & Luminaires | 6 | Medium | B | 12 | 2036 | 5 | 3 | 3.2 | 24951 | 26514
Fabric ¦ Superstructure ¦ Windows and External Doors ¦ Roller Shutters ¦ Electric Roller Shutter | 1 | High | B | 11 | 2035 | 5 | 2 | 2.7 | 14266 | 24421
Electrical ¦ Specialist Lighting ¦ Internal ¦ Illuminated Fire Exit Signage | 2 | Urgent | B | 6 | 2030 | 5 | 1 | 2.2 | 5013 | 16392
HVAC ¦ Central Air Conditioning ¦ Air Conditioning ¦ Multi-Split Condenser - Split Systems/Heat Pumps - Air-cooled with Direct Expansion Evaporator (DX) | 1 | Medium | B | 7 | 2031 | 5 | 3 | 3.2 | 24952 | 19943
Electrical ¦ Lighting ¦ External ¦ General - Non-LED | 1 | Medium | B | 1 | 2025 | 5 | 3 | 3.2 | 24953 | 8261
HVAC ¦ Heat Emitters - Central ¦ Radiators ¦ Steel | 5 | Medium | B | 1 | 2025 | 5 | 3 | 3.2 | 24954 | 8262
Fire ¦ Fire Fighting ¦ Fire Extinguishers ¦ CO2 | 3 | Urgent | B | 6 | 2030 | 5 | 1 | 2.2 | 5014 | 16393
Water ¦ Local Hot Water ¦ Package Electric Water Heaters - Non-Drinking Water | 1 | Medium | B | 1 | 2025 | 5 | 3 | 3.2 | 24955 | 8263
HVAC ¦ Pump ¦ Central Heating (Internally Sourced) ¦ Circulating | 1 | High | C | 1 | 2025 | 4 | 2 | 2.4 | 10571 | 2417
Fire ¦ Fire Detection ¦ Fire Alarm System | 1 | Urgent | B | 6 | 2030 | 5 | 1 | 2.2 | 5015 | 16394
HVAC ¦ Ventilation ¦ Air Handling Unit (AHU) ¦ Internal ¦ Central Air Conditioning ¦ Gas Fired | 1 | Medium | B | 6 | 2030 | 5 | 3 | 3.2 | 24956 | 18688
HVAC ¦ Fan ¦ Central Heating & Cooling ¦ Mixed Flow | 1 | Medium | B | 1 | 2025 | 5 | 3 | 3.2 | 24957 | 8264
HVAC ¦ Fan ¦ Central Heating & Cooling ¦ Mixed Flow | 1 | Medium | B | 1 | 2025 | 5 | 3 | 3.2 | 24958 | 8265
HVAC ¦ Heat Emitters - Central ¦ Radiators ¦ Steel | 3 | Medium | B | 1 | 2025 | 5 | 3 | 3.2 | 24959 | 8266
Fire ¦ Fire Detection ¦ Fire Alarm Panel / Repeater | 1 | Urgent | B | 7 | 2031 | 5 | 1 | 2.2 | 5016 | 19329
Electrical ¦ Lighting ¦ Internal ¦ Emergency ¦ Self Contained ¦ LED | 3 | Urgent | B | 22 | 2046 | 5 | 1 | 2.2 | 5017 | 32906
Fabric ¦ Superstructure ¦ Windows and External Doors ¦ External Doors ¦ Entrance Doors | 1 | High | B | 11 | 2035 | 5 | 2 | 2.7 | 14267 | 24422
Electrical ¦ Lighting ¦ Internal ¦ General ¦ LED Fittings & Luminaires | 18 | Medium | B | 10 | 2034 | 5 | 3 | 3.2 | 24960 | 22816
Fabric ¦ Superstructure ¦ Windows and External Doors ¦ Roller Shutters ¦ Manual Roller Shutter | 1 | High | B | 1 | 2025 | 5 | 2 | 2.7 | 14268 | 3824
Electrical ¦ Lighting ¦ Internal ¦ Emergency ¦ Self Contained ¦ LED | 2 | Urgent | B | 21 | 2045 | 5 | 1 | 2.2 | 5018 | 32065
Fire ¦ Fire Fighting ¦ Fire Extinguishers ¦ Foam | 6 | Urgent | B | 9 | 2033 | 5 | 1 | 2.2 | 5019 | 21332
Electrical ¦ LV Distribution ¦ Distribution Board ¦ Sub | 1 | High | C | 1 | 2025 | 4 | 2 | 2.4 | 10572 | 2418
HVAC ¦ Fan ¦ Central Heating & Cooling ¦ Mixed Flow | 1 | Medium | B | 1 | 2025 | 5 | 3 | 3.2 | 24961 | 8267
Fabric ¦ Superstructure ¦ Windows and External Doors ¦ External Doors ¦ Manual and Automatic Doors ¦ Emergency and Panic Escape Doors | 1 | Urgent | B | 11 | 2035 | 5 | 1 | 2.2 | 5020 | 23626
Electrical ¦ LV Distribution ¦ Distribution Board ¦ Sub | 1 | High | B | 16 | 2040 | 5 | 2 | 2.7 | 14269 | 29177
Fire ¦ Fire Fighting ¦ Fire Extinguishers ¦ Foam | 2 | Urgent | B | 6 | 2030 | 5 | 1 | 2.2 | 5021 | 16395
Fire ¦ Fire Fighting ¦ Fire Extinguishers ¦ CO2 | 4 | Urgent | B | 2 | 2026 | 5 | 1 | 2.2 | 5022 | 12601
Electrical ¦ Lighting ¦ Internal ¦ General | 41 | Medium | B | 1 | 2025 | 5 | 3 | 3.2 | 24962 | 8268
Electrical ¦ LV Distribution ¦ Distribution Board ¦ Sub | 1 | High | A | 19 | 2043 | 6 | 2 | 3 | 19557 | 31302
HVAC ¦ Fan ¦ Local and Special Ventilation ¦ Ventilating - General | 1 | Medium | B | 1 | 2025 | 5 | 3 | 3.2 | 24963 | 8269
HVAC ¦ Central Heating (Internally Sourced) ¦ Boiler ¦ Combination Atmospheric Burner Gas Boiler | 1 | High | B | 1 | 2025 | 5 | 2 | 2.7 | 14270 | 3825
Water ¦ Local Hot Water ¦ Package Electric Water Heaters - Non-Drinking Water | 1 | Medium | B | 11 | 2035 | 5 | 3 | 3.2 | 24964 | 25224
Fabric ¦ Superstructure ¦ Windows and External Doors ¦ External Doors ¦ Manual and Automatic Doors ¦ Emergency and Panic Escape Doors | 1 | Urgent | B | 34 | 2058 | 5 | 1 | 2.2 | 5023 | 33860
Fire ¦ Fire Detection ¦ Fire Alarm System | 1 | Urgent | B | 1 | 2025 | 5 | 1 | 2.2 | 5024 | 1354
Fabric ¦ Superstructure ¦ Windows and External Doors ¦ External Doors ¦ Manual and Automatic Doors ¦ Emergency and Panic Escape Doors | 1 | Urgent | B | 6 | 2030 | 5 | 1 | 2.2 | 5025 | 16396
Fabric ¦ Superstructure ¦ Windows and External Doors ¦ External Doors ¦ Manual and Automatic Doors ¦ High Security Door | 1 | High | B | 6 | 2030 | 5 | 2 | 2.7 | 14271 | 17596
Electrical ¦ LV Distribution ¦ Distribution Board ¦ Sub | 1 | High | B | 15 | 2039 | 5 | 2 | 2.7 | 14272 | 28162
Fabric ¦ Superstructure ¦ Windows and External Doors ¦ External Doors ¦ Entrance Doors | 1 | High | B | 20 | 2044 | 5 | 2 | 2.7 | 14273 | 31623
HVAC ¦ Central Heating (Internally Sourced) ¦ Boiler ¦ Atmospheric Gas Burner/Condensing Combination Boiler (domestic type) | 1 | High | B | 5 | 2029 | 5 | 2 | 2.7 | 14274 | 14651
Fabric ¦ Superstructure ¦ Windows and External Doors ¦ External Doors ¦ Entrance Doors | 1 | High | B | 11 | 2035 | 5 | 2 | 2.7 | 14275 | 24423
Fabric ¦ Superstructure ¦ Windows and External Doors ¦ External Doors ¦ Manual and Automatic Doors ¦ Emergency and Panic Escape Doors | 1 | Urgent | C | 9 | 2033 | 4 | 1 | 1.9 | 648 | 21203
Electrical ¦ Lighting ¦ Internal ¦ General ¦ LED Fittings & Luminaires | 30 | Medium | B | 16 | 2040 | 5 | 3 | 3.2 | 24965 | 29544
HVAC ¦ Heat Emitters - Local ¦ Electric Overdoor Air Curtain/Heater | 1 | Medium | DX | 1 | 2025 | 1 | 3 | 2 | 880 | 591
Electrical ¦ Lighting ¦ Internal ¦ General ¦ LED Fittings & Luminaires | 10 | Medium | B | 16 | 2040 | 5 | 3 | 3.2 | 24966 | 29545
Electrical ¦ Lighting ¦ Internal ¦ Emergency ¦ Self Contained ¦ LED | 2 | Urgent | B | 21 | 2045 | 5 | 1 | 2.2 | 5026 | 32066
Fire ¦ Fire Fighting ¦ Fire Extinguishers ¦ Foam | 2 | Urgent | B | 6 | 2030 | 5 | 1 | 2.2 | 5027 | 16397
HVAC ¦ Heat Emitters - Central ¦ Radiators ¦ Aluminium | 4 | Medium | B | 1 | 2025 | 5 | 3 | 3.2 | 24967 | 8270
HVAC ¦ Heat Emitters - Local ¦ Gas Fired Unit Heaters | 1 | Medium | B | 3 | 2027 | 5 | 3 | 3.2 | 24968 | 13537
Electrical ¦ Lighting ¦ External ¦ General - Non-LED | 6 | Medium | B | 1 | 2025 | 5 | 3 | 3.2 | 24969 | 8271
Fabric ¦ Superstructure ¦ Windows and External Doors ¦ Roller Shutters ¦ Manual Roller Shutter | 1 | High | B | 1 | 2025 | 5 | 2 | 2.7 | 14276 | 3826
Fire ¦ Fire Fighting ¦ Fire Extinguishers ¦ Powder | 5 | Urgent | B | 6 | 2030 | 5 | 1 | 2.2 | 5028 | 16398
Fire ¦ Fire Fighting ¦ Fire Extinguishers ¦ CO2 | 2 | Urgent | B | 6 | 2030 | 5 | 1 | 2.2 | 5029 | 16399
HVAC ¦ Fan ¦ Local and Special Ventilation ¦ Ventilating - General | 1 | Medium | B | 12 | 2036 | 5 | 3 | 3.2 | 24970 | 26515
HVAC ¦ Fan ¦ Local and Special Ventilation ¦ Ventilating - General | 1 | Medium | B | 12 | 2036 | 5 | 3 | 3.2 | 24971 | 26516
Fire ¦ Fire Fighting ¦ Fire Extinguishers ¦ Foam | 2 | Urgent | B | 2 | 2026 | 5 | 1 | 2.2 | 5030 | 12602
HVAC ¦ Local Air Conditioning ¦ Single-Split Evaporator - Split Systems/Heat Pumps - Air-cooled with Direct Expansion Evaporator (DX) | 1 | Medium | B | 1 | 2025 | 5 | 3 | 3.2 | 24972 | 8272
Electrical ¦ Lighting ¦ Internal ¦ General ¦ LED Fittings & Luminaires | 25 | Medium | B | 12 | 2036 | 5 | 3 | 3.2 | 24973 | 26517
HVAC ¦ Heat Emitters - Local ¦ Gas Fired Natural and Fan Assisted Heaters | 1 | Medium | B | 1 | 2025 | 5 | 3 | 3.2 | 24974 | 8273
Fire ¦ Fire Detection ¦ Fire Alarm Panel / Repeater | 1 | Urgent | B | 7 | 2031 | 5 | 1 | 2.2 | 5031 | 19330
HVAC ¦ Heat Emitters - Local ¦ Electric Heaters | 1 | Medium | B | 1 | 2025 | 5 | 3 | 3.2 | 24975 | 8274
Transport ¦ Lifts ¦ Passenger Lift electric ¦ Electric | 1 | Medium | B | 6 | 2030 | 5 | 3 | 3.2 | 24976 | 18689
Fabric ¦ Superstructure ¦ Windows and External Doors ¦ External Doors ¦ Entrance Doors | 1 | High | B | 13 | 2037 | 5 | 2 | 2.7 | 14277 | 26973
Fire ¦ Fire Fighting ¦ Fire Extinguishers ¦ CO2 | 5 | Urgent | B | 2 | 2026 | 5 | 1 | 2.2 | 5032 | 12603
Electrical ¦ Specialist Lighting ¦ Internal ¦ Illuminated Fire Exit Signage | 5 | Urgent | B | 10 | 2034 | 5 | 1 | 2.2 | 5033 | 22057
Fire ¦ Fire Fighting ¦ Fire Extinguishers ¦ CO2 | 1 | Urgent | B | 9 | 2033 | 5 | 1 | 2.2 | 5034 | 21333
Fire ¦ Fire Detection ¦ Fire Alarm System | 1 | Urgent | B | 1 | 2025 | 5 | 1 | 2.2 | 5035 | 1355
Electrical ¦ Specialist Lighting ¦ Internal ¦ Illuminated Fire Exit Signage | 3 | Urgent | B | 16 | 2040 | 5 | 1 | 2.2 | 5036 | 28801
Fire ¦ Fire Fighting ¦ Fire Extinguishers ¦ CO2 | 4 | Urgent | B | 6 | 2030 | 5 | 1 | 2.2 | 5037 | 16400
Fabric ¦ Superstructure ¦ Windows and External Doors ¦ External Doors ¦ Manual and Automatic Doors ¦ Emergency and Panic Escape Doors | 1 | Urgent | B | 21 | 2045 | 5 | 1 | 2.2 | 5038 | 32067
HVAC ¦ Fan ¦ Local and Special Ventilation ¦ Extract | 1 | Medium | C | 1 | 2025 | 4 | 3 | 2.9 | 18654 | 5567
Electrical ¦ Lighting ¦ Internal ¦ General ¦ LED Fittings & Luminaires | 11 | Medium | B | 16 | 2040 | 5 | 3 | 3.2 | 24977 | 29546
HVAC ¦ Local Air Conditioning ¦ Single-Split Condenser - Split Systems/Heat Pumps - Air-cooled with Direct Expansion Evaporator (DX) | 1 | Medium | B | 1 | 2025 | 5 | 3 | 3.2 | 24978 | 8275
Fire ¦ Fire Detection ¦ Fire Alarm System | 1 | Urgent | A | 13 | 2037 | 6 | 1 | 2.5 | 10891 | 26919
HVAC ¦ Local Air Conditioning ¦ Single-Split Evaporator - Split Systems/Heat Pumps - Air-cooled with Direct Expansion Evaporator (DX) | 1 | Medium | B | 12 | 2036 | 5 | 3 | 3.2 | 24979 | 26518
Electrical ¦ LV Distribution ¦ Distribution Board ¦ Sub | 1 | High | B | 16 | 2040 | 5 | 2 | 2.7 | 14278 | 29178
Fabric ¦ Superstructure ¦ Windows and External Doors ¦ Roller Shutters ¦ Manual Roller Shutter | 1 | High | C | 1 | 2025 | 4 | 2 | 2.4 | 10573 | 2419
HVAC ¦ Fan ¦ Local and Special Ventilation ¦ Ventilating - General | 1 | Medium | B | 12 | 2036 | 5 | 3 | 3.2 | 24980 | 26519
HVAC ¦ Fan ¦ Local and Special Ventilation ¦ Ventilating - General | 1 | Medium | B | 12 | 2036 | 5 | 3 | 3.2 | 24981 | 26520
HVAC ¦ Fan ¦ Local and Special Ventilation ¦ Ventilating - General | 1 | Medium | B | 12 | 2036 | 5 | 3 | 3.2 | 24982 | 26521
Electrical ¦ Lighting ¦ Internal ¦ Emergency ¦ Self Contained ¦ Non LED | 4 | Urgent | B | 15 | 2039 | 5 | 1 | 2.2 | 5039 | 27864
Fuel ¦ Distribution Systems ¦ Internal Storage ¦ Pumps ¦ Fuel Transfer Pump - Diesel | 1 | Medium | B | 1 | 2025 | 5 | 3 | 3.2 | 24983 | 8276
HVAC ¦ Fan ¦ Central Cooling ¦ Axial | 1 | Medium | B | 1 | 2025 | 5 | 3 | 3.2 | 24984 | 8277
Fabric ¦ Superstructure ¦ Internal Doors ¦ Roller Shutters ¦ Electric Roller Shutter | 1 | Medium | B | 5 | 2029 | 5 | 3 | 3.2 | 24985 | 15118
Fabric ¦ Superstructure ¦ Internal Doors ¦ Roller Shutters ¦ Electric Roller Shutter | 1 | Medium | B | 5 | 2029 | 5 | 3 | 3.2 | 24986 | 15119
Fabric ¦ Superstructure ¦ Windows and External Doors ¦ Roller Shutters ¦ Manual Roller Shutter | 1 | High | B | 15 | 2039 | 5 | 2 | 2.7 | 14279 | 28163
Fabric ¦ Superstructure ¦ Windows and External Doors ¦ External Doors ¦ Entrance Doors | 1 | High | B | 15 | 2039 | 5 | 2 | 2.7 | 14280 | 28164
HVAC ¦ Local and Special Ventilation ¦ Unit extract fans. | 1 | Medium | D | 1 | 2025 | 3 | 3 | 2.6 | 11123 | 2631
HVAC ¦ Local and Special Ventilation ¦ Unit extract fans. | 1 | Medium | B | 1 | 2025 | 5 | 3 | 3.2 | 24987 | 8278
Fabric ¦ Superstructure ¦ Windows and External Doors ¦ External Doors ¦ Manual and Automatic Doors ¦ Emergency and Panic Escape Doors | 1 | Urgent | B | 20 | 2044 | 5 | 1 | 2.2 | 5040 | 31477
Electrical ¦ Lighting ¦ Internal ¦ Emergency ¦ Self Contained ¦ LED | 7 | Urgent | B | 17 | 2041 | 5 | 1 | 2.2 | 5041 | 30099
Electrical ¦ Lighting ¦ Internal ¦ General | 19 | Medium | B | 2 | 2026 | 5 | 3 | 3.2 | 24988 | 13091
Fire ¦ Fire Fighting ¦ Fire Extinguishers ¦ CO2 | 4 | Urgent | B | 6 | 2030 | 5 | 1 | 2.2 | 5042 | 16401
Electrical ¦ Specialist Lighting ¦ Internal ¦ Illuminated Fire Exit Signage | 5 | Urgent | B | 12 | 2036 | 5 | 1 | 2.2 | 5043 | 26018
Electrical ¦ Lighting ¦ External ¦ General - LED | 5 | Medium | B | 1 | 2025 | 5 | 3 | 3.2 | 24989 | 8279
HVAC ¦ Local Air Conditioning ¦ Single-Split Condenser - Split Systems/Heat Pumps - Air-cooled with Direct Expansion Evaporator (DX) | 1 | Medium | B | 14 | 2038 | 5 | 3 | 3.2 | 24990 | 27575
HVAC ¦ Local Air Conditioning ¦ Single-Split Condenser - Split Systems/Heat Pumps - Air-cooled with Direct Expansion Evaporator (DX) | 1 | Medium | B | 13 | 2037 | 5 | 3 | 3.2 | 24991 | 27142
Electrical ¦ Lighting ¦ External ¦ General - Non-LED | 1 | Medium | B | 1 | 2025 | 5 | 3 | 3.2 | 24992 | 8280
Electrical ¦ LV Distribution ¦ Distribution Board ¦ Main | 1 | High | B | 1 | 2025 | 5 | 2 | 2.7 | 14281 | 3827
Electrical ¦ LV Distribution ¦ Distribution Board ¦ Main | 1 | High | B | 1 | 2025 | 5 | 2 | 2.7 | 14282 | 3828
Fabric ¦ Superstructure ¦ Windows and External Doors ¦ Roller Shutters ¦ Manual Roller Shutter | 1 | High | B | 1 | 2025 | 5 | 2 | 2.7 | 14283 | 3829
Fire ¦ Fire Detection ¦ Fire Alarm Panel / Repeater | 1 | Urgent | B | 11 | 2035 | 5 | 1 | 2.2 | 5044 | 23627
Electrical ¦ LV Distribution ¦ Distribution Board ¦ Main | 1 | High | C | 4 | 2028 | 4 | 2 | 2.4 | 10574 | 13887
Electrical ¦ LV Distribution ¦ Distribution Board ¦ Main | 1 | High | C | 4 | 2028 | 4 | 2 | 2.4 | 10575 | 13888
HVAC ¦ Fan ¦ Local and Special Ventilation ¦ Fans Window or Wall Mounted | 1 | Medium | B | 1 | 2025 | 5 | 3 | 3.2 | 24993 | 8281
Fire ¦ Fire Fighting ¦ Fire Extinguishers ¦ Foam | 1 | Urgent | B | 1 | 2025 | 5 | 1 | 2.2 | 5045 | 1356
Electrical ¦ LV Distribution ¦ Distribution Board ¦ Sub | 1 | High | A | 19 | 2043 | 6 | 2 | 3 | 19558 | 31303
HVAC ¦ Fan ¦ Local and Special Ventilation ¦ Fans Window or Wall Mounted | 1 | Medium | B | 1 | 2025 | 5 | 3 | 3.2 | 24994 | 8282
HVAC ¦ Heat Emitters - Local ¦ Electric Heaters | 1 | Medium | B | 1 | 2025 | 5 | 3 | 3.2 | 24995 | 8283
Electrical ¦ LV Distribution ¦ Distribution Board ¦ Sub | 1 | High | B | 1 | 2025 | 5 | 2 | 2.7 | 14284 | 3830
Electrical ¦ Lighting ¦ Internal ¦ General ¦ LED Fittings & Luminaires | 18 | Medium | B | 16 | 2040 | 5 | 3 | 3.2 | 24996 | 29547
Electrical ¦ Lighting ¦ Internal ¦ General ¦ LED Fittings & Luminaires | 20 | Medium | B | 12 | 2036 | 5 | 3 | 3.2 | 24997 | 26522
Fire ¦ Fire Fighting ¦ Fire Extinguishers ¦ Foam | 3 | Urgent | B | 1 | 2025 | 5 | 1 | 2.2 | 5046 | 1357
HVAC ¦ Fan ¦ Local and Special Ventilation ¦ Kitchen Vent ¦ Extract | 1 | Low | B | 10 | 2034 | 5 | 4 | 3.7 | 33082 | 23216
Electrical ¦ Specialist Lighting ¦ Internal ¦ Illuminated Fire Exit Signage | 2 | Urgent | B | 6 | 2030 | 5 | 1 | 2.2 | 5047 | 16402
HVAC ¦ Central Heating (Internally Sourced) ¦ Boiler ¦ Atmospheric Gas Burner/Condensing Combination Boiler (domestic type) | 1 | High | B | 7 | 2031 | 5 | 2 | 2.7 | 14285 | 19632
Electrical ¦ Lighting ¦ Internal ¦ General | 35 | Medium | C | 1 | 2025 | 4 | 3 | 2.9 | 18655 | 5568
Controls ¦ Multi-System Controls ¦ Motor Control Centre (MCC) | 1 | Low | B | 3 | 2027 | 5 | 4 | 3.7 | 33083 | 13725
HVAC ¦ Fan ¦ Central Ventilation Systems ¦ Ventilating - General | 1 | Low | B | 1 | 2025 | 5 | 4 | 3.7 | 33084 | 12021
HVAC ¦ Fan ¦ Central Ventilation Systems ¦ Ventilating - General | 1 | Low | B | 1 | 2025 | 5 | 4 | 3.7 | 33085 | 12022
Transport ¦ Lifts ¦ Passenger Lift electric ¦ Electric | 1 | Medium | B | 5 | 2029 | 5 | 3 | 3.2 | 24998 | 15120
HVAC ¦ Fan ¦ Central Ventilation Systems ¦ Ventilating - General | 1 | Low | B | 1 | 2025 | 5 | 4 | 3.7 | 33086 | 12023
HVAC ¦ Heat Emitters - Local ¦ Gas Fired Natural and Fan Assisted Heaters | 1 | Medium | B | 7 | 2031 | 5 | 3 | 3.2 | 24999 | 19944
Electrical ¦ LV Distribution ¦ Distribution Board ¦ Sub | 1 | High | B | 14 | 2038 | 5 | 2 | 2.7 | 14286 | 27454
Fabric ¦ Superstructure ¦ Internal Doors ¦ Roller Shutters ¦ Electric Roller Shutter | 1 | Medium | B | 10 | 2034 | 5 | 3 | 3.2 | 25000 | 22817
HVAC ¦ Central Air Conditioning ¦ Air Conditioning ¦ Multi-Split Condenser - Split Systems/Heat Pumps - Air-cooled with Direct Expansion Evaporator (DX) | 1 | Medium | B | 1 | 2025 | 5 | 3 | 3.2 | 25001 | 8284
Electrical ¦ Lighting ¦ Internal ¦ General ¦ LED Fittings & Luminaires | 24 | Medium | B | 14 | 2038 | 5 | 3 | 3.2 | 25002 | 27576
HVAC ¦ Fan ¦ Local and Special Ventilation ¦ Axial | 1 | Medium | B | 9 | 2033 | 5 | 3 | 3.2 | 25003 | 21769
Security ¦ Access ¦ Access Control ¦ Door ¦ Local Lock / Keypad / Manual | 1 | Medium | A | 14 | 2038 | 6 | 3 | 3.5 | 32530 | 27674
Fire ¦ Fire Fighting ¦ Fire Extinguishers ¦ Foam | 5 | Urgent | B | 6 | 2030 | 5 | 1 | 2.2 | 5048 | 16403
Fire ¦ Fire Fighting ¦ Fire Extinguishers ¦ CO2 | 5 | Urgent | B | 6 | 2030 | 5 | 1 | 2.2 | 5049 | 16404
HVAC ¦ Heat Emitters - Central ¦ Radiators ¦ Steel | 4 | Medium | B | 10 | 2034 | 5 | 3 | 3.2 | 25004 | 22818
Electrical ¦ LV Distribution ¦ Distribution Board ¦ Sub | 1 | High | B | 14 | 2038 | 5 | 2 | 2.7 | 14287 | 27455
Electrical ¦ LV Distribution ¦ Distribution Board ¦ Sub | 1 | High | B | 1 | 2025 | 5 | 2 | 2.7 | 14288 | 3831
Fabric ¦ Superstructure ¦ Internal Doors ¦ Roller Shutters ¦ Automatic Roller Shutter | 1 | High | B | 5 | 2029 | 5 | 2 | 2.7 | 14289 | 14652
Fabric ¦ Superstructure ¦ Internal Doors ¦ Roller Shutters ¦ Internal Manual Roller Shutter | 1 | Medium | B | 5 | 2029 | 5 | 3 | 3.2 | 25005 | 15121
Fuel ¦ Distribution Systems ¦ Internal Storage ¦ Pumps ¦ Fuel Transfer Pump - Oil | 1 | Medium | A | 15 | 2039 | 6 | 3 | 3.5 | 32531 | 28568
HVAC ¦ Central Air Conditioning ¦ Air Conditioning ¦ Multi-Split Condenser - DX Split Systems (With Gas, Electric or Hot Water Heaters) | 1 | Medium | B | 9 | 2033 | 5 | 3 | 3.2 | 25006 | 21770
HVAC ¦ Central Air Conditioning ¦ Air Conditioning ¦ Multi-Split Condenser - DX Split Systems (With Gas, Electric or Hot Water Heaters) | 1 | Medium | B | 9 | 2033 | 5 | 3 | 3.2 | 25007 | 21771
Electrical ¦ Lighting ¦ Internal ¦ General | 16 | Medium | B | 6 | 2030 | 5 | 3 | 3.2 | 25008 | 18690
Fire ¦ Fire Fighting ¦ Fire Extinguishers ¦ Foam | 4 | Urgent | B | 6 | 2030 | 5 | 1 | 2.2 | 5050 | 16405
Fabric ¦ Superstructure ¦ Windows and External Doors ¦ External Doors ¦ Manual and Automatic Doors ¦ Auto / Powered Sliding Doors | 1 | High | B | 25 | 2049 | 5 | 2 | 2.7 | 14290 | 33391
HVAC ¦ Heat Emitters - Local ¦ Gas Fired Unit Heaters | 1 | Medium | B | 6 | 2030 | 5 | 3 | 3.2 | 25009 | 18691
HVAC ¦ Local and Special Ventilation ¦ Unit extract fans. | 1 | Medium | B | 1 | 2025 | 5 | 3 | 3.2 | 25010 | 8285
Electrical ¦ Lighting ¦ Internal ¦ General ¦ LED Fittings & Luminaires | 10 | Medium | B | 16 | 2040 | 5 | 3 | 3.2 | 25011 | 29548
Electrical ¦ Lighting ¦ Internal ¦ Emergency ¦ Self Contained ¦ Non LED | 2 | Urgent | B | 11 | 2035 | 5 | 1 | 2.2 | 5051 | 23628
Water ¦ Local Hot Water ¦ Electric Water Heater - Drinking Water ¦ Pressurised | 1 | Medium | B | 8 | 2032 | 5 | 3 | 3.2 | 25012 | 20958
Electrical ¦ LV Distribution ¦ Distribution Board ¦ Sub | 1 | High | B | 6 | 2030 | 5 | 2 | 2.7 | 14291 | 17597
HVAC ¦ Heat Emitters - Central ¦ Radiators ¦ Steel | 1 | Medium | B | 12 | 2036 | 5 | 3 | 3.2 | 25013 | 26523
Water ¦ Local Hot Water ¦ Package Electric Water Heaters - Non-Drinking Water | 1 | Medium | C | 3 | 2027 | 4 | 3 | 2.9 | 18656 | 13412
HVAC ¦ Heat Emitters - Local ¦ Gas Fired Unit Heaters | 1 | Medium | B | 3 | 2027 | 5 | 3 | 3.2 | 25014 | 13538
HVAC ¦ Fan ¦ Local and Special Ventilation ¦ Fans Window or Wall Mounted | 1 | Medium | B | 13 | 2037 | 5 | 3 | 3.2 | 25015 | 27143
HVAC ¦ Fan ¦ Local and Special Ventilation ¦ Fans Window or Wall Mounted | 1 | Medium | B | 5 | 2029 | 5 | 3 | 3.2 | 25016 | 15122
HVAC ¦ Heat Emitters - Local ¦ Electric Heaters | 4 | Medium | C | 1 | 2025 | 4 | 3 | 2.9 | 18657 | 5569
Electrical ¦ LV Distribution ¦ Distribution Board ¦ Sub | 1 | High | B | 4 | 2028 | 5 | 2 | 2.7 | 14292 | 13949
Electrical ¦ Specialist Lighting ¦ Internal ¦ Illuminated Fire Exit Signage | 5 | Urgent | B | 16 | 2040 | 5 | 1 | 2.2 | 5052 | 28802
HVAC ¦ Local Air Conditioning ¦ Single-Split Condenser - Split Systems/Heat Pumps - Air-cooled with Direct Expansion Evaporator (DX) | 1 | Medium | B | 6 | 2030 | 5 | 3 | 3.2 | 25017 | 18692
HVAC ¦ Fan ¦ Local and Special Ventilation ¦ Fans Window or Wall Mounted | 1 | Medium | B | 8 | 2032 | 5 | 3 | 3.2 | 25018 | 20959
Fire ¦ Fire Detection ¦ Fire Alarm Panel / Repeater | 1 | Urgent | B | 1 | 2025 | 5 | 1 | 2.2 | 5053 | 1358
Fabric ¦ Superstructure ¦ Internal Doors ¦ Roller Shutters ¦ Electric Roller Shutter | 1 | Medium | B | 15 | 2039 | 5 | 3 | 3.2 | 25019 | 28432
Water ¦ Local Hot Water ¦ Package Electric Water Heaters - Non-Drinking Water | 1 | Medium | B | 8 | 2032 | 5 | 3 | 3.2 | 25020 | 20960
HVAC ¦ Fan ¦ Central Heating ¦ Axial | 1 | High | B | 1 | 2025 | 5 | 2 | 2.7 | 14293 | 3832
Fire ¦ Fire Detection ¦ Fire Alarm Panel / Repeater | 1 | Urgent | B | 1 | 2025 | 5 | 1 | 2.2 | 5054 | 1359
Electrical ¦ LV Distribution ¦ Main Switch Panel at Supply Intake | 1 | Medium | C | 1 | 2025 | 4 | 3 | 2.9 | 18658 | 5570
Fabric ¦ Superstructure ¦ Internal Doors ¦ Roller Shutters ¦ Electric Roller Shutter | 1 | Medium | B | 11 | 2035 | 5 | 3 | 3.2 | 25021 | 25225
Fabric ¦ Superstructure ¦ Windows and External Doors ¦ Roller Shutters ¦ Automatic Roller Shutter | 1 | High | B | 11 | 2035 | 5 | 2 | 2.7 | 14294 | 24424
Electrical ¦ Lighting ¦ Internal ¦ General ¦ LED Fittings & Luminaires | 16 | Medium | B | 16 | 2040 | 5 | 3 | 3.2 | 25022 | 29549
Electrical ¦ Specialist Lighting ¦ Internal ¦ Illuminated Fire Exit Signage | 4 | Urgent | A | 19 | 2043 | 6 | 1 | 2.5 | 10892 | 31128
HVAC ¦ Heat Emitters - Local ¦ Gas Fired Natural and Fan Assisted Heaters | 1 | Medium | D | 1 | 2025 | 3 | 3 | 2.6 | 11124 | 2632
Security ¦ Access ¦ Access Control ¦ Gate Access - Local Lock / Keypad / Manual (External) | 1 | Medium | B | 1 | 2025 | 5 | 3 | 3.2 | 25023 | 8286
Electrical ¦ Specialist Lighting ¦ Internal ¦ Illuminated Fire Exit Signage | 7 | Urgent | B | 15 | 2039 | 5 | 1 | 2.2 | 5055 | 27865
Electrical ¦ Lighting ¦ Internal ¦ Emergency ¦ Self Contained ¦ LED | 1 | Urgent | B | 21 | 2045 | 5 | 1 | 2.2 | 5056 | 32068
HVAC ¦ Central Heating (Internally Sourced) ¦ Boiler ¦ Atmospheric Gas Burner Boiler - Small and/or Wall Hung for Domestic Installation | 1 | Medium | B | 5 | 2029 | 5 | 3 | 3.2 | 25024 | 15123
HVAC ¦ Fan ¦ Local and Special Ventilation ¦ Kitchen Vent ¦ Fans Window or Wall Mounted | 1 | Medium | B | 9 | 2033 | 5 | 3 | 3.2 | 25025 | 21772
Electrical ¦ LV Distribution ¦ Distribution Board ¦ Sub | 1 | High | C | 1 | 2025 | 4 | 2 | 2.4 | 10576 | 2420
Electrical ¦ LV Distribution ¦ Distribution Board ¦ Main | 1 | High | B | 9 | 2033 | 5 | 2 | 2.7 | 14295 | 21593
HVAC ¦ Central Heating (Internally Sourced) ¦ Burner ¦ Forced draft gas burner | 1 | Medium | B | 5 | 2029 | 5 | 3 | 3.2 | 25026 | 15124
Electrical ¦ Lighting ¦ Internal ¦ Emergency ¦ Self Contained ¦ LED | 1 | Urgent | B | 20 | 2044 | 5 | 1 | 2.2 | 5057 | 31478
Fire ¦ Fire Fighting ¦ Fire Extinguishers ¦ Foam | 2 | Urgent | B | 7 | 2031 | 5 | 1 | 2.2 | 5058 | 19331
Water ¦ Local Hot Water ¦ Package Electric Water Heaters - Non-Drinking Water | 1 | Medium | C | 1 | 2025 | 4 | 3 | 2.9 | 18659 | 5571
HVAC ¦ Smoke Extract ¦ Control Panel - smoke ventilation systems. | 1 | Urgent | B | 3 | 2027 | 5 | 1 | 2.2 | 5059 | 13287
Electrical ¦ LV Distribution ¦ Distribution Board ¦ Main | 1 | High | B | 1 | 2025 | 5 | 2 | 2.7 | 14296 | 3833
Fabric ¦ Superstructure ¦ Internal Doors ¦ Roller Shutters ¦ Electric Roller Shutter | 1 | Medium | B | 15 | 2039 | 5 | 3 | 3.2 | 25027 | 28433
Electrical ¦ Lighting ¦ Internal ¦ General | 7 | Medium | B | 10 | 2034 | 5 | 3 | 3.2 | 25028 | 22819
Fire ¦ Fire Fighting ¦ Fire Extinguishers ¦ CO2 | 1 | Urgent | B | 6 | 2030 | 5 | 1 | 2.2 | 5060 | 16406
HVAC ¦ Fan ¦ Central Cooling ¦ Axial | 1 | Medium | B | 1 | 2025 | 5 | 3 | 3.2 | 25029 | 8287
Electrical ¦ LV Distribution ¦ Distribution Board ¦ Sub | 1 | High | B | 16 | 2040 | 5 | 2 | 2.7 | 14297 | 29179
HVAC ¦ Fan ¦ Local and Special Ventilation ¦ Extract | 1 | Medium | B | 1 | 2025 | 5 | 3 | 3.2 | 25030 | 8288
Fabric ¦ Superstructure ¦ Windows and External Doors ¦ External Doors ¦ Entrance Doors | 1 | High | B | 11 | 2035 | 5 | 2 | 2.7 | 14298 | 24425
Fabric ¦ Barriers and Guardrails ¦ Fixed Edge Protection | 1 | High | B | 1 | 2025 | 5 | 2 | 2.7 | 14299 | 3834
HVAC ¦ Heat Emitters - Local ¦ Electric Heaters | 1 | Medium | B | 1 | 2025 | 5 | 3 | 3.2 | 25031 | 8289
Electrical ¦ LV Distribution ¦ Distribution Board ¦ Sub | 1 | High | B | 15 | 2039 | 5 | 2 | 2.7 | 14300 | 28165
Security ¦ Access ¦ Access Control ¦ Gate Access - Local Lock / Keypad / Manual (External) | 1 | Medium | B | 5 | 2029 | 5 | 3 | 3.2 | 25032 | 15125
Electrical ¦ LV Distribution ¦ Distribution Board ¦ Sub | 1 | High | B | 18 | 2042 | 5 | 2 | 2.7 | 14301 | 30824
Electrical ¦ LV Distribution ¦ Distribution Board ¦ Main | 1 | High | B | 19 | 2043 | 5 | 2 | 2.7 | 14302 | 31195
Fabric ¦ Superstructure ¦ Windows and External Doors ¦ External Doors ¦ Manual and Automatic Doors ¦ Emergency and Panic Escape Doors | 1 | Urgent | B | 16 | 2040 | 5 | 1 | 2.2 | 5061 | 28803
Fabric ¦ Superstructure ¦ Windows and External Doors ¦ External Doors ¦ Manual and Automatic Doors ¦ Emergency and Panic Escape Doors | 1 | Urgent | B | 11 | 2035 | 5 | 1 | 2.2 | 5062 | 23629
HVAC ¦ Heat Emitters - Central ¦ Radiators ¦ Steel | 4 | Medium | B | 1 | 2025 | 5 | 3 | 3.2 | 25033 | 8290
Electrical ¦ Lighting ¦ Internal ¦ Emergency ¦ Self Contained ¦ LED | 2 | Urgent | B | 15 | 2039 | 5 | 1 | 2.2 | 5063 | 27866
HVAC ¦ Fan ¦ Local and Special Ventilation ¦ Fans Window or Wall Mounted | 1 | Medium | B | 5 | 2029 | 5 | 3 | 3.2 | 25034 | 15126
HVAC ¦ Fan ¦ Local and Special Ventilation ¦ Axial | 1 | Medium | B | 3 | 2027 | 5 | 3 | 3.2 | 25035 | 13539
Fabric ¦ Barriers and Guardrails ¦ Vehicle Crash Protection Barrier | 1 | V Low | B | 1 | 2025 | 5 | 4 | 3.7 | 33087 | 12024
Fire ¦ Fire Fighting ¦ Fire Extinguishers ¦ Foam | 3 | Urgent | B | 6 | 2030 | 5 | 1 | 2.2 | 5064 | 16407
Electrical ¦ Lighting ¦ Internal ¦ General ¦ LED Fittings & Luminaires | 53 | Medium | B | 13 | 2037 | 5 | 3 | 3.2 | 25036 | 27144
Electrical ¦ Lighting ¦ Internal ¦ Emergency ¦ Self Contained ¦ LED | 7 | Urgent | B | 21 | 2045 | 5 | 1 | 2.2 | 5065 | 32069
Fire ¦ Fire Fighting ¦ Fire Extinguishers ¦ CO2 | 4 | Urgent | B | 6 | 2030 | 5 | 1 | 2.2 | 5066 | 16408
Fire ¦ Fire Fighting ¦ Fire Extinguishers ¦ CO2 | 2 | Urgent | B | 6 | 2030 | 5 | 1 | 2.2 | 5067 | 16409
Electrical ¦ LV Distribution ¦ Distribution Board ¦ Sub | 1 | High | D | 1 | 2025 | 3 | 2 | 2.1 | 1162 | 794
Electrical ¦ LV Distribution ¦ Distribution Board ¦ Sub | 1 | High | B | 3 | 2027 | 5 | 2 | 2.7 | 14303 | 13362
Electrical ¦ LV Distribution ¦ Distribution Board ¦ Main | 1 | High | B | 1 | 2025 | 5 | 2 | 2.7 | 14304 | 3835
HVAC ¦ Ventilation ¦ Air Handling Unit (AHU) ¦ Internal ¦ Central Heating (Internally Sourced) ¦ Gas Fired | 1 | Medium | B | 1 | 2025 | 5 | 3 | 3.2 | 25037 | 8291
HVAC ¦ Fan ¦ Local and Special Ventilation ¦ Axial | 1 | Medium | B | 3 | 2027 | 5 | 3 | 3.2 | 25038 | 13540
Fabric ¦ Superstructure ¦ Internal Doors ¦ Roller Shutters ¦ Automatic Roller Shutter | 1 | High | B | 4 | 2028 | 5 | 2 | 2.7 | 14305 | 13950
Security ¦ Access ¦ Access Control ¦ Door ¦ Local Lock / Keypad / Manual | 1 | Medium | B | 9 | 2033 | 5 | 3 | 3.2 | 25039 | 21773
Fabric ¦ Superstructure ¦ Windows and External Doors ¦ Roller Shutters ¦ Electric Roller Shutter | 1 | High | B | 2 | 2026 | 5 | 2 | 2.7 | 14306 | 12900
Electrical ¦ Lighting ¦ Internal ¦ General | 1 | Medium | B | 4 | 2028 | 5 | 3 | 3.2 | 25040 | 14123
Fire ¦ Fire Fighting ¦ Fire Extinguishers ¦ CO2 | 2 | Urgent | B | 8 | 2032 | 5 | 1 | 2.2 | 5068 | 20417
Electrical ¦ LV Distribution ¦ Distribution Board ¦ Sub | 1 | High | C | 1 | 2025 | 4 | 2 | 2.4 | 10577 | 2421
HVAC ¦ Ventilation ¦ Air Handling Unit (AHU) ¦ Internal ¦ Central Air Conditioning ¦ Gas Fired | 1 | Medium | B | 16 | 2040 | 5 | 3 | 3.2 | 25041 | 29550
Security ¦ Access ¦ Access Control ¦ Gate Access - Local Lock / Keypad / Manual (External) | 1 | Medium | B | 1 | 2025 | 5 | 3 | 3.2 | 25042 | 8292
HVAC ¦ Fan ¦ Local and Special Ventilation ¦ Fans Window or Wall Mounted | 1 | Medium | B | 12 | 2036 | 5 | 3 | 3.2 | 25043 | 26524
Electrical ¦ LV Distribution ¦ Distribution Board ¦ Sub | 1 | High | B | 16 | 2040 | 5 | 2 | 2.7 | 14307 | 29180
Electrical ¦ Lighting ¦ Internal ¦ General | 37 | Medium | B | 16 | 2040 | 5 | 3 | 3.2 | 25044 | 29551
Electrical ¦ LV Distribution ¦ Distribution Board ¦ Main | 1 | High | C | 10 | 2034 | 4 | 2 | 2.4 | 10578 | 22194
Electrical ¦ LV Distribution ¦ Main Switch Panel at Supply Intake | 1 | Medium | B | 1 | 2025 | 5 | 3 | 3.2 | 25045 | 8293
Controls ¦ Multi-System Controls ¦ Control Panel - Electrical Services (excluding Electrical Controllers and Pneumatic Relays) | 1 | Medium | B | 6 | 2030 | 5 | 3 | 3.2 | 25046 | 18693
Fire ¦ Fire Detection ¦ Fire Alarm Panel / Repeater | 1 | Urgent | B | 11 | 2035 | 5 | 1 | 2.2 | 5069 | 23630
Electrical ¦ LV Distribution ¦ Main Switch Panel at Supply Intake | 1 | Medium | B | 10 | 2034 | 5 | 3 | 3.2 | 25047 | 22820
Fabric ¦ Superstructure ¦ Windows and External Doors ¦ External Doors ¦ Entrance Doors | 1 | High | B | 23 | 2047 | 5 | 2 | 2.7 | 14308 | 33202
HVAC ¦ Local and Special Ventilation ¦ Unit extract fans. | 1 | Medium | B | 3 | 2027 | 5 | 3 | 3.2 | 25048 | 13541
HVAC ¦ Fan ¦ Central Cooling ¦ Axial | 1 | Medium | B | 1 | 2025 | 5 | 3 | 3.2 | 25049 | 8294
HVAC ¦ Heat Emitters - Central ¦ Radiators ¦ Steel | 1 | Medium | B | 10 | 2034 | 5 | 3 | 3.2 | 25050 | 22821
Fabric ¦ Superstructure ¦ Internal Doors ¦ Roller Shutters ¦ Electric Roller Shutter | 1 | Medium | B | 11 | 2035 | 5 | 3 | 3.2 | 25051 | 25226
HVAC ¦ Fan ¦ Local and Special Ventilation ¦ Kitchen Vent ¦ Extract | 1 | Low | B | 7 | 2031 | 5 | 4 | 3.7 | 33088 | 20221
Fabric ¦ Barriers and Guardrails ¦ Vehicle Crash Protection Barrier | 1 | V Low | B | 1 | 2025 | 5 | 4 | 3.7 | 33089 | 12025
Fire ¦ Fire Fighting ¦ Fire Extinguishers ¦ Foam | 3 | Urgent | B | 9 | 2033 | 5 | 1 | 2.2 | 5070 | 21334
HVAC ¦ Central Air Conditioning ¦ Air Conditioning ¦ Multi-Split Condenser - Split Systems/Heat Pumps - Air-cooled with Direct Expansion Evaporator (DX) | 1 | Medium | B | 1 | 2025 | 5 | 3 | 3.2 | 25052 | 8295
Fabric ¦ Superstructure ¦ Windows and External Doors ¦ External Doors ¦ Manual and Automatic Doors ¦ Emergency and Panic Escape Doors | 1 | Urgent | B | 11 | 2035 | 5 | 1 | 2.2 | 5071 | 23631
Water ¦ Local Hot Water ¦ Package Electric Water Heaters - Non-Drinking Water | 1 | Medium | B | 5 | 2029 | 5 | 3 | 3.2 | 25053 | 15127
HVAC ¦ Fan ¦ Central Ventilation Systems ¦ Axial | 1 | Medium | B | 3 | 2027 | 5 | 3 | 3.2 | 25054 | 13542
Fabric ¦ Barriers and Guardrails ¦ Fixed Edge Protection | 1 | High | B | 3 | 2027 | 5 | 2 | 2.7 | 14309 | 13363
Fire ¦ Fire Detection ¦ Fire Alarm Panel / Repeater | 1 | Urgent | B | 11 | 2035 | 5 | 1 | 2.2 | 5072 | 23632
HVAC ¦ Fan ¦ Central Heating ¦ Axial | 1 | High | B | 1 | 2025 | 5 | 2 | 2.7 | 14310 | 3836
HVAC ¦ Heat Emitters - Local ¦ Electric Heaters | 1 | Medium | B | 3 | 2027 | 5 | 3 | 3.2 | 25055 | 13543
HVAC ¦ Heat Emitters - Local ¦ Electric Heaters | 1 | Medium | B | 1 | 2025 | 5 | 3 | 3.2 | 25056 | 8296
Fire ¦ Fire Fighting ¦ Fire Extinguishers ¦ Foam | 2 | Urgent | B | 7 | 2031 | 5 | 1 | 2.2 | 5073 | 19332
Fire ¦ Fire Fighting ¦ Fire Extinguishers ¦ CO2 | 4 | Urgent | B | 6 | 2030 | 5 | 1 | 2.2 | 5074 | 16410
Fabric ¦ Superstructure ¦ Windows and External Doors ¦ External Doors ¦ Entrance Doors | 1 | High | B | 16 | 2040 | 5 | 2 | 2.7 | 14311 | 29181
Fire ¦ Fire Fighting ¦ Fire Extinguishers ¦ Foam | 5 | Urgent | B | 6 | 2030 | 5 | 1 | 2.2 | 5075 | 16411
Electrical ¦ Lighting ¦ External ¦ General - LED | 2 | Medium | B | 11 | 2035 | 5 | 3 | 3.2 | 25057 | 25227
Electrical ¦ Lighting ¦ Internal ¦ Emergency ¦ Self Contained ¦ LED | 1 | Urgent | B | 15 | 2039 | 5 | 1 | 2.2 | 5076 | 27867
Water ¦ Local Hot Water ¦ Package Electric Water Heaters - Non-Drinking Water | 1 | Medium | B | 1 | 2025 | 5 | 3 | 3.2 | 25058 | 8297
HVAC ¦ Fan ¦ Central Ventilation Systems ¦ Axial | 1 | Medium | B | 3 | 2027 | 5 | 3 | 3.2 | 25059 | 13544
Electrical ¦ Lighting ¦ Internal ¦ General | 50 | Medium | B | 11 | 2035 | 5 | 3 | 3.2 | 25060 | 25228
Electrical ¦ Lighting ¦ Internal ¦ Emergency ¦ Self Contained ¦ LED | 8 | Urgent | A | 23 | 2047 | 6 | 1 | 2.5 | 10893 | 33168
Fire ¦ Fire Fighting ¦ Fire Extinguishers ¦ CO2 | 1 | Urgent | B | 5 | 2029 | 5 | 1 | 2.2 | 5077 | 14386
Fire ¦ Fire Fighting ¦ Fire Extinguishers ¦ Foam | 2 | Urgent | B | 9 | 2033 | 5 | 1 | 2.2 | 5078 | 21335
Fire ¦ Fire Detection ¦ Fire Alarm System | 1 | Urgent | B | 5 | 2029 | 5 | 1 | 2.2 | 5079 | 14387
Electrical ¦ LV Distribution ¦ Distribution Board ¦ Sub | 1 | High | B | 4 | 2028 | 5 | 2 | 2.7 | 14312 | 13951
HVAC ¦ Fan ¦ Central Cooling ¦ Axial | 1 | Medium | B | 1 | 2025 | 5 | 3 | 3.2 | 25061 | 8298
Security ¦ Access ¦ Access Control ¦ Gate Access - Local Lock / Keypad / Manual (External) | 1 | Medium | B | 1 | 2025 | 5 | 3 | 3.2 | 25062 | 8299
Electrical ¦ Lighting ¦ Internal ¦ Emergency ¦ Externally Powered ¦ LED | 5 | Urgent | B | 21 | 2045 | 5 | 1 | 2.2 | 5080 | 32070
Electrical ¦ Lighting ¦ Internal ¦ General | 5 | Medium | B | 4 | 2028 | 5 | 3 | 3.2 | 25063 | 14124
HVAC ¦ Central Air Conditioning ¦ Air Conditioning ¦ Multi-Split Evaporator - Split Systems/Heat Pumps - Air-cooled with Direct Expansion Evaporator (DX) | 1 | Medium | B | 6 | 2030 | 5 | 3 | 3.2 | 25064 | 18694
Fabric ¦ Superstructure ¦ Windows and External Doors ¦ External Doors ¦ Entrance Doors | 1 | High | B | 25 | 2049 | 5 | 2 | 2.7 | 14313 | 33392
Fabric ¦ Barriers and Guardrails ¦ Vehicle Crash Protection Barrier | 1 | V Low | B | 1 | 2025 | 5 | 4 | 3.7 | 33090 | 12026
Electrical ¦ Lighting ¦ Internal ¦ General ¦ LED Fittings & Luminaires | 3 | Medium | B | 1 | 2025 | 5 | 3 | 3.2 | 25065 | 8300
Electrical ¦ Lighting ¦ Internal ¦ General ¦ LED Fittings & Luminaires | 3 | Medium | B | 16 | 2040 | 5 | 3 | 3.2 | 25066 | 29552
HVAC ¦ Heat Emitters - Central ¦ Radiators ¦ Steel | 1 | Medium | B | 10 | 2034 | 5 | 3 | 3.2 | 25067 | 22822
HVAC ¦ Fan ¦ Local and Special Ventilation ¦ Fans Window or Wall Mounted | 1 | Medium | B | 1 | 2025 | 5 | 3 | 3.2 | 25068 | 8301
Fabric ¦ Superstructure ¦ Windows and External Doors ¦ External Doors ¦ Manual and Automatic Doors ¦ Emergency and Panic Escape Doors | 1 | Urgent | B | 31 | 2055 | 5 | 1 | 2.2 | 5081 | 33752
HVAC ¦ Fan ¦ Local and Special Ventilation ¦ Fans Window or Wall Mounted | 1 | Medium | CX | 1 | 2025 | 2 | 3 | 2.3 | 10185 | 2127
HVAC ¦ Fan ¦ Central Cooling ¦ Axial | 1 | Medium | B | 1 | 2025 | 5 | 3 | 3.2 | 25069 | 8302
HVAC ¦ Fan ¦ Local and Special Ventilation ¦ Fans Window or Wall Mounted | 1 | Medium | B | 8 | 2032 | 5 | 3 | 3.2 | 25070 | 20961
Security ¦ Access ¦ Access Control ¦ Door ¦ Local Lock / Keypad / Manual | 2 | Medium | B | 5 | 2029 | 5 | 3 | 3.2 | 25071 | 15128
HVAC ¦ Local Air Conditioning ¦ Single-Split Condenser - Split Systems/Heat Pumps - Air-cooled with Direct Expansion Evaporator (DX) | 1 | Medium | C | 1 | 2025 | 4 | 3 | 2.9 | 18660 | 5572
Fabric ¦ Superstructure ¦ Internal Doors ¦ Roller Shutters ¦ Electric Roller Shutter | 1 | Medium | B | 11 | 2035 | 5 | 3 | 3.2 | 25072 | 25229
HVAC ¦ Central Heating (Internally Sourced) ¦ Boiler ¦ Atmospheric Gas Burner - Free Standing Boiler | 1 | Medium | B | 1 | 2025 | 5 | 3 | 3.2 | 25073 | 8303
HVAC ¦ Fan ¦ Local and Special Ventilation ¦ Centrifugal | 1 | Medium | B | 1 | 2025 | 5 | 3 | 3.2 | 25074 | 8304
Fire ¦ Fire Fighting ¦ Fire Extinguishers ¦ CO2 | 3 | Urgent | B | 6 | 2030 | 5 | 1 | 2.2 | 5082 | 16412
Electrical ¦ Lighting ¦ Internal ¦ Emergency ¦ Self Contained ¦ Non LED | 1 | Urgent | B | 6 | 2030 | 5 | 1 | 2.2 | 5083 | 16413
Electrical ¦ LV Distribution ¦ Distribution Board ¦ Main | 1 | High | B | 11 | 2035 | 5 | 2 | 2.7 | 14314 | 24426
HVAC ¦ Fan ¦ Local and Special Ventilation ¦ Fans Window or Wall Mounted | 1 | Medium | B | 7 | 2031 | 5 | 3 | 3.2 | 25075 | 19945
HVAC ¦ Fan ¦ Central Ventilation Systems ¦ Ventilating - General | 1 | Low | B | 5 | 2029 | 5 | 4 | 3.7 | 33091 | 15634
Electrical ¦ LV Distribution ¦ Distribution Board ¦ Main | 1 | High | B | 10 | 2034 | 5 | 2 | 2.7 | 14315 | 22370
HVAC ¦ Fan ¦ Local and Special Ventilation ¦ Fans Window or Wall Mounted | 1 | Medium | B | 11 | 2035 | 5 | 3 | 3.2 | 25076 | 25230
HVAC ¦ Fan ¦ Local and Special Ventilation ¦ Kitchen Vent ¦ Extract | 1 | Low | B | 5 | 2029 | 5 | 4 | 3.7 | 33092 | 15635
HVAC ¦ Local and Special Ventilation ¦ Unit extract fans. | 1 | Medium | B | 9 | 2033 | 5 | 3 | 3.2 | 25077 | 21774
Electrical ¦ Lighting ¦ Internal ¦ General ¦ LED Fittings & Luminaires | 30 | Medium | B | 16 | 2040 | 5 | 3 | 3.2 | 25078 | 29553
HVAC ¦ Local Air Conditioning ¦ Single-Split Evaporator - Split Systems/Heat Pumps - Air-cooled with Direct Expansion Evaporator (DX) | 1 | Medium | B | 13 | 2037 | 5 | 3 | 3.2 | 25079 | 27145
Fabric ¦ Superstructure ¦ Internal Doors ¦ Roller Shutters ¦ Electric Roller Shutter | 1 | Medium | B | 11 | 2035 | 5 | 3 | 3.2 | 25080 | 25231
Fabric ¦ Superstructure ¦ Internal Doors ¦ Roller Shutters ¦ Electric Roller Shutter | 1 | Medium | B | 11 | 2035 | 5 | 3 | 3.2 | 25081 | 25232
Fabric ¦ Superstructure ¦ Windows and External Doors ¦ External Doors ¦ Manual and Automatic Doors ¦ Emergency and Panic Escape Doors | 1 | Urgent | B | 11 | 2035 | 5 | 1 | 2.2 | 5084 | 23633
Electrical ¦ Lighting ¦ Internal ¦ General ¦ LED Fittings & Luminaires | 1 | Medium | B | 16 | 2040 | 5 | 3 | 3.2 | 25082 | 29554
Water ¦ Local Hot Water ¦ Package Electric Water Heaters - Non-Drinking Water | 1 | Medium | B | 1 | 2025 | 5 | 3 | 3.2 | 25083 | 8305
HVAC ¦ Fan ¦ Central Cooling ¦ Axial | 1 | Medium | B | 1 | 2025 | 5 | 3 | 3.2 | 25084 | 8306
Fabric ¦ Superstructure ¦ Windows and External Doors ¦ External Doors ¦ Manual and Automatic Doors ¦ Emergency and Panic Escape Doors | 1 | Urgent | B | 15 | 2039 | 5 | 1 | 2.2 | 5085 | 27868
Fabric ¦ Barriers and Guardrails ¦ Vehicle Crash Protection Barrier | 1 | V Low | B | 1 | 2025 | 5 | 4 | 3.7 | 33093 | 12027
HVAC ¦ Heat Emitters - Local ¦ Electric Heaters | 1 | Medium | B | 1 | 2025 | 5 | 3 | 3.2 | 25085 | 8307
Controls ¦ Building Management System (BMS) ¦ BMS Control Panel | 1 | High | B | 9 | 2033 | 5 | 2 | 2.7 | 14316 | 21594
HVAC ¦ Fan ¦ Central Cooling ¦ Axial | 1 | Medium | B | 1 | 2025 | 5 | 3 | 3.2 | 25086 | 8308
Electrical ¦ Specialist Lighting ¦ Internal ¦ Illuminated Fire Exit Signage | 3 | Urgent | B | 16 | 2040 | 5 | 1 | 2.2 | 5086 | 28804
Fire ¦ Fire Fighting ¦ Fire Extinguishers ¦ Foam | 1 | Urgent | B | 6 | 2030 | 5 | 1 | 2.2 | 5087 | 16414
Fire ¦ Fire Fighting ¦ Fire Extinguishers ¦ Foam | 1 | Urgent | B | 9 | 2033 | 5 | 1 | 2.2 | 5088 | 21336
Electrical ¦ LV Distribution ¦ Distribution Board ¦ Sub | 1 | High | B | 1 | 2025 | 5 | 2 | 2.7 | 14317 | 3837
Fabric ¦ Superstructure ¦ Windows and External Doors ¦ External Doors ¦ Manual and Automatic Doors ¦ Emergency and Panic Escape Doors | 1 | Urgent | B | 20 | 2044 | 5 | 1 | 2.2 | 5089 | 31479
Water ¦ Local Hot Water ¦ Package Electric Water Heaters - Non-Drinking Water | 1 | Medium | B | 6 | 2030 | 5 | 3 | 3.2 | 25087 | 18695
Electrical ¦ Lighting ¦ Internal ¦ General | 1 | Medium | B | 18 | 2042 | 5 | 3 | 3.2 | 25088 | 30952
Fabric ¦ Superstructure ¦ Windows and External Doors ¦ External Doors ¦ Manual and Automatic Doors ¦ Emergency and Panic Escape Doors | 1 | Urgent | B | 27 | 2051 | 5 | 1 | 2.2 | 5090 | 33547
Electrical ¦ LV Distribution ¦ Distribution Board ¦ Main | 1 | High | B | 1 | 2025 | 5 | 2 | 2.7 | 14318 | 3838
Fabric ¦ Barriers and Guardrails ¦ Vehicle Crash Protection Barrier | 1 | V Low | B | 1 | 2025 | 5 | 4 | 3.7 | 33094 | 12028
Electrical ¦ Lighting ¦ Internal ¦ General ¦ LED Fittings & Luminaires | 2 | Medium | B | 16 | 2040 | 5 | 3 | 3.2 | 25089 | 29555
HVAC ¦ Heat Emitters - Local ¦ Electric Heaters | 1 | Medium | B | 1 | 2025 | 5 | 3 | 3.2 | 25090 | 8309
Electrical ¦ LV Distribution ¦ Distribution Board ¦ Sub | 1 | High | B | 1 | 2025 | 5 | 2 | 2.7 | 14319 | 3839
Electrical ¦ LV Distribution ¦ Distribution Board ¦ Sub | 1 | High | B | 5 | 2029 | 5 | 2 | 2.7 | 14320 | 14653
Fabric ¦ Superstructure ¦ Windows and External Doors ¦ Roller Shutters ¦ Manual Roller Shutter | 1 | High | B | 1 | 2025 | 5 | 2 | 2.7 | 14321 | 3840
Electrical ¦ Specialist Lighting ¦ Internal ¦ Illuminated Fire Exit Signage | 1 | Urgent | B | 18 | 2042 | 5 | 1 | 2.2 | 5091 | 30650
Water ¦ Local Hot Water ¦ Instantaneous Electric Water Heater - Non-Drinking Water | 1 | Medium | B | 1 | 2025 | 5 | 3 | 3.2 | 25091 | 8310
Water ¦ Local Hot Water ¦ Instantaneous Electric Water Heater - Non-Drinking Water | 1 | Medium | B | 11 | 2035 | 5 | 3 | 3.2 | 25092 | 25233
Fire ¦ Fire Detection ¦ Fire Alarm System | 1 | Urgent | B | 1 | 2025 | 5 | 1 | 2.2 | 5092 | 1360
Fire ¦ Fire Fighting ¦ Fire Extinguishers ¦ Foam | 6 | Urgent | B | 6 | 2030 | 5 | 1 | 2.2 | 5093 | 16415
Electrical ¦ LV Distribution ¦ Distribution Board ¦ Main | 1 | High | B | 1 | 2025 | 5 | 2 | 2.7 | 14322 | 3841
Electrical ¦ LV Distribution ¦ Distribution Board ¦ Sub | 1 | High | C | 1 | 2025 | 4 | 2 | 2.4 | 10579 | 2422
Fire ¦ Fire Fighting ¦ Fire Extinguishers ¦ Dry Chemical | 1 | Urgent | B | 3 | 2027 | 5 | 1 | 2.2 | 5094 | 13288
Fabric ¦ Superstructure ¦ Windows and External Doors ¦ Roller Shutters ¦ Electric Roller Shutter | 1 | High | B | 1 | 2025 | 5 | 2 | 2.7 | 14323 | 3842
HVAC ¦ Fan ¦ Local and Special Ventilation ¦ Extract | 1 | Medium | B | 1 | 2025 | 5 | 3 | 3.2 | 25093 | 8311
Electrical ¦ Lighting ¦ Internal ¦ General ¦ LED Fittings & Luminaires | 2 | Medium | B | 6 | 2030 | 5 | 3 | 3.2 | 25094 | 18696
Electrical ¦ Lighting ¦ External ¦ General - LED | 2 | Medium | B | 7 | 2031 | 5 | 3 | 3.2 | 25095 | 19946
Electrical ¦ Lighting ¦ Internal ¦ General ¦ LED Fittings & Luminaires | 2 | Medium | B | 12 | 2036 | 5 | 3 | 3.2 | 25096 | 26525
HVAC ¦ Fan ¦ Local and Special Ventilation ¦ Fans Window or Wall Mounted | 1 | Medium | B | 9 | 2033 | 5 | 3 | 3.2 | 25097 | 21775
HVAC ¦ Fan ¦ Local and Special Ventilation ¦ Extract | 1 | Medium | B | 1 | 2025 | 5 | 3 | 3.2 | 25098 | 8312
Electrical ¦ Lighting ¦ External ¦ General - Non-LED | 1 | Medium | B | 11 | 2035 | 5 | 3 | 3.2 | 25099 | 25234
Fire ¦ Fire Fighting ¦ Fire Extinguishers ¦ Foam | 1 | Urgent | B | 1 | 2025 | 5 | 1 | 2.2 | 5095 | 1361
Fire ¦ Fire Fighting ¦ Fire Extinguishers ¦ CO2 | 3 | Urgent | B | 1 | 2025 | 5 | 1 | 2.2 | 5096 | 1362
HVAC ¦ Fan ¦ Local and Special Ventilation ¦ Extract | 1 | Medium | B | 1 | 2025 | 5 | 3 | 3.2 | 25100 | 8313
Fabric ¦ Superstructure ¦ Windows and External Doors ¦ External Doors ¦ Entrance Doors | 1 | High | B | 11 | 2035 | 5 | 2 | 2.7 | 14324 | 24427
Fabric ¦ Superstructure ¦ Windows and External Doors ¦ External Doors ¦ Manual and Automatic Doors ¦ High Security Door | 1 | High | B | 11 | 2035 | 5 | 2 | 2.7 | 14325 | 24428
HVAC ¦ Fan ¦ Local and Special Ventilation ¦ Extract | 1 | Medium | B | 1 | 2025 | 5 | 3 | 3.2 | 25101 | 8314
Fabric ¦ Superstructure ¦ Windows and External Doors ¦ External Doors ¦ Manual and Automatic Doors ¦ High Security Door | 1 | High | B | 11 | 2035 | 5 | 2 | 2.7 | 14326 | 24429
Fabric ¦ Barriers and Guardrails ¦ Vehicle Crash Protection Barrier | 1 | V Low | B | 1 | 2025 | 5 | 4 | 3.7 | 33095 | 12029
HVAC ¦ Heat Emitters - Local ¦ Electric Heaters | 1 | Medium | B | 1 | 2025 | 5 | 3 | 3.2 | 25102 | 8315
HVAC ¦ Fan ¦ Local and Special Ventilation ¦ Extract | 1 | Medium | CX | 1 | 2025 | 2 | 3 | 2.3 | 10186 | 2128
Fabric ¦ Superstructure ¦ Windows and External Doors ¦ External Doors ¦ Entrance Doors | 1 | High | B | 1 | 2025 | 5 | 2 | 2.7 | 14327 | 3843
Electrical ¦ Lighting ¦ Internal ¦ General ¦ LED Fittings & Luminaires | 78 | Medium | B | 16 | 2040 | 5 | 3 | 3.2 | 25103 | 29556
Fabric ¦ Superstructure ¦ Windows and External Doors ¦ External Doors ¦ Manual and Automatic Doors ¦ Auto / Powered Sliding Doors | 1 | High | B | 21 | 2045 | 5 | 2 | 2.7 | 14328 | 32633
HVAC ¦ Fan ¦ Local and Special Ventilation ¦ Extract | 1 | Medium | B | 7 | 2031 | 5 | 3 | 3.2 | 25104 | 19947
Electrical ¦ Lighting ¦ Internal ¦ General ¦ LED Fittings & Luminaires | 21 | Medium | B | 12 | 2036 | 5 | 3 | 3.2 | 25105 | 26526
Fabric ¦ Barriers and Guardrails ¦ Vehicle Crash Protection Barrier | 1 | V Low | B | 1 | 2025 | 5 | 4 | 3.7 | 33096 | 12030
HVAC ¦ Fan ¦ Local and Special Ventilation ¦ Fans Window or Wall Mounted | 1 | Medium | B | 1 | 2025 | 5 | 3 | 3.2 | 25106 | 8316
Water ¦ Local Hot Water ¦ Instantaneous Electric Water Heater - Non-Drinking Water | 1 | Medium | B | 11 | 2035 | 5 | 3 | 3.2 | 25107 | 25235
Fabric ¦ Superstructure ¦ Windows and External Doors ¦ External Doors ¦ Manual and Automatic Doors ¦ High Security Door | 1 | High | B | 11 | 2035 | 5 | 2 | 2.7 | 14329 | 24430
Controls ¦ Multi-System Controls ¦ Instrument Control Panel | 1 | Medium | B | 6 | 2030 | 5 | 3 | 3.2 | 25108 | 18697
Electrical ¦ Specialist Lighting ¦ Internal ¦ Illuminated Fire Exit Signage | 1 | Urgent | B | 12 | 2036 | 5 | 1 | 2.2 | 5097 | 26019
Electrical ¦ LV Distribution ¦ Distribution Board ¦ Sub | 1 | High | B | 6 | 2030 | 5 | 2 | 2.7 | 14330 | 17598
HVAC ¦ Fan ¦ Central Heating & Cooling ¦ Axial | 1 | Medium | B | 1 | 2025 | 5 | 3 | 3.2 | 25109 | 8317
Electrical ¦ Lighting ¦ Internal ¦ General ¦ LED Fittings & Luminaires | 22 | Medium | B | 10 | 2034 | 5 | 3 | 3.2 | 25110 | 22823
HVAC ¦ Heat Emitters - Local ¦ Electric Heaters | 1 | Medium | B | 1 | 2025 | 5 | 3 | 3.2 | 25111 | 8318
Electrical ¦ LV Distribution ¦ Distribution Board ¦ Sub | 1 | High | B | 1 | 2025 | 5 | 2 | 2.7 | 14331 | 3844
HVAC ¦ Fan ¦ Local and Special Ventilation ¦ Extract | 1 | Medium | B | 1 | 2025 | 5 | 3 | 3.2 | 25112 | 8319
Electrical ¦ Lighting ¦ Internal ¦ Emergency ¦ Self Contained ¦ LED | 2 | Urgent | B | 15 | 2039 | 5 | 1 | 2.2 | 5098 | 27869
Electrical ¦ Lighting ¦ Internal ¦ Emergency ¦ Self Contained ¦ LED | 6 | Urgent | B | 11 | 2035 | 5 | 1 | 2.2 | 5099 | 23634
HVAC ¦ Fan ¦ Central Ventilation Systems ¦ Ventilating - General | 1 | Low | B | 1 | 2025 | 5 | 4 | 3.7 | 33097 | 12031
Electrical ¦ LV Distribution ¦ Distribution Board ¦ Sub | 1 | High | B | 6 | 2030 | 5 | 2 | 2.7 | 14332 | 17599
Fabric ¦ Barriers and Guardrails ¦ Vehicle Crash Protection Barrier | 1 | V Low | B | 1 | 2025 | 5 | 4 | 3.7 | 33098 | 12032
HVAC ¦ Fan ¦ Local and Special Ventilation ¦ Extract | 1 | Medium | B | 1 | 2025 | 5 | 3 | 3.2 | 25113 | 8320
Electrical ¦ LV Distribution ¦ Distribution Board ¦ Main | 1 | High | B | 1 | 2025 | 5 | 2 | 2.7 | 14333 | 3845
Electrical ¦ Specialist Lighting ¦ Internal ¦ Illuminated Fire Exit Signage | 1 | Urgent | B | 3 | 2027 | 5 | 1 | 2.2 | 5100 | 13289
Electrical ¦ Lighting ¦ Internal ¦ General ¦ LED Fittings & Luminaires | 7 | Medium | B | 12 | 2036 | 5 | 3 | 3.2 | 25114 | 26527
Electrical ¦ Lighting ¦ Internal ¦ General ¦ LED Fittings & Luminaires | 12 | Medium | B | 16 | 2040 | 5 | 3 | 3.2 | 25115 | 29557
HVAC ¦ Heat Emitters - Central ¦ Radiators ¦ Steel | 6 | Medium | B | 6 | 2030 | 5 | 3 | 3.2 | 25116 | 18698
Electrical ¦ Lighting ¦ External ¦ General - Non-LED | 2 | Medium | CX | 3 | 2027 | 2 | 3 | 2.3 | 10187 | 13316
Electrical ¦ LV Distribution ¦ Distribution Board ¦ Main | 1 | High | B | 1 | 2025 | 5 | 2 | 2.7 | 14334 | 3846
Water ¦ Local Hot Water ¦ Instantaneous Electric Water Heater - Non-Drinking Water | 1 | Medium | B | 7 | 2031 | 5 | 3 | 3.2 | 25117 | 19948
HVAC ¦ Fan ¦ Local and Special Ventilation ¦ Axial | 1 | Medium | B | 1 | 2025 | 5 | 3 | 3.2 | 25118 | 8321
Electrical ¦ LV Distribution ¦ Distribution Board ¦ Sub | 1 | High | B | 1 | 2025 | 5 | 2 | 2.7 | 14335 | 3847
Fabric ¦ Barriers and Guardrails ¦ Vehicle Crash Protection Barrier | 1 | V Low | C | 1 | 2025 | 4 | 4 | 3.4 | 32415 | 11697
Electrical ¦ Lighting ¦ Internal ¦ Emergency ¦ Externally Powered ¦ LED | 3 | Urgent | B | 17 | 2041 | 5 | 1 | 2.2 | 5101 | 30100
Fire ¦ Fire Fighting ¦ Fire Extinguishers ¦ Powder | 1 | Urgent | B | 6 | 2030 | 5 | 1 | 2.2 | 5102 | 16416
HVAC ¦ Local and Special Ventilation ¦ Unit extract fans. | 1 | Medium | B | 1 | 2025 | 5 | 3 | 3.2 | 25119 | 8322
Fabric ¦ Superstructure ¦ Windows and External Doors ¦ Roller Shutters ¦ Electric Roller Shutter | 1 | High | B | 1 | 2025 | 5 | 2 | 2.7 | 14336 | 3848
HVAC ¦ Fan ¦ Local and Special Ventilation ¦ Centrifugal | 1 | Medium | B | 7 | 2031 | 5 | 3 | 3.2 | 25120 | 19949
Electrical ¦ LV Distribution ¦ Distribution Board ¦ Sub | 1 | High | B | 1 | 2025 | 5 | 2 | 2.7 | 14337 | 3849
HVAC ¦ Fan ¦ Local and Special Ventilation ¦ Fans Window or Wall Mounted | 1 | Medium | B | 1 | 2025 | 5 | 3 | 3.2 | 25121 | 8323
HVAC ¦ Central Heating (Internally Sourced) ¦ Boiler ¦ Atmospheric Gas Burner Boiler - Small and/or Wall Hung for Light Commercial Installation | 1 | Medium | B | 4 | 2028 | 5 | 3 | 3.2 | 25122 | 14125
Fabric ¦ Superstructure ¦ Internal Doors ¦ Roller Shutters ¦ Electric Roller Shutter | 1 | Medium | B | 11 | 2035 | 5 | 3 | 3.2 | 25123 | 25236
Fabric ¦ Superstructure ¦ Windows and External Doors ¦ External Doors ¦ Manual and Automatic Doors ¦ High Security Door | 1 | High | B | 11 | 2035 | 5 | 2 | 2.7 | 14338 | 24431
Security ¦ Access ¦ Access Control ¦ Door ¦ Local Lock / Keypad / Manual | 1 | Medium | B | 1 | 2025 | 5 | 3 | 3.2 | 25124 | 8324
Electrical ¦ Lighting ¦ Internal ¦ Emergency ¦ Self Contained ¦ LED | 1 | Urgent | B | 21 | 2045 | 5 | 1 | 2.2 | 5103 | 32071
Fire ¦ Fire Fighting ¦ Fire Extinguishers ¦ CO2 | 1 | Urgent | B | 2 | 2026 | 5 | 1 | 2.2 | 5104 | 12604
Water ¦ Local Hot Water ¦ Instantaneous Electric Water Heater - Non-Drinking Water | 1 | Medium | B | 7 | 2031 | 5 | 3 | 3.2 | 25125 | 19950
HVAC ¦ Fan ¦ Local and Special Ventilation ¦ Extract | 1 | Medium | B | 1 | 2025 | 5 | 3 | 3.2 | 25126 | 8325
Fabric ¦ Superstructure ¦ Windows and External Doors ¦ External Doors ¦ Entrance Doors | 1 | High | B | 11 | 2035 | 5 | 2 | 2.7 | 14339 | 24432
Fabric ¦ Superstructure ¦ Windows and External Doors ¦ External Doors ¦ Entrance Doors | 1 | High | B | 11 | 2035 | 5 | 2 | 2.7 | 14340 | 24433
HVAC ¦ Heat Emitters - Local ¦ Electric Heaters | 1 | Medium | B | 1 | 2025 | 5 | 3 | 3.2 | 25127 | 8326
Fabric ¦ Superstructure ¦ Internal Doors ¦ Roller Shutters ¦ Electric Roller Shutter | 1 | Medium | C | 1 | 2025 | 4 | 3 | 2.9 | 18661 | 5573
Water ¦ Local Hot Water ¦ Instantaneous Electric Water Heater - Non-Drinking Water | 1 | Medium | B | 1 | 2025 | 5 | 3 | 3.2 | 25128 | 8327
Electrical ¦ LV Distribution ¦ Distribution Board ¦ Sub | 1 | High | B | 1 | 2025 | 5 | 2 | 2.7 | 14341 | 3850
HVAC ¦ Heat Emitters - Central ¦ Radiators ¦ Steel | 1 | Medium | B | 1 | 2025 | 5 | 3 | 3.2 | 25129 | 8328
Electrical ¦ LV Distribution ¦ Distribution Board ¦ Sub | 1 | High | B | 1 | 2025 | 5 | 2 | 2.7 | 14342 | 3851
Electrical ¦ Lighting ¦ Internal ¦ General | 5 | Medium | B | 6 | 2030 | 5 | 3 | 3.2 | 25130 | 18699
Electrical ¦ Lighting ¦ Internal ¦ General | 2 | Medium | B | 6 | 2030 | 5 | 3 | 3.2 | 25131 | 18700
HVAC ¦ Ventilation ¦ Air Handling Unit (AHU) ¦ External ¦ Central Air Conditioning ¦ Electric & DX | 1 | Medium | B | 7 | 2031 | 5 | 3 | 3.2 | 25132 | 19951
Electrical ¦ LV Distribution ¦ Distribution Board ¦ Sub | 1 | High | B | 6 | 2030 | 5 | 2 | 2.7 | 14343 | 17600
Fabric ¦ Superstructure ¦ Windows and External Doors ¦ External Windows ¦ Roller Shutters ¦ External Window Shutters ¦ Manual | 1 | Medium | B | 1 | 2025 | 5 | 3 | 3.2 | 25133 | 8329
Water ¦ Local Hot Water ¦ Instantaneous Electric Water Heater - Non-Drinking Water | 1 | Medium | B | 11 | 2035 | 5 | 3 | 3.2 | 25134 | 25237
Electrical ¦ Specialist Lighting ¦ Internal ¦ Illuminated Fire Exit Signage | 3 | Urgent | B | 16 | 2040 | 5 | 1 | 2.2 | 5105 | 28805
Electrical ¦ Lighting ¦ Internal ¦ General ¦ LED Fittings & Luminaires | 2 | Medium | B | 1 | 2025 | 5 | 3 | 3.2 | 25135 | 8330
HVAC ¦ Heat Emitters - Central ¦ Radiators ¦ Steel | 3 | Medium | B | 1 | 2025 | 5 | 3 | 3.2 | 25136 | 8331
HVAC ¦ Heat Emitters - Local ¦ Gas Fired Unit Heaters | 1 | Medium | B | 9 | 2033 | 5 | 3 | 3.2 | 25137 | 21776
HVAC ¦ Fan ¦ Local and Special Ventilation ¦ Extract | 1 | Medium | B | 1 | 2025 | 5 | 3 | 3.2 | 25138 | 8332
Electrical ¦ LV Distribution ¦ Distribution Board ¦ Sub | 1 | High | B | 1 | 2025 | 5 | 2 | 2.7 | 14344 | 3852
HVAC ¦ Fan ¦ Local and Special Ventilation ¦ Axial | 1 | Medium | B | 1 | 2025 | 5 | 3 | 3.2 | 25139 | 8333
Fabric ¦ Superstructure ¦ Windows and External Doors ¦ Roller Shutters ¦ Manual Roller Shutter | 1 | High | B | 1 | 2025 | 5 | 2 | 2.7 | 14345 | 3853
HVAC ¦ Fan ¦ Local and Special Ventilation ¦ Extract | 1 | Medium | B | 1 | 2025 | 5 | 3 | 3.2 | 25140 | 8334
Electrical ¦ Lighting ¦ External ¦ General - Non-LED | 3 | Medium | B | 1 | 2025 | 5 | 3 | 3.2 | 25141 | 8335
Fire ¦ Fire Fighting ¦ Fire Extinguishers ¦ Foam | 5 | Urgent | B | 6 | 2030 | 5 | 1 | 2.2 | 5106 | 16417
Electrical ¦ Lighting ¦ Internal ¦ Emergency ¦ Self Contained ¦ LED | 5 | Urgent | B | 17 | 2041 | 5 | 1 | 2.2 | 5107 | 30101
HVAC ¦ Fan ¦ Local and Special Ventilation ¦ Fans Window or Wall Mounted | 1 | Medium | B | 11 | 2035 | 5 | 3 | 3.2 | 25142 | 25238
Fabric ¦ Superstructure ¦ Windows and External Doors ¦ External Doors ¦ Entrance Doors | 1 | High | B | 11 | 2035 | 5 | 2 | 2.7 | 14346 | 24434
Fabric ¦ Superstructure ¦ Windows and External Doors ¦ External Doors ¦ Entrance Doors | 1 | High | B | 1 | 2025 | 5 | 2 | 2.7 | 14347 | 3854
Fabric ¦ Barriers and Guardrails ¦ Vehicle Crash Protection Barrier | 1 | V Low | B | 1 | 2025 | 5 | 4 | 3.7 | 33099 | 12033
Electrical ¦ Lighting ¦ Internal ¦ General ¦ LED Fittings & Luminaires | 1 | Medium | B | 12 | 2036 | 5 | 3 | 3.2 | 25143 | 26528
HVAC ¦ Heat Emitters - Central ¦ Unit Heaters | 1 | Medium | C | 1 | 2025 | 4 | 3 | 2.9 | 18662 | 5574
Electrical ¦ Lighting ¦ Internal ¦ Emergency ¦ Self Contained ¦ LED | 3 | Urgent | B | 17 | 2041 | 5 | 1 | 2.2 | 5108 | 30102
Electrical ¦ Specialist Lighting ¦ External ¦ Illuminated External Signs | 1 | Medium | B | 6 | 2030 | 5 | 3 | 3.2 | 25144 | 18701
HVAC ¦ Heat Emitters - Local ¦ Electric Heaters | 2 | Medium | B | 1 | 2025 | 5 | 3 | 3.2 | 25145 | 8336
HVAC ¦ Fan ¦ Local and Special Ventilation ¦ Fans Window or Wall Mounted | 1 | Medium | B | 1 | 2025 | 5 | 3 | 3.2 | 25146 | 8337
HVAC ¦ Fan ¦ Local and Special Ventilation ¦ Extract | 1 | Medium | B | 1 | 2025 | 5 | 3 | 3.2 | 25147 | 8338
HVAC ¦ Fan ¦ Local and Special Ventilation ¦ Axial | 1 | Medium | B | 1 | 2025 | 5 | 3 | 3.2 | 25148 | 8339
Controls ¦ Building Management System (BMS) ¦ Central Operating Station | 1 | High | B | 6 | 2030 | 5 | 2 | 2.7 | 14348 | 17601
Fabric ¦ Superstructure ¦ Windows and External Doors ¦ Roller Shutters ¦ Manual Roller Shutter | 1 | High | B | 1 | 2025 | 5 | 2 | 2.7 | 14349 | 3855
HVAC ¦ Heat Emitters - Local ¦ Electric Heaters | 1 | Medium | B | 1 | 2025 | 5 | 3 | 3.2 | 25149 | 8340
HVAC ¦ Fan ¦ Local and Special Ventilation ¦ Extract | 1 | Medium | B | 1 | 2025 | 5 | 3 | 3.2 | 25150 | 8341
Fabric ¦ Barriers and Guardrails ¦ Vehicle Crash Protection Barrier | 1 | V Low | B | 1 | 2025 | 5 | 4 | 3.7 | 33100 | 12034
Fabric ¦ Superstructure ¦ Windows and External Doors ¦ External Windows ¦ Roller Shutters ¦ External Window Shutters ¦ Electric | 1 | Medium | B | 6 | 2030 | 5 | 3 | 3.2 | 25151 | 18702
Electrical ¦ Lighting ¦ Internal ¦ General ¦ LED Fittings & Luminaires | 13 | Medium | B | 6 | 2030 | 5 | 3 | 3.2 | 25152 | 18703
Electrical ¦ Lighting ¦ Internal ¦ General ¦ LED Fittings & Luminaires | 18 | Medium | B | 12 | 2036 | 5 | 3 | 3.2 | 25153 | 26529
Fire ¦ Fire Fighting ¦ Fire Extinguishers ¦ Foam | 2 | Urgent | B | 1 | 2025 | 5 | 1 | 2.2 | 5109 | 1363
Electrical ¦ LV Distribution ¦ Distribution Board ¦ Sub | 1 | High | B | 1 | 2025 | 5 | 2 | 2.7 | 14350 | 3856
HVAC ¦ Central Heating (Internally Sourced) ¦ Boiler ¦ Atmospheric Gas Burner Boiler - Small and/or Wall Hung for Light Commercial Installation | 1 | Medium | B | 8 | 2032 | 5 | 3 | 3.2 | 25154 | 20962
Electrical ¦ LV Distribution ¦ Distribution Board ¦ Sub | 1 | High | B | 6 | 2030 | 5 | 2 | 2.7 | 14351 | 17602
Electrical ¦ LV Distribution ¦ Distribution Board ¦ Sub | 1 | High | B | 1 | 2025 | 5 | 2 | 2.7 | 14352 | 3857
Fabric ¦ Superstructure ¦ Windows and External Doors ¦ External Doors ¦ Entrance Doors | 1 | High | B | 11 | 2035 | 5 | 2 | 2.7 | 14353 | 24435
Electrical ¦ Lighting ¦ Internal ¦ Emergency ¦ Self Contained ¦ LED | 2 | Urgent | B | 17 | 2041 | 5 | 1 | 2.2 | 5110 | 30103
HVAC ¦ Heat Emitters - Local ¦ Gas Fired Unit Heaters | 1 | Medium | B | 5 | 2029 | 5 | 3 | 3.2 | 25155 | 15129
Fabric ¦ Superstructure ¦ Windows and External Doors ¦ Roller Shutters ¦ Manual Roller Shutter | 1 | High | B | 1 | 2025 | 5 | 2 | 2.7 | 14354 | 3858
Controls ¦ Building Management System (BMS) ¦ Central Operating Station | 1 | High | B | 6 | 2030 | 5 | 2 | 2.7 | 14355 | 17603
HVAC ¦ Central Heating (Internally Sourced) ¦ Boiler ¦ Atmospheric Gas Burner Boiler - Small and/or Wall Hung for Domestic Installation | 1 | Medium | B | 2 | 2026 | 5 | 3 | 3.2 | 25156 | 13092
Communication and Control ¦ Communication Systems ¦ Public Address (PA) System | 1 | Medium | B | 1 | 2025 | 5 | 3 | 3.2 | 25157 | 8342
Electrical ¦ Specialist Lighting ¦ Internal ¦ Illuminated Fire Exit Signage | 1 | Urgent | B | 16 | 2040 | 5 | 1 | 2.2 | 5111 | 28806
HVAC ¦ Heat Emitters - Central ¦ Radiators ¦ Steel | 1 | Medium | B | 1 | 2025 | 5 | 3 | 3.2 | 25158 | 8343
Electrical ¦ Lighting ¦ External ¦ General - LED | 2 | Medium | B | 11 | 2035 | 5 | 3 | 3.2 | 25159 | 25239
Fire ¦ Fire Fighting ¦ Fire Extinguishers ¦ CO2 | 4 | Urgent | B | 6 | 2030 | 5 | 1 | 2.2 | 5112 | 16418
Fabric ¦ Barriers and Guardrails ¦ Vehicle Crash Protection Barrier | 1 | V Low | B | 1 | 2025 | 5 | 4 | 3.7 | 33101 | 12035
HVAC ¦ Fan ¦ Local and Special Ventilation ¦ Extract | 1 | Medium | B | 1 | 2025 | 5 | 3 | 3.2 | 25160 | 8344
HVAC ¦ Local Air Conditioning ¦ Single-Split Condenser - Split Systems/Heat Pumps - Air-cooled with Direct Expansion Evaporator (DX) | 1 | Medium | B | 3 | 2027 | 5 | 3 | 3.2 | 25161 | 13545
Electrical ¦ LV Distribution ¦ Distribution Board ¦ Sub | 1 | High | B | 19 | 2043 | 5 | 2 | 2.7 | 14356 | 31196
HVAC ¦ Heat Emitters - Local ¦ Electric Heaters | 1 | Medium | CX | 1 | 2025 | 2 | 3 | 2.3 | 10188 | 2129
Electrical ¦ LV Distribution ¦ Distribution Board ¦ Main | 1 | High | B | 1 | 2025 | 5 | 2 | 2.7 | 14357 | 3859
HVAC ¦ Heat Emitters - Local ¦ Electric Overdoor Air Curtain/Heater | 1 | Medium | C | 7 | 2031 | 4 | 3 | 2.9 | 18663 | 19725
Fire ¦ Fire Detection ¦ Fire Alarm Panel / Repeater | 1 | Urgent | C | 1 | 2025 | 4 | 1 | 1.9 | 649 | 469
Electrical ¦ Lighting ¦ Internal ¦ General ¦ LED Fittings & Luminaires | 98 | Medium | B | 16 | 2040 | 5 | 3 | 3.2 | 25162 | 29558
Electrical ¦ LV Distribution ¦ Distribution Board ¦ Main | 1 | High | B | 6 | 2030 | 5 | 2 | 2.7 | 14358 | 17604
HVAC ¦ Fan ¦ Local and Special Ventilation ¦ Extract | 1 | Medium | B | 1 | 2025 | 5 | 3 | 3.2 | 25163 | 8345
Electrical ¦ Specialist Lighting ¦ Internal ¦ Illuminated Fire Exit Signage | 1 | Urgent | C | 1 | 2025 | 4 | 1 | 1.9 | 650 | 470
Fire ¦ Fire Fighting ¦ Fire Extinguishers ¦ Foam | 1 | Urgent | B | 1 | 2025 | 5 | 1 | 2.2 | 5113 | 1364
HVAC ¦ Heat Emitters - Central ¦ Radiators ¦ Steel | 1 | Medium | B | 1 | 2025 | 5 | 3 | 3.2 | 25164 | 8346
Water ¦ Local Hot Water ¦ Instantaneous Electric Water Heater - Non-Drinking Water | 1 | Medium | B | 1 | 2025 | 5 | 3 | 3.2 | 25165 | 8347
Electrical ¦ Lighting ¦ Internal ¦ Emergency ¦ Self Contained ¦ Non LED | 5 | Urgent | B | 1 | 2025 | 5 | 1 | 2.2 | 5114 | 1365
Fire ¦ Fire Fighting ¦ Fire Extinguishers ¦ Powder | 3 | Urgent | B | 7 | 2031 | 5 | 1 | 2.2 | 5115 | 19333
Electrical ¦ Lighting ¦ Internal ¦ Emergency ¦ Self Contained ¦ LED | 5 | Urgent | B | 21 | 2045 | 5 | 1 | 2.2 | 5116 | 32072
HVAC ¦ Fan ¦ Local and Special Ventilation ¦ Extract | 1 | Medium | B | 1 | 2025 | 5 | 3 | 3.2 | 25166 | 8348
Electrical ¦ LV Distribution ¦ Distribution Board ¦ Sub | 1 | High | B | 1 | 2025 | 5 | 2 | 2.7 | 14359 | 3860
HVAC ¦ Heat Emitters - Local ¦ Electric Heaters | 2 | Medium | B | 1 | 2025 | 5 | 3 | 3.2 | 25167 | 8349
HVAC ¦ Heat Emitters - Local ¦ Gas Fired Natural and Fan Assisted Heaters | 1 | Medium | B | 11 | 2035 | 5 | 3 | 3.2 | 25168 | 25240
Fire ¦ Fire Detection ¦ Fire Alarm Panel / Repeater | 1 | Urgent | B | 7 | 2031 | 5 | 1 | 2.2 | 5117 | 19334
Fire ¦ Fire Detection ¦ Fire Alarm Panel / Repeater | 1 | Urgent | B | 11 | 2035 | 5 | 1 | 2.2 | 5118 | 23635
Electrical ¦ Lighting ¦ Internal ¦ Emergency ¦ Self Contained ¦ LED | 4 | Urgent | B | 17 | 2041 | 5 | 1 | 2.2 | 5119 | 30104
HVAC ¦ Heat Emitters - Local ¦ Gas Fired Natural and Fan Assisted Heaters | 1 | Medium | B | 1 | 2025 | 5 | 3 | 3.2 | 25169 | 8350
Water ¦ Local Hot Water ¦ Instantaneous Electric Water Heater - Non-Drinking Water | 1 | Medium | B | 10 | 2034 | 5 | 3 | 3.2 | 25170 | 22824
Water ¦ Local Hot Water ¦ Instantaneous Electric Water Heater - Non-Drinking Water | 1 | Medium | B | 7 | 2031 | 5 | 3 | 3.2 | 25171 | 19952
Fire ¦ Fire Detection ¦ Fire Alarm Panel / Repeater | 1 | Urgent | B | 1 | 2025 | 5 | 1 | 2.2 | 5120 | 1366
HVAC ¦ Fan ¦ Local and Special Ventilation ¦ Extract | 1 | Medium | B | 1 | 2025 | 5 | 3 | 3.2 | 25172 | 8351
Electrical ¦ Lighting ¦ Internal ¦ General ¦ LED Fittings & Luminaires | 12 | Medium | B | 16 | 2040 | 5 | 3 | 3.2 | 25173 | 29559
Electrical ¦ Lighting ¦ Internal ¦ General ¦ LED Fittings & Luminaires | 91 | Medium | B | 16 | 2040 | 5 | 3 | 3.2 | 25174 | 29560
Fire ¦ Fire Fighting ¦ Fire Extinguishers ¦ CO2 | 1 | Urgent | B | 8 | 2032 | 5 | 1 | 2.2 | 5121 | 20418
Controls ¦ Multi-System Controls ¦ Instrument Control Panel | 1 | Medium | B | 12 | 2036 | 5 | 3 | 3.2 | 25175 | 26530
HVAC ¦ Local Air Conditioning ¦ Single-Split Condenser - Split Systems/Heat Pumps - Air-cooled with Direct Expansion Evaporator (DX) | 1 | Medium | B | 8 | 2032 | 5 | 3 | 3.2 | 25176 | 20963
HVAC ¦ Heat Emitters - Local ¦ Electric Heaters | 2 | Medium | B | 1 | 2025 | 5 | 3 | 3.2 | 25177 | 8352
HVAC ¦ Heat Emitters - Local ¦ Gas Fired Natural and Fan Assisted Heaters | 1 | Medium | B | 1 | 2025 | 5 | 3 | 3.2 | 25178 | 8353
Electrical ¦ Lighting ¦ External ¦ General - LED | 2 | Medium | B | 11 | 2035 | 5 | 3 | 3.2 | 25179 | 25241
HVAC ¦ Heat Emitters - Local ¦ Electric Heaters | 1 | Medium | B | 1 | 2025 | 5 | 3 | 3.2 | 25180 | 8354
Fire ¦ Fire Fighting ¦ Fire Extinguishers ¦ Foam | 4 | Urgent | B | 6 | 2030 | 5 | 1 | 2.2 | 5122 | 16419
HVAC ¦ Local Air Conditioning ¦ Single-Split Condenser - Split Systems/Heat Pumps - Air-cooled with Direct Expansion Evaporator (DX) | 1 | Medium | C | 1 | 2025 | 4 | 3 | 2.9 | 18664 | 5575
Fabric ¦ Superstructure ¦ Windows and External Doors ¦ Roller Shutters ¦ Manual Roller Shutter | 1 | High | B | 1 | 2025 | 5 | 2 | 2.7 | 14360 | 3861
Fabric ¦ Superstructure ¦ Windows and External Doors ¦ External Windows ¦ Roller Shutters ¦ External Window Shutters ¦ Manual | 1 | Medium | B | 1 | 2025 | 5 | 3 | 3.2 | 25181 | 8355
Electrical ¦ LV Distribution ¦ Distribution Board ¦ Sub | 1 | High | D | 1 | 2025 | 3 | 2 | 2.1 | 1163 | 795
Fabric ¦ Superstructure ¦ Internal Doors ¦ Roller Shutters ¦ Electric Roller Shutter | 1 | Medium | B | 11 | 2035 | 5 | 3 | 3.2 | 25182 | 25242
Fabric ¦ Barriers and Guardrails ¦ Vehicle Crash Protection Barrier | 1 | V Low | B | 1 | 2025 | 5 | 4 | 3.7 | 33102 | 12036
HVAC ¦ Central Air Conditioning ¦ Air Conditioning ¦ Multi-Split Condenser - Split Systems/Heat Pumps - Air-cooled with Direct Expansion Evaporator (DX) | 1 | Medium | B | 1 | 2025 | 5 | 3 | 3.2 | 25183 | 8356
Electrical ¦ Lighting ¦ Internal ¦ Emergency ¦ Self Contained ¦ LED | 1 | Urgent | B | 11 | 2035 | 5 | 1 | 2.2 | 5123 | 23636
Electrical ¦ Specialist Lighting ¦ Internal ¦ Illuminated Fire Exit Signage | 1 | Urgent | B | 12 | 2036 | 5 | 1 | 2.2 | 5124 | 26020
Security ¦ Access ¦ Access Control ¦ Door ¦ Local Lock / Keypad / Manual | 2 | Medium | B | 1 | 2025 | 5 | 3 | 3.2 | 25184 | 8357
Electrical ¦ Lighting ¦ Internal ¦ General ¦ LED Fittings & Luminaires | 20 | Medium | B | 12 | 2036 | 5 | 3 | 3.2 | 25185 | 26531
HVAC ¦ Fan ¦ Local and Special Ventilation ¦ Fans Window or Wall Mounted | 1 | Medium | B | 1 | 2025 | 5 | 3 | 3.2 | 25186 | 8358
Electrical ¦ Lighting ¦ Internal ¦ General | 10 | Medium | C | 1 | 2025 | 4 | 3 | 2.9 | 18665 | 5576
Fire ¦ Fire Fighting ¦ Fire Extinguishers ¦ Foam | 3 | Urgent | B | 6 | 2030 | 5 | 1 | 2.2 | 5125 | 16420
Electrical ¦ Lighting ¦ Internal ¦ Emergency ¦ Self Contained ¦ LED | 13 | Urgent | B | 17 | 2041 | 5 | 1 | 2.2 | 5126 | 30105
Electrical ¦ Lighting ¦ External ¦ General - LED | 2 | Medium | B | 11 | 2035 | 5 | 3 | 3.2 | 25187 | 25243
Fabric ¦ Superstructure ¦ Windows and External Doors ¦ External Doors ¦ Manual and Automatic Doors ¦ Auto / Powered Sliding Doors | 1 | High | B | 26 | 2050 | 5 | 2 | 2.7 | 14361 | 33499
HVAC ¦ Fan ¦ Local and Special Ventilation ¦ Fans Window or Wall Mounted | 1 | Medium | B | 1 | 2025 | 5 | 3 | 3.2 | 25188 | 8359
HVAC ¦ Fan ¦ Local and Special Ventilation ¦ Axial | 1 | Medium | B | 1 | 2025 | 5 | 3 | 3.2 | 25189 | 8360
HVAC ¦ Central Heating (Internally Sourced) ¦ Boiler ¦ Atmospheric Gas Burner Boiler - Small and/or Wall Hung for Light Commercial Installation | 1 | Medium | B | 5 | 2029 | 5 | 3 | 3.2 | 25190 | 15130
HVAC ¦ Fan ¦ Local and Special Ventilation ¦ Extract | 1 | Medium | B | 11 | 2035 | 5 | 3 | 3.2 | 25191 | 25244
Electrical ¦ Lighting ¦ External ¦ General - LED | 2 | Medium | B | 11 | 2035 | 5 | 3 | 3.2 | 25192 | 25245
Fire ¦ Fire Detection ¦ Fire Alarm System | 1 | Urgent | B | 1 | 2025 | 5 | 1 | 2.2 | 5127 | 1367
Fabric ¦ Superstructure ¦ Internal Doors ¦ Roller Shutters ¦ Electric Roller Shutter | 1 | Medium | B | 1 | 2025 | 5 | 3 | 3.2 | 25193 | 8361
HVAC ¦ Heat Emitters - Local ¦ Electric Heaters | 2 | Medium | B | 1 | 2025 | 5 | 3 | 3.2 | 25194 | 8362
Electrical ¦ LV Distribution ¦ Distribution Board ¦ Sub | 1 | High | B | 1 | 2025 | 5 | 2 | 2.7 | 14362 | 3862
Electrical ¦ LV Distribution ¦ Distribution Board ¦ Sub | 1 | High | B | 1 | 2025 | 5 | 2 | 2.7 | 14363 | 3863
HVAC ¦ Central Heating (Internally Sourced) ¦ Boiler ¦ Atmospheric Gas Burner/Condensing Combination Boiler (domestic type) | 1 | High | B | 1 | 2025 | 5 | 2 | 2.7 | 14364 | 3864
Fabric ¦ Barriers and Guardrails ¦ Vehicle Crash Protection Barrier | 1 | V Low | B | 1 | 2025 | 5 | 4 | 3.7 | 33103 | 12037
Electrical ¦ Lighting ¦ Internal ¦ General ¦ LED Fittings & Luminaires | 18 | Medium | B | 12 | 2036 | 5 | 3 | 3.2 | 25195 | 26532
Electrical ¦ Lighting ¦ Internal ¦ Emergency ¦ Self Contained ¦ LED | 2 | Urgent | B | 17 | 2041 | 5 | 1 | 2.2 | 5128 | 30106
Fire ¦ Fire Detection ¦ Fire Alarm Panel / Repeater | 1 | Urgent | B | 11 | 2035 | 5 | 1 | 2.2 | 5129 | 23637
Fabric ¦ Barriers and Guardrails ¦ Vehicle Crash Protection Barrier | 1 | V Low | B | 1 | 2025 | 5 | 4 | 3.7 | 33104 | 12038
Electrical ¦ Lighting ¦ External ¦ General - LED | 1 | Medium | B | 11 | 2035 | 5 | 3 | 3.2 | 25196 | 25246
Fabric ¦ Barriers and Guardrails ¦ Vehicle Crash Protection Barrier | 1 | V Low | C | 1 | 2025 | 4 | 4 | 3.4 | 32416 | 11698
Transport ¦ Lifts ¦ Disabled Lift ¦ Electric | 1 | High | B | 1 | 2025 | 5 | 2 | 2.7 | 14365 | 3865
HVAC ¦ Heat Emitters - Local ¦ Gas Fired Natural and Fan Assisted Heaters | 1 | Medium | B | 1 | 2025 | 5 | 3 | 3.2 | 25197 | 8363
Fabric ¦ Superstructure ¦ Windows and External Doors ¦ Roller Shutters ¦ Manual Roller Shutter | 1 | High | B | 1 | 2025 | 5 | 2 | 2.7 | 14366 | 3866
Fabric ¦ Superstructure ¦ Internal Doors ¦ Roller Shutters ¦ Electric Roller Shutter | 1 | Medium | B | 10 | 2034 | 5 | 3 | 3.2 | 25198 | 22825
Electrical ¦ Specialist Lighting ¦ Internal ¦ Illuminated Fire Exit Signage | 2 | Urgent | B | 12 | 2036 | 5 | 1 | 2.2 | 5130 | 26021
Fire ¦ Fire Fighting ¦ Fire Extinguishers ¦ Foam | 4 | Urgent | B | 1 | 2025 | 5 | 1 | 2.2 | 5131 | 1368
Electrical ¦ Lighting ¦ Internal ¦ General ¦ LED Fittings & Luminaires | 18 | Medium | B | 12 | 2036 | 5 | 3 | 3.2 | 25199 | 26533
Fire ¦ Fire Fighting ¦ Fire Extinguishers ¦ Foam | 3 | Urgent | B | 9 | 2033 | 5 | 1 | 2.2 | 5132 | 21337
HVAC ¦ Heat Emitters - Local ¦ Gas Fired Natural and Fan Assisted Heaters | 1 | Medium | B | 10 | 2034 | 5 | 3 | 3.2 | 25200 | 22826
Fabric ¦ Barriers and Guardrails ¦ Vehicle Crash Protection Barrier | 18 | V Low | B | 1 | 2025 | 5 | 4 | 3.7 | 33105 | 12039
Electrical ¦ LV Distribution ¦ Distribution Board ¦ Main | 1 | High | D | 1 | 2025 | 3 | 2 | 2.1 | 1164 | 796
Fabric ¦ Superstructure ¦ Windows and External Doors ¦ External Doors ¦ Entrance Doors | 1 | High | CX | 1 | 2025 | 2 | 2 | 1.8 | 517 | 415
Controls ¦ Building Management System (BMS) ¦ BMS Control Panel | 1 | High | B | 1 | 2025 | 5 | 2 | 2.7 | 14367 | 3867
Electrical ¦ LV Distribution ¦ Distribution Board ¦ Sub | 1 | High | D | 1 | 2025 | 3 | 2 | 2.1 | 1165 | 797
HVAC ¦ Fan ¦ Local and Special Ventilation ¦ Fans Window or Wall Mounted | 1 | Medium | B | 1 | 2025 | 5 | 3 | 3.2 | 25201 | 8364
HVAC ¦ Fan ¦ Central Heating ¦ Extract | 1 | High | B | 1 | 2025 | 5 | 2 | 2.7 | 14368 | 3868
HVAC ¦ Local Air Conditioning ¦ Single-Split Condenser - Split Systems/Heat Pumps - Air-cooled with Direct Expansion Evaporator (DX) | 1 | Medium | D | 1 | 2025 | 3 | 3 | 2.6 | 11125 | 2633
HVAC ¦ Heat Emitters - Local ¦ Electric Heaters | 1 | Medium | B | 2 | 2026 | 5 | 3 | 3.2 | 25202 | 13093
Electrical ¦ Lighting ¦ Internal ¦ Emergency ¦ Self Contained ¦ LED | 6 | Urgent | B | 22 | 2046 | 5 | 1 | 2.2 | 5133 | 32907
HVAC ¦ Heat Emitters - Local ¦ Electric Heaters | 1 | Medium | B | 3 | 2027 | 5 | 3 | 3.2 | 25203 | 13546
Fire ¦ Fire Fighting ¦ Fire Extinguishers ¦ Foam | 4 | Urgent | B | 6 | 2030 | 5 | 1 | 2.2 | 5134 | 16421
HVAC ¦ Fan ¦ Local and Special Ventilation ¦ Extract | 1 | Medium | B | 1 | 2025 | 5 | 3 | 3.2 | 25204 | 8365
Fabric ¦ Superstructure ¦ Windows and External Doors ¦ External Doors ¦ Entrance Doors | 1 | High | B | 6 | 2030 | 5 | 2 | 2.7 | 14369 | 17605
Electrical ¦ Specialist Lighting ¦ Internal ¦ Illuminated Fire Exit Signage | 7 | Urgent | B | 17 | 2041 | 5 | 1 | 2.2 | 5135 | 30107
HVAC ¦ Heat Emitters - Local ¦ Electric Heaters | 1 | Medium | B | 3 | 2027 | 5 | 3 | 3.2 | 25205 | 13547
Electrical ¦ Specialist Lighting ¦ Internal ¦ Illuminated Fire Exit Signage | 4 | Urgent | B | 17 | 2041 | 5 | 1 | 2.2 | 5136 | 30108
Electrical ¦ Lighting ¦ Internal ¦ General | 52 | Medium | B | 1 | 2025 | 5 | 3 | 3.2 | 25206 | 8366
Transport ¦ Lifts ¦ Disabled Lift ¦ Electric | 1 | High | B | 1 | 2025 | 5 | 2 | 2.7 | 14370 | 3869
Electrical ¦ Lighting ¦ Internal ¦ General ¦ LED Fittings & Luminaires | 41 | Medium | B | 16 | 2040 | 5 | 3 | 3.2 | 25207 | 29561
Electrical ¦ LV Distribution ¦ Distribution Board ¦ Sub | 1 | High | B | 18 | 2042 | 5 | 2 | 2.7 | 14371 | 30825
Communication and Control ¦ Communication Systems ¦ Public Address (PA) System | 1 | Medium | D | 2 | 2026 | 3 | 3 | 2.6 | 11126 | 12854
HVAC ¦ Fan ¦ Local and Special Ventilation ¦ Kitchen Vent ¦ Extract | 1 | Low | B | 12 | 2036 | 5 | 4 | 3.7 | 33106 | 26802
HVAC ¦ Local Air Conditioning ¦ Single-Split Condenser - Split Systems/Heat Pumps - Air-cooled with Direct Expansion Evaporator (DX) | 1 | Medium | B | 5 | 2029 | 5 | 3 | 3.2 | 25208 | 15131
Electrical ¦ LV Distribution ¦ Distribution Board ¦ Main | 1 | High | B | 11 | 2035 | 5 | 2 | 2.7 | 14372 | 24436
HVAC ¦ Fan ¦ Local and Special Ventilation ¦ Fans Window or Wall Mounted | 1 | Medium | B | 11 | 2035 | 5 | 3 | 3.2 | 25209 | 25247
HVAC ¦ Fan ¦ Local and Special Ventilation ¦ Axial | 1 | Medium | B | 1 | 2025 | 5 | 3 | 3.2 | 25210 | 8367
Fabric ¦ Superstructure ¦ Windows and External Doors ¦ External Doors ¦ Entrance Doors | 1 | High | B | 6 | 2030 | 5 | 2 | 2.7 | 14373 | 17606
Fabric ¦ Superstructure ¦ Windows and External Doors ¦ Roller Shutters ¦ Electric Roller Shutter | 1 | High | B | 11 | 2035 | 5 | 2 | 2.7 | 14374 | 24437
Fire ¦ Fire Fighting ¦ Fire Extinguishers ¦ CO2 | 1 | Urgent | B | 8 | 2032 | 5 | 1 | 2.2 | 5137 | 20419
HVAC ¦ Heat Emitters - Local ¦ Gas Fired Natural and Fan Assisted Heaters | 1 | Medium | B | 5 | 2029 | 5 | 3 | 3.2 | 25211 | 15132
Fabric ¦ Superstructure ¦ Windows and External Doors ¦ Roller Shutters ¦ Manual Roller Shutter | 1 | High | B | 1 | 2025 | 5 | 2 | 2.7 | 14375 | 3870
HVAC ¦ Fan ¦ Local and Special Ventilation ¦ Axial | 1 | Medium | B | 7 | 2031 | 5 | 3 | 3.2 | 25212 | 19953
Electrical ¦ Lighting ¦ External ¦ General - LED | 3 | Medium | B | 11 | 2035 | 5 | 3 | 3.2 | 25213 | 25248
Electrical ¦ Lighting ¦ Internal ¦ Emergency ¦ Self Contained ¦ LED | 7 | Urgent | B | 24 | 2048 | 5 | 1 | 2.2 | 5138 | 33239
Electrical ¦ Specialist Lighting ¦ Internal ¦ Illuminated Fire Exit Signage | 3 | Urgent | B | 11 | 2035 | 5 | 1 | 2.2 | 5139 | 23638
Electrical ¦ Specialist Lighting ¦ Internal ¦ Illuminated Fire Exit Signage | 3 | Urgent | B | 11 | 2035 | 5 | 1 | 2.2 | 5140 | 23639
Fabric ¦ Superstructure ¦ Windows and External Doors ¦ Roller Shutters ¦ Electric Roller Shutter | 1 | High | B | 1 | 2025 | 5 | 2 | 2.7 | 14376 | 3871
Electrical ¦ Lighting ¦ Internal ¦ General ¦ LED Fittings & Luminaires | 23 | Medium | B | 17 | 2041 | 5 | 3 | 3.2 | 25214 | 30479
Electrical ¦ Lighting ¦ Internal ¦ Emergency ¦ Self Contained ¦ LED | 1 | Urgent | B | 16 | 2040 | 5 | 1 | 2.2 | 5141 | 28807
HVAC ¦ Heat Emitters - Central ¦ Radiators ¦ Steel | 3 | Medium | B | 4 | 2028 | 5 | 3 | 3.2 | 25215 | 14126
Fire ¦ Fire Fighting ¦ Fire Extinguishers ¦ Powder | 2 | Urgent | B | 8 | 2032 | 5 | 1 | 2.2 | 5142 | 20420
HVAC ¦ Fan ¦ Local and Special Ventilation ¦ Fans Window or Wall Mounted | 1 | Medium | C | 11 | 2035 | 4 | 3 | 2.9 | 18666 | 24870
Electrical ¦ LV Distribution ¦ Distribution Board ¦ Main | 1 | High | B | 16 | 2040 | 5 | 2 | 2.7 | 14377 | 29182
Electrical ¦ Lighting ¦ Internal ¦ Emergency ¦ Self Contained ¦ LED | 3 | Urgent | B | 19 | 2043 | 5 | 1 | 2.2 | 5143 | 31073
Electrical ¦ Lighting ¦ Internal ¦ General ¦ LED Fittings & Luminaires | 3 | Medium | B | 11 | 2035 | 5 | 3 | 3.2 | 25216 | 25249
Electrical ¦ LV Distribution ¦ Distribution Board ¦ Main | 1 | High | B | 1 | 2025 | 5 | 2 | 2.7 | 14378 | 3872
Fabric ¦ Superstructure ¦ Windows and External Doors ¦ Roller Shutters ¦ Automatic Roller Shutter | 1 | High | B | 25 | 2049 | 5 | 2 | 2.7 | 14379 | 33393
Electrical ¦ Lighting ¦ Internal ¦ Emergency ¦ Self Contained ¦ Non LED | 5 | Urgent | B | 15 | 2039 | 5 | 1 | 2.2 | 5144 | 27870
Electrical ¦ Lighting ¦ Internal ¦ General | 1 | Medium | B | 1 | 2025 | 5 | 3 | 3.2 | 25217 | 8368
Water ¦ Central Hot Water Distribution ¦ Hot water cylinders | 1 | High | D | 1 | 2025 | 3 | 2 | 2.1 | 1166 | 798
Electrical ¦ LV Distribution ¦ Distribution Board ¦ Sub | 1 | High | B | 1 | 2025 | 5 | 2 | 2.7 | 14380 | 3873
Fire ¦ Fire Fighting ¦ Fire Extinguishers ¦ CO2 | 2 | Urgent | B | 9 | 2033 | 5 | 1 | 2.2 | 5145 | 21338
Electrical ¦ LV Distribution ¦ Distribution Board ¦ Sub | 1 | High | B | 1 | 2025 | 5 | 2 | 2.7 | 14381 | 3874
Electrical ¦ LV Distribution ¦ Distribution Board ¦ Main | 1 | High | B | 2 | 2026 | 5 | 2 | 2.7 | 14382 | 12901
Water ¦ Local Hot Water ¦ Instantaneous Electric Water Heater - Non-Drinking Water | 1 | Medium | B | 5 | 2029 | 5 | 3 | 3.2 | 25218 | 15133
Fabric ¦ Superstructure ¦ Windows and External Doors ¦ External Doors ¦ Entrance Doors | 1 | High | B | 31 | 2055 | 5 | 2 | 2.7 | 14383 | 33796
Fabric ¦ Superstructure ¦ Windows and External Doors ¦ External Windows ¦ Roller Shutters ¦ External Window Shutters ¦ Manual | 1 | Medium | B | 11 | 2035 | 5 | 3 | 3.2 | 25219 | 25250
HVAC ¦ Heat Emitters - Local ¦ Electric Overdoor Air Curtain/Heater | 1 | Medium | B | 5 | 2029 | 5 | 3 | 3.2 | 25220 | 15134
Fabric ¦ Superstructure ¦ Windows and External Doors ¦ External Doors ¦ Entrance Doors | 1 | High | B | 27 | 2051 | 5 | 2 | 2.7 | 14384 | 33572
Electrical ¦ Lighting ¦ Internal ¦ Emergency ¦ Self Contained ¦ Non LED | 1 | Urgent | B | 1 | 2025 | 5 | 1 | 2.2 | 5146 | 1369
Electrical ¦ Lighting ¦ External ¦ General - LED | 2 | Medium | B | 11 | 2035 | 5 | 3 | 3.2 | 25221 | 25251
HVAC ¦ Fan ¦ Local and Special Ventilation ¦ Axial | 1 | Medium | B | 4 | 2028 | 5 | 3 | 3.2 | 25222 | 14127
Fabric ¦ Superstructure ¦ Windows and External Doors ¦ External Doors ¦ Manual and Automatic Doors ¦ Emergency and Panic Escape Doors | 1 | Urgent | B | 11 | 2035 | 5 | 1 | 2.2 | 5147 | 23640
Fire ¦ Fire Fighting ¦ Fire Extinguishers ¦ Foam | 2 | Urgent | B | 8 | 2032 | 5 | 1 | 2.2 | 5148 | 20421
HVAC ¦ Local Air Conditioning ¦ Single-Split Evaporator - Split Systems/Heat Pumps - Air-cooled with Direct Expansion Evaporator (DX) | 1 | Medium | D | 1 | 2025 | 3 | 3 | 2.6 | 11127 | 2634
Electrical ¦ Lighting ¦ Internal ¦ Emergency ¦ Self Contained ¦ LED | 10 | Urgent | B | 22 | 2046 | 5 | 1 | 2.2 | 5149 | 32908
Electrical ¦ Lighting ¦ Internal ¦ Emergency ¦ Self Contained ¦ Non LED | 11 | Urgent | B | 1 | 2025 | 5 | 1 | 2.2 | 5150 | 1370
Fabric ¦ Superstructure ¦ Windows and External Doors ¦ External Doors ¦ Manual and Automatic Doors ¦ Emergency and Panic Escape Doors | 1 | Urgent | D | 6 | 2030 | 3 | 1 | 1.6 | 443 | 15696
Fabric ¦ Superstructure ¦ Windows and External Doors ¦ Roller Shutters ¦ Electric Roller Shutter | 1 | High | B | 11 | 2035 | 5 | 2 | 2.7 | 14385 | 24438
Security ¦ Access ¦ Access Control ¦ Door ¦ Local Lock / Keypad / Manual | 1 | Medium | B | 9 | 2033 | 5 | 3 | 3.2 | 25223 | 21777
Electrical ¦ Lighting ¦ Internal ¦ Emergency ¦ Self Contained ¦ Non LED | 6 | Urgent | B | 15 | 2039 | 5 | 1 | 2.2 | 5151 | 27871
Electrical ¦ Lighting ¦ Internal ¦ General | 9 | Medium | B | 1 | 2025 | 5 | 3 | 3.2 | 25224 | 8369
Electrical ¦ LV Distribution ¦ Distribution Board ¦ Sub | 1 | High | B | 1 | 2025 | 5 | 2 | 2.7 | 14386 | 3875
Electrical ¦ Lighting ¦ Internal ¦ General ¦ LED Fittings & Luminaires | 89 | Medium | B | 16 | 2040 | 5 | 3 | 3.2 | 25225 | 29562
HVAC ¦ Heat Emitters - Local ¦ Electric Heaters | 1 | Medium | D | 5 | 2029 | 3 | 3 | 2.6 | 11128 | 14555
Fire ¦ Fire Fighting ¦ Fire Extinguishers ¦ Foam | 4 | Urgent | B | 6 | 2030 | 5 | 1 | 2.2 | 5152 | 16422
Water ¦ Central Hot Water Distribution ¦ Hot water cylinders Domestic Type | 1 | Low | B | 1 | 2025 | 5 | 4 | 3.7 | 33107 | 12040
Electrical ¦ Lighting ¦ Internal ¦ General ¦ LED Fittings & Luminaires | 22 | Medium | B | 19 | 2043 | 5 | 3 | 3.2 | 25226 | 31359
Fire ¦ Fire Fighting ¦ Fire Extinguishers ¦ CO2 | 1 | Urgent | B | 7 | 2031 | 5 | 1 | 2.2 | 5153 | 19335
HVAC ¦ Fan ¦ Local and Special Ventilation ¦ Extract | 1 | Medium | B | 1 | 2025 | 5 | 3 | 3.2 | 25227 | 8370
HVAC ¦ Fan ¦ Local and Special Ventilation ¦ Fans Window or Wall Mounted | 1 | Medium | B | 1 | 2025 | 5 | 3 | 3.2 | 25228 | 8371
Electrical ¦ LV Distribution ¦ Distribution Board ¦ Main | 1 | High | B | 1 | 2025 | 5 | 2 | 2.7 | 14387 | 3876
Communication and Control ¦ Communication Systems ¦ Public Address (PA) System | 1 | Medium | B | 16 | 2040 | 5 | 3 | 3.2 | 25229 | 29563
Electrical ¦ Specialist Lighting ¦ Internal ¦ Illuminated Fire Exit Signage | 1 | Urgent | C | 12 | 2036 | 4 | 1 | 1.9 | 651 | 25915
HVAC ¦ Central Heating (Internally Sourced) ¦ Burner ¦ Blown gas burner | 1 | Medium | B | 1 | 2025 | 5 | 3 | 3.2 | 25230 | 8372
Electrical ¦ Lighting ¦ Internal ¦ General ¦ LED Fittings & Luminaires | 14 | Medium | B | 16 | 2040 | 5 | 3 | 3.2 | 25231 | 29564
Electrical ¦ LV Distribution ¦ Main Switch Panel at Supply Intake | 1 | Medium | B | 16 | 2040 | 5 | 3 | 3.2 | 25232 | 29565
Water ¦ Local Hot Water ¦ Package Electric Water Heaters - Non-Drinking Water | 1 | Medium | C | 1 | 2025 | 4 | 3 | 2.9 | 18667 | 5577
Water ¦ Local Hot Water ¦ Package Electric Water Heaters - Non-Drinking Water | 1 | Medium | B | 8 | 2032 | 5 | 3 | 3.2 | 25233 | 20964
Fabric ¦ Superstructure ¦ Windows and External Doors ¦ Roller Shutters ¦ Manual Roller Shutter | 1 | High | B | 1 | 2025 | 5 | 2 | 2.7 | 14388 | 3877
Electrical ¦ Lighting ¦ Internal ¦ Emergency ¦ Self Contained ¦ LED | 4 | Urgent | B | 22 | 2046 | 5 | 1 | 2.2 | 5154 | 32909
Electrical ¦ Lighting ¦ Internal ¦ Emergency ¦ Self Contained ¦ LED | 3 | Urgent | B | 20 | 2044 | 5 | 1 | 2.2 | 5155 | 31480
HVAC ¦ Local and Special Ventilation ¦ Unit extract fans. | 1 | Medium | DX | 1 | 2025 | 1 | 3 | 2 | 881 | 592
HVAC ¦ Heat Emitters - Local ¦ Gas Fired Natural and Fan Assisted Heaters | 1 | Medium | B | 5 | 2029 | 5 | 3 | 3.2 | 25234 | 15135
HVAC ¦ Fan ¦ Local and Special Ventilation ¦ Extract | 1 | Medium | B | 6 | 2030 | 5 | 3 | 3.2 | 25235 | 18704
Fire ¦ Fire Detection ¦ Fire Alarm System | 1 | Urgent | B | 1 | 2025 | 5 | 1 | 2.2 | 5156 | 1371
Fabric ¦ Superstructure ¦ Windows and External Doors ¦ External Doors ¦ Entrance Doors | 1 | High | B | 25 | 2049 | 5 | 2 | 2.7 | 14389 | 33394
HVAC ¦ Local Air Conditioning ¦ Single-Split Condenser - Split Systems/Heat Pumps - Air-cooled with Direct Expansion Evaporator (DX) | 1 | Medium | B | 7 | 2031 | 5 | 3 | 3.2 | 25236 | 19954
Electrical ¦ Specialist Lighting ¦ Internal ¦ Illuminated Fire Exit Signage | 2 | Urgent | B | 11 | 2035 | 5 | 1 | 2.2 | 5157 | 23641
Electrical ¦ Lighting ¦ Internal ¦ General ¦ LED Fittings & Luminaires | 3 | Medium | B | 11 | 2035 | 5 | 3 | 3.2 | 25237 | 25252
Electrical ¦ Lighting ¦ Internal ¦ Emergency ¦ Self Contained ¦ LED | 8 | Urgent | B | 21 | 2045 | 5 | 1 | 2.2 | 5158 | 32073
Transport ¦ Lifts ¦ Passenger Lift electric ¦ Electric | 1 | Medium | B | 1 | 2025 | 5 | 3 | 3.2 | 25238 | 8373
HVAC ¦ Fan ¦ Local and Special Ventilation ¦ Axial | 1 | Medium | B | 1 | 2025 | 5 | 3 | 3.2 | 25239 | 8374
Electrical ¦ Lighting ¦ Internal ¦ General ¦ LED Fittings & Luminaires | 71 | Medium | B | 16 | 2040 | 5 | 3 | 3.2 | 25240 | 29566
Water ¦ Local Hot Water ¦ Instantaneous Electric Water Heater - Non-Drinking Water | 1 | Medium | B | 5 | 2029 | 5 | 3 | 3.2 | 25241 | 15136
Electrical ¦ LV Distribution ¦ Distribution Board ¦ Sub | 1 | High | B | 1 | 2025 | 5 | 2 | 2.7 | 14390 | 3878
Fabric ¦ Barriers and Guardrails ¦ Vehicle Crash Protection Barrier | 1 | V Low | B | 1 | 2025 | 5 | 4 | 3.7 | 33108 | 12041
Fabric ¦ Superstructure ¦ Windows and External Doors ¦ Roller Shutters ¦ Electric Roller Shutter | 1 | High | B | 1 | 2025 | 5 | 2 | 2.7 | 14391 | 3879
Electrical ¦ Specialist Lighting ¦ Internal ¦ Illuminated Fire Exit Signage | 4 | Urgent | B | 17 | 2041 | 5 | 1 | 2.2 | 5159 | 30109
Fabric ¦ Superstructure ¦ Windows and External Doors ¦ External Doors ¦ Manual and Automatic Doors ¦ Emergency and Panic Escape Doors | 1 | Urgent | B | 6 | 2030 | 5 | 1 | 2.2 | 5160 | 16423
Electrical ¦ Lighting ¦ Internal ¦ General ¦ LED Fittings & Luminaires | 32 | Medium | B | 16 | 2040 | 5 | 3 | 3.2 | 25242 | 29567
HVAC ¦ Fan ¦ Local and Special Ventilation ¦ Extract | 1 | Medium | B | 1 | 2025 | 5 | 3 | 3.2 | 25243 | 8375
Fire ¦ Fire Fighting ¦ Fire Extinguishers ¦ Foam | 6 | Urgent | B | 9 | 2033 | 5 | 1 | 2.2 | 5161 | 21339
HVAC ¦ Central Air Conditioning ¦ Air Conditioning ¦ Multi-Split Condenser - DX Split Systems (With Gas, Electric or Hot Water Heaters) | 1 | Medium | B | 10 | 2034 | 5 | 3 | 3.2 | 25244 | 22827
Fabric ¦ Superstructure ¦ Windows and External Doors ¦ External Doors ¦ Manual and Automatic Doors ¦ Emergency and Panic Escape Doors | 1 | Urgent | D | 21 | 2045 | 3 | 1 | 1.6 | 444 | 31706
HVAC ¦ Fan ¦ Local and Special Ventilation ¦ Bifurcated | 1 | Medium | B | 2 | 2026 | 5 | 3 | 3.2 | 25245 | 13094
Fabric ¦ Superstructure ¦ Windows and External Doors ¦ Roller Shutters ¦ Electric Roller Shutter | 1 | High | B | 21 | 2045 | 5 | 2 | 2.7 | 14392 | 32634
Security ¦ Access ¦ Access Control ¦ Gate Access - Local Lock / Keypad / Manual (External) | 1 | Medium | B | 11 | 2035 | 5 | 3 | 3.2 | 25246 | 25253
Fabric ¦ Superstructure ¦ Windows and External Doors ¦ Roller Shutters ¦ Electric Roller Shutter | 1 | High | B | 11 | 2035 | 5 | 2 | 2.7 | 14393 | 24439
Fabric ¦ Barriers and Guardrails ¦ Vehicle Crash Protection Barrier | 1 | V Low | B | 1 | 2025 | 5 | 4 | 3.7 | 33109 | 12042
Electrical ¦ Lighting ¦ Internal ¦ General ¦ LED Fittings & Luminaires | 66 | Medium | B | 17 | 2041 | 5 | 3 | 3.2 | 25247 | 30480
Electrical ¦ Lighting ¦ External ¦ General - LED | 1 | Medium | B | 5 | 2029 | 5 | 3 | 3.2 | 25248 | 15137
Water ¦ Local Hot Water ¦ Package Electric Water Heaters - Non-Drinking Water | 1 | Medium | B | 1 | 2025 | 5 | 3 | 3.2 | 25249 | 8376
Fabric ¦ Superstructure ¦ Windows and External Doors ¦ External Doors ¦ Entrance Doors | 1 | High | B | 14 | 2038 | 5 | 2 | 2.7 | 14394 | 27456
Fabric ¦ Barriers and Guardrails ¦ Vehicle Crash Protection Barrier | 1 | V Low | B | 1 | 2025 | 5 | 4 | 3.7 | 33110 | 12043
Fabric ¦ Superstructure ¦ Windows and External Doors ¦ Roller Shutters ¦ Manual Roller Shutter | 1 | High | B | 1 | 2025 | 5 | 2 | 2.7 | 14395 | 3880
Electrical ¦ Lighting ¦ External ¦ General - LED | 7 | Medium | B | 11 | 2035 | 5 | 3 | 3.2 | 25250 | 25254
Fire ¦ Fire Fighting ¦ Fire Extinguishers ¦ CO2 | 7 | Urgent | B | 6 | 2030 | 5 | 1 | 2.2 | 5162 | 16424
Electrical ¦ LV Distribution ¦ Distribution Board ¦ Main | 1 | High | B | 2 | 2026 | 5 | 2 | 2.7 | 14396 | 12902
Fabric ¦ Superstructure ¦ Windows and External Doors ¦ External Doors ¦ Manual and Automatic Doors ¦ Emergency and Panic Escape Doors | 1 | Urgent | B | 11 | 2035 | 5 | 1 | 2.2 | 5163 | 23642
Electrical ¦ Lighting ¦ Internal ¦ Emergency ¦ Self Contained ¦ LED | 4 | Urgent | C | 17 | 2041 | 4 | 1 | 1.9 | 652 | 29971
Fire ¦ Fire Fighting ¦ Fire Blanket | 1 | Urgent | B | 4 | 2028 | 5 | 1 | 2.2 | 5164 | 13824
Fire ¦ Fire Fighting ¦ Fire Extinguishers ¦ CO2 | 2 | Urgent | B | 8 | 2032 | 5 | 1 | 2.2 | 5165 | 20422
Fire ¦ Fire Detection ¦ Fire Alarm System | 1 | Urgent | B | 11 | 2035 | 5 | 1 | 2.2 | 5166 | 23643
Electrical ¦ Lighting ¦ Internal ¦ General ¦ LED Fittings & Luminaires | 18 | Medium | B | 16 | 2040 | 5 | 3 | 3.2 | 25251 | 29568
Electrical ¦ Lighting ¦ Internal ¦ General ¦ LED Fittings & Luminaires | 6 | Medium | B | 11 | 2035 | 5 | 3 | 3.2 | 25252 | 25255
Fire ¦ Fire Fighting ¦ Fire Extinguishers ¦ Foam | 4 | Urgent | B | 6 | 2030 | 5 | 1 | 2.2 | 5167 | 16425
Fire ¦ Fire Fighting ¦ Fire Extinguishers ¦ CO2 | 3 | Urgent | B | 6 | 2030 | 5 | 1 | 2.2 | 5168 | 16426
HVAC ¦ Smoke Extract ¦ Control Panel - smoke ventilation systems. | 1 | Urgent | B | 1 | 2025 | 5 | 1 | 2.2 | 5169 | 1372
Electrical ¦ LV Distribution ¦ Distribution Board ¦ Sub | 1 | High | B | 16 | 2040 | 5 | 2 | 2.7 | 14397 | 29183
HVAC ¦ Heat Emitters - Local ¦ Electric Overdoor Air Curtain/Heater | 1 | Medium | B | 1 | 2025 | 5 | 3 | 3.2 | 25253 | 8377
HVAC ¦ Local and Special Ventilation ¦ Unit extract fans. | 1 | Medium | C | 1 | 2025 | 4 | 3 | 2.9 | 18668 | 5578
Fabric ¦ Superstructure ¦ Windows and External Doors ¦ Roller Shutters ¦ Electric Roller Shutter | 1 | High | B | 19 | 2043 | 5 | 2 | 2.7 | 14398 | 31197
HVAC ¦ Fan ¦ Local and Special Ventilation ¦ Extract | 1 | Medium | B | 2 | 2026 | 5 | 3 | 3.2 | 25254 | 13095
Fire ¦ Fire Fighting ¦ Fire Extinguishers ¦ Powder | 1 | Urgent | B | 8 | 2032 | 5 | 1 | 2.2 | 5170 | 20423
HVAC ¦ Heat Emitters - Local ¦ Gas Fired Natural and Fan Assisted Heaters | 1 | Medium | B | 5 | 2029 | 5 | 3 | 3.2 | 25255 | 15138
Fabric ¦ Superstructure ¦ Windows and External Doors ¦ External Doors ¦ Entrance Doors | 1 | High | B | 11 | 2035 | 5 | 2 | 2.7 | 14399 | 24440
Electrical ¦ Lighting ¦ External ¦ General - LED | 5 | Medium | B | 11 | 2035 | 5 | 3 | 3.2 | 25256 | 25256
Fire ¦ Fire Fighting ¦ Fire Extinguishers ¦ CO2 | 3 | Urgent | B | 8 | 2032 | 5 | 1 | 2.2 | 5171 | 20424
HVAC ¦ Heat Emitters - Local ¦ Gas Fired Unit Heaters | 1 | Medium | B | 1 | 2025 | 5 | 3 | 3.2 | 25257 | 8378
Fabric ¦ Superstructure ¦ Windows and External Doors ¦ External Doors ¦ Entrance Doors | 1 | High | B | 6 | 2030 | 5 | 2 | 2.7 | 14400 | 17607
Electrical ¦ Lighting ¦ Internal ¦ Emergency ¦ Self Contained ¦ LED | 5 | Urgent | B | 14 | 2038 | 5 | 1 | 2.2 | 5172 | 27367
Electrical ¦ LV Distribution ¦ Distribution Board ¦ Sub | 1 | High | B | 1 | 2025 | 5 | 2 | 2.7 | 14401 | 3881
Electrical ¦ Lighting ¦ Internal ¦ Emergency ¦ Self Contained ¦ LED | 10 | Urgent | B | 15 | 2039 | 5 | 1 | 2.2 | 5173 | 27872
HVAC ¦ Central Heating (Internally Sourced) ¦ Boiler ¦ Electrode Boilers | 1 | Medium | B | 1 | 2025 | 5 | 3 | 3.2 | 25258 | 8379
Controls ¦ Building Management System (BMS) ¦ BMS Control Panel | 1 | High | B | 1 | 2025 | 5 | 2 | 2.7 | 14402 | 3882
HVAC ¦ Central Heating (Internally Sourced) ¦ Burner ¦ Forced draft gas burner | 1 | Medium | B | 5 | 2029 | 5 | 3 | 3.2 | 25259 | 15139
Electrical ¦ LV Distribution ¦ Distribution Board ¦ Sub | 1 | High | B | 1 | 2025 | 5 | 2 | 2.7 | 14403 | 3883
Electrical ¦ LV Distribution ¦ Distribution Board ¦ Sub | 1 | High | B | 8 | 2032 | 5 | 2 | 2.7 | 14404 | 20713
Electrical ¦ LV Distribution ¦ Distribution Board ¦ Main | 1 | High | B | 15 | 2039 | 5 | 2 | 2.7 | 14405 | 28166
Electrical ¦ LV Distribution ¦ Distribution Board ¦ Main | 1 | High | B | 17 | 2041 | 5 | 2 | 2.7 | 14406 | 30323
Fire ¦ Fire Detection ¦ Fire Alarm System | 1 | Urgent | A | 14 | 2038 | 6 | 1 | 2.5 | 10894 | 27418
Water ¦ Local Hot Water ¦ Package Electric Water Heaters - Non-Drinking Water | 1 | Medium | B | 5 | 2029 | 5 | 3 | 3.2 | 25260 | 15140
HVAC ¦ Fan ¦ Local and Special Ventilation ¦ Axial | 1 | Medium | B | 1 | 2025 | 5 | 3 | 3.2 | 25261 | 8380
Fabric ¦ Superstructure ¦ Windows and External Doors ¦ External Doors ¦ Manual and Automatic Doors ¦ Emergency and Panic Escape Doors | 1 | Urgent | B | 15 | 2039 | 5 | 1 | 2.2 | 5174 | 27873
Fabric ¦ Superstructure ¦ Windows and External Doors ¦ Roller Shutters ¦ Electric Roller Shutter | 1 | High | B | 15 | 2039 | 5 | 2 | 2.7 | 14407 | 28167
HVAC ¦ Central Air Conditioning ¦ Air Conditioning ¦ Multi-Split Evaporator - Split Systems/Heat Pumps - Air-cooled with Direct Expansion Evaporator (DX) | 1 | Medium | B | 5 | 2029 | 5 | 3 | 3.2 | 25262 | 15141
Water ¦ Local Hot Water ¦ Package Electric Water Heaters - Non-Drinking Water | 1 | Medium | B | 5 | 2029 | 5 | 3 | 3.2 | 25263 | 15142
Water ¦ Local Hot Water ¦ Package Electric Water Heaters - Non-Drinking Water | 1 | Medium | B | 4 | 2028 | 5 | 3 | 3.2 | 25264 | 14128
HVAC ¦ Fan ¦ Local and Special Ventilation ¦ Kitchen Vent ¦ Fans Window or Wall Mounted | 1 | Medium | B | 13 | 2037 | 5 | 3 | 3.2 | 25265 | 27146
Fabric ¦ Superstructure ¦ Windows and External Doors ¦ External Doors ¦ Manual and Automatic Doors ¦ Emergency and Panic Escape Doors | 1 | Urgent | B | 25 | 2049 | 5 | 1 | 2.2 | 5175 | 33303
Electrical ¦ LV Distribution ¦ Distribution Board ¦ Sub | 1 | High | B | 13 | 2037 | 5 | 2 | 2.7 | 14408 | 26974
HVAC ¦ Local and Special Ventilation ¦ Unit extract fans. | 1 | Medium | CX | 1 | 2025 | 2 | 3 | 2.3 | 10189 | 2130
Electrical ¦ Lighting ¦ Internal ¦ Emergency ¦ Self Contained ¦ LED | 3 | Urgent | B | 22 | 2046 | 5 | 1 | 2.2 | 5176 | 32910
Electrical ¦ Lighting ¦ Internal ¦ General ¦ LED Fittings & Luminaires | 110 | Medium | B | 17 | 2041 | 5 | 3 | 3.2 | 25266 | 30481
Electrical ¦ Lighting ¦ Internal ¦ Emergency ¦ Self Contained ¦ Non LED | 1 | Urgent | C | 4 | 2028 | 4 | 1 | 1.9 | 653 | 13745
HVAC ¦ Heat Emitters - Local ¦ Gas Fired Natural and Fan Assisted Heaters | 1 | Medium | C | 1 | 2025 | 4 | 3 | 2.9 | 18669 | 5579
HVAC ¦ Fan ¦ Central Ventilation Systems ¦ Extract | 1 | Medium | B | 1 | 2025 | 5 | 3 | 3.2 | 25267 | 8381
Fabric ¦ Superstructure ¦ Windows and External Doors ¦ External Doors ¦ Manual and Automatic Doors ¦ Emergency and Panic Escape Doors | 1 | Urgent | B | 11 | 2035 | 5 | 1 | 2.2 | 5177 | 23644
Electrical ¦ Specialist Lighting ¦ External ¦ Illuminated External Signs | 2 | Medium | B | 11 | 2035 | 5 | 3 | 3.2 | 25268 | 25257
Electrical ¦ Lighting ¦ Internal ¦ General ¦ LED Fittings & Luminaires | 38 | Medium | B | 16 | 2040 | 5 | 3 | 3.2 | 25269 | 29569
Electrical ¦ Specialist Lighting ¦ Internal ¦ Illuminated Fire Exit Signage | 1 | Urgent | B | 16 | 2040 | 5 | 1 | 2.2 | 5178 | 28808
Electrical ¦ Lighting ¦ Internal ¦ General | 41 | Medium | B | 1 | 2025 | 5 | 3 | 3.2 | 25270 | 8382
HVAC ¦ Fan ¦ Local and Special Ventilation ¦ Fans Window or Wall Mounted | 1 | Medium | B | 11 | 2035 | 5 | 3 | 3.2 | 25271 | 25258
Electrical ¦ Lighting ¦ Internal ¦ General | 25 | Medium | B | 1 | 2025 | 5 | 3 | 3.2 | 25272 | 8383
Water ¦ Local Hot Water ¦ Package Electric Water Heaters - Non-Drinking Water | 1 | Medium | B | 1 | 2025 | 5 | 3 | 3.2 | 25273 | 8384
Electrical ¦ LV Distribution ¦ Distribution Board ¦ Main | 1 | High | B | 2 | 2026 | 5 | 2 | 2.7 | 14409 | 12903
Fabric ¦ Superstructure ¦ Internal Doors ¦ Roller Shutters ¦ Electric Roller Shutter | 1 | Medium | B | 5 | 2029 | 5 | 3 | 3.2 | 25274 | 15143
Fabric ¦ Superstructure ¦ Windows and External Doors ¦ Roller Shutters ¦ Electric Roller Shutter | 1 | High | B | 5 | 2029 | 5 | 2 | 2.7 | 14410 | 14654
Electrical ¦ Lighting ¦ Internal ¦ Emergency ¦ Self Contained ¦ Non LED | 1 | Urgent | C | 6 | 2030 | 4 | 1 | 1.9 | 654 | 15708
HVAC ¦ Fan ¦ Local and Special Ventilation ¦ Axial | 1 | Medium | B | 3 | 2027 | 5 | 3 | 3.2 | 25275 | 13548
Fabric ¦ Superstructure ¦ Windows and External Doors ¦ Roller Shutters ¦ Manual Roller Shutter | 1 | High | B | 8 | 2032 | 5 | 2 | 2.7 | 14411 | 20714
Fire ¦ Fire Fighting ¦ Fire Extinguishers ¦ CO2 | 3 | Urgent | B | 6 | 2030 | 5 | 1 | 2.2 | 5179 | 16427
HVAC ¦ Fan ¦ Central Heating & Cooling ¦ Bifurcated | 1 | Medium | B | 1 | 2025 | 5 | 3 | 3.2 | 25276 | 8385
Fabric ¦ Superstructure ¦ Windows and External Doors ¦ External Doors ¦ Manual and Automatic Doors ¦ Emergency and Panic Escape Doors | 1 | Urgent | B | 19 | 2043 | 5 | 1 | 2.2 | 5180 | 31074
Electrical ¦ Lighting ¦ Internal ¦ General ¦ LED Fittings & Luminaires | 23 | Medium | B | 16 | 2040 | 5 | 3 | 3.2 | 25277 | 29570
HVAC ¦ Heat Emitters - Local ¦ Electric Heaters | 2 | Medium | C | 1 | 2025 | 4 | 3 | 2.9 | 18670 | 5580
HVAC ¦ Fan ¦ Local and Special Ventilation ¦ Kitchen Vent ¦ Extract | 1 | Low | B | 1 | 2025 | 5 | 4 | 3.7 | 33111 | 12044
HVAC ¦ Fan ¦ Central Heating & Cooling ¦ Bifurcated | 1 | Medium | B | 1 | 2025 | 5 | 3 | 3.2 | 25278 | 8386
HVAC ¦ Fan ¦ Central Ventilation Systems ¦ Extract | 1 | Medium | B | 1 | 2025 | 5 | 3 | 3.2 | 25279 | 8387
Fire ¦ Fire Detection ¦ Fire Alarm System | 1 | Urgent | B | 11 | 2035 | 5 | 1 | 2.2 | 5181 | 23645
HVAC ¦ Fan ¦ Central Ventilation Systems ¦ Mixed Flow | 1 | Medium | B | 1 | 2025 | 5 | 3 | 3.2 | 25280 | 8388
Fire ¦ Fire Fighting ¦ Fire Extinguishers ¦ Foam | 2 | Urgent | B | 6 | 2030 | 5 | 1 | 2.2 | 5182 | 16428
Fabric ¦ Superstructure ¦ Windows and External Doors ¦ Roller Shutters ¦ Manual Roller Shutter | 1 | High | B | 8 | 2032 | 5 | 2 | 2.7 | 14412 | 20715
Fabric ¦ Superstructure ¦ Windows and External Doors ¦ Roller Shutters ¦ Manual Roller Shutter | 1 | High | B | 10 | 2034 | 5 | 2 | 2.7 | 14413 | 22371
HVAC ¦ Heat Emitters - Local ¦ Electric Heaters | 1 | Medium | C | 1 | 2025 | 4 | 3 | 2.9 | 18671 | 5581
Electrical ¦ Lighting ¦ Internal ¦ Emergency ¦ Self Contained ¦ LED | 2 | Urgent | B | 21 | 2045 | 5 | 1 | 2.2 | 5183 | 32074
Fire ¦ Fire Fighting ¦ Fire Extinguishers ¦ Foam | 4 | Urgent | B | 6 | 2030 | 5 | 1 | 2.2 | 5184 | 16429
Fire ¦ Fire Fighting ¦ Fire Extinguishers ¦ CO2 | 1 | Urgent | B | 9 | 2033 | 5 | 1 | 2.2 | 5185 | 21340
Water ¦ Local Hot Water ¦ Package Electric Water Heaters - Non-Drinking Water | 1 | Medium | B | 2 | 2026 | 5 | 3 | 3.2 | 25281 | 13096
Fabric ¦ Superstructure ¦ Internal Doors ¦ Roller Shutters ¦ Electric Roller Shutter | 1 | Medium | B | 5 | 2029 | 5 | 3 | 3.2 | 25282 | 15144
Electrical ¦ Lighting ¦ Internal ¦ Emergency ¦ Self Contained ¦ LED | 12 | Urgent | B | 21 | 2045 | 5 | 1 | 2.2 | 5186 | 32075
Electrical ¦ Lighting ¦ Internal ¦ General ¦ LED Fittings & Luminaires | 36 | Medium | B | 18 | 2042 | 5 | 3 | 3.2 | 25283 | 30953
Security ¦ Access ¦ Access Control ¦ Door ¦ Local Lock / Keypad / Manual | 1 | Medium | B | 10 | 2034 | 5 | 3 | 3.2 | 25284 | 22828
Electrical ¦ Lighting ¦ Internal ¦ General | 18 | Medium | B | 1 | 2025 | 5 | 3 | 3.2 | 25285 | 8389
Electrical ¦ LV Distribution ¦ Distribution Board ¦ Sub | 1 | High | B | 8 | 2032 | 5 | 2 | 2.7 | 14414 | 20716
Fabric ¦ Superstructure ¦ Windows and External Doors ¦ External Doors ¦ Manual and Automatic Doors ¦ Emergency and Panic Escape Doors | 1 | Urgent | B | 11 | 2035 | 5 | 1 | 2.2 | 5187 | 23646
Fire ¦ Fire Fighting ¦ Fire Extinguishers ¦ CO2 | 4 | Urgent | B | 6 | 2030 | 5 | 1 | 2.2 | 5188 | 16430
Fire ¦ Fire Fighting ¦ Fire Extinguishers ¦ CO2 | 2 | Urgent | B | 1 | 2025 | 5 | 1 | 2.2 | 5189 | 1373
Water ¦ Local Hot Water ¦ Instantaneous Electric Water Heater - Non-Drinking Water | 1 | Medium | B | 13 | 2037 | 5 | 3 | 3.2 | 25286 | 27147
Fabric ¦ Superstructure ¦ Windows and External Doors ¦ External Doors ¦ Entrance Doors | 1 | High | B | 11 | 2035 | 5 | 2 | 2.7 | 14415 | 24441
Electrical ¦ Lighting ¦ Internal ¦ General ¦ LED Fittings & Luminaires | 62 | Medium | B | 16 | 2040 | 5 | 3 | 3.2 | 25287 | 29571
HVAC ¦ Fan ¦ Central Ventilation Systems ¦ Extract | 1 | Medium | B | 1 | 2025 | 5 | 3 | 3.2 | 25288 | 8390
Electrical ¦ Lighting ¦ Internal ¦ General | 90 | Medium | B | 17 | 2041 | 5 | 3 | 3.2 | 25289 | 30482
Electrical ¦ LV Distribution ¦ Distribution Board ¦ Main | 1 | High | B | 6 | 2030 | 5 | 2 | 2.7 | 14416 | 17608
HVAC ¦ Central Air Conditioning ¦ Air Conditioning ¦ Multi-Split Evaporator - Split Systems/Heat Pumps - Air-cooled with Direct Expansion Evaporator (DX) | 1 | Medium | B | 8 | 2032 | 5 | 3 | 3.2 | 25290 | 20965
Fabric ¦ Superstructure ¦ Windows and External Doors ¦ Roller Shutters ¦ Electric Roller Shutter | 1 | High | B | 15 | 2039 | 5 | 2 | 2.7 | 14417 | 28168
HVAC ¦ Fan ¦ Local and Special Ventilation ¦ Fans Window or Wall Mounted | 1 | Medium | B | 5 | 2029 | 5 | 3 | 3.2 | 25291 | 15145
Controls ¦ Building Management System (BMS) ¦ BMS Control Panel | 1 | High | B | 9 | 2033 | 5 | 2 | 2.7 | 14418 | 21595
HVAC ¦ Heat Emitters - Local ¦ Electric Heaters | 3 | Medium | B | 1 | 2025 | 5 | 3 | 3.2 | 25292 | 8391
Electrical ¦ Lighting ¦ Internal ¦ Emergency ¦ Externally Powered ¦ Non LED | 3 | Urgent | B | 1 | 2025 | 5 | 1 | 2.2 | 5190 | 1374
Electrical ¦ LV Distribution ¦ Distribution Board ¦ Sub | 1 | High | CX | 1 | 2025 | 2 | 2 | 1.8 | 518 | 416
Fabric ¦ Superstructure ¦ Windows and External Doors ¦ External Doors ¦ Manual and Automatic Doors ¦ Emergency and Panic Escape Doors | 1 | Urgent | B | 11 | 2035 | 5 | 1 | 2.2 | 5191 | 23647
HVAC ¦ Fan ¦ Central Ventilation Systems ¦ Extract | 1 | Medium | B | 5 | 2029 | 5 | 3 | 3.2 | 25293 | 15146
HVAC ¦ Heat Emitters - Local ¦ Gas Fired Unit Heaters | 1 | Medium | B | 8 | 2032 | 5 | 3 | 3.2 | 25294 | 20966
Fire ¦ Fire Fighting ¦ Fire Extinguishers ¦ CO2 | 3 | Urgent | B | 6 | 2030 | 5 | 1 | 2.2 | 5192 | 16431
Fabric ¦ Superstructure ¦ Windows and External Doors ¦ External Doors ¦ Manual and Automatic Doors ¦ Auto / Powered Swing Doors | 1 | High | C | 21 | 2045 | 4 | 2 | 2.4 | 10580 | 32513
Fabric ¦ Superstructure ¦ Windows and External Doors ¦ External Doors ¦ Entrance Doors | 1 | High | B | 21 | 2045 | 5 | 2 | 2.7 | 14419 | 32635
HVAC ¦ Heat Emitters - Local ¦ Electric Heaters | 1 | Medium | B | 1 | 2025 | 5 | 3 | 3.2 | 25295 | 8392
Electrical ¦ LV Distribution ¦ Distribution Board ¦ Sub | 1 | High | B | 6 | 2030 | 5 | 2 | 2.7 | 14420 | 17609
HVAC ¦ Fan ¦ Central Heating & Cooling ¦ Bifurcated | 1 | Medium | B | 1 | 2025 | 5 | 3 | 3.2 | 25296 | 8393
HVAC ¦ Fan ¦ Central Heating & Cooling ¦ Bifurcated | 1 | Medium | B | 1 | 2025 | 5 | 3 | 3.2 | 25297 | 8394
Electrical ¦ Lighting ¦ Internal ¦ General | 6 | Medium | B | 1 | 2025 | 5 | 3 | 3.2 | 25298 | 8395
Fire ¦ Fire Fighting ¦ Fire Extinguishers ¦ Foam | 4 | Urgent | B | 6 | 2030 | 5 | 1 | 2.2 | 5193 | 16432
Fire ¦ Fire Fighting ¦ Fire Extinguishers ¦ CO2 | 4 | Urgent | B | 6 | 2030 | 5 | 1 | 2.2 | 5194 | 16433
HVAC ¦ Ventilation ¦ Air Handling Unit (AHU) ¦ Internal ¦ Central Heating & Cooling ¦ Electric & DX | 1 | Medium | B | 10 | 2034 | 5 | 3 | 3.2 | 25299 | 22829
Fabric ¦ Superstructure ¦ Windows and External Doors ¦ Roller Shutters ¦ Manual Roller Shutter | 1 | High | B | 5 | 2029 | 5 | 2 | 2.7 | 14421 | 14655
Fabric ¦ Superstructure ¦ Internal Doors ¦ Roller Shutters ¦ Electric Roller Shutter | 1 | Medium | B | 5 | 2029 | 5 | 3 | 3.2 | 25300 | 15147
Fire ¦ Fire Fighting ¦ Fire Extinguishers ¦ Foam | 5 | Urgent | B | 6 | 2030 | 5 | 1 | 2.2 | 5195 | 16434
HVAC ¦ Fan ¦ Central Heating & Cooling ¦ Bifurcated | 1 | Medium | B | 1 | 2025 | 5 | 3 | 3.2 | 25301 | 8396
Fabric ¦ Superstructure ¦ Windows and External Doors ¦ Roller Shutters ¦ Manual Roller Shutter | 1 | High | B | 5 | 2029 | 5 | 2 | 2.7 | 14422 | 14656
Electrical ¦ Lighting ¦ Internal ¦ Emergency ¦ Self Contained ¦ LED | 7 | Urgent | A | 23 | 2047 | 6 | 1 | 2.5 | 10895 | 33169
Electrical ¦ Lighting ¦ External ¦ General - LED | 2 | Medium | B | 10 | 2034 | 5 | 3 | 3.2 | 25302 | 22830
Fabric ¦ Superstructure ¦ Windows and External Doors ¦ External Doors ¦ Manual and Automatic Doors ¦ Emergency and Panic Escape Doors | 1 | Urgent | B | 21 | 2045 | 5 | 1 | 2.2 | 5196 | 32076
Electrical ¦ Lighting ¦ Internal ¦ General ¦ LED Fittings & Luminaires | 90 | Medium | B | 16 | 2040 | 5 | 3 | 3.2 | 25303 | 29572
Fire ¦ Fire Fighting ¦ Fire Extinguishers ¦ CO2 | 1 | Urgent | B | 6 | 2030 | 5 | 1 | 2.2 | 5197 | 16435
Fire ¦ Fire Fighting ¦ Fire Extinguishers ¦ Foam | 4 | Urgent | B | 6 | 2030 | 5 | 1 | 2.2 | 5198 | 16436
Fabric ¦ Superstructure ¦ Windows and External Doors ¦ Roller Shutters ¦ Electric Roller Shutter | 1 | High | B | 8 | 2032 | 5 | 2 | 2.7 | 14423 | 20717
Electrical ¦ Specialist Lighting ¦ Internal ¦ Illuminated Fire Exit Signage | 3 | Urgent | B | 16 | 2040 | 5 | 1 | 2.2 | 5199 | 28809
Fabric ¦ Superstructure ¦ Windows and External Doors ¦ Roller Shutters ¦ Manual Roller Shutter | 1 | High | C | 8 | 2032 | 4 | 2 | 2.4 | 10581 | 20646
Fire ¦ Fire Fighting ¦ Fire Extinguishers ¦ CO2 | 4 | Urgent | B | 6 | 2030 | 5 | 1 | 2.2 | 5200 | 16437
Electrical ¦ LV Distribution ¦ Distribution Board ¦ Sub | 1 | High | B | 1 | 2025 | 5 | 2 | 2.7 | 14424 | 3884
HVAC ¦ Fan ¦ Local and Special Ventilation ¦ Axial | 1 | Medium | B | 1 | 2025 | 5 | 3 | 3.2 | 25304 | 8397
Electrical ¦ Specialist Lighting ¦ Internal ¦ Illuminated Fire Exit Signage | 3 | Urgent | B | 16 | 2040 | 5 | 1 | 2.2 | 5201 | 28810
Controls ¦ Multi-System Controls ¦ Control Panel - Electrical Services (excluding Electrical Controllers and Pneumatic Relays) | 1 | Medium | B | 1 | 2025 | 5 | 3 | 3.2 | 25305 | 8398
Fabric ¦ Superstructure ¦ Internal Doors ¦ Roller Shutters ¦ Electric Roller Shutter | 1 | Medium | B | 5 | 2029 | 5 | 3 | 3.2 | 25306 | 15148
Electrical ¦ Lighting ¦ Internal ¦ General | 5 | Medium | A | 18 | 2042 | 6 | 3 | 3.5 | 32532 | 31016
HVAC ¦ Central Air Conditioning ¦ Air Conditioning ¦ Multi-Split Condenser - Split Systems/Heat Pumps - Air-cooled with Direct Expansion Evaporator (DX) | 1 | Medium | B | 8 | 2032 | 5 | 3 | 3.2 | 25307 | 20967
Electrical ¦ LV Distribution ¦ Distribution Board ¦ Main | 1 | High | B | 1 | 2025 | 5 | 2 | 2.7 | 14425 | 3885
HVAC ¦ Fan ¦ Local and Special Ventilation ¦ Extract | 1 | Medium | B | 1 | 2025 | 5 | 3 | 3.2 | 25308 | 8399
Fire ¦ Fire Detection ¦ Fire Alarm System | 1 | Urgent | A | 14 | 2038 | 6 | 1 | 2.5 | 10896 | 27419
Electrical ¦ LV Distribution ¦ Distribution Board ¦ Sub | 1 | High | CX | 1 | 2025 | 2 | 2 | 1.8 | 519 | 417
HVAC ¦ Heat Emitters - Local ¦ Gas Fired Unit Heaters | 1 | Medium | B | 7 | 2031 | 5 | 3 | 3.2 | 25309 | 19955
Fire ¦ Fire Detection ¦ Fire Alarm System | 1 | Urgent | D | 7 | 2031 | 3 | 1 | 1.6 | 445 | 19119
Fire ¦ Fire Detection ¦ Fire Alarm System | 1 | Urgent | B | 1 | 2025 | 5 | 1 | 2.2 | 5202 | 1375
Fire ¦ Fire Fighting ¦ Fire Extinguishers ¦ Powder | 2 | Urgent | B | 1 | 2025 | 5 | 1 | 2.2 | 5203 | 1376
HVAC ¦ Fan ¦ Local and Special Ventilation ¦ Axial | 1 | Medium | B | 1 | 2025 | 5 | 3 | 3.2 | 25310 | 8400
Fabric ¦ Superstructure ¦ Internal Doors ¦ Roller Shutters ¦ Internal Manual Roller Shutter | 1 | Medium | B | 1 | 2025 | 5 | 3 | 3.2 | 25311 | 8401
Fabric ¦ Superstructure ¦ Windows and External Doors ¦ External Doors ¦ Manual and Automatic Doors ¦ Auto / Powered Sliding Doors | 1 | High | B | 28 | 2052 | 5 | 2 | 2.7 | 14426 | 33624
Fabric ¦ Superstructure ¦ Windows and External Doors ¦ Roller Shutters ¦ Manual Roller Shutter | 1 | High | B | 8 | 2032 | 5 | 2 | 2.7 | 14427 | 20718
Electrical ¦ Specialist Lighting ¦ Internal ¦ Illuminated Fire Exit Signage | 5 | Urgent | B | 16 | 2040 | 5 | 1 | 2.2 | 5204 | 28811
Electrical ¦ Lighting ¦ Internal ¦ General | 6 | Medium | B | 1 | 2025 | 5 | 3 | 3.2 | 25312 | 8402
HVAC ¦ Local Air Conditioning ¦ Single-Split Condenser - Split Systems/Heat Pumps - Air-cooled with Direct Expansion Evaporator (DX) | 1 | Medium | CX | 1 | 2025 | 2 | 3 | 2.3 | 10190 | 2131
Water ¦ Local Hot Water ¦ Package Electric Water Heaters - Non-Drinking Water | 1 | Medium | CX | 1 | 2025 | 2 | 3 | 2.3 | 10191 | 2132
HVAC ¦ Fan ¦ Central Ventilation Systems ¦ Ventilating - General | 1 | Low | B | 1 | 2025 | 5 | 4 | 3.7 | 33112 | 12045
Fabric ¦ Barriers and Guardrails ¦ Vehicle Crash Protection Barrier | 17 | V Low | B | 1 | 2025 | 5 | 4 | 3.7 | 33113 | 12046
Fire ¦ Fire Fighting ¦ Fire Extinguishers ¦ CO2 | 4 | Urgent | B | 9 | 2033 | 5 | 1 | 2.2 | 5205 | 21341
Fabric ¦ Superstructure ¦ Windows and External Doors ¦ Roller Shutters ¦ Manual Roller Shutter | 1 | High | B | 8 | 2032 | 5 | 2 | 2.7 | 14428 | 20719
Fire ¦ Fire Detection ¦ Fire Alarm System | 1 | Urgent | B | 11 | 2035 | 5 | 1 | 2.2 | 5206 | 23648
Electrical ¦ Specialist Lighting ¦ Internal ¦ Illuminated Fire Exit Signage | 1 | Urgent | B | 16 | 2040 | 5 | 1 | 2.2 | 5207 | 28812
Electrical ¦ LV Distribution ¦ Distribution Board ¦ Main | 1 | High | B | 1 | 2025 | 5 | 2 | 2.7 | 14429 | 3886
Electrical ¦ LV Distribution ¦ Distribution Board ¦ Sub | 1 | High | B | 4 | 2028 | 5 | 2 | 2.7 | 14430 | 13952
HVAC ¦ Fan ¦ Local and Special Ventilation ¦ Axial | 1 | Medium | DX | 1 | 2025 | 1 | 3 | 2 | 882 | 593
Fabric ¦ Superstructure ¦ Windows and External Doors ¦ External Doors ¦ Manual and Automatic Doors ¦ Auto / Powered Sliding Doors | 1 | High | B | 25 | 2049 | 5 | 2 | 2.7 | 14431 | 33395
Electrical ¦ Lighting ¦ Internal ¦ General | 33 | Medium | C | 2 | 2026 | 4 | 3 | 2.9 | 18672 | 12975
Electrical ¦ Lighting ¦ External ¦ General - Non-LED | 1 | Medium | C | 1 | 2025 | 4 | 3 | 2.9 | 18673 | 5582
Electrical ¦ Lighting ¦ External ¦ General - LED | 2 | Medium | B | 10 | 2034 | 5 | 3 | 3.2 | 25313 | 22831
Electrical ¦ Lighting ¦ Internal ¦ Emergency ¦ Self Contained ¦ Non LED | 2 | Urgent | C | 5 | 2029 | 4 | 1 | 1.9 | 655 | 14279
Electrical ¦ Lighting ¦ Internal ¦ Emergency ¦ Self Contained ¦ LED | 7 | Urgent | B | 21 | 2045 | 5 | 1 | 2.2 | 5208 | 32077
Fabric ¦ Superstructure ¦ Windows and External Doors ¦ External Doors ¦ Entrance Doors | 1 | High | C | 7 | 2031 | 4 | 2 | 2.4 | 10582 | 19548
Electrical ¦ Lighting ¦ Internal ¦ General ¦ LED Fittings & Luminaires | 23 | Medium | B | 16 | 2040 | 5 | 3 | 3.2 | 25314 | 29573
Electrical ¦ Lighting ¦ Internal ¦ Emergency ¦ Self Contained ¦ LED | 2 | Urgent | B | 21 | 2045 | 5 | 1 | 2.2 | 5209 | 32078
Fabric ¦ Superstructure ¦ Windows and External Doors ¦ External Doors ¦ Manual and Automatic Doors ¦ Auto / Powered Sliding Doors | 1 | High | B | 1 | 2025 | 5 | 2 | 2.7 | 14432 | 3887
Fabric ¦ Superstructure ¦ Windows and External Doors ¦ Roller Shutters ¦ Electric Roller Shutter | 1 | High | B | 10 | 2034 | 5 | 2 | 2.7 | 14433 | 22372
Water ¦ Local Hot Water ¦ Instantaneous Electric Water Heater - Non-Drinking Water | 1 | Medium | B | 12 | 2036 | 5 | 3 | 3.2 | 25315 | 26534
Electrical ¦ Lighting ¦ Internal ¦ Emergency ¦ Self Contained ¦ LED | 2 | Urgent | B | 21 | 2045 | 5 | 1 | 2.2 | 5210 | 32079
Fire ¦ Fire Fighting ¦ Fire Extinguishers ¦ Foam | 3 | Urgent | B | 8 | 2032 | 5 | 1 | 2.2 | 5211 | 20425
Electrical ¦ LV Distribution ¦ Distribution Board ¦ Sub | 1 | High | B | 8 | 2032 | 5 | 2 | 2.7 | 14434 | 20720
Fabric ¦ Superstructure ¦ Internal Doors ¦ Roller Shutters ¦ Electric Roller Shutter | 1 | Medium | B | 11 | 2035 | 5 | 3 | 3.2 | 25316 | 25259
Fabric ¦ Superstructure ¦ Windows and External Doors ¦ Roller Shutters ¦ Manual Roller Shutter | 1 | High | B | 5 | 2029 | 5 | 2 | 2.7 | 14435 | 14657
Electrical ¦ Lighting ¦ External ¦ General - LED | 2 | Medium | B | 10 | 2034 | 5 | 3 | 3.2 | 25317 | 22832
HVAC ¦ Local Air Conditioning ¦ Single-Split Condenser - Split Systems/Heat Pumps - Air-cooled with Direct Expansion Evaporator (DX) | 1 | Medium | CX | 1 | 2025 | 2 | 3 | 2.3 | 10192 | 2133
Fabric ¦ Superstructure ¦ Windows and External Doors ¦ External Doors ¦ Manual and Automatic Doors ¦ Emergency and Panic Escape Doors | 1 | Urgent | B | 10 | 2034 | 5 | 1 | 2.2 | 5212 | 22058
Fabric ¦ Superstructure ¦ Windows and External Doors ¦ External Doors ¦ Manual and Automatic Doors ¦ Emergency and Panic Escape Doors | 1 | Urgent | B | 19 | 2043 | 5 | 1 | 2.2 | 5213 | 31075
Electrical ¦ Lighting ¦ Internal ¦ Emergency ¦ Self Contained ¦ LED | 14 | Urgent | B | 21 | 2045 | 5 | 1 | 2.2 | 5214 | 32080
HVAC ¦ Fan ¦ Local and Special Ventilation ¦ Axial | 1 | Medium | B | 1 | 2025 | 5 | 3 | 3.2 | 25318 | 8403
Drainage ¦ Foul Drainage ¦ Sump Pumps-Extended Shaft | 1 | High | B | 1 | 2025 | 5 | 2 | 2.7 | 14436 | 3888
Fabric ¦ Superstructure ¦ Windows and External Doors ¦ Roller Shutters ¦ Electric Roller Shutter | 1 | High | B | 10 | 2034 | 5 | 2 | 2.7 | 14437 | 22373
Electrical ¦ Lighting ¦ Internal ¦ General | 14 | Medium | C | 1 | 2025 | 4 | 3 | 2.9 | 18674 | 5583
Fire ¦ Fire Fighting ¦ Fire Extinguishers ¦ CO2 | 1 | Urgent | B | 7 | 2031 | 5 | 1 | 2.2 | 5215 | 19336
Water ¦ Local Hot Water ¦ Package Electric Water Heaters - Non-Drinking Water | 1 | Medium | B | 8 | 2032 | 5 | 3 | 3.2 | 25319 | 20968
HVAC ¦ Fan ¦ Central Ventilation Systems ¦ Extract | 1 | Medium | B | 1 | 2025 | 5 | 3 | 3.2 | 25320 | 8404
Electrical ¦ Lighting ¦ Internal ¦ Emergency ¦ Self Contained ¦ Non LED | 2 | Urgent | DX | 3 | 2027 | 1 | 1 | 1 | 11 | 13250
Electrical ¦ Lighting ¦ Internal ¦ Emergency ¦ Self Contained ¦ LED | 6 | Urgent | B | 21 | 2045 | 5 | 1 | 2.2 | 5216 | 32081
Fire ¦ Fire Fighting ¦ Fire Extinguishers ¦ Foam | 5 | Urgent | B | 9 | 2033 | 5 | 1 | 2.2 | 5217 | 21342
HVAC ¦ Heat Emitters - Local ¦ Gas Fired Natural and Fan Assisted Heaters | 1 | Medium | C | 1 | 2025 | 4 | 3 | 2.9 | 18675 | 5584
HVAC ¦ Fan ¦ Local and Special Ventilation ¦ Extract | 1 | Medium | C | 1 | 2025 | 4 | 3 | 2.9 | 18676 | 5585
Electrical ¦ LV Distribution ¦ Distribution Board ¦ Sub | 1 | High | D | 1 | 2025 | 3 | 2 | 2.1 | 1167 | 799
Fabric ¦ Superstructure ¦ Windows and External Doors ¦ External Doors ¦ Manual and Automatic Doors ¦ Emergency and Panic Escape Doors | 1 | Urgent | B | 16 | 2040 | 5 | 1 | 2.2 | 5218 | 28813
Electrical ¦ Specialist Lighting ¦ Internal ¦ Illuminated Fire Exit Signage | 3 | Urgent | B | 12 | 2036 | 5 | 1 | 2.2 | 5219 | 26022
Fire ¦ Fire Fighting ¦ Fire Extinguishers ¦ Water | 1 | Urgent | B | 6 | 2030 | 5 | 1 | 2.2 | 5220 | 16438
HVAC ¦ Heat Emitters - Central ¦ Radiators ¦ Steel | 1 | Medium | B | 1 | 2025 | 5 | 3 | 3.2 | 25321 | 8405
Fabric ¦ Superstructure ¦ Windows and External Doors ¦ Roller Shutters ¦ Electric Roller Shutter | 1 | High | B | 13 | 2037 | 5 | 2 | 2.7 | 14438 | 26975
HVAC ¦ Central Heating (Internally Sourced) ¦ Burner ¦ Forced draft gas burner | 1 | Medium | B | 1 | 2025 | 5 | 3 | 3.2 | 25322 | 8406
Communication and Control ¦ Communication Systems ¦ Public Address (PA) System | 1 | Medium | B | 2 | 2026 | 5 | 3 | 3.2 | 25323 | 13097
Fabric ¦ Superstructure ¦ Windows and External Doors ¦ External Windows ¦ Roller Shutters ¦ External Window Shutters ¦ Electric | 1 | Medium | B | 16 | 2040 | 5 | 3 | 3.2 | 25324 | 29574
Fabric ¦ Barriers and Guardrails ¦ Vehicle Crash Protection Barrier | 1 | V Low | B | 1 | 2025 | 5 | 4 | 3.7 | 33114 | 12047
Electrical ¦ Lighting ¦ Internal ¦ General ¦ LED Fittings & Luminaires | 1 | Medium | B | 6 | 2030 | 5 | 3 | 3.2 | 25325 | 18705
Fire ¦ Fire Fighting ¦ Fire Extinguishers ¦ CO2 | 3 | Urgent | B | 10 | 2034 | 5 | 1 | 2.2 | 5221 | 22059
Fire ¦ Fire Fighting ¦ Fire Extinguishers ¦ Foam | 7 | Urgent | B | 8 | 2032 | 5 | 1 | 2.2 | 5222 | 20426
HVAC ¦ Local Air Conditioning ¦ Single-Split Evaporator - Split Systems/Heat Pumps - Air-cooled with Direct Expansion Evaporator (DX) | 1 | Medium | B | 12 | 2036 | 5 | 3 | 3.2 | 25326 | 26535
HVAC ¦ Heat Emitters - Local ¦ Gas Fired Natural and Fan Assisted Heaters | 1 | Medium | B | 7 | 2031 | 5 | 3 | 3.2 | 25327 | 19956
Fabric ¦ Superstructure ¦ Windows and External Doors ¦ External Doors ¦ Entrance Doors | 1 | High | B | 17 | 2041 | 5 | 2 | 2.7 | 14439 | 30324
HVAC ¦ Fan ¦ Local and Special Ventilation ¦ Axial | 1 | Medium | B | 1 | 2025 | 5 | 3 | 3.2 | 25328 | 8407
HVAC ¦ Heat Emitters - Local ¦ Electric Heaters | 2 | Medium | B | 1 | 2025 | 5 | 3 | 3.2 | 25329 | 8408
HVAC ¦ Central Air Conditioning ¦ Air Conditioning ¦ Multi-Split Evaporator - Split Systems/Heat Pumps - Air-cooled with Direct Expansion Evaporator (DX) | 1 | Medium | B | 10 | 2034 | 5 | 3 | 3.2 | 25330 | 22833
HVAC ¦ Fan ¦ Local and Special Ventilation ¦ Axial | 1 | Medium | B | 1 | 2025 | 5 | 3 | 3.2 | 25331 | 8409
Fabric ¦ Superstructure ¦ Windows and External Doors ¦ Roller Shutters ¦ Electric Roller Shutter | 1 | High | B | 18 | 2042 | 5 | 2 | 2.7 | 14440 | 30826
Fabric ¦ Superstructure ¦ Windows and External Doors ¦ Roller Shutters ¦ Electric Roller Shutter | 1 | High | B | 1 | 2025 | 5 | 2 | 2.7 | 14441 | 3889
Electrical ¦ Lighting ¦ Internal ¦ Emergency ¦ Self Contained ¦ Non LED | 3 | Urgent | B | 11 | 2035 | 5 | 1 | 2.2 | 5223 | 23649
Electrical ¦ LV Distribution ¦ Distribution Board ¦ Main | 1 | High | B | 1 | 2025 | 5 | 2 | 2.7 | 14442 | 3890
Electrical ¦ Lighting ¦ Internal ¦ General | 2 | Medium | B | 10 | 2034 | 5 | 3 | 3.2 | 25332 | 22834
Electrical ¦ Lighting ¦ Internal ¦ General | 24 | Medium | B | 1 | 2025 | 5 | 3 | 3.2 | 25333 | 8410
Fabric ¦ Superstructure ¦ Windows and External Doors ¦ External Doors ¦ Manual and Automatic Doors ¦ Emergency and Panic Escape Doors | 1 | Urgent | B | 21 | 2045 | 5 | 1 | 2.2 | 5224 | 32082
Fire ¦ Fire Detection ¦ Fire Alarm Panel / Repeater | 1 | Urgent | B | 11 | 2035 | 5 | 1 | 2.2 | 5225 | 23650
Fabric ¦ Superstructure ¦ Windows and External Doors ¦ External Doors ¦ Entrance Doors | 1 | High | B | 11 | 2035 | 5 | 2 | 2.7 | 14443 | 24442
Electrical ¦ Specialist Lighting ¦ Internal ¦ Illuminated Fire Exit Signage | 3 | Urgent | B | 17 | 2041 | 5 | 1 | 2.2 | 5226 | 30110
Electrical ¦ Lighting ¦ Internal ¦ Emergency ¦ Self Contained ¦ LED | 7 | Urgent | B | 22 | 2046 | 5 | 1 | 2.2 | 5227 | 32911
Electrical ¦ Lighting ¦ Internal ¦ Emergency ¦ Self Contained ¦ LED | 3 | Urgent | B | 11 | 2035 | 5 | 1 | 2.2 | 5228 | 23651
Electrical ¦ Specialist Lighting ¦ Internal ¦ Illuminated Fire Exit Signage | 3 | Urgent | B | 16 | 2040 | 5 | 1 | 2.2 | 5229 | 28814
Electrical ¦ LV Distribution ¦ Distribution Board ¦ Main | 1 | High | B | 1 | 2025 | 5 | 2 | 2.7 | 14444 | 3891
HVAC ¦ Heat Emitters - Local ¦ Electric Overdoor Air Curtain/Heater | 1 | Medium | B | 8 | 2032 | 5 | 3 | 3.2 | 25334 | 20969
HVAC ¦ Fan ¦ Local and Special Ventilation ¦ Extract | 1 | Medium | B | 1 | 2025 | 5 | 3 | 3.2 | 25335 | 8411
Electrical ¦ LV Distribution ¦ Distribution Board ¦ Sub | 1 | High | B | 1 | 2025 | 5 | 2 | 2.7 | 14445 | 3892
Fabric ¦ Superstructure ¦ Windows and External Doors ¦ External Windows ¦ Roller Shutters ¦ External Window Shutters ¦ Electric | 1 | Medium | B | 1 | 2025 | 5 | 3 | 3.2 | 25336 | 8412
Fire ¦ Fire Fighting ¦ Fire Extinguishers ¦ Foam | 4 | Urgent | B | 8 | 2032 | 5 | 1 | 2.2 | 5230 | 20427
HVAC ¦ Heat Emitters - Central ¦ Radiators ¦ Steel | 4 | Medium | B | 1 | 2025 | 5 | 3 | 3.2 | 25337 | 8413
HVAC ¦ Heat Emitters - Central ¦ Radiators ¦ Steel | 1 | Medium | B | 1 | 2025 | 5 | 3 | 3.2 | 25338 | 8414
HVAC ¦ Fan ¦ Local and Special Ventilation ¦ Fans Window or Wall Mounted | 1 | Medium | B | 6 | 2030 | 5 | 3 | 3.2 | 25339 | 18706
Controls ¦ Multi-System Controls ¦ Control Panel - Electrical Services (excluding Electrical Controllers and Pneumatic Relays) | 1 | Medium | B | 5 | 2029 | 5 | 3 | 3.2 | 25340 | 15149
HVAC ¦ Fan ¦ Local and Special Ventilation ¦ Axial | 1 | Medium | B | 1 | 2025 | 5 | 3 | 3.2 | 25341 | 8415
Electrical ¦ Lighting ¦ Internal ¦ Emergency ¦ Self Contained ¦ Non LED | 3 | Urgent | B | 4 | 2028 | 5 | 1 | 2.2 | 5231 | 13825
Electrical ¦ Lighting ¦ Internal ¦ Emergency ¦ Self Contained ¦ Non LED | 1 | Urgent | B | 4 | 2028 | 5 | 1 | 2.2 | 5232 | 13826
Electrical ¦ Lighting ¦ Internal ¦ Emergency ¦ Self Contained ¦ Non LED | 1 | Urgent | B | 1 | 2025 | 5 | 1 | 2.2 | 5233 | 1377
HVAC ¦ Central Air Conditioning ¦ Air Conditioning ¦ Multi-Split Evaporator - Split Systems/Heat Pumps - Air-cooled with Direct Expansion Evaporator (DX) | 1 | Medium | B | 10 | 2034 | 5 | 3 | 3.2 | 25342 | 22835
HVAC ¦ Central Air Conditioning ¦ Air Conditioning ¦ Multi-Split Evaporator - Split Systems/Heat Pumps - Air-cooled with Direct Expansion Evaporator (DX) | 1 | Medium | B | 10 | 2034 | 5 | 3 | 3.2 | 25343 | 22836
Water ¦ Local Hot Water ¦ Instantaneous Electric Water Heater - Non-Drinking Water | 1 | Medium | B | 1 | 2025 | 5 | 3 | 3.2 | 25344 | 8416
Electrical ¦ Lighting ¦ Internal ¦ Emergency ¦ Self Contained ¦ LED | 2 | Urgent | B | 21 | 2045 | 5 | 1 | 2.2 | 5234 | 32083
Fire ¦ Fire Fighting ¦ Fire Extinguishers ¦ Foam | 2 | Urgent | B | 9 | 2033 | 5 | 1 | 2.2 | 5235 | 21343
HVAC ¦ Fan ¦ Local and Special Ventilation ¦ Extract | 1 | Medium | B | 1 | 2025 | 5 | 3 | 3.2 | 25345 | 8417
Fabric ¦ Superstructure ¦ Windows and External Doors ¦ Roller Shutters ¦ Electric Roller Shutter | 1 | High | B | 1 | 2025 | 5 | 2 | 2.7 | 14446 | 3893
Security ¦ Access ¦ Access Control ¦ Door ¦ Local Lock / Keypad / Manual | 1 | Medium | B | 10 | 2034 | 5 | 3 | 3.2 | 25346 | 22837
Electrical ¦ Lighting ¦ Internal ¦ General | 4 | Medium | B | 1 | 2025 | 5 | 3 | 3.2 | 25347 | 8418
Electrical ¦ Specialist Lighting ¦ External ¦ Illuminated External Signs | 3 | Medium | B | 13 | 2037 | 5 | 3 | 3.2 | 25348 | 27148
Fire ¦ Fire Fighting ¦ Fire Extinguishers ¦ CO2 | 2 | Urgent | B | 6 | 2030 | 5 | 1 | 2.2 | 5236 | 16439
Electrical ¦ LV Distribution ¦ Distribution Board ¦ Sub | 1 | High | B | 8 | 2032 | 5 | 2 | 2.7 | 14447 | 20721
Security ¦ Access ¦ Access Control ¦ Door ¦ Local Lock / Keypad / Manual | 1 | Medium | B | 11 | 2035 | 5 | 3 | 3.2 | 25349 | 25260
Electrical ¦ Specialist Lighting ¦ Internal ¦ Illuminated Fire Exit Signage | 4 | Urgent | B | 16 | 2040 | 5 | 1 | 2.2 | 5237 | 28815
Fire ¦ Fire Detection ¦ Fire Alarm Panel / Repeater | 1 | Urgent | B | 1 | 2025 | 5 | 1 | 2.2 | 5238 | 1378
HVAC ¦ Fan ¦ Local and Special Ventilation ¦ Axial | 1 | Medium | B | 6 | 2030 | 5 | 3 | 3.2 | 25350 | 18707
HVAC ¦ Fan ¦ Local and Special Ventilation ¦ Centrifugal | 1 | Medium | B | 3 | 2027 | 5 | 3 | 3.2 | 25351 | 13549
Electrical ¦ Lighting ¦ External ¦ General - Non-LED | 2 | Medium | D | 1 | 2025 | 3 | 3 | 2.6 | 11129 | 2635
HVAC ¦ Ventilation ¦ Air Handling Unit (AHU) ¦ Internal ¦ Central Heating & Cooling ¦ Electric & DX | 1 | Medium | B | 17 | 2041 | 5 | 3 | 3.2 | 25352 | 30483
Fabric ¦ Superstructure ¦ Windows and External Doors ¦ External Doors ¦ Entrance Doors | 1 | High | B | 17 | 2041 | 5 | 2 | 2.7 | 14448 | 30325
HVAC ¦ Fan ¦ Local and Special Ventilation ¦ Axial | 1 | Medium | B | 1 | 2025 | 5 | 3 | 3.2 | 25353 | 8419
Electrical ¦ Lighting ¦ Internal ¦ Emergency ¦ Self Contained ¦ LED | 9 | Urgent | B | 15 | 2039 | 5 | 1 | 2.2 | 5239 | 27874
HVAC ¦ Fan ¦ Local and Special Ventilation ¦ Fans Window or Wall Mounted | 1 | Medium | B | 1 | 2025 | 5 | 3 | 3.2 | 25354 | 8420
HVAC ¦ Local and Special Ventilation ¦ Unit extract fans. | 1 | Medium | D | 1 | 2025 | 3 | 3 | 2.6 | 11130 | 2636
Fabric ¦ Superstructure ¦ Windows and External Doors ¦ Roller Shutters ¦ Manual Roller Shutter | 1 | High | B | 11 | 2035 | 5 | 2 | 2.7 | 14449 | 24443
Fabric ¦ Barriers and Guardrails ¦ Vehicle Crash Protection Barrier | 1 | V Low | B | 8 | 2032 | 5 | 4 | 3.7 | 33115 | 21182
HVAC ¦ Heat Emitters - Local ¦ Electric Heaters | 3 | Medium | B | 1 | 2025 | 5 | 3 | 3.2 | 25355 | 8421
HVAC ¦ Heat Emitters - Central ¦ Radiators ¦ Steel | 2 | Medium | B | 1 | 2025 | 5 | 3 | 3.2 | 25356 | 8422
HVAC ¦ Central Air Conditioning ¦ Air Conditioning ¦ Multi-Split Condenser - DX Split Systems (With Gas, Electric or Hot Water Heaters) | 1 | Medium | B | 10 | 2034 | 5 | 3 | 3.2 | 25357 | 22838
Fabric ¦ Superstructure ¦ Windows and External Doors ¦ Roller Shutters ¦ Manual Roller Shutter | 1 | High | B | 1 | 2025 | 5 | 2 | 2.7 | 14450 | 3894
HVAC ¦ Local and Special Ventilation ¦ Unit extract fans. | 1 | Medium | B | 3 | 2027 | 5 | 3 | 3.2 | 25358 | 13550
Fabric ¦ Superstructure ¦ Windows and External Doors ¦ Roller Shutters ¦ Electric Roller Shutter | 1 | High | B | 12 | 2036 | 5 | 2 | 2.7 | 14451 | 26193
Fire ¦ Fire Fighting ¦ Fire Extinguishers ¦ Water | 1 | Urgent | B | 2 | 2026 | 5 | 1 | 2.2 | 5240 | 12605
HVAC ¦ Fan ¦ Local and Special Ventilation ¦ Fans Window or Wall Mounted | 1 | Medium | B | 1 | 2025 | 5 | 3 | 3.2 | 25359 | 8423
Electrical ¦ LV Distribution ¦ Distribution Board ¦ Main | 1 | High | B | 6 | 2030 | 5 | 2 | 2.7 | 14452 | 17610
Electrical ¦ Lighting ¦ Internal ¦ General ¦ LED Fittings & Luminaires | 67 | Medium | B | 16 | 2040 | 5 | 3 | 3.2 | 25360 | 29575
HVAC ¦ Heat Emitters - Local ¦ Gas Fired Natural and Fan Assisted Heaters | 1 | Medium | C | 1 | 2025 | 4 | 3 | 2.9 | 18677 | 5586
Electrical ¦ LV Distribution ¦ Distribution Board ¦ Sub | 1 | High | B | 6 | 2030 | 5 | 2 | 2.7 | 14453 | 17611
HVAC ¦ Local and Special Ventilation ¦ Unit extract fans. | 1 | Medium | D | 1 | 2025 | 3 | 3 | 2.6 | 11131 | 2637
HVAC ¦ Local and Special Ventilation ¦ Unit extract fans. | 1 | Medium | D | 1 | 2025 | 3 | 3 | 2.6 | 11132 | 2638
Fabric ¦ Superstructure ¦ Windows and External Doors ¦ Roller Shutters ¦ Manual Roller Shutter | 1 | High | B | 1 | 2025 | 5 | 2 | 2.7 | 14454 | 3895
Fire ¦ Fire Detection ¦ Fire Alarm System | 1 | Urgent | B | 1 | 2025 | 5 | 1 | 2.2 | 5241 | 1379
HVAC ¦ Heat Emitters - Local ¦ Electric Heaters | 1 | Medium | B | 1 | 2025 | 5 | 3 | 3.2 | 25361 | 8424
Fire ¦ Fire Fighting ¦ Fire Extinguishers ¦ CO2 | 2 | Urgent | B | 6 | 2030 | 5 | 1 | 2.2 | 5242 | 16440
HVAC ¦ Local Air Conditioning ¦ Single-Split Condenser - Split Systems/Heat Pumps - Air-cooled with Direct Expansion Evaporator (DX) | 1 | Medium | B | 12 | 2036 | 5 | 3 | 3.2 | 25362 | 26536
Controls ¦ Building Management System (BMS) ¦ BMS Control Panel | 1 | High | B | 1 | 2025 | 5 | 2 | 2.7 | 14455 | 3896
Fire ¦ Fire Fighting ¦ Fire Extinguishers ¦ Foam | 2 | Urgent | B | 1 | 2025 | 5 | 1 | 2.2 | 5243 | 1380
HVAC ¦ Fan ¦ Local and Special Ventilation ¦ Fans Window or Wall Mounted | 1 | Medium | B | 1 | 2025 | 5 | 3 | 3.2 | 25363 | 8425
Fabric ¦ Superstructure ¦ Windows and External Doors ¦ External Doors ¦ Manual and Automatic Doors ¦ Emergency and Panic Escape Doors | 1 | Urgent | B | 27 | 2051 | 5 | 1 | 2.2 | 5244 | 33548
HVAC ¦ Fan ¦ Local and Special Ventilation ¦ Fans Window or Wall Mounted | 1 | Medium | B | 1 | 2025 | 5 | 3 | 3.2 | 25364 | 8426
HVAC ¦ Fan ¦ Local and Special Ventilation ¦ Axial | 1 | Medium | B | 1 | 2025 | 5 | 3 | 3.2 | 25365 | 8427
Fabric ¦ Barriers and Guardrails ¦ Vehicle Crash Protection Barrier | 1 | V Low | B | 1 | 2025 | 5 | 4 | 3.7 | 33116 | 12048
Electrical ¦ Lighting ¦ Internal ¦ General | 43 | Medium | B | 1 | 2025 | 5 | 3 | 3.2 | 25366 | 8428
Electrical ¦ Lighting ¦ Internal ¦ General ¦ LED Fittings & Luminaires | 66 | Medium | B | 16 | 2040 | 5 | 3 | 3.2 | 25367 | 29576
Electrical ¦ Lighting ¦ Internal ¦ General | 5 | Medium | B | 1 | 2025 | 5 | 3 | 3.2 | 25368 | 8429
Electrical ¦ LV Distribution ¦ Distribution Board ¦ Sub | 1 | High | B | 6 | 2030 | 5 | 2 | 2.7 | 14456 | 17612
HVAC ¦ Fan ¦ Local and Special Ventilation ¦ Axial | 1 | Medium | B | 1 | 2025 | 5 | 3 | 3.2 | 25369 | 8430
HVAC ¦ Central Heating (Internally Sourced) ¦ Boiler ¦ Combination Atmospheric Burner Gas Boiler | 1 | High | B | 1 | 2025 | 5 | 2 | 2.7 | 14457 | 3897
HVAC ¦ Local and Special Ventilation ¦ Unit extract fans. | 1 | Medium | D | 1 | 2025 | 3 | 3 | 2.6 | 11133 | 2639
HVAC ¦ Fan ¦ Local and Special Ventilation ¦ Axial | 1 | Medium | B | 1 | 2025 | 5 | 3 | 3.2 | 25370 | 8431
HVAC ¦ Heat Emitters - Local ¦ Electric Heaters | 1 | Medium | B | 1 | 2025 | 5 | 3 | 3.2 | 25371 | 8432
Fire ¦ Fire Fighting ¦ Fire Extinguishers ¦ Foam | 4 | Urgent | B | 8 | 2032 | 5 | 1 | 2.2 | 5245 | 20428
Electrical ¦ LV Distribution ¦ Distribution Board ¦ Sub | 1 | High | B | 1 | 2025 | 5 | 2 | 2.7 | 14458 | 3898
Fabric ¦ Superstructure ¦ Windows and External Doors ¦ External Doors ¦ Entrance Doors | 1 | High | B | 11 | 2035 | 5 | 2 | 2.7 | 14459 | 24444
HVAC ¦ Heat Emitters - Local ¦ Electric Heaters | 8 | Medium | B | 1 | 2025 | 5 | 3 | 3.2 | 25372 | 8433
HVAC ¦ Fan ¦ Local and Special Ventilation ¦ Axial | 1 | Medium | B | 1 | 2025 | 5 | 3 | 3.2 | 25373 | 8434
Electrical ¦ Lighting ¦ Internal ¦ General ¦ LED Fittings & Luminaires | 71 | Medium | B | 17 | 2041 | 5 | 3 | 3.2 | 25374 | 30484
Electrical ¦ Lighting ¦ Internal ¦ General ¦ LED Fittings & Luminaires | 28 | Medium | B | 6 | 2030 | 5 | 3 | 3.2 | 25375 | 18708
Electrical ¦ Lighting ¦ Internal ¦ Emergency ¦ Self Contained ¦ Non LED | 1 | Urgent | B | 1 | 2025 | 5 | 1 | 2.2 | 5246 | 1381
HVAC ¦ Heat Emitters - Local ¦ Electric Heaters | 1 | Medium | B | 1 | 2025 | 5 | 3 | 3.2 | 25376 | 8435
Electrical ¦ LV Distribution ¦ Distribution Board ¦ Sub | 1 | High | B | 1 | 2025 | 5 | 2 | 2.7 | 14460 | 3899
Electrical ¦ LV Distribution ¦ Distribution Board ¦ Sub | 1 | High | B | 1 | 2025 | 5 | 2 | 2.7 | 14461 | 3900
Fabric ¦ Barriers and Guardrails ¦ Vehicle Crash Protection Barrier | 1 | V Low | B | 8 | 2032 | 5 | 4 | 3.7 | 33117 | 21183
Fire ¦ Fire Detection ¦ Fire Alarm System | 1 | Urgent | B | 1 | 2025 | 5 | 1 | 2.2 | 5247 | 1382
Fire ¦ Fire Fighting ¦ Fire Extinguishers ¦ CO2 | 4 | Urgent | B | 4 | 2028 | 5 | 1 | 2.2 | 5248 | 13827
Electrical ¦ Lighting ¦ Internal ¦ Emergency ¦ Self Contained ¦ LED | 5 | Urgent | B | 11 | 2035 | 5 | 1 | 2.2 | 5249 | 23652
HVAC ¦ Local Air Conditioning ¦ Single-Split Evaporator - Split Systems/Heat Pumps - Air-cooled with Direct Expansion Evaporator (DX) | 1 | Medium | B | 12 | 2036 | 5 | 3 | 3.2 | 25377 | 26537
HVAC ¦ Fan ¦ Local and Special Ventilation ¦ Fans Window or Wall Mounted | 1 | Medium | B | 1 | 2025 | 5 | 3 | 3.2 | 25378 | 8436
Fabric ¦ Superstructure ¦ Windows and External Doors ¦ Roller Shutters ¦ Manual Roller Shutter | 1 | High | B | 13 | 2037 | 5 | 2 | 2.7 | 14462 | 26976
HVAC ¦ Ventilation ¦ Air Handling Unit (AHU) ¦ Internal ¦ Central Heating & Cooling ¦ Electric & DX | 1 | Medium | B | 17 | 2041 | 5 | 3 | 3.2 | 25379 | 30485
Fire ¦ Fire Detection ¦ Fire Alarm Panel / Repeater | 1 | Urgent | B | 11 | 2035 | 5 | 1 | 2.2 | 5250 | 23653
Fabric ¦ Barriers and Guardrails ¦ Vehicle Crash Protection Barrier | 1 | V Low | B | 8 | 2032 | 5 | 4 | 3.7 | 33118 | 21184
Electrical ¦ Lighting ¦ Internal ¦ Emergency ¦ Self Contained ¦ LED | 12 | Urgent | B | 18 | 2042 | 5 | 1 | 2.2 | 5251 | 30651
Electrical ¦ Lighting ¦ Internal ¦ Emergency ¦ Self Contained ¦ LED | 5 | Urgent | B | 15 | 2039 | 5 | 1 | 2.2 | 5252 | 27875
Fabric ¦ Superstructure ¦ Windows and External Doors ¦ Roller Shutters ¦ Electric Roller Shutter | 1 | High | B | 11 | 2035 | 5 | 2 | 2.7 | 14463 | 24445
Fabric ¦ Superstructure ¦ Windows and External Doors ¦ External Doors ¦ Manual and Automatic Doors ¦ High Security Door | 1 | High | B | 11 | 2035 | 5 | 2 | 2.7 | 14464 | 24446
Electrical ¦ Lighting ¦ Internal ¦ Emergency ¦ Self Contained ¦ LED | 1 | Urgent | C | 17 | 2041 | 4 | 1 | 1.9 | 656 | 29972
Fire ¦ Fire Fighting ¦ Fire Extinguishers ¦ Foam | 6 | Urgent | B | 6 | 2030 | 5 | 1 | 2.2 | 5253 | 16441
Security ¦ Access ¦ Access Control ¦ Door ¦ Local Lock / Keypad / Manual | 1 | Medium | B | 10 | 2034 | 5 | 3 | 3.2 | 25380 | 22839
Electrical ¦ Lighting ¦ Internal ¦ Emergency ¦ Self Contained ¦ LED | 1 | Urgent | B | 17 | 2041 | 5 | 1 | 2.2 | 5254 | 30111
HVAC ¦ Fan ¦ Local and Special Ventilation ¦ Fans Window or Wall Mounted | 1 | Medium | B | 1 | 2025 | 5 | 3 | 3.2 | 25381 | 8437
Fabric ¦ Superstructure ¦ Windows and External Doors ¦ Roller Shutters ¦ Electric Roller Shutter | 1 | High | B | 12 | 2036 | 5 | 2 | 2.7 | 14465 | 26194
Electrical ¦ Lighting ¦ Internal ¦ General ¦ LED Fittings & Luminaires | 26 | Medium | C | 10 | 2034 | 4 | 3 | 2.9 | 18678 | 22533
Electrical ¦ LV Distribution ¦ Distribution Board ¦ Sub | 1 | High | B | 6 | 2030 | 5 | 2 | 2.7 | 14466 | 17613
Fabric ¦ Superstructure ¦ Windows and External Doors ¦ External Doors ¦ Entrance Doors | 1 | High | B | 17 | 2041 | 5 | 2 | 2.7 | 14467 | 30326
Fabric ¦ Superstructure ¦ Internal Doors ¦ Roller Shutters ¦ Electric Roller Shutter | 1 | Medium | B | 11 | 2035 | 5 | 3 | 3.2 | 25382 | 25261
Electrical ¦ Lighting ¦ Internal ¦ Emergency ¦ Self Contained ¦ LED | 4 | Urgent | B | 11 | 2035 | 5 | 1 | 2.2 | 5255 | 23654
HVAC ¦ Local Air Conditioning ¦ Single-Split Condenser - Split Systems/Heat Pumps - Air-cooled with Direct Expansion Evaporator (DX) | 1 | Medium | B | 1 | 2025 | 5 | 3 | 3.2 | 25383 | 8438
HVAC ¦ Local and Special Ventilation ¦ Unit extract fans. | 1 | Medium | D | 1 | 2025 | 3 | 3 | 2.6 | 11134 | 2640
Electrical ¦ LV Distribution ¦ Distribution Board ¦ Sub | 1 | High | B | 1 | 2025 | 5 | 2 | 2.7 | 14468 | 3901
Electrical ¦ Lighting ¦ Internal ¦ General | 6 | Medium | B | 1 | 2025 | 5 | 3 | 3.2 | 25384 | 8439
Fire ¦ Fire Fighting ¦ Fire Extinguishers ¦ Foam | 1 | Urgent | B | 6 | 2030 | 5 | 1 | 2.2 | 5256 | 16442
HVAC ¦ Ventilation ¦ Air Handling Unit (AHU) ¦ Internal ¦ Central Heating (Externally Sourced) ¦ Gas Fired | 1 | Medium | B | 1 | 2025 | 5 | 3 | 3.2 | 25385 | 8440
HVAC ¦ Fan ¦ Local and Special Ventilation ¦ Axial | 1 | Medium | B | 3 | 2027 | 5 | 3 | 3.2 | 25386 | 13551
Security ¦ Access ¦ Access Control ¦ Door ¦ Local Lock / Keypad / Manual | 1 | Medium | B | 9 | 2033 | 5 | 3 | 3.2 | 25387 | 21778
Electrical ¦ Lighting ¦ Internal ¦ General | 1 | Medium | B | 1 | 2025 | 5 | 3 | 3.2 | 25388 | 8441
Fabric ¦ Superstructure ¦ Windows and External Doors ¦ External Doors ¦ Entrance Doors | 1 | High | B | 17 | 2041 | 5 | 2 | 2.7 | 14469 | 30327
HVAC ¦ Heat Emitters - Local ¦ Gas Fired Unit Heaters | 1 | Medium | B | 1 | 2025 | 5 | 3 | 3.2 | 25389 | 8442
Water ¦ Central Hot Water Distribution ¦ Hot water cylinders | 1 | High | B | 1 | 2025 | 5 | 2 | 2.7 | 14470 | 3902
Electrical ¦ Lighting ¦ Internal ¦ General ¦ LED Fittings & Luminaires | 26 | Medium | B | 16 | 2040 | 5 | 3 | 3.2 | 25390 | 29577
Electrical ¦ Specialist Lighting ¦ Internal ¦ Illuminated Fire Exit Signage | 5 | Urgent | B | 11 | 2035 | 5 | 1 | 2.2 | 5257 | 23655
Electrical ¦ LV Distribution ¦ Distribution Board ¦ Sub | 1 | High | C | 6 | 2030 | 4 | 2 | 2.4 | 10583 | 17330
HVAC ¦ Fan ¦ Local and Special Ventilation ¦ Fans Window or Wall Mounted | 1 | Medium | B | 8 | 2032 | 5 | 3 | 3.2 | 25391 | 20970
Fabric ¦ Superstructure ¦ Windows and External Doors ¦ Roller Shutters ¦ Manual Roller Shutter | 1 | High | B | 1 | 2025 | 5 | 2 | 2.7 | 14471 | 3903
Fabric ¦ Barriers and Guardrails ¦ Vehicle Crash Protection Barrier | 1 | V Low | B | 1 | 2025 | 5 | 4 | 3.7 | 33119 | 12049
HVAC ¦ Heat Emitters - Local ¦ Gas Fired Natural and Fan Assisted Heaters | 1 | Medium | B | 1 | 2025 | 5 | 3 | 3.2 | 25392 | 8443
Water ¦ Local Hot Water ¦ Instantaneous Electric Water Heater - Non-Drinking Water | 1 | Medium | B | 13 | 2037 | 5 | 3 | 3.2 | 25393 | 27149
Fire ¦ Fire Fighting ¦ Fire Extinguishers ¦ CO2 | 1 | Urgent | B | 6 | 2030 | 5 | 1 | 2.2 | 5258 | 16443
Fire ¦ Fire Fighting ¦ Fire Extinguishers ¦ Foam | 2 | Urgent | B | 8 | 2032 | 5 | 1 | 2.2 | 5259 | 20429
HVAC ¦ Local Air Conditioning ¦ Single-Split Condenser - Split Systems/Heat Pumps - Air-cooled with Direct Expansion Evaporator (DX) | 1 | Medium | B | 5 | 2029 | 5 | 3 | 3.2 | 25394 | 15150
Electrical ¦ Lighting ¦ Internal ¦ General | 3 | Medium | B | 4 | 2028 | 5 | 3 | 3.2 | 25395 | 14129
Water ¦ Local Hot Water ¦ Package Electric Water Heaters - Non-Drinking Water | 1 | Medium | B | 3 | 2027 | 5 | 3 | 3.2 | 25396 | 13552
Fabric ¦ Superstructure ¦ Windows and External Doors ¦ Roller Shutters ¦ Manual Roller Shutter | 1 | High | B | 21 | 2045 | 5 | 2 | 2.7 | 14472 | 32636
HVAC ¦ Fan ¦ Smoke Extract | 1 | Urgent | B | 1 | 2025 | 5 | 1 | 2.2 | 5260 | 1383
Electrical ¦ Specialist Lighting ¦ Internal ¦ Illuminated Fire Exit Signage | 2 | Urgent | B | 10 | 2034 | 5 | 1 | 2.2 | 5261 | 22060
Fabric ¦ Superstructure ¦ Windows and External Doors ¦ Roller Shutters ¦ Manual Roller Shutter | 1 | High | B | 1 | 2025 | 5 | 2 | 2.7 | 14473 | 3904
Electrical ¦ Lighting ¦ Internal ¦ General | 1 | Medium | B | 1 | 2025 | 5 | 3 | 3.2 | 25397 | 8444
Water ¦ Local Hot Water ¦ Package Electric Water Heaters - Non-Drinking Water | 1 | Medium | B | 8 | 2032 | 5 | 3 | 3.2 | 25398 | 20971
HVAC ¦ Fan ¦ Local and Special Ventilation ¦ Axial | 1 | Medium | B | 3 | 2027 | 5 | 3 | 3.2 | 25399 | 13553
HVAC ¦ Fan ¦ Central Cooling ¦ Axial | 1 | Medium | B | 1 | 2025 | 5 | 3 | 3.2 | 25400 | 8445
Fabric ¦ Barriers and Guardrails ¦ Vehicle Crash Protection Barrier | 1 | V Low | B | 1 | 2025 | 5 | 4 | 3.7 | 33120 | 12050
Electrical ¦ Lighting ¦ Internal ¦ General ¦ LED Fittings & Luminaires | 14 | Medium | B | 15 | 2039 | 5 | 3 | 3.2 | 25401 | 28434
Electrical ¦ Lighting ¦ Internal ¦ Emergency ¦ Self Contained ¦ Non LED | 1 | Urgent | B | 9 | 2033 | 5 | 1 | 2.2 | 5262 | 21344
Electrical ¦ Lighting ¦ Internal ¦ Emergency ¦ Self Contained ¦ LED | 8 | Urgent | B | 21 | 2045 | 5 | 1 | 2.2 | 5263 | 32084
Electrical ¦ LV Distribution ¦ Distribution Board ¦ Sub | 1 | High | B | 1 | 2025 | 5 | 2 | 2.7 | 14474 | 3905
Fabric ¦ Superstructure ¦ Windows and External Doors ¦ External Doors ¦ Entrance Doors | 1 | High | B | 26 | 2050 | 5 | 2 | 2.7 | 14475 | 33500
Fire ¦ Fire Detection ¦ Fire Alarm System | 1 | Urgent | B | 5 | 2029 | 5 | 1 | 2.2 | 5264 | 14388
Fire ¦ Fire Fighting ¦ Fire Extinguishers ¦ Foam | 2 | Urgent | CX | 5 | 2029 | 2 | 1 | 1.3 | 342 | 14272
Electrical ¦ Lighting ¦ Internal ¦ Emergency ¦ Self Contained ¦ LED | 2 | Urgent | B | 21 | 2045 | 5 | 1 | 2.2 | 5265 | 32085
HVAC ¦ Central Air Conditioning ¦ Air Conditioning ¦ Multi-Split Evaporator - Split Systems/Heat Pumps - Air-cooled with Direct Expansion Evaporator (DX) | 1 | Medium | B | 10 | 2034 | 5 | 3 | 3.2 | 25402 | 22840
HVAC ¦ Heat Emitters - Local ¦ Fan Convector - Electric | 1 | Medium | B | 1 | 2025 | 5 | 3 | 3.2 | 25403 | 8446
Electrical ¦ LV Distribution ¦ Distribution Board ¦ Main | 1 | High | B | 10 | 2034 | 5 | 2 | 2.7 | 14476 | 22374
Fabric ¦ Superstructure ¦ Windows and External Doors ¦ Roller Shutters ¦ Manual Roller Shutter | 1 | High | B | 1 | 2025 | 5 | 2 | 2.7 | 14477 | 3906
HVAC ¦ Fan ¦ Local and Special Ventilation ¦ Extract | 1 | Medium | CX | 1 | 2025 | 2 | 3 | 2.3 | 10193 | 2134
Fire ¦ Fire Fighting ¦ Fire Extinguishers ¦ Foam | 2 | Urgent | B | 9 | 2033 | 5 | 1 | 2.2 | 5266 | 21345
Controls ¦ Multi-System Controls ¦ Control Panel - Electrical Services (excluding Electrical Controllers and Pneumatic Relays) | 1 | Medium | B | 10 | 2034 | 5 | 3 | 3.2 | 25404 | 22841
HVAC ¦ Fan ¦ Local and Special Ventilation ¦ Extract | 1 | Medium | B | 1 | 2025 | 5 | 3 | 3.2 | 25405 | 8447
Water ¦ Local Hot Water ¦ Package Electric Water Heaters - Non-Drinking Water | 1 | Medium | B | 1 | 2025 | 5 | 3 | 3.2 | 25406 | 8448
HVAC ¦ Local Air Conditioning ¦ Single-Split Condenser - Split Systems/Heat Pumps - Air-cooled with Direct Expansion Evaporator (DX) | 1 | Medium | B | 1 | 2025 | 5 | 3 | 3.2 | 25407 | 8449
Fabric ¦ Superstructure ¦ Windows and External Doors ¦ Roller Shutters ¦ Manual Roller Shutter | 1 | High | B | 1 | 2025 | 5 | 2 | 2.7 | 14478 | 3907
Electrical ¦ LV Distribution ¦ Distribution Board ¦ Sub | 1 | High | B | 1 | 2025 | 5 | 2 | 2.7 | 14479 | 3908
HVAC ¦ Fan ¦ Central Cooling ¦ Axial | 1 | Medium | B | 1 | 2025 | 5 | 3 | 3.2 | 25408 | 8450
Electrical ¦ LV Distribution ¦ Distribution Board ¦ Sub | 1 | High | B | 10 | 2034 | 5 | 2 | 2.7 | 14480 | 22375
Fabric ¦ Superstructure ¦ Windows and External Doors ¦ Roller Shutters ¦ Electric Roller Shutter | 1 | High | B | 13 | 2037 | 5 | 2 | 2.7 | 14481 | 26977
Water ¦ Central Hot Water Distribution ¦ Hot water cylinders | 1 | High | B | 8 | 2032 | 5 | 2 | 2.7 | 14482 | 20722
Fire ¦ Fire Detection ¦ Fire Alarm System | 1 | Urgent | B | 8 | 2032 | 5 | 1 | 2.2 | 5267 | 20430
Electrical ¦ Lighting ¦ Internal ¦ General ¦ LED Fittings & Luminaires | 59 | Medium | B | 16 | 2040 | 5 | 3 | 3.2 | 25409 | 29578
HVAC ¦ Heat Emitters - Central ¦ Radiators ¦ Steel | 1 | Medium | B | 1 | 2025 | 5 | 3 | 3.2 | 25410 | 8451
Fabric ¦ Superstructure ¦ Windows and External Doors ¦ Roller Shutters ¦ Electric Roller Shutter | 1 | High | B | 8 | 2032 | 5 | 2 | 2.7 | 14483 | 20723
Electrical ¦ Lighting ¦ External ¦ General - LED | 6 | Medium | B | 12 | 2036 | 5 | 3 | 3.2 | 25411 | 26538
HVAC ¦ Heat Emitters - Local ¦ Electric Heaters | 3 | Medium | B | 1 | 2025 | 5 | 3 | 3.2 | 25412 | 8452
HVAC ¦ Local Air Conditioning ¦ Single-Split Condenser - Split Systems/Heat Pumps - Air-cooled with Direct Expansion Evaporator (DX) | 1 | Medium | B | 6 | 2030 | 5 | 3 | 3.2 | 25413 | 18709
HVAC ¦ Local Air Conditioning ¦ Single-Split Condenser - Split Systems/Heat Pumps - Air-cooled with Direct Expansion Evaporator (DX) | 1 | Medium | B | 5 | 2029 | 5 | 3 | 3.2 | 25414 | 15151
HVAC ¦ Heat Emitters - Central ¦ Radiators ¦ Steel | 4 | Medium | B | 1 | 2025 | 5 | 3 | 3.2 | 25415 | 8453
HVAC ¦ Fan ¦ Local and Special Ventilation ¦ Extract | 1 | Medium | B | 1 | 2025 | 5 | 3 | 3.2 | 25416 | 8454
Electrical ¦ Specialist Lighting ¦ Internal ¦ Illuminated Fire Exit Signage | 3 | Urgent | B | 16 | 2040 | 5 | 1 | 2.2 | 5268 | 28816
HVAC ¦ Heat Emitters - Central ¦ Radiators ¦ Steel | 1 | Medium | B | 1 | 2025 | 5 | 3 | 3.2 | 25417 | 8455
Electrical ¦ LV Distribution ¦ Distribution Board ¦ Sub | 1 | High | C | 1 | 2025 | 4 | 2 | 2.4 | 10584 | 2423
Transport ¦ Lifts ¦ Disabled Lift ¦ Hydraulic | 1 | High | B | 1 | 2025 | 5 | 2 | 2.7 | 14484 | 3909
HVAC ¦ Fan ¦ Local and Special Ventilation ¦ Ventilating - General | 1 | Medium | B | 1 | 2025 | 5 | 3 | 3.2 | 25418 | 8456
Fabric ¦ Superstructure ¦ Windows and External Doors ¦ External Doors ¦ Manual and Automatic Doors ¦ Emergency and Panic Escape Doors | 1 | Urgent | B | 1 | 2025 | 5 | 1 | 2.2 | 5269 | 1384
Electrical ¦ Lighting ¦ Internal ¦ General | 48 | Medium | B | 1 | 2025 | 5 | 3 | 3.2 | 25419 | 8457
Electrical ¦ LV Distribution ¦ Distribution Board ¦ Sub | 1 | High | B | 1 | 2025 | 5 | 2 | 2.7 | 14485 | 3910
Electrical ¦ LV Distribution ¦ Distribution Board ¦ Sub | 1 | High | B | 16 | 2040 | 5 | 2 | 2.7 | 14486 | 29184
Fabric ¦ Superstructure ¦ Windows and External Doors ¦ External Windows ¦ Roller Shutters ¦ External Window Shutters ¦ Electric | 1 | Medium | B | 6 | 2030 | 5 | 3 | 3.2 | 25420 | 18710
HVAC ¦ Local Air Conditioning ¦ Single-Split Evaporator - Split Systems/Heat Pumps - Air-cooled with Direct Expansion Evaporator (DX) | 1 | Medium | B | 5 | 2029 | 5 | 3 | 3.2 | 25421 | 15152
Fabric ¦ Superstructure ¦ Windows and External Doors ¦ External Doors ¦ Entrance Doors | 1 | High | C | 25 | 2049 | 4 | 2 | 2.4 | 10585 | 33353
Electrical ¦ Lighting ¦ Internal ¦ Emergency ¦ Self Contained ¦ LED | 9 | Urgent | B | 22 | 2046 | 5 | 1 | 2.2 | 5270 | 32912
HVAC ¦ Local Air Conditioning ¦ Single-Split Evaporator - Split Systems/Heat Pumps - Air-cooled with Direct Expansion Evaporator (DX) | 1 | Medium | CX | 1 | 2025 | 2 | 3 | 2.3 | 10194 | 2135
Fabric ¦ Superstructure ¦ Windows and External Doors ¦ External Doors ¦ Manual and Automatic Doors ¦ Emergency and Panic Escape Doors | 1 | Urgent | B | 6 | 2030 | 5 | 1 | 2.2 | 5271 | 16444
Fabric ¦ Superstructure ¦ Windows and External Doors ¦ External Doors ¦ Entrance Doors | 1 | High | B | 6 | 2030 | 5 | 2 | 2.7 | 14487 | 17614
Electrical ¦ Lighting ¦ Internal ¦ General | 1 | Medium | B | 1 | 2025 | 5 | 3 | 3.2 | 25422 | 8458
HVAC ¦ Central Air Conditioning ¦ Air Conditioning ¦ Multi-Split Condenser - Split Systems/Heat Pumps - Air-cooled with Direct Expansion Evaporator (DX) | 1 | Medium | B | 9 | 2033 | 5 | 3 | 3.2 | 25423 | 21779
HVAC ¦ Central Air Conditioning ¦ Air Conditioning ¦ Multi-Split Evaporator - Split Systems/Heat Pumps - Air-cooled with Direct Expansion Evaporator (DX) | 1 | Medium | B | 1 | 2025 | 5 | 3 | 3.2 | 25424 | 8459
HVAC ¦ Central Heating (Internally Sourced) ¦ Burner ¦ Forced draft gas burner | 1 | Medium | B | 1 | 2025 | 5 | 3 | 3.2 | 25425 | 8460
Fabric ¦ Superstructure ¦ Windows and External Doors ¦ External Doors ¦ Manual and Automatic Doors ¦ Emergency and Panic Escape Doors | 1 | Urgent | B | 15 | 2039 | 5 | 1 | 2.2 | 5272 | 27876
Electrical ¦ Lighting ¦ Internal ¦ Emergency ¦ Self Contained ¦ Non LED | 1 | Urgent | B | 15 | 2039 | 5 | 1 | 2.2 | 5273 | 27877
Fire ¦ Fire Fighting ¦ Fire Extinguishers ¦ Foam | 3 | Urgent | B | 6 | 2030 | 5 | 1 | 2.2 | 5274 | 16445
HVAC ¦ Local Air Conditioning ¦ Single-Split Evaporator - Split Systems/Heat Pumps - Air-cooled with Direct Expansion Evaporator (DX) | 1 | Medium | CX | 1 | 2025 | 2 | 3 | 2.3 | 10195 | 2136
HVAC ¦ Fan ¦ Local and Special Ventilation ¦ Ventilating - General | 1 | Medium | B | 5 | 2029 | 5 | 3 | 3.2 | 25426 | 15153
Water ¦ Local Hot Water ¦ Instantaneous Electric Water Heater - Non-Drinking Water | 1 | Medium | B | 14 | 2038 | 5 | 3 | 3.2 | 25427 | 27577
Electrical ¦ Lighting ¦ Internal ¦ General | 1 | Medium | B | 1 | 2025 | 5 | 3 | 3.2 | 25428 | 8461
Electrical ¦ Lighting ¦ Internal ¦ Emergency ¦ Self Contained ¦ Non LED | 1 | Urgent | B | 1 | 2025 | 5 | 1 | 2.2 | 5275 | 1385
Electrical ¦ Lighting ¦ Internal ¦ Emergency ¦ Self Contained ¦ Non LED | 1 | Urgent | B | 15 | 2039 | 5 | 1 | 2.2 | 5276 | 27878
HVAC ¦ Central Heating (Internally Sourced) ¦ Pressurisation Unit ¦ Gas/Oil Fired Heating System | 1 | Low | B | 1 | 2025 | 5 | 4 | 3.7 | 33121 | 12051
HVAC ¦ Fan ¦ Local and Special Ventilation ¦ Ventilating - General | 1 | Medium | B | 1 | 2025 | 5 | 3 | 3.2 | 25429 | 8462
HVAC ¦ Fan ¦ Central Ventilation Systems ¦ Ventilating - General | 1 | Low | B | 1 | 2025 | 5 | 4 | 3.7 | 33122 | 12052
Fabric ¦ Superstructure ¦ Internal Doors ¦ Roller Shutters ¦ Electric Roller Shutter | 1 | Medium | B | 22 | 2046 | 5 | 3 | 3.2 | 25430 | 33052
Electrical ¦ Lighting ¦ Internal ¦ Emergency ¦ Self Contained ¦ LED | 11 | Urgent | B | 15 | 2039 | 5 | 1 | 2.2 | 5277 | 27879
Electrical ¦ Lighting ¦ Internal ¦ Emergency ¦ Self Contained ¦ LED | 1 | Urgent | B | 21 | 2045 | 5 | 1 | 2.2 | 5278 | 32086
HVAC ¦ Central Heating (Internally Sourced) ¦ Boiler ¦ Electric Boilers | 1 | Medium | B | 1 | 2025 | 5 | 3 | 3.2 | 25431 | 8463
Transport ¦ Lifts ¦ Disabled Lift ¦ Hydraulic | 1 | High | B | 1 | 2025 | 5 | 2 | 2.7 | 14488 | 3911
Fabric ¦ Superstructure ¦ Internal Doors ¦ Roller Shutters ¦ Electric Roller Shutter | 1 | Medium | B | 11 | 2035 | 5 | 3 | 3.2 | 25432 | 25262
Electrical ¦ Specialist Lighting ¦ Internal ¦ Illuminated Fire Exit Signage | 7 | Urgent | B | 17 | 2041 | 5 | 1 | 2.2 | 5279 | 30112
Electrical ¦ Lighting ¦ Internal ¦ General | 2 | Medium | B | 1 | 2025 | 5 | 3 | 3.2 | 25433 | 8464
HVAC ¦ Fan ¦ Local and Special Ventilation ¦ Fans Window or Wall Mounted | 1 | Medium | B | 1 | 2025 | 5 | 3 | 3.2 | 25434 | 8465
HVAC ¦ Fan ¦ Local and Special Ventilation ¦ Fans Window or Wall Mounted | 1 | Medium | B | 9 | 2033 | 5 | 3 | 3.2 | 25435 | 21780
HVAC ¦ Heat Emitters - Local ¦ Gas Fired Unit Heaters | 1 | Medium | B | 12 | 2036 | 5 | 3 | 3.2 | 25436 | 26539
Fabric ¦ Superstructure ¦ Windows and External Doors ¦ Roller Shutters ¦ Manual Roller Shutter | 1 | High | B | 1 | 2025 | 5 | 2 | 2.7 | 14489 | 3912
HVAC ¦ Local and Special Ventilation ¦ Unit extract fans. | 1 | Medium | B | 1 | 2025 | 5 | 3 | 3.2 | 25437 | 8466
HVAC ¦ Heat Emitters - Local ¦ Gas Fired Unit Heaters | 1 | Medium | B | 1 | 2025 | 5 | 3 | 3.2 | 25438 | 8467
HVAC ¦ Heat Emitters - Central ¦ Unit Heaters | 1 | Medium | B | 1 | 2025 | 5 | 3 | 3.2 | 25439 | 8468
HVAC ¦ Fan ¦ Local and Special Ventilation ¦ Extract | 1 | Medium | B | 7 | 2031 | 5 | 3 | 3.2 | 25440 | 19957
Electrical ¦ Lighting ¦ Internal ¦ General ¦ LED Fittings & Luminaires | 36 | Medium | B | 18 | 2042 | 5 | 3 | 3.2 | 25441 | 30954
Electrical ¦ Lighting ¦ Internal ¦ General | 5 | Medium | B | 1 | 2025 | 5 | 3 | 3.2 | 25442 | 8469
HVAC ¦ Heat Emitters - Local ¦ Electric Heaters | 3 | Medium | B | 1 | 2025 | 5 | 3 | 3.2 | 25443 | 8470
Fire ¦ Fire Fighting ¦ Fire Extinguishers ¦ CO2 | 2 | Urgent | B | 7 | 2031 | 5 | 1 | 2.2 | 5280 | 19337
Fire ¦ Fire Fighting ¦ Fire Extinguishers ¦ Powder | 2 | Urgent | A | 10 | 2034 | 6 | 1 | 2.5 | 10897 | 22217
Electrical ¦ Lighting ¦ Internal ¦ General | 1 | Medium | B | 1 | 2025 | 5 | 3 | 3.2 | 25444 | 8471
Fire ¦ Fire Fighting ¦ Fire Extinguishers ¦ CO2 | 2 | Urgent | B | 6 | 2030 | 5 | 1 | 2.2 | 5281 | 16446
Water ¦ Local Hot Water ¦ Package Electric Water Heaters - Non-Drinking Water | 1 | Medium | B | 8 | 2032 | 5 | 3 | 3.2 | 25445 | 20972
Fire ¦ Fire Fighting ¦ Fire Extinguishers ¦ Foam | 3 | Urgent | A | 10 | 2034 | 6 | 1 | 2.5 | 10898 | 22218
Fabric ¦ Superstructure ¦ Windows and External Doors ¦ Roller Shutters ¦ Manual Roller Shutter | 1 | High | B | 1 | 2025 | 5 | 2 | 2.7 | 14490 | 3913
Fire ¦ Fire Detection ¦ Fire Alarm Panel / Repeater | 1 | Urgent | B | 1 | 2025 | 5 | 1 | 2.2 | 5282 | 1386
Electrical ¦ Lighting ¦ External ¦ General - LED | 14 | Medium | B | 5 | 2029 | 5 | 3 | 3.2 | 25446 | 15154
Water ¦ Local Hot Water ¦ Instantaneous Electric Water Heater - Non-Drinking Water | 1 | Medium | B | 1 | 2025 | 5 | 3 | 3.2 | 25447 | 8472
Electrical ¦ LV Distribution ¦ Distribution Board ¦ Sub | 1 | High | B | 10 | 2034 | 5 | 2 | 2.7 | 14491 | 22376
Electrical ¦ Specialist Lighting ¦ Internal ¦ Illuminated Fire Exit Signage | 2 | Urgent | B | 16 | 2040 | 5 | 1 | 2.2 | 5283 | 28817
Electrical ¦ Lighting ¦ External ¦ General - LED | 5 | Medium | B | 7 | 2031 | 5 | 3 | 3.2 | 25448 | 19958
Fire ¦ Fire Fighting ¦ Fire Extinguishers ¦ CO2 | 3 | Urgent | B | 6 | 2030 | 5 | 1 | 2.2 | 5284 | 16447
HVAC ¦ Local and Special Ventilation ¦ Unit extract fans. | 1 | Medium | B | 1 | 2025 | 5 | 3 | 3.2 | 25449 | 8473
HVAC ¦ Heat Emitters - Local ¦ Gas Fired Unit Heaters | 1 | Medium | B | 12 | 2036 | 5 | 3 | 3.2 | 25450 | 26540
Fabric ¦ Superstructure ¦ Windows and External Doors ¦ External Doors ¦ Entrance Doors | 1 | High | B | 11 | 2035 | 5 | 2 | 2.7 | 14492 | 24447
Water ¦ Local Hot Water ¦ Instantaneous Electric Water Heater - Non-Drinking Water | 1 | Medium | B | 12 | 2036 | 5 | 3 | 3.2 | 25451 | 26541
Electrical ¦ Lighting ¦ Internal ¦ General ¦ LED Fittings & Luminaires | 4 | Medium | B | 1 | 2025 | 5 | 3 | 3.2 | 25452 | 8474
Electrical ¦ Lighting ¦ External ¦ General - LED | 3 | Medium | B | 12 | 2036 | 5 | 3 | 3.2 | 25453 | 26542
Fabric ¦ Superstructure ¦ Windows and External Doors ¦ External Doors ¦ Entrance Doors | 1 | High | B | 11 | 2035 | 5 | 2 | 2.7 | 14493 | 24448
Electrical ¦ Lighting ¦ Internal ¦ Emergency ¦ Self Contained ¦ Non LED | 9 | Urgent | B | 1 | 2025 | 5 | 1 | 2.2 | 5285 | 1387
Fabric ¦ Superstructure ¦ Windows and External Doors ¦ Roller Shutters ¦ Manual Roller Shutter | 1 | High | B | 1 | 2025 | 5 | 2 | 2.7 | 14494 | 3914
Fabric ¦ Superstructure ¦ Internal Doors ¦ Roller Shutters ¦ Internal Manual Roller Shutter | 1 | Medium | B | 1 | 2025 | 5 | 3 | 3.2 | 25454 | 8475
HVAC ¦ Heat Emitters - Local ¦ Gas Fired Natural and Fan Assisted Heaters | 1 | Medium | B | 1 | 2025 | 5 | 3 | 3.2 | 25455 | 8476
Fire ¦ Fire Detection ¦ Fire Alarm System | 1 | Urgent | B | 14 | 2038 | 5 | 1 | 2.2 | 5286 | 27368
Fire ¦ Fire Fighting ¦ Fire Extinguishers ¦ CO2 | 3 | Urgent | B | 7 | 2031 | 5 | 1 | 2.2 | 5287 | 19338
Electrical ¦ LV Distribution ¦ Distribution Board ¦ Sub | 1 | High | C | 1 | 2025 | 4 | 2 | 2.4 | 10586 | 2424
HVAC ¦ Fan ¦ Local and Special Ventilation ¦ Fans Window or Wall Mounted | 1 | Medium | B | 9 | 2033 | 5 | 3 | 3.2 | 25456 | 21781
Electrical ¦ LV Distribution ¦ Distribution Board ¦ Main | 1 | High | B | 16 | 2040 | 5 | 2 | 2.7 | 14495 | 29185
HVAC ¦ Fan ¦ Local and Special Ventilation ¦ Fans Window or Wall Mounted | 1 | Medium | A | 13 | 2037 | 6 | 3 | 3.5 | 32533 | 27290
Fabric ¦ Superstructure ¦ Windows and External Doors ¦ External Doors ¦ Manual and Automatic Doors ¦ Emergency and Panic Escape Doors | 1 | Urgent | B | 11 | 2035 | 5 | 1 | 2.2 | 5288 | 23656
Fabric ¦ Superstructure ¦ Internal Doors ¦ Roller Shutters ¦ Internal Manual Roller Shutter | 1 | Medium | B | 1 | 2025 | 5 | 3 | 3.2 | 25457 | 8477
HVAC ¦ Fan ¦ Smoke Extract | 1 | Urgent | B | 1 | 2025 | 5 | 1 | 2.2 | 5289 | 1388
Fire ¦ Fire Detection ¦ Fire Alarm System | 1 | Urgent | B | 11 | 2035 | 5 | 1 | 2.2 | 5290 | 23657
Electrical ¦ Lighting ¦ Internal ¦ Emergency ¦ Self Contained ¦ Non LED | 13 | Urgent | B | 15 | 2039 | 5 | 1 | 2.2 | 5291 | 27880
Electrical ¦ Lighting ¦ Internal ¦ Emergency ¦ Self Contained ¦ LED | 1 | Urgent | B | 21 | 2045 | 5 | 1 | 2.2 | 5292 | 32087
Electrical ¦ Specialist Lighting ¦ External ¦ Illuminated External Signs | 1 | Medium | B | 1 | 2025 | 5 | 3 | 3.2 | 25458 | 8478
Electrical ¦ Lighting ¦ External ¦ General - Non-LED | 2 | Medium | B | 1 | 2025 | 5 | 3 | 3.2 | 25459 | 8479
Fabric ¦ Superstructure ¦ Windows and External Doors ¦ External Doors ¦ Manual and Automatic Doors ¦ Powered Swing Doors (Push Pad) | 1 | High | B | 6 | 2030 | 5 | 2 | 2.7 | 14496 | 17615
HVAC ¦ Fan ¦ Central Ventilation Systems ¦ Axial | 1 | Medium | B | 5 | 2029 | 5 | 3 | 3.2 | 25460 | 15155
Fire ¦ Fire Fighting ¦ Fire Extinguishers ¦ Foam | 1 | Urgent | B | 6 | 2030 | 5 | 1 | 2.2 | 5293 | 16448
HVAC ¦ Central Heating (Internally Sourced) ¦ Boiler ¦ Atmospheric Gas Burner/Condensing Combination Boiler | 1 | Medium | B | 1 | 2025 | 5 | 3 | 3.2 | 25461 | 8480
Fabric ¦ Superstructure ¦ Windows and External Doors ¦ External Doors ¦ Manual and Automatic Doors ¦ High Security Door | 1 | High | B | 11 | 2035 | 5 | 2 | 2.7 | 14497 | 24449
Fabric ¦ Superstructure ¦ Windows and External Doors ¦ Roller Shutters ¦ Manual Roller Shutter | 1 | High | B | 21 | 2045 | 5 | 2 | 2.7 | 14498 | 32637
Fire ¦ Fire Detection ¦ Fire Alarm Panel / Repeater | 1 | Urgent | B | 1 | 2025 | 5 | 1 | 2.2 | 5294 | 1389
Electrical ¦ Specialist Lighting ¦ Internal ¦ Illuminated Fire Exit Signage | 1 | Urgent | B | 1 | 2025 | 5 | 1 | 2.2 | 5295 | 1390
Electrical ¦ LV Distribution ¦ Distribution Board ¦ Sub | 1 | High | B | 16 | 2040 | 5 | 2 | 2.7 | 14499 | 29186
Controls ¦ Multi-System Controls ¦ Control Panel - Electrical Services (excluding Electrical Controllers and Pneumatic Relays) | 1 | Medium | B | 1 | 2025 | 5 | 3 | 3.2 | 25462 | 8481
Electrical ¦ Specialist Lighting ¦ Internal ¦ Illuminated Fire Exit Signage | 2 | Urgent | C | 1 | 2025 | 4 | 1 | 1.9 | 657 | 471
Fire ¦ Fire Fighting ¦ Fire Extinguishers ¦ Foam | 4 | Urgent | B | 6 | 2030 | 5 | 1 | 2.2 | 5296 | 16449
HVAC ¦ Heat Emitters - Local ¦ Electric Heaters | 1 | Medium | B | 6 | 2030 | 5 | 3 | 3.2 | 25463 | 18711
Electrical ¦ Lighting ¦ Internal ¦ General | 10 | Medium | B | 10 | 2034 | 5 | 3 | 3.2 | 25464 | 22842
Security ¦ Access ¦ Access Control ¦ Gate Access - Local Lock / Keypad / Manual (External) | 1 | Medium | B | 1 | 2025 | 5 | 3 | 3.2 | 25465 | 8482
Security ¦ Access ¦ Access Control ¦ Gate Access - Local Lock / Keypad / Manual (External) | 1 | Medium | B | 7 | 2031 | 5 | 3 | 3.2 | 25466 | 19959
HVAC ¦ Heat Emitters - Local ¦ Gas Fired Natural and Fan Assisted Heaters | 1 | Medium | B | 3 | 2027 | 5 | 3 | 3.2 | 25467 | 13554
HVAC ¦ Fan ¦ Local and Special Ventilation ¦ Extract | 1 | Medium | B | 1 | 2025 | 5 | 3 | 3.2 | 25468 | 8483
Electrical ¦ LV Distribution ¦ Distribution Board ¦ Sub | 1 | High | B | 1 | 2025 | 5 | 2 | 2.7 | 14500 | 3915
HVAC ¦ Fan ¦ Local and Special Ventilation ¦ Extract | 1 | Medium | B | 1 | 2025 | 5 | 3 | 3.2 | 25469 | 8484
Fire ¦ Fire Fighting ¦ Fire Extinguishers ¦ CO2 | 1 | Urgent | B | 2 | 2026 | 5 | 1 | 2.2 | 5297 | 12606
Fabric ¦ Superstructure ¦ Windows and External Doors ¦ Roller Shutters ¦ Manual Roller Shutter | 1 | High | B | 1 | 2025 | 5 | 2 | 2.7 | 14501 | 3916
Electrical ¦ Lighting ¦ Internal ¦ Emergency ¦ Self Contained ¦ LED | 2 | Urgent | B | 15 | 2039 | 5 | 1 | 2.2 | 5298 | 27881
HVAC ¦ Central Air Conditioning ¦ Air Conditioning ¦ Multi-Split Condenser - Split Systems/Heat Pumps - Air-cooled with Direct Expansion Evaporator (DX) | 1 | Medium | B | 1 | 2025 | 5 | 3 | 3.2 | 25470 | 8485
HVAC ¦ Central Air Conditioning ¦ Air Conditioning ¦ Multi-Split Evaporator - Split Systems/Heat Pumps - Air-cooled with Direct Expansion Evaporator (DX) | 1 | Medium | B | 6 | 2030 | 5 | 3 | 3.2 | 25471 | 18712
Electrical ¦ LV Distribution ¦ Distribution Board ¦ Main | 1 | High | B | 1 | 2025 | 5 | 2 | 2.7 | 14502 | 3917
Fabric ¦ Superstructure ¦ Windows and External Doors ¦ Roller Shutters ¦ Electric Roller Shutter | 1 | High | B | 8 | 2032 | 5 | 2 | 2.7 | 14503 | 20724
Fabric ¦ Superstructure ¦ Windows and External Doors ¦ Roller Shutters ¦ Electric Roller Shutter | 1 | High | B | 1 | 2025 | 5 | 2 | 2.7 | 14504 | 3918
Fabric ¦ Superstructure ¦ Windows and External Doors ¦ Roller Shutters ¦ Electric Roller Shutter | 1 | High | B | 1 | 2025 | 5 | 2 | 2.7 | 14505 | 3919
HVAC ¦ Local Air Conditioning ¦ Single-Split Evaporator - Split Systems/Heat Pumps - Air-cooled with Direct Expansion Evaporator (DX) | 1 | Medium | A | 15 | 2039 | 6 | 3 | 3.5 | 32534 | 28569
HVAC ¦ Central Heating (Internally Sourced) ¦ Boiler ¦ Electric Boilers | 1 | Medium | B | 1 | 2025 | 5 | 3 | 3.2 | 25472 | 8486
Fabric ¦ Superstructure ¦ Windows and External Doors ¦ External Doors ¦ Entrance Doors | 1 | High | C | 25 | 2049 | 4 | 2 | 2.4 | 10587 | 33354
Electrical ¦ LV Distribution ¦ Distribution Board ¦ Sub | 1 | High | B | 1 | 2025 | 5 | 2 | 2.7 | 14506 | 3920
Electrical ¦ Lighting ¦ Internal ¦ General | 11 | Medium | B | 1 | 2025 | 5 | 3 | 3.2 | 25473 | 8487
HVAC ¦ Local Air Conditioning ¦ Single-Split Condenser - Split Systems/Heat Pumps - Air-cooled with Direct Expansion Evaporator (DX) | 1 | Medium | A | 15 | 2039 | 6 | 3 | 3.5 | 32535 | 28570
Electrical ¦ LV Distribution ¦ Distribution Board ¦ Sub | 1 | High | B | 1 | 2025 | 5 | 2 | 2.7 | 14507 | 3921
Electrical ¦ LV Distribution ¦ Distribution Board ¦ Main | 1 | High | B | 1 | 2025 | 5 | 2 | 2.7 | 14508 | 3922
Electrical ¦ Lighting ¦ Internal ¦ Emergency ¦ Self Contained ¦ LED | 2 | Urgent | B | 17 | 2041 | 5 | 1 | 2.2 | 5299 | 30113
Fire ¦ Fire Fighting ¦ Fire Extinguishers ¦ Foam | 2 | Urgent | B | 6 | 2030 | 5 | 1 | 2.2 | 5300 | 16450
Electrical ¦ LV Distribution ¦ Distribution Board ¦ Sub | 1 | High | B | 17 | 2041 | 5 | 2 | 2.7 | 14509 | 30328
Fabric ¦ Superstructure ¦ Windows and External Doors ¦ External Doors ¦ Manual and Automatic Doors ¦ Emergency and Panic Escape Doors | 1 | Urgent | B | 31 | 2055 | 5 | 1 | 2.2 | 5301 | 33753
Fabric ¦ Superstructure ¦ Windows and External Doors ¦ External Doors ¦ Manual and Automatic Doors ¦ Emergency and Panic Escape Doors | 1 | Urgent | B | 6 | 2030 | 5 | 1 | 2.2 | 5302 | 16451
Electrical ¦ Specialist Lighting ¦ Internal ¦ Illuminated Fire Exit Signage | 5 | Urgent | B | 17 | 2041 | 5 | 1 | 2.2 | 5303 | 30114
Electrical ¦ Lighting ¦ Internal ¦ Emergency ¦ Self Contained ¦ Non LED | 4 | Urgent | B | 1 | 2025 | 5 | 1 | 2.2 | 5304 | 1391
Electrical ¦ LV Distribution ¦ Distribution Board ¦ Sub | 1 | High | B | 1 | 2025 | 5 | 2 | 2.7 | 14510 | 3923
Electrical ¦ LV Distribution ¦ Distribution Board ¦ Main | 1 | High | B | 1 | 2025 | 5 | 2 | 2.7 | 14511 | 3924
Fire ¦ Fire Fighting ¦ Fire Extinguishers ¦ Foam | 3 | Urgent | B | 6 | 2030 | 5 | 1 | 2.2 | 5305 | 16452
Electrical ¦ Lighting ¦ External ¦ General - LED | 5 | Medium | B | 12 | 2036 | 5 | 3 | 3.2 | 25474 | 26543
Fire ¦ Fire Fighting ¦ Fire Extinguishers ¦ CO2 | 2 | Urgent | B | 6 | 2030 | 5 | 1 | 2.2 | 5306 | 16453
Water ¦ Local Hot Water ¦ Package Electric Water Heaters - Non-Drinking Water | 1 | Medium | B | 6 | 2030 | 5 | 3 | 3.2 | 25475 | 18713
Electrical ¦ LV Distribution ¦ Distribution Board ¦ Sub | 1 | High | B | 1 | 2025 | 5 | 2 | 2.7 | 14512 | 3925
Electrical ¦ LV Distribution ¦ Distribution Board ¦ Sub | 1 | High | B | 15 | 2039 | 5 | 2 | 2.7 | 14513 | 28169
Electrical ¦ Lighting ¦ Internal ¦ General ¦ LED Fittings & Luminaires | 70 | Medium | B | 17 | 2041 | 5 | 3 | 3.2 | 25476 | 30486
HVAC ¦ Central Air Conditioning ¦ Air Conditioning ¦ Multi-Split Evaporator - Split Systems/Heat Pumps - Air-cooled with Direct Expansion Evaporator (DX) | 1 | Medium | B | 1 | 2025 | 5 | 3 | 3.2 | 25477 | 8488
Electrical ¦ LV Distribution ¦ Distribution Board ¦ Main | 1 | High | B | 1 | 2025 | 5 | 2 | 2.7 | 14514 | 3926
Fire ¦ Fire Detection ¦ Fire Alarm Panel / Repeater | 1 | Urgent | B | 11 | 2035 | 5 | 1 | 2.2 | 5307 | 23658
Fabric ¦ Superstructure ¦ Windows and External Doors ¦ External Doors ¦ Entrance Doors | 1 | High | B | 11 | 2035 | 5 | 2 | 2.7 | 14515 | 24450
HVAC ¦ Heat Emitters - Local ¦ Electric Heaters | 3 | Medium | B | 4 | 2028 | 5 | 3 | 3.2 | 25478 | 14130
Fire ¦ Fire Fighting ¦ Fire Extinguishers ¦ CO2 | 2 | Urgent | B | 6 | 2030 | 5 | 1 | 2.2 | 5308 | 16454
Fire ¦ Fire Fighting ¦ Fire Extinguishers ¦ Foam | 3 | Urgent | B | 6 | 2030 | 5 | 1 | 2.2 | 5309 | 16455
Electrical ¦ Lighting ¦ Internal ¦ General ¦ LED Fittings & Luminaires | 72 | Medium | B | 17 | 2041 | 5 | 3 | 3.2 | 25479 | 30487
Fire ¦ Fire Fighting ¦ Fire Extinguishers ¦ Foam | 5 | Urgent | B | 6 | 2030 | 5 | 1 | 2.2 | 5310 | 16456
HVAC ¦ Local and Special Ventilation ¦ Unit extract fans. | 1 | Medium | B | 5 | 2029 | 5 | 3 | 3.2 | 25480 | 15156
Controls ¦ Building Management System (BMS) ¦ BMS Control Panel | 1 | High | B | 6 | 2030 | 5 | 2 | 2.7 | 14516 | 17616
Fabric ¦ Superstructure ¦ Windows and External Doors ¦ Roller Shutters ¦ Electric Roller Shutter | 1 | High | B | 1 | 2025 | 5 | 2 | 2.7 | 14517 | 3927
Security ¦ Access ¦ Access Control ¦ Gate Access - Local Lock / Keypad / Manual (External) | 1 | Medium | B | 5 | 2029 | 5 | 3 | 3.2 | 25481 | 15157
Fire ¦ Fire Fighting ¦ Fire Extinguishers ¦ CO2 | 3 | Urgent | B | 7 | 2031 | 5 | 1 | 2.2 | 5311 | 19339
Fire ¦ Fire Detection ¦ Fire Alarm System | 1 | Urgent | B | 1 | 2025 | 5 | 1 | 2.2 | 5312 | 1392
Fabric ¦ Superstructure ¦ Windows and External Doors ¦ Roller Shutters ¦ Manual Roller Shutter | 1 | High | B | 1 | 2025 | 5 | 2 | 2.7 | 14518 | 3928
HVAC ¦ Central Heating (Internally Sourced) ¦ Boiler ¦ Atmospheric Gas Burner/Condensing Combination Boiler | 1 | Medium | B | 1 | 2025 | 5 | 3 | 3.2 | 25482 | 8489
Fabric ¦ Superstructure ¦ Windows and External Doors ¦ External Doors ¦ Manual and Automatic Doors ¦ High Security Door | 1 | High | B | 26 | 2050 | 5 | 2 | 2.7 | 14519 | 33501
Water ¦ Local Hot Water ¦ Instantaneous Electric Water Heater - Non-Drinking Water | 1 | Medium | B | 1 | 2025 | 5 | 3 | 3.2 | 25483 | 8490
Fabric ¦ Superstructure ¦ Windows and External Doors ¦ Roller Shutters ¦ Electric Roller Shutter | 1 | High | B | 21 | 2045 | 5 | 2 | 2.7 | 14520 | 32638
HVAC ¦ Heat Emitters - Local ¦ Gas Fired Unit Heaters | 1 | Medium | B | 6 | 2030 | 5 | 3 | 3.2 | 25484 | 18714
Fabric ¦ Superstructure ¦ Roof ¦ Roof Lights, Skylights and Openings ¦ Smoke vents ¦ Smoke Relief-Natural Ventilators | 1 | Urgent | B | 1 | 2025 | 5 | 1 | 2.2 | 5313 | 1393
Fire ¦ Fire Detection ¦ Fire Alarm Panel / Repeater | 1 | Urgent | A | 14 | 2038 | 6 | 1 | 2.5 | 10899 | 27420
HVAC ¦ Fan ¦ Local and Special Ventilation ¦ Fans Window or Wall Mounted | 1 | Medium | B | 1 | 2025 | 5 | 3 | 3.2 | 25485 | 8491
Fabric ¦ Superstructure ¦ Windows and External Doors ¦ Roller Shutters ¦ Electric Roller Shutter | 1 | High | B | 1 | 2025 | 5 | 2 | 2.7 | 14521 | 3929
HVAC ¦ Fan ¦ Central Ventilation Systems ¦ Ventilating - General | 1 | Low | B | 6 | 2030 | 5 | 4 | 3.7 | 33123 | 19104
Electrical ¦ LV Distribution ¦ Distribution Board ¦ Main | 1 | High | B | 19 | 2043 | 5 | 2 | 2.7 | 14522 | 31198
Fabric ¦ Superstructure ¦ Windows and External Doors ¦ External Doors ¦ Manual and Automatic Doors ¦ Emergency and Panic Escape Doors | 1 | Urgent | B | 11 | 2035 | 5 | 1 | 2.2 | 5314 | 23659
HVAC ¦ Fan ¦ Local and Special Ventilation ¦ Centrifugal | 1 | Medium | B | 1 | 2025 | 5 | 3 | 3.2 | 25486 | 8492
HVAC ¦ Ventilation ¦ Air Handling Unit (AHU) ¦ Internal ¦ Central Heating & Cooling ¦ Electric & DX | 1 | Medium | B | 11 | 2035 | 5 | 3 | 3.2 | 25487 | 25263
Electrical ¦ LV Distribution ¦ Distribution Board ¦ Sub | 1 | High | D | 1 | 2025 | 3 | 2 | 2.1 | 1168 | 800
HVAC ¦ Heat Emitters - Central ¦ Unit Heaters | 1 | Medium | D | 10 | 2034 | 3 | 3 | 2.6 | 11135 | 22244
Water ¦ Local Hot Water ¦ Instantaneous Electric Water Heater - Non-Drinking Water | 1 | Medium | B | 1 | 2025 | 5 | 3 | 3.2 | 25488 | 8493
HVAC ¦ Central Air Conditioning ¦ Air Conditioning ¦ Multi-Split Condenser - DX Split Systems (With Gas, Electric or Hot Water Heaters) | 1 | Medium | B | 1 | 2025 | 5 | 3 | 3.2 | 25489 | 8494
Electrical ¦ LV Distribution ¦ Distribution Board ¦ Sub | 1 | High | D | 1 | 2025 | 3 | 2 | 2.1 | 1169 | 801
HVAC ¦ Heat Emitters - Local ¦ Gas Fired Natural and Fan Assisted Heaters | 1 | Medium | B | 1 | 2025 | 5 | 3 | 3.2 | 25490 | 8495
Electrical ¦ LV Distribution ¦ Distribution Board ¦ Sub | 1 | High | B | 18 | 2042 | 5 | 2 | 2.7 | 14523 | 30827
Electrical ¦ LV Distribution ¦ Distribution Board ¦ Sub | 1 | High | B | 1 | 2025 | 5 | 2 | 2.7 | 14524 | 3930
Electrical ¦ LV Distribution ¦ Main Switch Panel at Supply Intake | 1 | Medium | B | 1 | 2025 | 5 | 3 | 3.2 | 25491 | 8496
Water ¦ Local Hot Water ¦ Electric Water Heater - Drinking Water ¦ Non-Pressurised | 1 | Medium | B | 1 | 2025 | 5 | 3 | 3.2 | 25492 | 8497
Fabric ¦ Superstructure ¦ Windows and External Doors ¦ Roller Shutters ¦ Electric Roller Shutter | 1 | High | B | 1 | 2025 | 5 | 2 | 2.7 | 14525 | 3931
Fire ¦ Fire Detection ¦ Fire Alarm System | 1 | Urgent | B | 1 | 2025 | 5 | 1 | 2.2 | 5315 | 1394
Electrical ¦ Lighting ¦ Internal ¦ General | 3 | Medium | C | 1 | 2025 | 4 | 3 | 2.9 | 18679 | 5587
Fabric ¦ Superstructure ¦ Windows and External Doors ¦ External Doors ¦ Manual and Automatic Doors ¦ Emergency and Panic Escape Doors | 1 | Urgent | B | 14 | 2038 | 5 | 1 | 2.2 | 5316 | 27369
Water ¦ Local Hot Water ¦ Package Electric Water Heaters - Non-Drinking Water | 1 | Medium | B | 1 | 2025 | 5 | 3 | 3.2 | 25493 | 8498
Fabric ¦ Superstructure ¦ Windows and External Doors ¦ External Doors ¦ Manual and Automatic Doors ¦ Emergency and Panic Escape Doors | 1 | Urgent | B | 1 | 2025 | 5 | 1 | 2.2 | 5317 | 1395
Fire ¦ Fire Fighting ¦ Fire Extinguishers ¦ Foam | 5 | Urgent | B | 6 | 2030 | 5 | 1 | 2.2 | 5318 | 16457
Electrical ¦ Lighting ¦ Internal ¦ General | 11 | Medium | B | 1 | 2025 | 5 | 3 | 3.2 | 25494 | 8499
Electrical ¦ Lighting ¦ Internal ¦ Emergency ¦ Self Contained ¦ LED | 8 | Urgent | B | 22 | 2046 | 5 | 1 | 2.2 | 5319 | 32913
Electrical ¦ Lighting ¦ External ¦ General - Non-LED | 2 | Medium | B | 1 | 2025 | 5 | 3 | 3.2 | 25495 | 8500
Electrical ¦ Lighting ¦ Internal ¦ Emergency ¦ Self Contained ¦ LED | 1 | Urgent | B | 20 | 2044 | 5 | 1 | 2.2 | 5320 | 31481
HVAC ¦ Fan ¦ Local and Special Ventilation ¦ Axial | 1 | Medium | B | 1 | 2025 | 5 | 3 | 3.2 | 25496 | 8501
Electrical ¦ Lighting ¦ Internal ¦ Emergency ¦ Self Contained ¦ Non LED | 3 | Urgent | B | 4 | 2028 | 5 | 1 | 2.2 | 5321 | 13828
Electrical ¦ Lighting ¦ Internal ¦ Emergency ¦ Self Contained ¦ LED | 6 | Urgent | B | 21 | 2045 | 5 | 1 | 2.2 | 5322 | 32088
Electrical ¦ Lighting ¦ Internal ¦ General | 5 | Medium | B | 4 | 2028 | 5 | 3 | 3.2 | 25497 | 14131
Fire ¦ Fire Fighting ¦ Fire Extinguishers ¦ Foam | 2 | Urgent | B | 1 | 2025 | 5 | 1 | 2.2 | 5323 | 1396
Electrical ¦ LV Distribution ¦ Distribution Board ¦ Sub | 1 | High | B | 6 | 2030 | 5 | 2 | 2.7 | 14526 | 17617
Water ¦ Local Hot Water ¦ Instantaneous Electric Water Heater - Non-Drinking Water | 1 | Medium | B | 1 | 2025 | 5 | 3 | 3.2 | 25498 | 8502
Fabric ¦ Superstructure ¦ Windows and External Doors ¦ External Windows ¦ Roller Shutters ¦ External Window Shutters ¦ Electric | 1 | Medium | B | 1 | 2025 | 5 | 3 | 3.2 | 25499 | 8503
Fabric ¦ Superstructure ¦ Windows and External Doors ¦ Roller Shutters ¦ Manual Roller Shutter | 1 | High | B | 1 | 2025 | 5 | 2 | 2.7 | 14527 | 3932
Electrical ¦ Lighting ¦ External ¦ General - LED | 5 | Medium | B | 6 | 2030 | 5 | 3 | 3.2 | 25500 | 18715
Fire ¦ Fire Fighting ¦ Fire Extinguishers ¦ Foam | 2 | Urgent | B | 7 | 2031 | 5 | 1 | 2.2 | 5324 | 19340
HVAC ¦ Local and Special Ventilation ¦ Unit extract fans. | 1 | Medium | D | 1 | 2025 | 3 | 3 | 2.6 | 11136 | 2641
Fabric ¦ Superstructure ¦ Windows and External Doors ¦ External Doors ¦ Manual and Automatic Doors ¦ Emergency and Panic Escape Doors | 1 | Urgent | B | 21 | 2045 | 5 | 1 | 2.2 | 5325 | 32089
Fabric ¦ Superstructure ¦ Windows and External Doors ¦ Roller Shutters ¦ Electric Roller Shutter | 1 | High | B | 21 | 2045 | 5 | 2 | 2.7 | 14528 | 32639
Electrical ¦ Lighting ¦ Internal ¦ General ¦ LED Fittings & Luminaires | 71 | Medium | B | 16 | 2040 | 5 | 3 | 3.2 | 25501 | 29579
Electrical ¦ Lighting ¦ Internal ¦ Emergency ¦ Self Contained ¦ Non LED | 2 | Urgent | B | 11 | 2035 | 5 | 1 | 2.2 | 5326 | 23660
HVAC ¦ Heat Emitters - Local ¦ Gas Fired Ceramic Plaque Infra-Red Heaters | 1 | Medium | B | 1 | 2025 | 5 | 3 | 3.2 | 25502 | 8504
Electrical ¦ Lighting ¦ Internal ¦ Emergency ¦ Self Contained ¦ Non LED | 4 | Urgent | B | 6 | 2030 | 5 | 1 | 2.2 | 5327 | 16458
Electrical ¦ LV Distribution ¦ Distribution Board ¦ Main | 1 | High | B | 1 | 2025 | 5 | 2 | 2.7 | 14529 | 3933
Controls ¦ Multi-System Controls ¦ Multi-Input Controllers | 1 | Medium | B | 7 | 2031 | 5 | 3 | 3.2 | 25503 | 19960
HVAC ¦ Fan ¦ Local and Special Ventilation ¦ Centrifugal | 1 | Medium | B | 1 | 2025 | 5 | 3 | 3.2 | 25504 | 8505
HVAC ¦ Heat Emitters - Central ¦ Radiators ¦ Steel | 3 | Medium | B | 1 | 2025 | 5 | 3 | 3.2 | 25505 | 8506
HVAC ¦ Heat Emitters - Local ¦ Gas Fired Natural and Fan Assisted Heaters | 1 | Medium | B | 14 | 2038 | 5 | 3 | 3.2 | 25506 | 27578
Fabric ¦ Superstructure ¦ Windows and External Doors ¦ External Doors ¦ Manual and Automatic Doors ¦ Auto / Powered Sliding Doors | 1 | High | B | 24 | 2048 | 5 | 2 | 2.7 | 14530 | 33267
Controls ¦ Building Management System (BMS) ¦ Central Operating Station | 1 | High | B | 6 | 2030 | 5 | 2 | 2.7 | 14531 | 17618
Electrical ¦ Lighting ¦ Internal ¦ Emergency ¦ Self Contained ¦ Non LED | 4 | Urgent | B | 6 | 2030 | 5 | 1 | 2.2 | 5328 | 16459
Security ¦ Access ¦ Access Control ¦ Gate Access - Local Lock / Keypad / Manual (External) | 1 | Medium | B | 5 | 2029 | 5 | 3 | 3.2 | 25507 | 15158
HVAC ¦ Fan ¦ Local and Special Ventilation ¦ Extract | 1 | Medium | B | 1 | 2025 | 5 | 3 | 3.2 | 25508 | 8507
Electrical ¦ Specialist Lighting ¦ Internal ¦ Illuminated Fire Exit Signage | 3 | Urgent | B | 12 | 2036 | 5 | 1 | 2.2 | 5329 | 26023
Fire ¦ Fire Fighting ¦ Fire Extinguishers ¦ Foam | 3 | Urgent | B | 6 | 2030 | 5 | 1 | 2.2 | 5330 | 16460
Transport ¦ Lifts ¦ Passenger Lift electric ¦ Electric | 1 | Medium | C | 6 | 2030 | 4 | 3 | 2.9 | 18680 | 17938
Electrical ¦ LV Distribution ¦ Distribution Board ¦ Sub | 1 | High | B | 1 | 2025 | 5 | 2 | 2.7 | 14532 | 3934
Electrical ¦ Specialist Lighting ¦ Internal ¦ Illuminated Fire Exit Signage | 1 | Urgent | B | 16 | 2040 | 5 | 1 | 2.2 | 5331 | 28818
Electrical ¦ Lighting ¦ External ¦ General - LED | 6 | Medium | B | 7 | 2031 | 5 | 3 | 3.2 | 25509 | 19961
Fabric ¦ Superstructure ¦ Windows and External Doors ¦ External Doors ¦ Manual and Automatic Doors ¦ High Security Door | 1 | High | B | 11 | 2035 | 5 | 2 | 2.7 | 14533 | 24451
HVAC ¦ Local and Special Ventilation ¦ Unit extract fans. | 1 | Medium | D | 1 | 2025 | 3 | 3 | 2.6 | 11137 | 2642
Fabric ¦ Superstructure ¦ Windows and External Doors ¦ Roller Shutters ¦ Manual Roller Shutter | 1 | High | B | 5 | 2029 | 5 | 2 | 2.7 | 14534 | 14658
Fabric ¦ Superstructure ¦ Windows and External Doors ¦ External Doors ¦ Entrance Doors | 1 | High | B | 26 | 2050 | 5 | 2 | 2.7 | 14535 | 33502
HVAC ¦ Heat Emitters - Local ¦ Electric Heaters | 1 | Medium | CX | 1 | 2025 | 2 | 3 | 2.3 | 10196 | 2137
HVAC ¦ Local Air Conditioning ¦ Single-Split Evaporator - Split Systems/Heat Pumps - Air-cooled with Direct Expansion Evaporator (DX) | 1 | Medium | B | 1 | 2025 | 5 | 3 | 3.2 | 25510 | 8508
Electrical ¦ LV Distribution ¦ Distribution Board ¦ Sub | 1 | High | B | 1 | 2025 | 5 | 2 | 2.7 | 14536 | 3935
HVAC ¦ Fan ¦ Local and Special Ventilation ¦ Extract | 1 | Medium | B | 1 | 2025 | 5 | 3 | 3.2 | 25511 | 8509
Fabric ¦ Superstructure ¦ Windows and External Doors ¦ Roller Shutters ¦ Manual Roller Shutter | 1 | High | B | 13 | 2037 | 5 | 2 | 2.7 | 14537 | 26978
HVAC ¦ Central Air Conditioning ¦ Air Conditioning ¦ Multi-Split Condenser - Split Systems/Heat Pumps - Air-cooled with Direct Expansion Evaporator (DX) | 1 | Medium | D | 1 | 2025 | 3 | 3 | 2.6 | 11138 | 2643
Electrical ¦ Lighting ¦ Internal ¦ General ¦ LED Fittings & Luminaires | 4 | Medium | B | 11 | 2035 | 5 | 3 | 3.2 | 25512 | 25264
Electrical ¦ Specialist Lighting ¦ Internal ¦ Illuminated Fire Exit Signage | 2 | Urgent | B | 10 | 2034 | 5 | 1 | 2.2 | 5332 | 22061
HVAC ¦ Local Air Conditioning ¦ Single-Split Evaporator - Split Systems/Heat Pumps - Air-cooled with Direct Expansion Evaporator (DX) | 1 | Medium | B | 6 | 2030 | 5 | 3 | 3.2 | 25513 | 18716
Water ¦ Local Hot Water ¦ Package Electric Water Heaters - Non-Drinking Water | 1 | Medium | B | 8 | 2032 | 5 | 3 | 3.2 | 25514 | 20973
Fabric ¦ Superstructure ¦ Windows and External Doors ¦ External Doors ¦ Entrance Doors | 1 | High | B | 15 | 2039 | 5 | 2 | 2.7 | 14538 | 28170
Fabric ¦ Superstructure ¦ Windows and External Doors ¦ External Doors ¦ Manual and Automatic Doors ¦ Auto / Powered Sliding Doors | 1 | High | B | 21 | 2045 | 5 | 2 | 2.7 | 14539 | 32640
Electrical ¦ Lighting ¦ Internal ¦ General ¦ LED Fittings & Luminaires | 11 | Medium | B | 12 | 2036 | 5 | 3 | 3.2 | 25515 | 26544
HVAC ¦ Heat Emitters - Local ¦ Gas Fired Natural and Fan Assisted Heaters | 1 | Medium | B | 1 | 2025 | 5 | 3 | 3.2 | 25516 | 8510
Fabric ¦ Superstructure ¦ Windows and External Doors ¦ External Doors ¦ Manual and Automatic Doors ¦ Emergency and Panic Escape Doors | 1 | Urgent | B | 11 | 2035 | 5 | 1 | 2.2 | 5333 | 23661
Electrical ¦ Lighting ¦ Internal ¦ General ¦ LED Fittings & Luminaires | 6 | Medium | C | 12 | 2036 | 4 | 3 | 2.9 | 18681 | 26286
Security ¦ Access ¦ Access Control ¦ Gate Access - Local Lock / Keypad / Manual (External) | 1 | Medium | B | 1 | 2025 | 5 | 3 | 3.2 | 25517 | 8511
HVAC ¦ Heat Emitters - Local ¦ Electric Heaters | 1 | Medium | B | 1 | 2025 | 5 | 3 | 3.2 | 25518 | 8512
Electrical ¦ Lighting ¦ External ¦ General - LED | 2 | Medium | B | 11 | 2035 | 5 | 3 | 3.2 | 25519 | 25265
HVAC ¦ Local Air Conditioning ¦ Single-Split Condenser - Split Systems/Heat Pumps - Air-cooled with Direct Expansion Evaporator (DX) | 1 | Medium | B | 1 | 2025 | 5 | 3 | 3.2 | 25520 | 8513
Fabric ¦ Superstructure ¦ Windows and External Doors ¦ External Doors ¦ Manual and Automatic Doors ¦ Emergency and Panic Escape Doors | 1 | Urgent | B | 24 | 2048 | 5 | 1 | 2.2 | 5334 | 33240
Electrical ¦ LV Distribution ¦ Distribution Board ¦ Main | 1 | High | B | 9 | 2033 | 5 | 2 | 2.7 | 14540 | 21596
HVAC ¦ Fan ¦ Central Ventilation Systems ¦ Extract | 1 | Medium | B | 1 | 2025 | 5 | 3 | 3.2 | 25521 | 8514
HVAC ¦ Fan ¦ Local and Special Ventilation ¦ Axial | 1 | Medium | B | 1 | 2025 | 5 | 3 | 3.2 | 25522 | 8515
Fabric ¦ Superstructure ¦ Windows and External Doors ¦ Roller Shutters ¦ Manual Roller Shutter | 1 | High | B | 11 | 2035 | 5 | 2 | 2.7 | 14541 | 24452
Fabric ¦ Superstructure ¦ Windows and External Doors ¦ Roller Shutters ¦ Electric Roller Shutter | 1 | High | B | 20 | 2044 | 5 | 2 | 2.7 | 14542 | 31624
Electrical ¦ Specialist Lighting ¦ Internal ¦ Illuminated Fire Exit Signage | 2 | Urgent | B | 1 | 2025 | 5 | 1 | 2.2 | 5335 | 1397
Fire ¦ Fire Fighting ¦ Fire Extinguishers ¦ Foam | 4 | Urgent | B | 6 | 2030 | 5 | 1 | 2.2 | 5336 | 16461
Fabric ¦ Superstructure ¦ Windows and External Doors ¦ External Doors ¦ Entrance Doors | 1 | High | B | 11 | 2035 | 5 | 2 | 2.7 | 14543 | 24453
Electrical ¦ Lighting ¦ Internal ¦ General | 47 | Medium | B | 10 | 2034 | 5 | 3 | 3.2 | 25523 | 22843
Electrical ¦ Specialist Lighting ¦ Internal ¦ Illuminated Fire Exit Signage | 1 | Urgent | B | 12 | 2036 | 5 | 1 | 2.2 | 5337 | 26024
HVAC ¦ Fan ¦ Local and Special Ventilation ¦ Ventilating - General | 1 | Medium | B | 1 | 2025 | 5 | 3 | 3.2 | 25524 | 8516
Fabric ¦ Superstructure ¦ Windows and External Doors ¦ External Doors ¦ Entrance Doors | 1 | High | D | 1 | 2025 | 3 | 2 | 2.1 | 1170 | 802
Fabric ¦ Superstructure ¦ Windows and External Doors ¦ Roller Shutters ¦ Electric Roller Shutter | 1 | High | B | 1 | 2025 | 5 | 2 | 2.7 | 14544 | 3936
Electrical ¦ Lighting ¦ Internal ¦ Emergency ¦ Self Contained ¦ LED | 8 | Urgent | B | 21 | 2045 | 5 | 1 | 2.2 | 5338 | 32090
Fire ¦ Fire Fighting ¦ Fire Extinguishers ¦ Foam | 1 | Urgent | B | 6 | 2030 | 5 | 1 | 2.2 | 5339 | 16462
Electrical ¦ Lighting ¦ Internal ¦ General | 1 | Medium | B | 6 | 2030 | 5 | 3 | 3.2 | 25525 | 18717
Fire ¦ Fire Fighting ¦ Fire Extinguishers ¦ CO2 | 3 | Urgent | B | 6 | 2030 | 5 | 1 | 2.2 | 5340 | 16463
HVAC ¦ Fan ¦ Local and Special Ventilation ¦ Extract | 1 | Medium | B | 1 | 2025 | 5 | 3 | 3.2 | 25526 | 8517
Fabric ¦ Superstructure ¦ Windows and External Doors ¦ Roller Shutters ¦ Manual Roller Shutter | 1 | High | B | 1 | 2025 | 5 | 2 | 2.7 | 14545 | 3937
Electrical ¦ Lighting ¦ Internal ¦ Emergency ¦ Externally Powered ¦ LED | 3 | Urgent | B | 23 | 2047 | 5 | 1 | 2.2 | 5341 | 33102
HVAC ¦ Ventilation ¦ Air Handling Unit (AHU) ¦ External ¦ Central Heating & Cooling ¦ Electric & DX | 1 | Medium | B | 12 | 2036 | 5 | 3 | 3.2 | 25527 | 26545
Fabric ¦ Superstructure ¦ Windows and External Doors ¦ Roller Shutters ¦ Electric Roller Shutter | 1 | High | C | 1 | 2025 | 4 | 2 | 2.4 | 10588 | 2425
HVAC ¦ Fan ¦ Local and Special Ventilation ¦ Extract | 1 | Medium | B | 1 | 2025 | 5 | 3 | 3.2 | 25528 | 8518
Electrical ¦ LV Distribution ¦ Distribution Board ¦ Main | 1 | High | B | 9 | 2033 | 5 | 2 | 2.7 | 14546 | 21597
HVAC ¦ Fan ¦ Local and Special Ventilation ¦ Ventilating - General | 1 | Medium | B | 1 | 2025 | 5 | 3 | 3.2 | 25529 | 8519
HVAC ¦ Fan ¦ Local and Special Ventilation ¦ Centrifugal | 1 | Medium | B | 1 | 2025 | 5 | 3 | 3.2 | 25530 | 8520
Electrical ¦ Specialist Lighting ¦ External ¦ Illuminated External Signs | 3 | Medium | B | 6 | 2030 | 5 | 3 | 3.2 | 25531 | 18718
Fire ¦ Fire Fighting ¦ Fire Extinguishers ¦ Foam | 4 | Urgent | B | 6 | 2030 | 5 | 1 | 2.2 | 5342 | 16464
Fabric ¦ Superstructure ¦ Windows and External Doors ¦ External Doors ¦ Manual and Automatic Doors ¦ Emergency and Panic Escape Doors | 1 | Urgent | B | 16 | 2040 | 5 | 1 | 2.2 | 5343 | 28819
Fire ¦ Fire Detection ¦ Fire Alarm System | 1 | Urgent | B | 1 | 2025 | 5 | 1 | 2.2 | 5344 | 1398
Fabric ¦ Superstructure ¦ Windows and External Doors ¦ External Doors ¦ Manual and Automatic Doors ¦ Emergency and Panic Escape Doors | 1 | Urgent | A | 33 | 2057 | 6 | 1 | 2.5 | 10900 | 33846
HVAC ¦ Heat Emitters - Local ¦ Gas Fired Natural and Fan Assisted Heaters | 1 | Medium | B | 14 | 2038 | 5 | 3 | 3.2 | 25532 | 27579
Electrical ¦ Lighting ¦ Internal ¦ Emergency ¦ Self Contained ¦ Non LED | 7 | Urgent | B | 4 | 2028 | 5 | 1 | 2.2 | 5345 | 13829
Electrical ¦ Lighting ¦ Internal ¦ General | 24 | Medium | B | 1 | 2025 | 5 | 3 | 3.2 | 25533 | 8521
HVAC ¦ Fan ¦ Local and Special Ventilation ¦ Fans Window or Wall Mounted | 1 | Medium | B | 5 | 2029 | 5 | 3 | 3.2 | 25534 | 15159
HVAC ¦ Fan ¦ Local and Special Ventilation ¦ Extract | 1 | Medium | B | 1 | 2025 | 5 | 3 | 3.2 | 25535 | 8522
Fabric ¦ Superstructure ¦ Windows and External Doors ¦ External Doors ¦ Manual and Automatic Doors ¦ Emergency and Panic Escape Doors | 1 | Urgent | B | 11 | 2035 | 5 | 1 | 2.2 | 5346 | 23662
Transport ¦ Lifts ¦ Disabled Lift ¦ Hydraulic | 1 | High | B | 1 | 2025 | 5 | 2 | 2.7 | 14547 | 3938
Electrical ¦ Lighting ¦ Internal ¦ Emergency ¦ Self Contained ¦ Non LED | 3 | Urgent | B | 1 | 2025 | 5 | 1 | 2.2 | 5347 | 1399
HVAC ¦ Fan ¦ Central Ventilation Systems ¦ Ventilating - General | 1 | Low | B | 6 | 2030 | 5 | 4 | 3.7 | 33124 | 19105
Fabric ¦ Superstructure ¦ Internal Doors ¦ Roller Shutters ¦ Electric Roller Shutter | 1 | Medium | B | 16 | 2040 | 5 | 3 | 3.2 | 25536 | 29580
Fabric ¦ Superstructure ¦ Windows and External Doors ¦ Roller Shutters ¦ Manual Roller Shutter | 1 | High | B | 1 | 2025 | 5 | 2 | 2.7 | 14548 | 3939
Fabric ¦ Barriers and Guardrails ¦ Vehicle Crash Protection Barrier | 1 | V Low | B | 1 | 2025 | 5 | 4 | 3.7 | 33125 | 12053
Electrical ¦ Lighting ¦ Internal ¦ Emergency ¦ Self Contained ¦ LED | 2 | Urgent | B | 21 | 2045 | 5 | 1 | 2.2 | 5348 | 32091
Fabric ¦ Superstructure ¦ Windows and External Doors ¦ Roller Shutters ¦ Electric Roller Shutter | 1 | High | B | 1 | 2025 | 5 | 2 | 2.7 | 14549 | 3940
HVAC ¦ Heat Emitters - Local ¦ Gas Fired Natural and Fan Assisted Heaters | 1 | Medium | B | 1 | 2025 | 5 | 3 | 3.2 | 25537 | 8523
HVAC ¦ Heat Emitters - Local ¦ Electric Overdoor Air Curtain/Heater | 1 | Medium | B | 1 | 2025 | 5 | 3 | 3.2 | 25538 | 8524
Electrical ¦ Specialist Lighting ¦ Internal ¦ Illuminated Fire Exit Signage | 3 | Urgent | B | 12 | 2036 | 5 | 1 | 2.2 | 5349 | 26025
Electrical ¦ LV Distribution ¦ Distribution Board ¦ Main | 1 | High | B | 1 | 2025 | 5 | 2 | 2.7 | 14550 | 3941
Electrical ¦ LV Distribution ¦ Distribution Board ¦ Main | 1 | High | B | 6 | 2030 | 5 | 2 | 2.7 | 14551 | 17619
HVAC ¦ Fan ¦ Local and Special Ventilation ¦ Extract | 1 | Medium | B | 6 | 2030 | 5 | 3 | 3.2 | 25539 | 18719
Electrical ¦ Lighting ¦ Internal ¦ Emergency ¦ Self Contained ¦ LED | 3 | Urgent | B | 11 | 2035 | 5 | 1 | 2.2 | 5350 | 23663
Fabric ¦ Superstructure ¦ Windows and External Doors ¦ External Doors ¦ Entrance Doors | 1 | High | B | 11 | 2035 | 5 | 2 | 2.7 | 14552 | 24454
Electrical ¦ Lighting ¦ Internal ¦ Emergency ¦ Self Contained ¦ LED | 4 | Urgent | B | 17 | 2041 | 5 | 1 | 2.2 | 5351 | 30115
HVAC ¦ Heat Emitters - Local ¦ Electric Heaters | 1 | Medium | B | 1 | 2025 | 5 | 3 | 3.2 | 25540 | 8525
Fabric ¦ Superstructure ¦ Internal Doors ¦ Roller Shutters ¦ Electric Roller Shutter | 1 | Medium | B | 1 | 2025 | 5 | 3 | 3.2 | 25541 | 8526
HVAC ¦ Local Air Conditioning ¦ Single-Split Evaporator - Split Systems/Heat Pumps - Air-cooled with Direct Expansion Evaporator (DX) | 1 | Medium | B | 9 | 2033 | 5 | 3 | 3.2 | 25542 | 21782
Electrical ¦ LV Distribution ¦ Distribution Board ¦ Sub | 1 | High | D | 3 | 2027 | 3 | 2 | 2.1 | 1171 | 13264
Fire ¦ Fire Detection ¦ Fire Alarm Panel / Repeater | 1 | Urgent | D | 1 | 2025 | 3 | 1 | 1.6 | 446 | 379
Fabric ¦ Superstructure ¦ Windows and External Doors ¦ Roller Shutters ¦ Manual Roller Shutter | 1 | High | B | 1 | 2025 | 5 | 2 | 2.7 | 14553 | 3942
HVAC ¦ Central Heating (Internally Sourced) ¦ Burner ¦ Blown gas burner | 1 | Medium | B | 1 | 2025 | 5 | 3 | 3.2 | 25543 | 8527
Fabric ¦ Superstructure ¦ Windows and External Doors ¦ Roller Shutters ¦ Manual Roller Shutter | 1 | High | B | 1 | 2025 | 5 | 2 | 2.7 | 14554 | 3943
Water ¦ Local Hot Water ¦ Instantaneous Electric Water Heater - Non-Drinking Water | 1 | Medium | B | 1 | 2025 | 5 | 3 | 3.2 | 25544 | 8528
Electrical ¦ Lighting ¦ Internal ¦ General | 12 | Medium | C | 1 | 2025 | 4 | 3 | 2.9 | 18682 | 5588
Electrical ¦ Lighting ¦ Internal ¦ Emergency ¦ Self Contained ¦ Non LED | 2 | Urgent | B | 7 | 2031 | 5 | 1 | 2.2 | 5352 | 19341
HVAC ¦ Fan ¦ Local and Special Ventilation ¦ Fans Window or Wall Mounted | 1 | Medium | B | 1 | 2025 | 5 | 3 | 3.2 | 25545 | 8529
Fabric ¦ Superstructure ¦ Windows and External Doors ¦ Roller Shutters ¦ Electric Roller Shutter | 1 | High | B | 10 | 2034 | 5 | 2 | 2.7 | 14555 | 22377
Electrical ¦ Lighting ¦ Internal ¦ Emergency ¦ Self Contained ¦ LED | 4 | Urgent | B | 17 | 2041 | 5 | 1 | 2.2 | 5353 | 30116
HVAC ¦ Heat Emitters - Local ¦ Gas Fired Unit Heaters | 1 | Medium | B | 1 | 2025 | 5 | 3 | 3.2 | 25546 | 8530
Fabric ¦ Superstructure ¦ Windows and External Doors ¦ External Doors ¦ Entrance Doors | 1 | High | B | 11 | 2035 | 5 | 2 | 2.7 | 14556 | 24455
HVAC ¦ Fan ¦ Local and Special Ventilation ¦ Extract | 1 | Medium | B | 1 | 2025 | 5 | 3 | 3.2 | 25547 | 8531
Electrical ¦ Lighting ¦ Internal ¦ General ¦ LED Fittings & Luminaires | 2 | Medium | C | 16 | 2040 | 4 | 3 | 2.9 | 18683 | 29290
HVAC ¦ Heat Emitters - Local ¦ Electric Heaters | 1 | Medium | B | 1 | 2025 | 5 | 3 | 3.2 | 25548 | 8532
HVAC ¦ Ventilation ¦ Air Handling Unit (AHU) ¦ Internal ¦ Central Air Conditioning ¦ Gas Fired | 1 | Medium | D | 1 | 2025 | 3 | 3 | 2.6 | 11139 | 2644
Fabric ¦ Superstructure ¦ Windows and External Doors ¦ External Doors ¦ Entrance Doors | 1 | High | B | 11 | 2035 | 5 | 2 | 2.7 | 14557 | 24456
Electrical ¦ Specialist Lighting ¦ Internal ¦ Illuminated Fire Exit Signage | 3 | Urgent | B | 12 | 2036 | 5 | 1 | 2.2 | 5354 | 26026
Electrical ¦ Lighting ¦ Internal ¦ Emergency ¦ Self Contained ¦ LED | 10 | Urgent | B | 22 | 2046 | 5 | 1 | 2.2 | 5355 | 32914
HVAC ¦ Fan ¦ Local and Special Ventilation ¦ Axial | 1 | Medium | C | 1 | 2025 | 4 | 3 | 2.9 | 18684 | 5589
Electrical ¦ LV Distribution ¦ Distribution Board ¦ Sub | 1 | High | B | 16 | 2040 | 5 | 2 | 2.7 | 14558 | 29187
Electrical ¦ Lighting ¦ Internal ¦ Emergency ¦ Self Contained ¦ LED | 6 | Urgent | B | 17 | 2041 | 5 | 1 | 2.2 | 5356 | 30117
HVAC ¦ Fan ¦ Central Ventilation Systems ¦ Ventilating - General | 1 | Low | B | 6 | 2030 | 5 | 4 | 3.7 | 33126 | 19106
Electrical ¦ Specialist Lighting ¦ External ¦ Illuminated External Signs | 1 | Medium | B | 6 | 2030 | 5 | 3 | 3.2 | 25549 | 18720
Electrical ¦ Lighting ¦ Internal ¦ Emergency ¦ Self Contained ¦ LED | 1 | Urgent | B | 11 | 2035 | 5 | 1 | 2.2 | 5357 | 23664
Fire ¦ Fire Fighting ¦ Fire Extinguishers ¦ Foam | 5 | Urgent | B | 6 | 2030 | 5 | 1 | 2.2 | 5358 | 16465
Electrical ¦ LV Distribution ¦ Distribution Board ¦ Sub | 1 | High | B | 3 | 2027 | 5 | 2 | 2.7 | 14559 | 13364
Electrical ¦ LV Distribution ¦ Distribution Board ¦ Sub | 1 | High | B | 1 | 2025 | 5 | 2 | 2.7 | 14560 | 3944
Electrical ¦ LV Distribution ¦ Distribution Board ¦ Main | 1 | High | B | 6 | 2030 | 5 | 2 | 2.7 | 14561 | 17620
HVAC ¦ Fan ¦ Central Ventilation Systems ¦ Axial | 1 | Medium | B | 1 | 2025 | 5 | 3 | 3.2 | 25550 | 8533
Electrical ¦ Lighting ¦ Internal ¦ Emergency ¦ Self Contained ¦ LED | 1 | Urgent | B | 8 | 2032 | 5 | 1 | 2.2 | 5359 | 20431
Electrical ¦ Lighting ¦ Internal ¦ Emergency ¦ Self Contained ¦ Non LED | 2 | Urgent | B | 6 | 2030 | 5 | 1 | 2.2 | 5360 | 16466
Fire ¦ Fire Fighting ¦ Fire Extinguishers ¦ Foam | 5 | Urgent | A | 10 | 2034 | 6 | 1 | 2.5 | 10901 | 22219
HVAC ¦ Fan ¦ Local and Special Ventilation ¦ Extract | 1 | Medium | B | 1 | 2025 | 5 | 3 | 3.2 | 25551 | 8534
Fabric ¦ Superstructure ¦ Windows and External Doors ¦ Roller Shutters ¦ Manual Roller Shutter | 1 | High | B | 17 | 2041 | 5 | 2 | 2.7 | 14562 | 30329
HVAC ¦ Heat Emitters - Local ¦ Electric Heaters | 1 | Medium | B | 1 | 2025 | 5 | 3 | 3.2 | 25552 | 8535
Water ¦ Local Hot Water ¦ Instantaneous Electric Water Heater - Non-Drinking Water | 1 | Medium | B | 1 | 2025 | 5 | 3 | 3.2 | 25553 | 8536
Electrical ¦ LV Distribution ¦ Distribution Board ¦ Sub | 1 | High | B | 1 | 2025 | 5 | 2 | 2.7 | 14563 | 3945
Fabric ¦ Superstructure ¦ Windows and External Doors ¦ External Windows ¦ Roller Shutters ¦ External Window Shutters ¦ Manual | 1 | Medium | B | 1 | 2025 | 5 | 3 | 3.2 | 25554 | 8537
Electrical ¦ Specialist Lighting ¦ Internal ¦ Illuminated Fire Exit Signage | 1 | Urgent | B | 16 | 2040 | 5 | 1 | 2.2 | 5361 | 28820
Security ¦ Access ¦ Access Control ¦ Door ¦ Local Lock / Keypad / Manual | 1 | Medium | B | 1 | 2025 | 5 | 3 | 3.2 | 25555 | 8538
Electrical ¦ Lighting ¦ Internal ¦ General ¦ LED Fittings & Luminaires | 5 | Medium | B | 12 | 2036 | 5 | 3 | 3.2 | 25556 | 26546
Electrical ¦ LV Distribution ¦ Distribution Board ¦ Sub | 1 | High | B | 1 | 2025 | 5 | 2 | 2.7 | 14564 | 3946
HVAC ¦ Fan ¦ Local and Special Ventilation ¦ Ventilating - General | 1 | Medium | B | 1 | 2025 | 5 | 3 | 3.2 | 25557 | 8539
Electrical ¦ Lighting ¦ Internal ¦ General ¦ LED Fittings & Luminaires | 5 | Medium | C | 12 | 2036 | 4 | 3 | 2.9 | 18685 | 26287
Electrical ¦ Lighting ¦ Internal ¦ Emergency ¦ Self Contained ¦ LED | 4 | Urgent | B | 21 | 2045 | 5 | 1 | 2.2 | 5362 | 32092
Electrical ¦ LV Distribution ¦ Distribution Board ¦ Sub | 1 | High | B | 1 | 2025 | 5 | 2 | 2.7 | 14565 | 3947
Fabric ¦ Superstructure ¦ Windows and External Doors ¦ Roller Shutters ¦ Electric Roller Shutter | 1 | High | D | 1 | 2025 | 3 | 2 | 2.1 | 1172 | 803
Fabric ¦ Superstructure ¦ Windows and External Doors ¦ Roller Shutters ¦ Manual Roller Shutter | 1 | High | B | 1 | 2025 | 5 | 2 | 2.7 | 14566 | 3948
Electrical ¦ Lighting ¦ External ¦ General - Non-LED | 2 | Medium | B | 5 | 2029 | 5 | 3 | 3.2 | 25558 | 15160
HVAC ¦ Fan ¦ Local and Special Ventilation ¦ Extract | 1 | Medium | B | 1 | 2025 | 5 | 3 | 3.2 | 25559 | 8540
HVAC ¦ Fan ¦ Central Heating ¦ Axial | 1 | High | C | 1 | 2025 | 4 | 2 | 2.4 | 10589 | 2426
HVAC ¦ Heat Emitters - Local ¦ Gas Fired Unit Heaters | 1 | Medium | B | 5 | 2029 | 5 | 3 | 3.2 | 25560 | 15161
Electrical ¦ LV Distribution ¦ Distribution Board ¦ Main | 1 | High | B | 4 | 2028 | 5 | 2 | 2.7 | 14567 | 13953
Water ¦ Central Hot Water Distribution ¦ Pumps ¦ Centrifugal | 1 | Medium | B | 16 | 2040 | 5 | 3 | 3.2 | 25561 | 29581
HVAC ¦ Central Air Conditioning ¦ Air Conditioning ¦ Multi-Split Condenser - Split Systems/Heat Pumps - Air-cooled with Direct Expansion Evaporator (DX) | 1 | Medium | B | 10 | 2034 | 5 | 3 | 3.2 | 25562 | 22844
HVAC ¦ Local Air Conditioning ¦ Single-Split Evaporator - Split Systems/Heat Pumps - Air-cooled with Direct Expansion Evaporator (DX) | 1 | Medium | B | 14 | 2038 | 5 | 3 | 3.2 | 25563 | 27580
HVAC ¦ Heat Emitters - Local ¦ Gas Fired Natural and Fan Assisted Heaters | 1 | Medium | B | 7 | 2031 | 5 | 3 | 3.2 | 25564 | 19962
HVAC ¦ Central Air Conditioning ¦ Air Conditioning ¦ Multi-Split Condenser - Split Systems/Heat Pumps - Air-cooled with Direct Expansion Evaporator (DX) | 1 | Medium | B | 5 | 2029 | 5 | 3 | 3.2 | 25565 | 15162
HVAC ¦ Local Air Conditioning ¦ Single-Split Evaporator - Split Systems/Heat Pumps - Air-cooled with Direct Expansion Evaporator (DX) | 1 | Medium | B | 1 | 2025 | 5 | 3 | 3.2 | 25566 | 8541
HVAC ¦ Fan ¦ Central Ventilation Systems ¦ Bifurcated | 1 | Medium | B | 5 | 2029 | 5 | 3 | 3.2 | 25567 | 15163
HVAC ¦ Fan ¦ Central Ventilation Systems ¦ Bifurcated | 1 | Medium | B | 5 | 2029 | 5 | 3 | 3.2 | 25568 | 15164
Fabric ¦ Barriers and Guardrails ¦ Vehicle Crash Protection Barrier | 1 | V Low | B | 2 | 2026 | 5 | 4 | 3.7 | 33127 | 13237
Electrical ¦ LV Distribution ¦ Distribution Board ¦ Main | 1 | High | B | 3 | 2027 | 5 | 2 | 2.7 | 14568 | 13365
Water ¦ Local Hot Water ¦ Package Electric Water Heaters - Non-Drinking Water | 1 | Medium | B | 2 | 2026 | 5 | 3 | 3.2 | 25569 | 13098
HVAC ¦ Fan ¦ Local and Special Ventilation ¦ Ventilating - General | 1 | Medium | B | 10 | 2034 | 5 | 3 | 3.2 | 25570 | 22845
Transport ¦ Lifts ¦ Passenger Lift electric ¦ Electric | 1 | Medium | C | 6 | 2030 | 4 | 3 | 2.9 | 18686 | 17939
Fabric ¦ Superstructure ¦ Internal Doors ¦ Roller Shutters ¦ Electric Roller Shutter | 1 | Medium | B | 17 | 2041 | 5 | 3 | 3.2 | 25571 | 30488
Fabric ¦ Superstructure ¦ Windows and External Doors ¦ Roller Shutters ¦ Electric Roller Shutter | 1 | High | B | 21 | 2045 | 5 | 2 | 2.7 | 14569 | 32641
HVAC ¦ Fan ¦ Local and Special Ventilation ¦ Extract | 1 | Medium | CX | 1 | 2025 | 2 | 3 | 2.3 | 10197 | 2138
Fabric ¦ Superstructure ¦ Windows and External Doors ¦ Roller Shutters ¦ Manual Roller Shutter | 1 | High | B | 1 | 2025 | 5 | 2 | 2.7 | 14570 | 3949
Fire ¦ Fire Detection ¦ Fire Alarm Panel / Repeater | 1 | Urgent | B | 2 | 2026 | 5 | 1 | 2.2 | 5363 | 12607
Fabric ¦ Barriers and Guardrails ¦ Vehicle Crash Protection Barrier | 1 | V Low | B | 2 | 2026 | 5 | 4 | 3.7 | 33128 | 13238
Electrical ¦ Specialist Lighting ¦ Internal ¦ Illuminated Fire Exit Signage | 2 | Urgent | B | 16 | 2040 | 5 | 1 | 2.2 | 5364 | 28821
Electrical ¦ Lighting ¦ Internal ¦ General ¦ LED Fittings & Luminaires | 49 | Medium | B | 15 | 2039 | 5 | 3 | 3.2 | 25572 | 28435
Fire ¦ Fire Fighting ¦ Fire Extinguishers ¦ CO2 | 2 | Urgent | B | 6 | 2030 | 5 | 1 | 2.2 | 5365 | 16467
Fabric ¦ Superstructure ¦ Internal Doors ¦ Roller Shutters ¦ Electric Roller Shutter | 1 | Medium | B | 12 | 2036 | 5 | 3 | 3.2 | 25573 | 26547
Fabric ¦ Superstructure ¦ Windows and External Doors ¦ External Doors ¦ Entrance Doors | 1 | High | B | 5 | 2029 | 5 | 2 | 2.7 | 14571 | 14659
Communication and Control ¦ Communication Systems ¦ Public Address (PA) System | 1 | Medium | B | 2 | 2026 | 5 | 3 | 3.2 | 25574 | 13099
Electrical ¦ Lighting ¦ Internal ¦ Emergency ¦ Self Contained ¦ LED | 4 | Urgent | B | 21 | 2045 | 5 | 1 | 2.2 | 5366 | 32093
Electrical ¦ Lighting ¦ Internal ¦ General ¦ LED Fittings & Luminaires | 114 | Medium | B | 15 | 2039 | 5 | 3 | 3.2 | 25575 | 28436
Electrical ¦ Specialist Lighting ¦ Internal ¦ Illuminated Fire Exit Signage | 1 | Urgent | B | 6 | 2030 | 5 | 1 | 2.2 | 5367 | 16468
Fabric ¦ Superstructure ¦ Windows and External Doors ¦ Roller Shutters ¦ Electric Roller Shutter | 1 | High | B | 11 | 2035 | 5 | 2 | 2.7 | 14572 | 24457
Electrical ¦ LV Distribution ¦ Distribution Board ¦ Sub | 1 | High | B | 12 | 2036 | 5 | 2 | 2.7 | 14573 | 26195
Electrical ¦ Specialist Lighting ¦ Internal ¦ Illuminated Fire Exit Signage | 3 | Urgent | B | 7 | 2031 | 5 | 1 | 2.2 | 5368 | 19342
Fire ¦ Fire Fighting ¦ Fire Extinguishers ¦ Powder | 4 | Urgent | B | 7 | 2031 | 5 | 1 | 2.2 | 5369 | 19343
Fire ¦ Fire Fighting ¦ Fire Extinguishers ¦ Foam | 1 | Urgent | B | 6 | 2030 | 5 | 1 | 2.2 | 5370 | 16469
HVAC ¦ Local Air Conditioning ¦ Single-Split Condenser - Split Systems/Heat Pumps - Air-cooled with Direct Expansion Evaporator (DX) | 1 | Medium | B | 4 | 2028 | 5 | 3 | 3.2 | 25576 | 14132
Electrical ¦ Specialist Lighting ¦ Internal ¦ Illuminated Fire Exit Signage | 4 | Urgent | B | 16 | 2040 | 5 | 1 | 2.2 | 5371 | 28822
Controls ¦ Multi-System Controls ¦ Control Panel - Electrical Services (excluding Electrical Controllers and Pneumatic Relays) | 1 | Medium | B | 3 | 2027 | 5 | 3 | 3.2 | 25577 | 13555
HVAC ¦ Fan ¦ Central Cooling ¦ Axial | 1 | Medium | B | 1 | 2025 | 5 | 3 | 3.2 | 25578 | 8542
Fire ¦ Fire Detection ¦ Fire Alarm Panel / Repeater | 1 | Urgent | B | 11 | 2035 | 5 | 1 | 2.2 | 5372 | 23665
Electrical ¦ Lighting ¦ Internal ¦ General | 5 | Medium | B | 1 | 2025 | 5 | 3 | 3.2 | 25579 | 8543
Fire ¦ Fire Fighting ¦ Fire Extinguishers ¦ CO2 | 3 | Urgent | B | 2 | 2026 | 5 | 1 | 2.2 | 5373 | 12608
Fire ¦ Fire Fighting ¦ Fire Extinguishers ¦ Water | 2 | Urgent | B | 6 | 2030 | 5 | 1 | 2.2 | 5374 | 16470
HVAC ¦ Local Air Conditioning ¦ Single-Split Condenser - Split Systems/Heat Pumps - Air-cooled with Direct Expansion Evaporator (DX) | 1 | Medium | B | 12 | 2036 | 5 | 3 | 3.2 | 25580 | 26548
HVAC ¦ Local Air Conditioning ¦ Single-Split Evaporator - Split Systems/Heat Pumps - Air-cooled with Direct Expansion Evaporator (DX) | 1 | Medium | B | 12 | 2036 | 5 | 3 | 3.2 | 25581 | 26549
Fabric ¦ Superstructure ¦ Windows and External Doors ¦ Roller Shutters ¦ Electric Roller Shutter | 1 | High | B | 5 | 2029 | 5 | 2 | 2.7 | 14574 | 14660
Electrical ¦ Lighting ¦ External ¦ General - LED | 3 | Medium | B | 11 | 2035 | 5 | 3 | 3.2 | 25582 | 25266
Electrical ¦ Lighting ¦ Internal ¦ General | 1 | Medium | C | 13 | 2037 | 4 | 3 | 2.9 | 18687 | 27046
Electrical ¦ Lighting ¦ Internal ¦ Emergency ¦ Self Contained ¦ LED | 12 | Urgent | B | 17 | 2041 | 5 | 1 | 2.2 | 5375 | 30118
Transport ¦ Lifts ¦ Passenger Lift electric ¦ Electric | 1 | Medium | B | 2 | 2026 | 5 | 3 | 3.2 | 25583 | 13100
HVAC ¦ Heat Emitters - Local ¦ Electric Heaters | 3 | Medium | B | 1 | 2025 | 5 | 3 | 3.2 | 25584 | 8544
Electrical ¦ Lighting ¦ Internal ¦ General ¦ LED Fittings & Luminaires | 5 | Medium | B | 6 | 2030 | 5 | 3 | 3.2 | 25585 | 18721
Fabric ¦ Superstructure ¦ Windows and External Doors ¦ External Doors ¦ Manual and Automatic Doors ¦ High Security Door | 1 | High | C | 17 | 2041 | 4 | 2 | 2.4 | 10590 | 30266
Electrical ¦ Lighting ¦ Internal ¦ Emergency ¦ Self Contained ¦ LED | 14 | Urgent | B | 21 | 2045 | 5 | 1 | 2.2 | 5376 | 32094
Electrical ¦ Lighting ¦ Internal ¦ General ¦ LED Fittings & Luminaires | 3 | Medium | B | 6 | 2030 | 5 | 3 | 3.2 | 25586 | 18722
Electrical ¦ Lighting ¦ Internal ¦ General ¦ LED Fittings & Luminaires | 4 | Medium | B | 6 | 2030 | 5 | 3 | 3.2 | 25587 | 18723
Fabric ¦ Superstructure ¦ Windows and External Doors ¦ External Doors ¦ Entrance Doors | 1 | High | B | 20 | 2044 | 5 | 2 | 2.7 | 14575 | 31625
Fabric ¦ Superstructure ¦ Windows and External Doors ¦ External Doors ¦ Entrance Doors | 1 | High | B | 20 | 2044 | 5 | 2 | 2.7 | 14576 | 31626
HVAC ¦ Fan ¦ Local and Special Ventilation ¦ Extract | 1 | Medium | B | 1 | 2025 | 5 | 3 | 3.2 | 25588 | 8545
Electrical ¦ Lighting ¦ Internal ¦ General ¦ LED Fittings & Luminaires | 49 | Medium | B | 16 | 2040 | 5 | 3 | 3.2 | 25589 | 29582
HVAC ¦ Fan ¦ Local and Special Ventilation ¦ Extract | 1 | Medium | B | 1 | 2025 | 5 | 3 | 3.2 | 25590 | 8546
Fabric ¦ Superstructure ¦ Windows and External Doors ¦ External Doors ¦ Manual and Automatic Doors ¦ Emergency and Panic Escape Doors | 1 | Urgent | B | 25 | 2049 | 5 | 1 | 2.2 | 5377 | 33304
Electrical ¦ Specialist Lighting ¦ Internal ¦ Illuminated Fire Exit Signage | 2 | Urgent | B | 16 | 2040 | 5 | 1 | 2.2 | 5378 | 28823
Electrical ¦ Specialist Lighting ¦ Internal ¦ Illuminated Fire Exit Signage | 4 | Urgent | B | 13 | 2037 | 5 | 1 | 2.2 | 5379 | 26854
Fire ¦ Fire Fighting ¦ Fire Extinguishers ¦ Foam | 2 | Urgent | B | 6 | 2030 | 5 | 1 | 2.2 | 5380 | 16471
Fire ¦ Fire Fighting ¦ Fire Extinguishers ¦ CO2 | 13 | Urgent | B | 6 | 2030 | 5 | 1 | 2.2 | 5381 | 16472
Electrical ¦ Specialist Lighting ¦ Internal ¦ Illuminated Fire Exit Signage | 6 | Urgent | B | 16 | 2040 | 5 | 1 | 2.2 | 5382 | 28824
Security ¦ Access ¦ Access Control ¦ Gate Access - Local Lock / Keypad / Manual (External) | 1 | Medium | B | 2 | 2026 | 5 | 3 | 3.2 | 25591 | 13101
Electrical ¦ Lighting ¦ Internal ¦ Emergency ¦ Self Contained ¦ Non LED | 1 | Urgent | B | 8 | 2032 | 5 | 1 | 2.2 | 5383 | 20432
Fire ¦ Fire Fighting ¦ Fire Extinguishers ¦ Foam | 3 | Urgent | B | 2 | 2026 | 5 | 1 | 2.2 | 5384 | 12609
Fire ¦ Fire Fighting ¦ Fire Extinguishers ¦ CO2 | 3 | Urgent | B | 6 | 2030 | 5 | 1 | 2.2 | 5385 | 16473
HVAC ¦ Fan ¦ Local and Special Ventilation ¦ Axial | 1 | Medium | B | 1 | 2025 | 5 | 3 | 3.2 | 25592 | 8547
Electrical ¦ Lighting ¦ Internal ¦ Emergency ¦ Self Contained ¦ LED | 8 | Urgent | B | 23 | 2047 | 5 | 1 | 2.2 | 5386 | 33103
Electrical ¦ Lighting ¦ Internal ¦ Emergency ¦ Self Contained ¦ Non LED | 4 | Urgent | B | 1 | 2025 | 5 | 1 | 2.2 | 5387 | 1400
Electrical ¦ Lighting ¦ Internal ¦ Emergency ¦ Self Contained ¦ LED | 4 | Urgent | B | 11 | 2035 | 5 | 1 | 2.2 | 5388 | 23666
HVAC ¦ Ventilation ¦ Air Handling Unit (AHU) ¦ Internal ¦ Central Air Conditioning ¦ Electric & DX | 1 | High | B | 19 | 2043 | 5 | 2 | 2.7 | 14577 | 31199
Electrical ¦ LV Distribution ¦ Distribution Board ¦ Main | 1 | High | B | 19 | 2043 | 5 | 2 | 2.7 | 14578 | 31200
Electrical ¦ LV Distribution ¦ Distribution Board ¦ Main | 1 | High | B | 1 | 2025 | 5 | 2 | 2.7 | 14579 | 3950
Fabric ¦ Superstructure ¦ Windows and External Doors ¦ External Doors ¦ Entrance Doors | 1 | High | B | 21 | 2045 | 5 | 2 | 2.7 | 14580 | 32642
Fire ¦ Fire Fighting ¦ Fire Extinguishers ¦ Foam | 5 | Urgent | B | 6 | 2030 | 5 | 1 | 2.2 | 5389 | 16474
Water ¦ Local Hot Water ¦ Instantaneous Electric Water Heater - Non-Drinking Water | 1 | Medium | B | 1 | 2025 | 5 | 3 | 3.2 | 25593 | 8548
HVAC ¦ Central Heating (Internally Sourced) ¦ Burner ¦ Forced draft gas burner | 1 | Medium | B | 1 | 2025 | 5 | 3 | 3.2 | 25594 | 8549
Fabric ¦ Superstructure ¦ Windows and External Doors ¦ Roller Shutters ¦ Manual Roller Shutter | 1 | High | B | 1 | 2025 | 5 | 2 | 2.7 | 14581 | 3951
Electrical ¦ Lighting ¦ Internal ¦ Emergency ¦ Self Contained ¦ LED | 5 | Urgent | B | 17 | 2041 | 5 | 1 | 2.2 | 5390 | 30119
Electrical ¦ Lighting ¦ Internal ¦ General ¦ LED Fittings & Luminaires | 30 | Medium | B | 13 | 2037 | 5 | 3 | 3.2 | 25595 | 27150
Security ¦ Access ¦ Access Control ¦ Gate Access - Local Lock / Keypad / Manual (External) | 1 | Medium | B | 1 | 2025 | 5 | 3 | 3.2 | 25596 | 8550
Fabric ¦ Superstructure ¦ Internal Doors ¦ Roller Shutters ¦ Electric Roller Shutter | 1 | Medium | B | 11 | 2035 | 5 | 3 | 3.2 | 25597 | 25267
HVAC ¦ Central Heating (Internally Sourced) ¦ Boiler ¦ Atmospheric Gas Burner/Condensing Combination Boiler (domestic type) | 1 | High | B | 1 | 2025 | 5 | 2 | 2.7 | 14582 | 3952
HVAC ¦ Ductwork ¦ Ductwork, Fittings and Ancillaries ¦ Central Ventilation Systems ¦ Fire Dampers ¦ Automatic | 1 | Urgent | B | 8 | 2032 | 5 | 1 | 2.2 | 5391 | 20433
Fabric ¦ Superstructure ¦ Windows and External Doors ¦ Roller Shutters ¦ Manual Roller Shutter | 1 | High | B | 1 | 2025 | 5 | 2 | 2.7 | 14583 | 3953
Electrical ¦ Lighting ¦ Internal ¦ Emergency ¦ Self Contained ¦ LED | 7 | Urgent | B | 18 | 2042 | 5 | 1 | 2.2 | 5392 | 30652
Fabric ¦ Superstructure ¦ Windows and External Doors ¦ Roller Shutters ¦ Manual Roller Shutter | 1 | High | B | 1 | 2025 | 5 | 2 | 2.7 | 14584 | 3954
Fabric ¦ Superstructure ¦ Windows and External Doors ¦ Roller Shutters ¦ Electric Roller Shutter | 1 | High | B | 18 | 2042 | 5 | 2 | 2.7 | 14585 | 30828
Electrical ¦ Lighting ¦ Internal ¦ General ¦ LED Fittings & Luminaires | 42 | Medium | B | 16 | 2040 | 5 | 3 | 3.2 | 25598 | 29583
HVAC ¦ Heat Emitters - Local ¦ Electric Heaters | 2 | Medium | B | 1 | 2025 | 5 | 3 | 3.2 | 25599 | 8551
Electrical ¦ Lighting ¦ Internal ¦ General ¦ LED Fittings & Luminaires | 48 | Medium | B | 6 | 2030 | 5 | 3 | 3.2 | 25600 | 18724
HVAC ¦ Fan ¦ Local and Special Ventilation ¦ Extract | 1 | Medium | B | 1 | 2025 | 5 | 3 | 3.2 | 25601 | 8552
HVAC ¦ Heat Emitters - Local ¦ Gas Radiant Tube Heaters | 1 | Medium | C | 1 | 2025 | 4 | 3 | 2.9 | 18688 | 5590
Fabric ¦ Superstructure ¦ Internal Doors ¦ Roller Shutters ¦ Electric Roller Shutter | 1 | Medium | B | 10 | 2034 | 5 | 3 | 3.2 | 25602 | 22846
HVAC ¦ Heat Emitters - Local ¦ Electric Heaters | 1 | Medium | B | 1 | 2025 | 5 | 3 | 3.2 | 25603 | 8553
Electrical ¦ Lighting ¦ Internal ¦ General | 3 | Medium | B | 1 | 2025 | 5 | 3 | 3.2 | 25604 | 8554
Fire ¦ Fire Fighting ¦ Fire Extinguishers ¦ CO2 | 1 | Urgent | B | 2 | 2026 | 5 | 1 | 2.2 | 5393 | 12610
Fabric ¦ Superstructure ¦ Windows and External Doors ¦ Roller Shutters ¦ Manual Roller Shutter | 1 | High | B | 8 | 2032 | 5 | 2 | 2.7 | 14586 | 20725
Fabric ¦ Superstructure ¦ Windows and External Doors ¦ External Doors ¦ Entrance Doors | 1 | High | B | 11 | 2035 | 5 | 2 | 2.7 | 14587 | 24458
Fabric ¦ Superstructure ¦ Windows and External Doors ¦ External Doors ¦ Manual and Automatic Doors ¦ High Security Door | 1 | High | B | 22 | 2046 | 5 | 2 | 2.7 | 14588 | 33027
HVAC ¦ Local Air Conditioning ¦ Single-Split Evaporator - Split Systems/Heat Pumps - Air-cooled with Direct Expansion Evaporator (DX) | 1 | Medium | B | 1 | 2025 | 5 | 3 | 3.2 | 25605 | 8555
Fire ¦ Fire Detection ¦ Fire Alarm Panel / Repeater | 1 | Urgent | B | 1 | 2025 | 5 | 1 | 2.2 | 5394 | 1401
Fire ¦ Fire Fighting ¦ Fire Extinguishers ¦ Foam | 4 | Urgent | B | 6 | 2030 | 5 | 1 | 2.2 | 5395 | 16475
Electrical ¦ Lighting ¦ Internal ¦ General ¦ LED Fittings & Luminaires | 36 | Medium | B | 16 | 2040 | 5 | 3 | 3.2 | 25606 | 29584
Fabric ¦ Superstructure ¦ Windows and External Doors ¦ Roller Shutters ¦ Manual Roller Shutter | 1 | High | B | 15 | 2039 | 5 | 2 | 2.7 | 14589 | 28171
Fabric ¦ Superstructure ¦ Windows and External Doors ¦ Roller Shutters ¦ Manual Roller Shutter | 1 | High | B | 1 | 2025 | 5 | 2 | 2.7 | 14590 | 3955
Fire ¦ Fire Fighting ¦ Fire Extinguishers ¦ Powder | 1 | Urgent | B | 6 | 2030 | 5 | 1 | 2.2 | 5396 | 16476
Fire ¦ Fire Fighting ¦ Fire Extinguishers ¦ CO2 | 1 | Urgent | B | 2 | 2026 | 5 | 1 | 2.2 | 5397 | 12611
Fire ¦ Fire Fighting ¦ Fire Extinguishers ¦ CO2 | 3 | Urgent | B | 6 | 2030 | 5 | 1 | 2.2 | 5398 | 16477
Electrical ¦ Lighting ¦ Internal ¦ General ¦ LED Fittings & Luminaires | 5 | Medium | B | 6 | 2030 | 5 | 3 | 3.2 | 25607 | 18725
Fire ¦ Fire Fighting ¦ Fire Extinguishers ¦ Powder | 1 | Urgent | B | 6 | 2030 | 5 | 1 | 2.2 | 5399 | 16478
HVAC ¦ Fan ¦ Local and Special Ventilation ¦ Ventilating - General | 1 | Medium | B | 1 | 2025 | 5 | 3 | 3.2 | 25608 | 8556
Water ¦ Local Hot Water ¦ Package Electric Water Heaters - Non-Drinking Water | 1 | Medium | B | 1 | 2025 | 5 | 3 | 3.2 | 25609 | 8557
Electrical ¦ LV Distribution ¦ Distribution Board ¦ Main | 1 | High | B | 1 | 2025 | 5 | 2 | 2.7 | 14591 | 3956
Fabric ¦ Superstructure ¦ Windows and External Doors ¦ External Doors ¦ Manual and Automatic Doors ¦ Emergency and Panic Escape Doors | 1 | Urgent | B | 15 | 2039 | 5 | 1 | 2.2 | 5400 | 27882
Fabric ¦ Superstructure ¦ Windows and External Doors ¦ Roller Shutters ¦ Manual Roller Shutter | 1 | High | B | 1 | 2025 | 5 | 2 | 2.7 | 14592 | 3957
HVAC ¦ Central Air Conditioning ¦ Air Conditioning ¦ Multi-Split Condenser - Split Systems/Heat Pumps - Air-cooled with Direct Expansion Evaporator (DX) | 1 | Medium | B | 5 | 2029 | 5 | 3 | 3.2 | 25610 | 15165
HVAC ¦ Fan ¦ Central Ventilation Systems ¦ Ventilating - General | 1 | Low | B | 1 | 2025 | 5 | 4 | 3.7 | 33129 | 12054
Electrical ¦ LV Distribution ¦ Distribution Board ¦ Sub | 1 | High | B | 1 | 2025 | 5 | 2 | 2.7 | 14593 | 3958
Fabric ¦ Barriers and Guardrails ¦ Vehicle Crash Protection Barrier | 1 | V Low | B | 2 | 2026 | 5 | 4 | 3.7 | 33130 | 13239
HVAC ¦ Fan ¦ Local and Special Ventilation ¦ Centrifugal | 1 | Medium | B | 2 | 2026 | 5 | 3 | 3.2 | 25611 | 13102
Electrical ¦ Lighting ¦ Internal ¦ Emergency ¦ Self Contained ¦ Non LED | 1 | Urgent | B | 23 | 2047 | 5 | 1 | 2.2 | 5401 | 33104
HVAC ¦ Fan ¦ Local and Special Ventilation ¦ Centrifugal | 1 | Medium | B | 8 | 2032 | 5 | 3 | 3.2 | 25612 | 20974
Security ¦ Access ¦ Access Control ¦ Gate Access - Local Lock / Keypad / Manual (External) | 1 | Medium | B | 1 | 2025 | 5 | 3 | 3.2 | 25613 | 8558
Fire ¦ Fire Fighting ¦ Fire Extinguishers ¦ CO2 | 4 | Urgent | B | 6 | 2030 | 5 | 1 | 2.2 | 5402 | 16479
Electrical ¦ LV Distribution ¦ Distribution Board ¦ Sub | 1 | High | C | 6 | 2030 | 4 | 2 | 2.4 | 10591 | 17331
Controls ¦ Multi-System Controls ¦ Control Panel - Electrical Services (excluding Electrical Controllers and Pneumatic Relays) | 1 | Medium | C | 2 | 2026 | 4 | 3 | 2.9 | 18689 | 12976
Electrical ¦ Lighting ¦ Internal ¦ General ¦ LED Fittings & Luminaires | 76 | Medium | B | 16 | 2040 | 5 | 3 | 3.2 | 25614 | 29585
Electrical ¦ Lighting ¦ Internal ¦ Emergency ¦ Self Contained ¦ Non LED | 2 | Urgent | C | 4 | 2028 | 4 | 1 | 1.9 | 658 | 13746
Electrical ¦ Specialist Lighting ¦ Internal ¦ Illuminated Fire Exit Signage | 3 | Urgent | B | 13 | 2037 | 5 | 1 | 2.2 | 5403 | 26855
HVAC ¦ Fan ¦ Central Cooling ¦ Axial | 1 | Medium | B | 1 | 2025 | 5 | 3 | 3.2 | 25615 | 8559
Electrical ¦ Lighting ¦ Internal ¦ Emergency ¦ Self Contained ¦ Non LED | 2 | Urgent | C | 4 | 2028 | 4 | 1 | 1.9 | 659 | 13747
Fire ¦ Fire Fighting ¦ Fire Blanket | 1 | Urgent | B | 1 | 2025 | 5 | 1 | 2.2 | 5404 | 1402
Fire ¦ Fire Fighting ¦ Fire Extinguishers ¦ Foam | 5 | Urgent | B | 5 | 2029 | 5 | 1 | 2.2 | 5405 | 14389
Electrical ¦ Lighting ¦ Internal ¦ General ¦ LED Fittings & Luminaires | 24 | Medium | B | 15 | 2039 | 5 | 3 | 3.2 | 25616 | 28437
Fire ¦ Fire Fighting ¦ Fire Extinguishers ¦ CO2 | 5 | Urgent | B | 7 | 2031 | 5 | 1 | 2.2 | 5406 | 19344
HVAC ¦ Heat Emitters - Local ¦ Gas Fired Natural and Fan Assisted Heaters | 1 | Medium | B | 1 | 2025 | 5 | 3 | 3.2 | 25617 | 8560
Fabric ¦ Superstructure ¦ Windows and External Doors ¦ Roller Shutters ¦ Electric Roller Shutter | 1 | High | B | 18 | 2042 | 5 | 2 | 2.7 | 14594 | 30829
HVAC ¦ Fan ¦ Local and Special Ventilation ¦ Extract | 1 | Medium | DX | 1 | 2025 | 1 | 3 | 2 | 883 | 594
Electrical ¦ Lighting ¦ Internal ¦ Emergency ¦ Self Contained ¦ Non LED | 1 | Urgent | B | 6 | 2030 | 5 | 1 | 2.2 | 5407 | 16480
Electrical ¦ Lighting ¦ External ¦ General - LED | 1 | Medium | B | 8 | 2032 | 5 | 3 | 3.2 | 25618 | 20975
HVAC ¦ Fan ¦ Local and Special Ventilation ¦ Axial | 1 | Medium | B | 6 | 2030 | 5 | 3 | 3.2 | 25619 | 18726
HVAC ¦ Fan ¦ Central Ventilation Systems ¦ Bifurcated | 1 | Medium | B | 5 | 2029 | 5 | 3 | 3.2 | 25620 | 15166
Fabric ¦ Barriers and Guardrails ¦ Vehicle Crash Protection Barrier | 1 | V Low | B | 2 | 2026 | 5 | 4 | 3.7 | 33131 | 13240
HVAC ¦ Local Air Conditioning ¦ Single-Split Condenser - Split Systems/Heat Pumps - Air-cooled with Direct Expansion Evaporator (DX) | 1 | Medium | B | 14 | 2038 | 5 | 3 | 3.2 | 25621 | 27581
HVAC ¦ Central Air Conditioning ¦ Air Conditioning ¦ Multi-Split Evaporator - Split Systems/Heat Pumps - Air-cooled with Direct Expansion Evaporator (DX) | 1 | Medium | B | 10 | 2034 | 5 | 3 | 3.2 | 25622 | 22847
Electrical ¦ LV Distribution ¦ Distribution Board ¦ Main | 1 | High | B | 15 | 2039 | 5 | 2 | 2.7 | 14595 | 28172
Electrical ¦ Specialist Lighting ¦ External ¦ Illuminated External Signs | 1 | Medium | B | 7 | 2031 | 5 | 3 | 3.2 | 25623 | 19963
Fire ¦ Fire Fighting ¦ Fire Extinguishers ¦ Foam | 5 | Urgent | B | 9 | 2033 | 5 | 1 | 2.2 | 5408 | 21346
HVAC ¦ Fan ¦ Local and Special Ventilation ¦ Ventilating - General | 1 | Medium | B | 5 | 2029 | 5 | 3 | 3.2 | 25624 | 15167
Fabric ¦ Superstructure ¦ Windows and External Doors ¦ External Doors ¦ Manual and Automatic Doors ¦ Emergency and Panic Escape Doors | 1 | Urgent | B | 11 | 2035 | 5 | 1 | 2.2 | 5409 | 23667
Electrical ¦ Specialist Lighting ¦ Internal ¦ Illuminated Fire Exit Signage | 5 | Urgent | B | 12 | 2036 | 5 | 1 | 2.2 | 5410 | 26027
HVAC ¦ Heat Emitters - Local ¦ Electric Heaters | 1 | Medium | B | 2 | 2026 | 5 | 3 | 3.2 | 25625 | 13103
Fire ¦ Fire Fighting ¦ Fire Extinguishers ¦ CO2 | 2 | Urgent | B | 6 | 2030 | 5 | 1 | 2.2 | 5411 | 16481
HVAC ¦ Heat Emitters - Local ¦ Gas Fired Unit Heaters | 1 | Medium | DX | 1 | 2025 | 1 | 3 | 2 | 884 | 595
Fabric ¦ Superstructure ¦ Windows and External Doors ¦ External Doors ¦ Manual and Automatic Doors ¦ Emergency and Panic Escape Doors | 1 | Urgent | B | 11 | 2035 | 5 | 1 | 2.2 | 5412 | 23668
Electrical ¦ Lighting ¦ Internal ¦ Emergency ¦ Self Contained ¦ LED | 7 | Urgent | B | 22 | 2046 | 5 | 1 | 2.2 | 5413 | 32915
Electrical ¦ Lighting ¦ Internal ¦ General | 4 | Medium | C | 2 | 2026 | 4 | 3 | 2.9 | 18690 | 12977
HVAC ¦ Heat Emitters - Local ¦ Gas Fired Unit Heaters | 1 | Medium | A | 14 | 2038 | 6 | 3 | 3.5 | 32536 | 27675
Fabric ¦ Superstructure ¦ Windows and External Doors ¦ External Doors ¦ Entrance Doors | 1 | High | B | 21 | 2045 | 5 | 2 | 2.7 | 14596 | 32643
Fabric ¦ Superstructure ¦ Windows and External Doors ¦ External Doors ¦ Manual and Automatic Doors ¦ Emergency and Panic Escape Doors | 1 | Urgent | B | 21 | 2045 | 5 | 1 | 2.2 | 5414 | 32095
HVAC ¦ Heat Emitters - Local ¦ Electric Overdoor Air Curtain/Heater | 1 | Medium | B | 1 | 2025 | 5 | 3 | 3.2 | 25626 | 8561
HVAC ¦ Fan ¦ Local and Special Ventilation ¦ Axial | 1 | Medium | B | 8 | 2032 | 5 | 3 | 3.2 | 25627 | 20976
Water ¦ Local Hot Water ¦ Package Electric Water Heaters - Non-Drinking Water | 1 | Medium | B | 1 | 2025 | 5 | 3 | 3.2 | 25628 | 8562
Electrical ¦ LV Distribution ¦ Distribution Board ¦ Sub | 1 | High | B | 16 | 2040 | 5 | 2 | 2.7 | 14597 | 29188
HVAC ¦ Heat Emitters - Local ¦ Gas Fired Natural and Fan Assisted Heaters | 1 | Medium | B | 8 | 2032 | 5 | 3 | 3.2 | 25629 | 20977
Electrical ¦ Lighting ¦ Internal ¦ General ¦ LED Fittings & Luminaires | 8 | Medium | B | 18 | 2042 | 5 | 3 | 3.2 | 25630 | 30955
HVAC ¦ Local Air Conditioning ¦ Single-Split Condenser - Split Systems/Heat Pumps - Air-cooled with Direct Expansion Evaporator (DX) | 1 | Medium | B | 1 | 2025 | 5 | 3 | 3.2 | 25631 | 8563
Water ¦ Local Hot Water ¦ Instantaneous Electric Water Heater - Non-Drinking Water | 1 | Medium | B | 8 | 2032 | 5 | 3 | 3.2 | 25632 | 20978
Fabric ¦ Superstructure ¦ Internal Doors ¦ Roller Shutters ¦ Electric Roller Shutter | 1 | Medium | B | 17 | 2041 | 5 | 3 | 3.2 | 25633 | 30489
Fire ¦ Fire Fighting ¦ Fire Extinguishers ¦ CO2 | 2 | Urgent | B | 5 | 2029 | 5 | 1 | 2.2 | 5415 | 14390
HVAC ¦ Heat Emitters - Central ¦ Radiators ¦ Steel | 4 | Medium | B | 1 | 2025 | 5 | 3 | 3.2 | 25634 | 8564
HVAC ¦ Local Air Conditioning ¦ Single-Split Condenser - Split Systems/Heat Pumps - Air-cooled with Direct Expansion Evaporator (DX) | 1 | Medium | B | 12 | 2036 | 5 | 3 | 3.2 | 25635 | 26550
HVAC ¦ Heat Emitters - Local ¦ Gas Fired Natural and Fan Assisted Heaters | 1 | Medium | B | 1 | 2025 | 5 | 3 | 3.2 | 25636 | 8565
HVAC ¦ Fan ¦ Local and Special Ventilation ¦ Axial | 1 | Medium | B | 1 | 2025 | 5 | 3 | 3.2 | 25637 | 8566
Controls ¦ Building Management System (BMS) ¦ BMS Control Panel | 1 | High | B | 1 | 2025 | 5 | 2 | 2.7 | 14598 | 3959
Electrical ¦ LV Distribution ¦ Distribution Board ¦ Sub | 1 | High | B | 12 | 2036 | 5 | 2 | 2.7 | 14599 | 26196
Controls ¦ Multi-System Controls ¦ Control Panel - Electrical Services (excluding Electrical Controllers and Pneumatic Relays) | 1 | Medium | B | 2 | 2026 | 5 | 3 | 3.2 | 25638 | 13104
Electrical ¦ Lighting ¦ Internal ¦ General ¦ LED Fittings & Luminaires | 13 | Medium | C | 6 | 2030 | 4 | 3 | 2.9 | 18691 | 17940
Electrical ¦ Lighting ¦ Internal ¦ General ¦ LED Fittings & Luminaires | 71 | Medium | B | 16 | 2040 | 5 | 3 | 3.2 | 25639 | 29586
Electrical ¦ LV Distribution ¦ Distribution Board ¦ Main | 1 | High | B | 13 | 2037 | 5 | 2 | 2.7 | 14600 | 26979
Electrical ¦ LV Distribution ¦ Distribution Board ¦ Main | 1 | High | B | 6 | 2030 | 5 | 2 | 2.7 | 14601 | 17621
HVAC ¦ Fan ¦ Local and Special Ventilation ¦ Extract | 1 | Medium | B | 1 | 2025 | 5 | 3 | 3.2 | 25640 | 8567
Fire ¦ Fire Detection ¦ Fire Alarm System | 1 | Urgent | B | 1 | 2025 | 5 | 1 | 2.2 | 5416 | 1403
HVAC ¦ Local Air Conditioning ¦ Single-Split Condenser - Split Systems/Heat Pumps - Air-cooled with Direct Expansion Evaporator (DX) | 1 | Medium | B | 1 | 2025 | 5 | 3 | 3.2 | 25641 | 8568
Electrical ¦ Lighting ¦ Internal ¦ General ¦ LED Fittings & Luminaires | 15 | Medium | B | 17 | 2041 | 5 | 3 | 3.2 | 25642 | 30490
Fire ¦ Fire Fighting ¦ Fire Extinguishers ¦ CO2 | 2 | Urgent | B | 7 | 2031 | 5 | 1 | 2.2 | 5417 | 19345
HVAC ¦ Local Air Conditioning ¦ Single-Split Condenser - Split Systems/Heat Pumps - Air-cooled with Direct Expansion Evaporator (DX) | 1 | Medium | B | 5 | 2029 | 5 | 3 | 3.2 | 25643 | 15168
Fabric ¦ Superstructure ¦ Windows and External Doors ¦ External Doors ¦ Manual and Automatic Doors ¦ Emergency and Panic Escape Doors | 1 | Urgent | A | 34 | 2058 | 6 | 1 | 2.5 | 10902 | 33864
Fabric ¦ Superstructure ¦ Windows and External Doors ¦ External Doors ¦ Manual and Automatic Doors ¦ Emergency and Panic Escape Doors | 1 | Urgent | B | 30 | 2054 | 5 | 1 | 2.2 | 5418 | 33677
Fire ¦ Fire Detection ¦ Fire Alarm System | 1 | Urgent | B | 1 | 2025 | 5 | 1 | 2.2 | 5419 | 1404
Electrical ¦ Lighting ¦ Internal ¦ General ¦ LED Fittings & Luminaires | 33 | Medium | B | 16 | 2040 | 5 | 3 | 3.2 | 25644 | 29587
Electrical ¦ Lighting ¦ Internal ¦ General | 5 | Medium | C | 1 | 2025 | 4 | 3 | 2.9 | 18692 | 5591
HVAC ¦ Fan ¦ Local and Special Ventilation ¦ Extract | 1 | Medium | B | 1 | 2025 | 5 | 3 | 3.2 | 25645 | 8569
HVAC ¦ Local Air Conditioning ¦ Single-Split Evaporator - Split Systems/Heat Pumps - Air-cooled with Direct Expansion Evaporator (DX) | 1 | Medium | B | 1 | 2025 | 5 | 3 | 3.2 | 25646 | 8570
Electrical ¦ LV Distribution ¦ Distribution Board ¦ Main | 1 | High | B | 17 | 2041 | 5 | 2 | 2.7 | 14602 | 30330
HVAC ¦ Central Heating (Internally Sourced) ¦ Boiler ¦ Atmospheric Gas Burner/Condensing Combination Boiler (domestic type) | 1 | High | B | 1 | 2025 | 5 | 2 | 2.7 | 14603 | 3960
HVAC ¦ Heat Emitters - Local ¦ Gas Fired Unit Heaters | 1 | Medium | A | 15 | 2039 | 6 | 3 | 3.5 | 32537 | 28571
Electrical ¦ LV Distribution ¦ Distribution Board ¦ Sub | 1 | High | B | 2 | 2026 | 5 | 2 | 2.7 | 14604 | 12904
HVAC ¦ Fan ¦ Local and Special Ventilation ¦ Fans Window or Wall Mounted | 1 | Medium | B | 1 | 2025 | 5 | 3 | 3.2 | 25647 | 8571
HVAC ¦ Local and Special Ventilation ¦ Unit extract fans. | 1 | Medium | B | 1 | 2025 | 5 | 3 | 3.2 | 25648 | 8572
Electrical ¦ Lighting ¦ Internal ¦ Emergency ¦ Self Contained ¦ LED | 5 | Urgent | C | 11 | 2035 | 4 | 1 | 1.9 | 660 | 23270
HVAC ¦ Ventilation ¦ Air Handling Unit (AHU) ¦ Internal ¦ Central Heating & Cooling ¦ Electric & DX | 1 | Medium | B | 9 | 2033 | 5 | 3 | 3.2 | 25649 | 21783
HVAC ¦ Local Air Conditioning ¦ Single-Split Evaporator - Split Systems/Heat Pumps - Air-cooled with Direct Expansion Evaporator (DX) | 1 | Medium | D | 1 | 2025 | 3 | 3 | 2.6 | 11140 | 2645
Electrical ¦ LV Distribution ¦ Distribution Board ¦ Main | 1 | High | B | 1 | 2025 | 5 | 2 | 2.7 | 14605 | 3961
Electrical ¦ LV Distribution ¦ Distribution Board ¦ Main | 1 | High | B | 19 | 2043 | 5 | 2 | 2.7 | 14606 | 31201
HVAC ¦ Central Heating (Internally Sourced) ¦ Burner ¦ Atmospheric Gas Burner | 1 | Medium | B | 1 | 2025 | 5 | 3 | 3.2 | 25650 | 8573
HVAC ¦ Fan ¦ Local and Special Ventilation ¦ Extract | 1 | Medium | B | 5 | 2029 | 5 | 3 | 3.2 | 25651 | 15169
HVAC ¦ Ventilation ¦ Air Handling Unit (AHU) ¦ Internal ¦ Central Air Conditioning ¦ Gas Fired | 1 | Medium | B | 1 | 2025 | 5 | 3 | 3.2 | 25652 | 8574
Fire ¦ Fire Detection ¦ Fire Alarm Panel / Repeater | 1 | Urgent | B | 1 | 2025 | 5 | 1 | 2.2 | 5420 | 1405
Fire ¦ Fire Detection ¦ Fire Alarm Panel / Repeater | 1 | Urgent | B | 12 | 2036 | 5 | 1 | 2.2 | 5421 | 26028
Electrical ¦ LV Distribution ¦ Distribution Board ¦ Sub | 1 | High | B | 1 | 2025 | 5 | 2 | 2.7 | 14607 | 3962
Fire ¦ Fire Detection ¦ Fire Alarm System | 1 | Urgent | B | 1 | 2025 | 5 | 1 | 2.2 | 5422 | 1406
Fabric ¦ Barriers and Guardrails ¦ Fixed Edge Protection | 1 | High | B | 2 | 2026 | 5 | 2 | 2.7 | 14608 | 12905
Fabric ¦ Superstructure ¦ Windows and External Doors ¦ Roller Shutters ¦ Electric Roller Shutter | 1 | High | B | 11 | 2035 | 5 | 2 | 2.7 | 14609 | 24459
Fabric ¦ Superstructure ¦ Windows and External Doors ¦ Roller Shutters ¦ Manual Roller Shutter | 1 | High | B | 1 | 2025 | 5 | 2 | 2.7 | 14610 | 3963
Electrical ¦ LV Distribution ¦ Main Switch Panel at Supply Intake | 1 | Medium | B | 10 | 2034 | 5 | 3 | 3.2 | 25653 | 22848
HVAC ¦ Fan ¦ Central Heating ¦ Ventilating - General | 1 | Medium | B | 1 | 2025 | 5 | 3 | 3.2 | 25654 | 8575
Fabric ¦ Superstructure ¦ Windows and External Doors ¦ Roller Shutters ¦ Electric Roller Shutter | 1 | High | B | 1 | 2025 | 5 | 2 | 2.7 | 14611 | 3964
Electrical ¦ LV Distribution ¦ Distribution Board ¦ Sub | 1 | High | B | 6 | 2030 | 5 | 2 | 2.7 | 14612 | 17622
Fabric ¦ Superstructure ¦ Windows and External Doors ¦ External Doors ¦ Manual and Automatic Doors ¦ Auto / Powered Sliding Doors | 1 | High | B | 21 | 2045 | 5 | 2 | 2.7 | 14613 | 32644
Fabric ¦ Superstructure ¦ Windows and External Doors ¦ External Doors ¦ Manual and Automatic Doors ¦ Emergency and Panic Escape Doors | 1 | Urgent | B | 17 | 2041 | 5 | 1 | 2.2 | 5423 | 30120
Fabric ¦ Superstructure ¦ Windows and External Doors ¦ External Windows ¦ Roller Shutters ¦ External Window Shutters ¦ Electric | 1 | Medium | B | 1 | 2025 | 5 | 3 | 3.2 | 25655 | 8576
Electrical ¦ Lighting ¦ Internal ¦ General ¦ LED Fittings & Luminaires | 9 | Medium | B | 17 | 2041 | 5 | 3 | 3.2 | 25656 | 30491
Fabric ¦ Superstructure ¦ Windows and External Doors ¦ Roller Shutters ¦ Manual Roller Shutter ¦ 24 High x 25 Wide | 1 | Urgent | B | 1 | 2025 | 5 | 1 | 2.2 | 5424 | 1407
HVAC ¦ Fan ¦ Local and Special Ventilation ¦ Extract | 1 | Medium | B | 1 | 2025 | 5 | 3 | 3.2 | 25657 | 8577
HVAC ¦ Heat Emitters - Central ¦ Radiators ¦ Steel | 1 | Medium | B | 1 | 2025 | 5 | 3 | 3.2 | 25658 | 8578
Fire ¦ Fire Fighting ¦ Fire Extinguishers ¦ Foam | 1 | Urgent | B | 5 | 2029 | 5 | 1 | 2.2 | 5425 | 14391
Electrical ¦ Lighting ¦ Internal ¦ Emergency ¦ Self Contained ¦ LED | 1 | Urgent | B | 18 | 2042 | 5 | 1 | 2.2 | 5426 | 30653
Electrical ¦ Lighting ¦ Internal ¦ General | 1 | Medium | B | 1 | 2025 | 5 | 3 | 3.2 | 25659 | 8579
Fire ¦ Fire Fighting ¦ Fire Extinguishers ¦ Foam | 4 | Urgent | B | 6 | 2030 | 5 | 1 | 2.2 | 5427 | 16482
HVAC ¦ Heat Emitters - Local ¦ Electric Heaters | 2 | Medium | B | 1 | 2025 | 5 | 3 | 3.2 | 25660 | 8580
Security ¦ Access ¦ Access Control ¦ Door ¦ Local Lock / Keypad / Manual | 1 | Medium | B | 8 | 2032 | 5 | 3 | 3.2 | 25661 | 20979
Electrical ¦ Lighting ¦ Internal ¦ Emergency ¦ Self Contained ¦ LED | 10 | Urgent | B | 21 | 2045 | 5 | 1 | 2.2 | 5428 | 32096
HVAC ¦ Heat Emitters - Central ¦ Radiators ¦ Steel | 3 | Medium | B | 2 | 2026 | 5 | 3 | 3.2 | 25662 | 13105
Fire ¦ Fire Fighting ¦ Fire Extinguishers ¦ CO2 | 2 | Urgent | B | 2 | 2026 | 5 | 1 | 2.2 | 5429 | 12612
Fabric ¦ Superstructure ¦ Windows and External Doors ¦ Roller Shutters ¦ Manual Roller Shutter | 1 | High | D | 7 | 2031 | 3 | 2 | 2.1 | 1173 | 19138
Electrical ¦ Specialist Lighting ¦ Internal ¦ Illuminated Fire Exit Signage | 1 | Urgent | B | 16 | 2040 | 5 | 1 | 2.2 | 5430 | 28825
Fire ¦ Fire Fighting ¦ Fire Extinguishers ¦ Foam | 1 | Urgent | B | 1 | 2025 | 5 | 1 | 2.2 | 5431 | 1408
Electrical ¦ Lighting ¦ Internal ¦ Emergency ¦ Self Contained ¦ LED | 2 | Urgent | B | 19 | 2043 | 5 | 1 | 2.2 | 5432 | 31076
Electrical ¦ Lighting ¦ Internal ¦ General | 14 | Medium | B | 1 | 2025 | 5 | 3 | 3.2 | 25663 | 8581
HVAC ¦ Central Air Conditioning ¦ Air Conditioning ¦ Multi-Split Evaporator - Split Systems/Heat Pumps - Air-cooled with Direct Expansion Evaporator (DX) | 1 | Medium | B | 5 | 2029 | 5 | 3 | 3.2 | 25664 | 15170
Fabric ¦ Superstructure ¦ Windows and External Doors ¦ Roller Shutters ¦ Manual Roller Shutter | 1 | High | C | 1 | 2025 | 4 | 2 | 2.4 | 10592 | 2427
HVAC ¦ Ductwork ¦ Ductwork, Fittings and Ancillaries ¦ Central Ventilation Systems ¦ Fire Dampers ¦ Automatic | 1 | Urgent | B | 1 | 2025 | 5 | 1 | 2.2 | 5433 | 1409
HVAC ¦ Fan ¦ Local and Special Ventilation ¦ Axial | 1 | Medium | B | 1 | 2025 | 5 | 3 | 3.2 | 25665 | 8582
Fire ¦ Fire Detection ¦ Fire Alarm Panel / Repeater | 1 | Urgent | B | 8 | 2032 | 5 | 1 | 2.2 | 5434 | 20434
Electrical ¦ LV Distribution ¦ Distribution Board ¦ Sub | 1 | High | B | 1 | 2025 | 5 | 2 | 2.7 | 14614 | 3965
HVAC ¦ Heat Emitters - Local ¦ Electric Heaters | 2 | Medium | B | 1 | 2025 | 5 | 3 | 3.2 | 25666 | 8583
Fire ¦ Fire Fighting ¦ Fire Extinguishers ¦ Foam | 4 | Urgent | B | 8 | 2032 | 5 | 1 | 2.2 | 5435 | 20435
Fabric ¦ Barriers and Guardrails ¦ Vehicle Crash Protection Barrier | 11 | V Low | B | 1 | 2025 | 5 | 4 | 3.7 | 33132 | 12055
Fabric ¦ Superstructure ¦ Windows and External Doors ¦ External Doors ¦ Manual and Automatic Doors ¦ High Security Door | 1 | High | B | 11 | 2035 | 5 | 2 | 2.7 | 14615 | 24460
HVAC ¦ Central Heating (Internally Sourced) ¦ Burner ¦ Forced draft gas burner | 1 | Medium | B | 1 | 2025 | 5 | 3 | 3.2 | 25667 | 8584
Fabric ¦ Barriers and Guardrails ¦ Vehicle Crash Protection Barrier | 29 | V Low | B | 11 | 2035 | 5 | 4 | 3.7 | 33133 | 25724
Electrical ¦ Lighting ¦ Internal ¦ General ¦ LED Fittings & Luminaires | 1 | Medium | B | 16 | 2040 | 5 | 3 | 3.2 | 25668 | 29588
HVAC ¦ Heat Emitters - Central ¦ Radiators ¦ Steel | 1 | Medium | B | 6 | 2030 | 5 | 3 | 3.2 | 25669 | 18727
Controls ¦ Multi-System Controls ¦ Control Panel - Electrical Services (excluding Electrical Controllers and Pneumatic Relays) | 1 | Medium | B | 6 | 2030 | 5 | 3 | 3.2 | 25670 | 18728
Electrical ¦ Lighting ¦ Internal ¦ General ¦ LED Fittings & Luminaires | 13 | Medium | B | 16 | 2040 | 5 | 3 | 3.2 | 25671 | 29589
Controls ¦ Multi-System Controls ¦ Control Panel - Electrical Services (excluding Electrical Controllers and Pneumatic Relays) | 1 | Medium | B | 2 | 2026 | 5 | 3 | 3.2 | 25672 | 13106
HVAC ¦ Heat Emitters - Local ¦ Electric Heaters | 3 | Medium | B | 1 | 2025 | 5 | 3 | 3.2 | 25673 | 8585
Fire ¦ Fire Fighting ¦ Fire Extinguishers ¦ Foam | 3 | Urgent | B | 1 | 2025 | 5 | 1 | 2.2 | 5436 | 1410
Fire ¦ Fire Fighting ¦ Fire Extinguishers ¦ Foam | 4 | Urgent | B | 9 | 2033 | 5 | 1 | 2.2 | 5437 | 21347
Security ¦ Access ¦ Access Control ¦ Gate Access - Local Lock / Keypad / Manual (External) | 3 | Medium | B | 1 | 2025 | 5 | 3 | 3.2 | 25674 | 8586
Electrical ¦ Lighting ¦ Internal ¦ Emergency ¦ Self Contained ¦ LED | 7 | Urgent | B | 21 | 2045 | 5 | 1 | 2.2 | 5438 | 32097
Electrical ¦ Lighting ¦ Internal ¦ Emergency ¦ Self Contained ¦ LED | 2 | Urgent | B | 21 | 2045 | 5 | 1 | 2.2 | 5439 | 32098
HVAC ¦ Fan ¦ Local and Special Ventilation ¦ Fans Window or Wall Mounted | 1 | Medium | B | 8 | 2032 | 5 | 3 | 3.2 | 25675 | 20980
Water ¦ Local Hot Water ¦ Instantaneous Electric Water Heater - Non-Drinking Water | 1 | Medium | B | 11 | 2035 | 5 | 3 | 3.2 | 25676 | 25268
Fire ¦ Fire Detection ¦ Fire Alarm Panel / Repeater | 1 | Urgent | B | 11 | 2035 | 5 | 1 | 2.2 | 5440 | 23669
Fire ¦ Fire Fighting ¦ Fire Extinguishers ¦ Foam | 5 | Urgent | B | 6 | 2030 | 5 | 1 | 2.2 | 5441 | 16483
Electrical ¦ LV Distribution ¦ Distribution Board ¦ Sub | 1 | High | B | 5 | 2029 | 5 | 2 | 2.7 | 14616 | 14661
Electrical ¦ LV Distribution ¦ Distribution Board ¦ Sub | 1 | High | D | 1 | 2025 | 3 | 2 | 2.1 | 1174 | 804
HVAC ¦ Central Heating (Internally Sourced) ¦ Boiler ¦ Atmospheric Gas Burner Boiler - Small and/or Wall Hung for Light Commercial Installation | 1 | Medium | B | 5 | 2029 | 5 | 3 | 3.2 | 25677 | 15171
HVAC ¦ Heat Emitters - Local ¦ Electric Overdoor Air Curtain/Heater | 1 | Medium | B | 1 | 2025 | 5 | 3 | 3.2 | 25678 | 8587
HVAC ¦ Fan ¦ Central Cooling ¦ Axial | 1 | Medium | B | 5 | 2029 | 5 | 3 | 3.2 | 25679 | 15172
Electrical ¦ Lighting ¦ Internal ¦ Emergency ¦ Self Contained ¦ LED | 9 | Urgent | B | 22 | 2046 | 5 | 1 | 2.2 | 5442 | 32916
Fire ¦ Fire Fighting ¦ Fire Extinguishers ¦ CO2 | 2 | Urgent | B | 6 | 2030 | 5 | 1 | 2.2 | 5443 | 16484
Fabric ¦ Superstructure ¦ Windows and External Doors ¦ External Doors ¦ Entrance Doors | 1 | High | B | 20 | 2044 | 5 | 2 | 2.7 | 14617 | 31627
Electrical ¦ Lighting ¦ Internal ¦ General ¦ LED Fittings & Luminaires | 4 | Medium | B | 16 | 2040 | 5 | 3 | 3.2 | 25680 | 29590
Electrical ¦ Lighting ¦ Internal ¦ General ¦ LED Fittings & Luminaires | 15 | Medium | B | 12 | 2036 | 5 | 3 | 3.2 | 25681 | 26551
Fire ¦ Fire Detection ¦ Fire Alarm System | 1 | Urgent | B | 3 | 2027 | 5 | 1 | 2.2 | 5444 | 13290
HVAC ¦ Fan ¦ Central Ventilation Systems ¦ Ventilating - General | 1 | Low | B | 3 | 2027 | 5 | 4 | 3.7 | 33134 | 13726
Fabric ¦ Superstructure ¦ Windows and External Doors ¦ Roller Shutters ¦ Electric Roller Shutter | 1 | High | B | 11 | 2035 | 5 | 2 | 2.7 | 14618 | 24461
Electrical ¦ LV Distribution ¦ Distribution Board ¦ Sub | 1 | High | B | 4 | 2028 | 5 | 2 | 2.7 | 14619 | 13954
Fabric ¦ Superstructure ¦ Windows and External Doors ¦ External Doors ¦ Manual and Automatic Doors ¦ Auto / Powered Sliding Doors | 1 | High | B | 25 | 2049 | 5 | 2 | 2.7 | 14620 | 33396
Security ¦ Access ¦ Access Control ¦ Gate Access - Local Lock / Keypad / Manual (External) | 1 | Medium | B | 1 | 2025 | 5 | 3 | 3.2 | 25682 | 8588
Electrical ¦ Specialist Lighting ¦ Internal ¦ Illuminated Fire Exit Signage | 5 | Urgent | B | 16 | 2040 | 5 | 1 | 2.2 | 5445 | 28826
HVAC ¦ Local Air Conditioning ¦ Single-Split Condenser - Split Systems/Heat Pumps - Air-cooled with Direct Expansion Evaporator (DX) | 1 | Medium | B | 1 | 2025 | 5 | 3 | 3.2 | 25683 | 8589
HVAC ¦ Heat Emitters - Local ¦ Electric Heaters | 5 | Medium | D | 4 | 2028 | 3 | 3 | 2.6 | 11141 | 13891
Fire ¦ Fire Fighting ¦ Fire Extinguishers ¦ Foam | 2 | Urgent | B | 1 | 2025 | 5 | 1 | 2.2 | 5446 | 1411
Fabric ¦ Superstructure ¦ Windows and External Doors ¦ External Doors ¦ Manual and Automatic Doors ¦ Emergency and Panic Escape Doors | 1 | Urgent | DX | 1 | 2025 | 1 | 1 | 1 | 12 | 7
Electrical ¦ Lighting ¦ Internal ¦ General | 6 | Medium | B | 1 | 2025 | 5 | 3 | 3.2 | 25684 | 8590
Electrical ¦ Lighting ¦ Internal ¦ Emergency ¦ Self Contained ¦ LED | 7 | Urgent | C | 11 | 2035 | 4 | 1 | 1.9 | 661 | 23271
Electrical ¦ Lighting ¦ Internal ¦ General ¦ LED Fittings & Luminaires | 10 | Medium | B | 12 | 2036 | 5 | 3 | 3.2 | 25685 | 26552
Fabric ¦ Superstructure ¦ Windows and External Doors ¦ External Doors ¦ Manual and Automatic Doors ¦ Emergency and Panic Escape Doors | 1 | Urgent | B | 13 | 2037 | 5 | 1 | 2.2 | 5447 | 26856
Fabric ¦ Superstructure ¦ Windows and External Doors ¦ External Doors ¦ Entrance Doors | 1 | High | B | 11 | 2035 | 5 | 2 | 2.7 | 14621 | 24462
Electrical ¦ Lighting ¦ Internal ¦ Emergency ¦ Self Contained ¦ LED | 13 | Urgent | B | 21 | 2045 | 5 | 1 | 2.2 | 5448 | 32099
Electrical ¦ Specialist Lighting ¦ External ¦ Illuminated External Signs | 1 | Medium | B | 6 | 2030 | 5 | 3 | 3.2 | 25686 | 18729
Electrical ¦ Lighting ¦ External ¦ General - LED | 1 | Medium | B | 11 | 2035 | 5 | 3 | 3.2 | 25687 | 25269
HVAC ¦ Heat Emitters - Central ¦ Radiators ¦ Aluminium | 2 | Medium | B | 6 | 2030 | 5 | 3 | 3.2 | 25688 | 18730
Electrical ¦ LV Distribution ¦ Distribution Board ¦ Sub | 1 | High | B | 2 | 2026 | 5 | 2 | 2.7 | 14622 | 12906
Electrical ¦ Lighting ¦ Internal ¦ Emergency ¦ Self Contained ¦ LED | 16 | Urgent | B | 11 | 2035 | 5 | 1 | 2.2 | 5449 | 23670
Electrical ¦ Specialist Lighting ¦ Internal ¦ Illuminated Fire Exit Signage | 5 | Urgent | B | 13 | 2037 | 5 | 1 | 2.2 | 5450 | 26857
HVAC ¦ Local and Special Ventilation ¦ Unit extract fans. | 1 | Medium | CX | 1 | 2025 | 2 | 3 | 2.3 | 10198 | 2139
HVAC ¦ Fan ¦ Local and Special Ventilation ¦ Fans Window or Wall Mounted | 1 | Medium | B | 4 | 2028 | 5 | 3 | 3.2 | 25689 | 14133
Fabric ¦ Superstructure ¦ Internal Doors ¦ Roller Shutters ¦ Electric Roller Shutter | 1 | Medium | B | 11 | 2035 | 5 | 3 | 3.2 | 25690 | 25270
Fabric ¦ Superstructure ¦ Windows and External Doors ¦ External Doors ¦ Entrance Doors | 1 | High | B | 11 | 2035 | 5 | 2 | 2.7 | 14623 | 24463
Electrical ¦ Lighting ¦ Internal ¦ General ¦ LED Fittings & Luminaires | 1 | Medium | B | 18 | 2042 | 5 | 3 | 3.2 | 25691 | 30956
Water ¦ Local Hot Water ¦ Package Electric Water Heaters - Non-Drinking Water | 1 | Medium | C | 11 | 2035 | 4 | 3 | 2.9 | 18693 | 24871
HVAC ¦ Fan ¦ Central Cooling ¦ Axial | 1 | Medium | B | 1 | 2025 | 5 | 3 | 3.2 | 25692 | 8591
HVAC ¦ Fan ¦ Local and Special Ventilation ¦ Centrifugal | 1 | Medium | B | 1 | 2025 | 5 | 3 | 3.2 | 25693 | 8592
HVAC ¦ Ductwork ¦ Ductwork, Fittings and Ancillaries ¦ Central Ventilation Systems ¦ Fire Dampers ¦ Automatic | 1 | Urgent | B | 1 | 2025 | 5 | 1 | 2.2 | 5451 | 1412
Fire ¦ Fire Fighting ¦ Fire Extinguishers ¦ CO2 | 4 | Urgent | B | 2 | 2026 | 5 | 1 | 2.2 | 5452 | 12613
Fire ¦ Fire Fighting ¦ Fire Blanket | 1 | Urgent | B | 4 | 2028 | 5 | 1 | 2.2 | 5453 | 13830
Fabric ¦ Superstructure ¦ Windows and External Doors ¦ Roller Shutters ¦ Manual Roller Shutter | 1 | High | B | 1 | 2025 | 5 | 2 | 2.7 | 14624 | 3966
HVAC ¦ Fan ¦ Local and Special Ventilation ¦ Fans Window or Wall Mounted | 1 | Medium | CX | 1 | 2025 | 2 | 3 | 2.3 | 10199 | 2140
Electrical ¦ LV Distribution ¦ Distribution Board ¦ Sub | 1 | High | B | 17 | 2041 | 5 | 2 | 2.7 | 14625 | 30331
Water ¦ Local Hot Water ¦ Package Electric Water Heaters - Non-Drinking Water | 1 | Medium | A | 11 | 2035 | 6 | 3 | 3.5 | 32538 | 25711
Fire ¦ Fire Detection ¦ Fire Alarm Panel / Repeater | 1 | Urgent | B | 7 | 2031 | 5 | 1 | 2.2 | 5454 | 19346
HVAC ¦ Fan ¦ Central Cooling ¦ Axial | 1 | Medium | B | 1 | 2025 | 5 | 3 | 3.2 | 25694 | 8593
Electrical ¦ LV Distribution ¦ Distribution Board ¦ Main | 1 | High | B | 6 | 2030 | 5 | 2 | 2.7 | 14626 | 17623
Electrical ¦ Lighting ¦ Internal ¦ General ¦ LED Fittings & Luminaires | 84 | Medium | B | 12 | 2036 | 5 | 3 | 3.2 | 25695 | 26553
Electrical ¦ LV Distribution ¦ Distribution Board ¦ Main | 1 | High | B | 20 | 2044 | 5 | 2 | 2.7 | 14627 | 31628
HVAC ¦ Fan ¦ Central Ventilation Systems ¦ Axial | 1 | Medium | B | 1 | 2025 | 5 | 3 | 3.2 | 25696 | 8594
Fabric ¦ Superstructure ¦ Internal Doors ¦ Roller Shutters ¦ Internal Manual Roller Shutter | 1 | Medium | B | 1 | 2025 | 5 | 3 | 3.2 | 25697 | 8595
Security ¦ Access ¦ Access Control ¦ Gate Access - Local Lock / Keypad / Manual (External) | 1 | Medium | B | 1 | 2025 | 5 | 3 | 3.2 | 25698 | 8596
Fire ¦ Fire Fighting ¦ Fire Extinguishers ¦ CO2 | 2 | Urgent | B | 6 | 2030 | 5 | 1 | 2.2 | 5455 | 16485
Electrical ¦ Specialist Lighting ¦ Internal ¦ Illuminated Fire Exit Signage | 4 | Urgent | B | 16 | 2040 | 5 | 1 | 2.2 | 5456 | 28827
Electrical ¦ LV Distribution ¦ Distribution Board ¦ Main | 1 | High | B | 1 | 2025 | 5 | 2 | 2.7 | 14628 | 3967
Electrical ¦ Lighting ¦ Internal ¦ Emergency ¦ Self Contained ¦ LED | 5 | Urgent | C | 11 | 2035 | 4 | 1 | 1.9 | 662 | 23272
Fabric ¦ Superstructure ¦ Windows and External Doors ¦ Roller Shutters ¦ Electric Roller Shutter | 1 | High | B | 25 | 2049 | 5 | 2 | 2.7 | 14629 | 33397
Fabric ¦ Superstructure ¦ Windows and External Doors ¦ External Doors ¦ Manual and Automatic Doors ¦ Emergency and Panic Escape Doors | 1 | Urgent | B | 11 | 2035 | 5 | 1 | 2.2 | 5457 | 23671
HVAC ¦ Heat Emitters - Local ¦ Electric Heaters | 4 | Medium | B | 1 | 2025 | 5 | 3 | 3.2 | 25699 | 8597
Electrical ¦ LV Distribution ¦ Distribution Board ¦ Sub | 1 | High | B | 2 | 2026 | 5 | 2 | 2.7 | 14630 | 12907
HVAC ¦ Local Air Conditioning ¦ Single-Split Evaporator - Split Systems/Heat Pumps - Air-cooled with Direct Expansion Evaporator (DX) | 1 | Medium | B | 1 | 2025 | 5 | 3 | 3.2 | 25700 | 8598
Fabric ¦ Superstructure ¦ Windows and External Doors ¦ External Doors ¦ Manual and Automatic Doors ¦ Emergency and Panic Escape Doors | 1 | Urgent | B | 11 | 2035 | 5 | 1 | 2.2 | 5458 | 23672
Fabric ¦ Superstructure ¦ Windows and External Doors ¦ Roller Shutters ¦ Manual Roller Shutter | 1 | High | B | 1 | 2025 | 5 | 2 | 2.7 | 14631 | 3968
Electrical ¦ LV Distribution ¦ Distribution Board ¦ Sub | 1 | High | B | 12 | 2036 | 5 | 2 | 2.7 | 14632 | 26197
HVAC ¦ Fan ¦ Central Ventilation Systems ¦ Axial | 1 | Medium | B | 1 | 2025 | 5 | 3 | 3.2 | 25701 | 8599
HVAC ¦ Central Air Conditioning ¦ Air Conditioning ¦ Multi-Split Condenser - DX Split Systems (With Gas, Electric or Hot Water Heaters) | 1 | Medium | B | 1 | 2025 | 5 | 3 | 3.2 | 25702 | 8600
HVAC ¦ Fan ¦ Central Cooling ¦ Axial | 1 | Medium | B | 1 | 2025 | 5 | 3 | 3.2 | 25703 | 8601
Electrical ¦ Lighting ¦ External ¦ General - LED | 4 | Medium | B | 1 | 2025 | 5 | 3 | 3.2 | 25704 | 8602
Fabric ¦ Superstructure ¦ Windows and External Doors ¦ External Doors ¦ Manual and Automatic Doors ¦ Emergency and Panic Escape Doors | 1 | Urgent | B | 1 | 2025 | 5 | 1 | 2.2 | 5459 | 1413
HVAC ¦ Fan ¦ Central Cooling ¦ Axial | 1 | Medium | B | 1 | 2025 | 5 | 3 | 3.2 | 25705 | 8603
HVAC ¦ Fan ¦ Local and Special Ventilation ¦ Extract | 1 | Medium | C | 1 | 2025 | 4 | 3 | 2.9 | 18694 | 5592
Fire ¦ Fire Detection ¦ Fire Alarm System | 1 | Urgent | B | 1 | 2025 | 5 | 1 | 2.2 | 5460 | 1414
Electrical ¦ Lighting ¦ Internal ¦ Emergency ¦ Self Contained ¦ LED | 5 | Urgent | C | 11 | 2035 | 4 | 1 | 1.9 | 663 | 23273
Fire ¦ Fire Fighting ¦ Fire Extinguishers ¦ Foam | 5 | Urgent | B | 6 | 2030 | 5 | 1 | 2.2 | 5461 | 16486
HVAC ¦ Local and Special Ventilation ¦ Unit extract fans. | 1 | Medium | B | 1 | 2025 | 5 | 3 | 3.2 | 25706 | 8604
Fire ¦ Fire Fighting ¦ Fire Extinguishers ¦ Foam | 2 | Urgent | B | 6 | 2030 | 5 | 1 | 2.2 | 5462 | 16487
Electrical ¦ Specialist Lighting ¦ Internal ¦ Illuminated Fire Exit Signage | 1 | Urgent | B | 12 | 2036 | 5 | 1 | 2.2 | 5463 | 26029
HVAC ¦ Heat Emitters - Local ¦ Electric Heaters | 5 | Medium | B | 1 | 2025 | 5 | 3 | 3.2 | 25707 | 8605
HVAC ¦ Fan ¦ Local and Special Ventilation ¦ Fans Window or Wall Mounted | 1 | Medium | B | 12 | 2036 | 5 | 3 | 3.2 | 25708 | 26554
Transport ¦ Lifts ¦ Disabled Lift ¦ Electric | 1 | High | B | 5 | 2029 | 5 | 2 | 2.7 | 14633 | 14662
HVAC ¦ Fan ¦ Local and Special Ventilation ¦ Centrifugal | 1 | Medium | B | 1 | 2025 | 5 | 3 | 3.2 | 25709 | 8606
HVAC ¦ Heat Emitters - Local ¦ Electric Heaters | 2 | Medium | CX | 1 | 2025 | 2 | 3 | 2.3 | 10200 | 2141
Electrical ¦ LV Distribution ¦ Distribution Board ¦ Sub | 1 | High | B | 1 | 2025 | 5 | 2 | 2.7 | 14634 | 3969
Fabric ¦ Superstructure ¦ Windows and External Doors ¦ External Doors ¦ Manual and Automatic Doors ¦ Auto / Powered Sliding Doors | 1 | High | B | 11 | 2035 | 5 | 2 | 2.7 | 14635 | 24464
Electrical ¦ Specialist Lighting ¦ Internal ¦ Illuminated Fire Exit Signage | 1 | Urgent | B | 18 | 2042 | 5 | 1 | 2.2 | 5464 | 30654
Controls ¦ Multi-System Controls ¦ Control Panel - Electrical Services (excluding Electrical Controllers and Pneumatic Relays) | 1 | Medium | B | 1 | 2025 | 5 | 3 | 3.2 | 25710 | 8607
Electrical ¦ Lighting ¦ Internal ¦ General ¦ LED Fittings & Luminaires | 6 | Medium | B | 13 | 2037 | 5 | 3 | 3.2 | 25711 | 27151
Fire ¦ Fire Fighting ¦ Fire Extinguishers ¦ Foam | 7 | Urgent | B | 7 | 2031 | 5 | 1 | 2.2 | 5465 | 19347
Electrical ¦ LV Distribution ¦ Distribution Board ¦ Sub | 1 | High | B | 9 | 2033 | 5 | 2 | 2.7 | 14636 | 21598
Fabric ¦ Superstructure ¦ Windows and External Doors ¦ Roller Shutters ¦ Electric Roller Shutter | 1 | High | B | 9 | 2033 | 5 | 2 | 2.7 | 14637 | 21599
Electrical ¦ Lighting ¦ External ¦ General - LED | 4 | Medium | B | 12 | 2036 | 5 | 3 | 3.2 | 25712 | 26555
Fabric ¦ Barriers and Guardrails ¦ Vehicle Crash Protection Barrier | 2 | V Low | C | 1 | 2025 | 4 | 4 | 3.4 | 32417 | 11699
Electrical ¦ LV Distribution ¦ Distribution Board ¦ Main | 1 | High | B | 1 | 2025 | 5 | 2 | 2.7 | 14638 | 3970
HVAC ¦ Fan ¦ Local and Special Ventilation ¦ Fans Window or Wall Mounted | 1 | Medium | B | 1 | 2025 | 5 | 3 | 3.2 | 25713 | 8608
Fabric ¦ Superstructure ¦ Windows and External Doors ¦ External Doors ¦ Entrance Doors | 1 | High | B | 13 | 2037 | 5 | 2 | 2.7 | 14639 | 26980
Fire ¦ Fire Detection ¦ Fire Alarm System | 1 | Urgent | B | 3 | 2027 | 5 | 1 | 2.2 | 5466 | 13291
Electrical ¦ Specialist Lighting ¦ Internal ¦ Illuminated Fire Exit Signage | 2 | Urgent | B | 13 | 2037 | 5 | 1 | 2.2 | 5467 | 26858
HVAC ¦ Heat Emitters - Local ¦ Gas Fired Unit Heaters | 1 | Medium | B | 1 | 2025 | 5 | 3 | 3.2 | 25714 | 8609
HVAC ¦ Fan ¦ Local and Special Ventilation ¦ Fans Window or Wall Mounted | 1 | Medium | B | 1 | 2025 | 5 | 3 | 3.2 | 25715 | 8610
Electrical ¦ LV Distribution ¦ Distribution Board ¦ Sub | 1 | High | B | 6 | 2030 | 5 | 2 | 2.7 | 14640 | 17624
HVAC ¦ Heat Emitters - Local ¦ Electric Heaters | 4 | Medium | B | 1 | 2025 | 5 | 3 | 3.2 | 25716 | 8611
Fabric ¦ Superstructure ¦ Windows and External Doors ¦ Roller Shutters ¦ Manual Roller Shutter ¦ 24 High x 25 Wide | 1 | Urgent | B | 1 | 2025 | 5 | 1 | 2.2 | 5468 | 1415
Electrical ¦ Specialist Lighting ¦ Internal ¦ Illuminated Fire Exit Signage | 2 | Urgent | B | 6 | 2030 | 5 | 1 | 2.2 | 5469 | 16488
HVAC ¦ Heat Emitters - Local ¦ Electric Heaters | 2 | Medium | B | 1 | 2025 | 5 | 3 | 3.2 | 25717 | 8612
Fabric ¦ Superstructure ¦ Windows and External Doors ¦ Roller Shutters ¦ Manual Roller Shutter | 1 | High | B | 1 | 2025 | 5 | 2 | 2.7 | 14641 | 3971
Electrical ¦ Lighting ¦ Internal ¦ General ¦ LED Fittings & Luminaires | 72 | Medium | B | 12 | 2036 | 5 | 3 | 3.2 | 25718 | 26556
HVAC ¦ Heat Emitters - Central ¦ Radiators ¦ Steel | 1 | Medium | B | 6 | 2030 | 5 | 3 | 3.2 | 25719 | 18731
Fire ¦ Fire Fighting ¦ Fire Extinguishers ¦ CO2 | 3 | Urgent | B | 2 | 2026 | 5 | 1 | 2.2 | 5470 | 12614
HVAC ¦ Fan ¦ Central Ventilation Systems ¦ Axial | 1 | Medium | B | 1 | 2025 | 5 | 3 | 3.2 | 25720 | 8613
Electrical ¦ LV Distribution ¦ Distribution Board ¦ Main | 1 | High | D | 4 | 2028 | 3 | 2 | 2.1 | 1175 | 13758
Electrical ¦ LV Distribution ¦ Distribution Board ¦ Sub | 1 | High | B | 6 | 2030 | 5 | 2 | 2.7 | 14642 | 17625
HVAC ¦ Local Air Conditioning ¦ Single-Split Condenser - Split Systems/Heat Pumps - Air-cooled with Direct Expansion Evaporator (DX) | 1 | Medium | B | 5 | 2029 | 5 | 3 | 3.2 | 25721 | 15173
Controls ¦ Multi-System Controls ¦ Control Panel - Electrical Services (excluding Electrical Controllers and Pneumatic Relays) | 1 | Medium | B | 1 | 2025 | 5 | 3 | 3.2 | 25722 | 8614
Fabric ¦ Superstructure ¦ Windows and External Doors ¦ External Doors ¦ Entrance Doors | 1 | High | C | 11 | 2035 | 4 | 2 | 2.4 | 10593 | 24053
Transport ¦ Lifts ¦ Passenger Lift electric ¦ Electric | 1 | Medium | B | 14 | 2038 | 5 | 3 | 3.2 | 25723 | 27582
Electrical ¦ LV Distribution ¦ Distribution Board ¦ Sub | 1 | High | B | 1 | 2025 | 5 | 2 | 2.7 | 14643 | 3972
HVAC ¦ Fan ¦ Local and Special Ventilation ¦ Hazardous Area Extract Fan | 1 | Medium | B | 1 | 2025 | 5 | 3 | 3.2 | 25724 | 8615
Fabric ¦ Superstructure ¦ Windows and External Doors ¦ External Doors ¦ Manual and Automatic Doors ¦ High Security Door | 1 | High | B | 21 | 2045 | 5 | 2 | 2.7 | 14644 | 32645
HVAC ¦ Ventilation ¦ Air Handling Unit (AHU) ¦ Internal ¦ Central Heating & Cooling ¦ Electric & DX | 1 | Medium | B | 1 | 2025 | 5 | 3 | 3.2 | 25725 | 8616
Fabric ¦ Superstructure ¦ Windows and External Doors ¦ Roller Shutters ¦ Manual Roller Shutter | 1 | High | B | 10 | 2034 | 5 | 2 | 2.7 | 14645 | 22378
Electrical ¦ LV Distribution ¦ Distribution Board ¦ Main | 1 | High | B | 15 | 2039 | 5 | 2 | 2.7 | 14646 | 28173
Water ¦ Local Hot Water ¦ Package Electric Water Heaters - Non-Drinking Water | 1 | Medium | B | 8 | 2032 | 5 | 3 | 3.2 | 25726 | 20981
Fabric ¦ Superstructure ¦ Windows and External Doors ¦ Roller Shutters ¦ Manual Roller Shutter | 1 | High | B | 1 | 2025 | 5 | 2 | 2.7 | 14647 | 3973
HVAC ¦ Fan ¦ Local and Special Ventilation ¦ Extract | 1 | Medium | B | 5 | 2029 | 5 | 3 | 3.2 | 25727 | 15174
Electrical ¦ Specialist Lighting ¦ External ¦ Illuminated External Signs | 3 | Medium | B | 1 | 2025 | 5 | 3 | 3.2 | 25728 | 8617
HVAC ¦ Local Air Conditioning ¦ Single-Split Condenser - Split Systems/Heat Pumps - Air-cooled with Direct Expansion Evaporator (DX) | 1 | Medium | B | 7 | 2031 | 5 | 3 | 3.2 | 25729 | 19964
HVAC ¦ Central Air Conditioning ¦ Air Conditioning ¦ Multi-Split Condenser - Split Systems/Heat Pumps - Air-cooled with Direct Expansion Evaporator (DX) | 1 | Medium | B | 1 | 2025 | 5 | 3 | 3.2 | 25730 | 8618
Fabric ¦ Superstructure ¦ Windows and External Doors ¦ External Doors ¦ Manual and Automatic Doors ¦ Auto / Powered Sliding Doors | 1 | High | B | 30 | 2054 | 5 | 2 | 2.7 | 14648 | 33714
Electrical ¦ Lighting ¦ External ¦ General - LED | 10 | Medium | B | 11 | 2035 | 5 | 3 | 3.2 | 25731 | 25271
Fire ¦ Fire Fighting ¦ Fire Extinguishers ¦ CO2 | 2 | Urgent | B | 8 | 2032 | 5 | 1 | 2.2 | 5471 | 20436
Fire ¦ Fire Fighting ¦ Fire Extinguishers ¦ CO2 | 2 | Urgent | B | 2 | 2026 | 5 | 1 | 2.2 | 5472 | 12615
HVAC ¦ Fan ¦ Central Ventilation Systems ¦ Ventilating - General | 1 | Low | B | 1 | 2025 | 5 | 4 | 3.7 | 33135 | 12056
Electrical ¦ Specialist Lighting ¦ Internal ¦ Illuminated Fire Exit Signage | 1 | Urgent | B | 16 | 2040 | 5 | 1 | 2.2 | 5473 | 28828
Electrical ¦ Lighting ¦ Internal ¦ General ¦ LED Fittings & Luminaires | 27 | Medium | B | 16 | 2040 | 5 | 3 | 3.2 | 25732 | 29591
Electrical ¦ Lighting ¦ External ¦ General - Non-LED | 1 | Medium | B | 1 | 2025 | 5 | 3 | 3.2 | 25733 | 8619
Water ¦ Local Hot Water ¦ Package Electric Water Heaters - Non-Drinking Water | 1 | Medium | B | 8 | 2032 | 5 | 3 | 3.2 | 25734 | 20982
Electrical ¦ Lighting ¦ Internal ¦ General ¦ LED Fittings & Luminaires | 49 | Medium | B | 14 | 2038 | 5 | 3 | 3.2 | 25735 | 27583
Electrical ¦ Lighting ¦ Internal ¦ General | 15 | Medium | B | 2 | 2026 | 5 | 3 | 3.2 | 25736 | 13107
Fire ¦ Fire Fighting ¦ Fire Extinguishers ¦ Foam | 4 | Urgent | A | 9 | 2033 | 6 | 1 | 2.5 | 10903 | 21541
Fabric ¦ Superstructure ¦ Windows and External Doors ¦ External Doors ¦ Entrance Doors | 1 | High | B | 4 | 2028 | 5 | 2 | 2.7 | 14649 | 13955
Electrical ¦ Lighting ¦ Internal ¦ General ¦ LED Fittings & Luminaires | 24 | Medium | B | 12 | 2036 | 5 | 3 | 3.2 | 25737 | 26557
Electrical ¦ Lighting ¦ Internal ¦ Emergency ¦ Self Contained ¦ LED | 5 | Urgent | B | 11 | 2035 | 5 | 1 | 2.2 | 5474 | 23673
HVAC ¦ Heat Emitters - Central ¦ Radiators ¦ Steel | 1 | Medium | B | 10 | 2034 | 5 | 3 | 3.2 | 25738 | 22849
Electrical ¦ LV Distribution ¦ Distribution Board ¦ Sub | 1 | High | B | 1 | 2025 | 5 | 2 | 2.7 | 14650 | 3974
Electrical ¦ LV Distribution ¦ Distribution Board ¦ Sub | 1 | High | B | 19 | 2043 | 5 | 2 | 2.7 | 14651 | 31202
HVAC ¦ Fan ¦ Central Heating ¦ Axial | 1 | High | B | 9 | 2033 | 5 | 2 | 2.7 | 14652 | 21600
Fabric ¦ Barriers and Guardrails ¦ Vehicle Crash Protection Barrier | 1 | V Low | B | 1 | 2025 | 5 | 4 | 3.7 | 33136 | 12057
Fabric ¦ Superstructure ¦ Windows and External Doors ¦ Roller Shutters ¦ Electric Roller Shutter | 1 | High | C | 1 | 2025 | 4 | 2 | 2.4 | 10594 | 2428
Fabric ¦ Superstructure ¦ Windows and External Doors ¦ External Doors ¦ Entrance Doors | 1 | High | B | 4 | 2028 | 5 | 2 | 2.7 | 14653 | 13956
HVAC ¦ Fan ¦ Local and Special Ventilation ¦ Axial | 1 | Medium | B | 5 | 2029 | 5 | 3 | 3.2 | 25739 | 15175
HVAC ¦ Heat Emitters - Local ¦ Electric Heaters | 1 | Medium | B | 3 | 2027 | 5 | 3 | 3.2 | 25740 | 13556
Electrical ¦ Lighting ¦ External ¦ General - LED | 1 | Medium | B | 10 | 2034 | 5 | 3 | 3.2 | 25741 | 22850
Fire ¦ Fire Fighting ¦ Fire Extinguishers ¦ CO2 | 3 | Urgent | B | 1 | 2025 | 5 | 1 | 2.2 | 5475 | 1416
HVAC ¦ Local Air Conditioning ¦ Single-Split Condenser - Split Systems/Heat Pumps - Air-cooled with Direct Expansion Evaporator (DX) | 1 | Medium | B | 3 | 2027 | 5 | 3 | 3.2 | 25742 | 13557
HVAC ¦ Local Air Conditioning ¦ Single-Split Condenser - Split Systems/Heat Pumps - Air-cooled with Direct Expansion Evaporator (DX) | 1 | Medium | B | 1 | 2025 | 5 | 3 | 3.2 | 25743 | 8620
Water ¦ Local Hot Water ¦ Package Electric Water Heaters - Non-Drinking Water | 1 | Medium | B | 9 | 2033 | 5 | 3 | 3.2 | 25744 | 21784
Electrical ¦ LV Distribution ¦ Distribution Board ¦ Sub | 1 | High | B | 4 | 2028 | 5 | 2 | 2.7 | 14654 | 13957
Fire ¦ Fire Detection ¦ Fire Alarm System | 1 | Urgent | B | 11 | 2035 | 5 | 1 | 2.2 | 5476 | 23674
Fabric ¦ Superstructure ¦ Windows and External Doors ¦ Roller Shutters ¦ Manual Roller Shutter | 1 | High | B | 1 | 2025 | 5 | 2 | 2.7 | 14655 | 3975
HVAC ¦ Fan ¦ Local and Special Ventilation ¦ Extract | 1 | Medium | B | 1 | 2025 | 5 | 3 | 3.2 | 25745 | 8621
Electrical ¦ Lighting ¦ Internal ¦ General | 8 | Medium | B | 1 | 2025 | 5 | 3 | 3.2 | 25746 | 8622
Fire ¦ Fire Fighting ¦ Fire Extinguishers ¦ CO2 | 1 | Urgent | B | 5 | 2029 | 5 | 1 | 2.2 | 5477 | 14392
Fire ¦ Fire Fighting ¦ Fire Extinguishers ¦ CO2 | 4 | Urgent | B | 5 | 2029 | 5 | 1 | 2.2 | 5478 | 14393
Fire ¦ Fire Fighting ¦ Fire Extinguishers ¦ Powder | 2 | Urgent | B | 7 | 2031 | 5 | 1 | 2.2 | 5479 | 19348
HVAC ¦ Central Air Conditioning ¦ Air Conditioning ¦ Multi-Split Evaporator - Split Systems/Heat Pumps - Air-cooled with Direct Expansion Evaporator (DX) | 1 | Medium | B | 9 | 2033 | 5 | 3 | 3.2 | 25747 | 21785
HVAC ¦ Local Air Conditioning ¦ Single-Split Condenser - Split Systems/Heat Pumps - Air-cooled with Direct Expansion Evaporator (DX) | 1 | Medium | B | 1 | 2025 | 5 | 3 | 3.2 | 25748 | 8623
HVAC ¦ Fan ¦ Local and Special Ventilation ¦ Fans Window or Wall Mounted | 1 | Medium | B | 1 | 2025 | 5 | 3 | 3.2 | 25749 | 8624
HVAC ¦ Fan ¦ Local and Special Ventilation ¦ Fans Window or Wall Mounted | 1 | Medium | B | 5 | 2029 | 5 | 3 | 3.2 | 25750 | 15176
Electrical ¦ Lighting ¦ Internal ¦ General ¦ LED Fittings & Luminaires | 6 | Medium | B | 12 | 2036 | 5 | 3 | 3.2 | 25751 | 26558
Fabric ¦ Superstructure ¦ Windows and External Doors ¦ External Doors ¦ Manual and Automatic Doors ¦ Emergency and Panic Escape Doors | 1 | Urgent | B | 8 | 2032 | 5 | 1 | 2.2 | 5480 | 20437
Fabric ¦ Superstructure ¦ Windows and External Doors ¦ Roller Shutters ¦ Electric Roller Shutter | 1 | High | B | 11 | 2035 | 5 | 2 | 2.7 | 14656 | 24465
Electrical ¦ Lighting ¦ Internal ¦ Emergency ¦ Self Contained ¦ LED | 3 | Urgent | B | 11 | 2035 | 5 | 1 | 2.2 | 5481 | 23675
Electrical ¦ Specialist Lighting ¦ Internal ¦ Illuminated Fire Exit Signage | 4 | Urgent | B | 10 | 2034 | 5 | 1 | 2.2 | 5482 | 22062
Electrical ¦ Lighting ¦ Internal ¦ General ¦ LED Fittings & Luminaires | 12 | Medium | B | 16 | 2040 | 5 | 3 | 3.2 | 25752 | 29592
HVAC ¦ Heat Emitters - Local ¦ Electric Heaters | 3 | Medium | B | 3 | 2027 | 5 | 3 | 3.2 | 25753 | 13558
Electrical ¦ Lighting ¦ Internal ¦ General ¦ LED Fittings & Luminaires | 4 | Medium | B | 12 | 2036 | 5 | 3 | 3.2 | 25754 | 26559
Electrical ¦ Lighting ¦ Internal ¦ General | 10 | Medium | B | 1 | 2025 | 5 | 3 | 3.2 | 25755 | 8625
Electrical ¦ Lighting ¦ Internal ¦ General ¦ LED Fittings & Luminaires | 65 | Medium | B | 10 | 2034 | 5 | 3 | 3.2 | 25756 | 22851
Electrical ¦ Lighting ¦ Internal ¦ Emergency ¦ Self Contained ¦ LED | 17 | Urgent | B | 21 | 2045 | 5 | 1 | 2.2 | 5483 | 32100
Electrical ¦ Lighting ¦ Internal ¦ General ¦ LED Fittings & Luminaires | 57 | Medium | B | 16 | 2040 | 5 | 3 | 3.2 | 25757 | 29593
HVAC ¦ Heat Emitters - Local ¦ Electric Heaters | 1 | Medium | B | 1 | 2025 | 5 | 3 | 3.2 | 25758 | 8626
Electrical ¦ Lighting ¦ Internal ¦ Emergency ¦ Self Contained ¦ LED | 2 | Urgent | B | 11 | 2035 | 5 | 1 | 2.2 | 5484 | 23676
HVAC ¦ Fan ¦ Local and Special Ventilation ¦ Fans Window or Wall Mounted | 1 | Medium | B | 10 | 2034 | 5 | 3 | 3.2 | 25759 | 22852
Fabric ¦ Superstructure ¦ Windows and External Doors ¦ External Doors ¦ Manual and Automatic Doors ¦ Emergency and Panic Escape Doors | 1 | Urgent | B | 8 | 2032 | 5 | 1 | 2.2 | 5485 | 20438
Electrical ¦ Lighting ¦ Internal ¦ General | 57 | Medium | A | 18 | 2042 | 6 | 3 | 3.5 | 32539 | 31017
HVAC ¦ Local and Special Ventilation ¦ Unit extract fans. | 1 | Medium | C | 1 | 2025 | 4 | 3 | 2.9 | 18695 | 5593
Electrical ¦ Specialist Lighting ¦ Internal ¦ Illuminated Fire Exit Signage | 1 | Urgent | C | 12 | 2036 | 4 | 1 | 1.9 | 664 | 25916
Electrical ¦ Specialist Lighting ¦ Internal ¦ Illuminated Fire Exit Signage | 1 | Urgent | C | 12 | 2036 | 4 | 1 | 1.9 | 665 | 25917
Electrical ¦ Specialist Lighting ¦ Internal ¦ Illuminated Fire Exit Signage | 5 | Urgent | A | 20 | 2044 | 6 | 1 | 2.5 | 10904 | 31583
Electrical ¦ Lighting ¦ External ¦ General - Non-LED | 3 | Medium | B | 1 | 2025 | 5 | 3 | 3.2 | 25760 | 8627
HVAC ¦ Fan ¦ Local and Special Ventilation ¦ Fans Window or Wall Mounted | 1 | Medium | B | 1 | 2025 | 5 | 3 | 3.2 | 25761 | 8628
Fabric ¦ Superstructure ¦ Windows and External Doors ¦ Roller Shutters ¦ Manual Roller Shutter | 1 | High | B | 10 | 2034 | 5 | 2 | 2.7 | 14657 | 22379
HVAC ¦ Heat Emitters - Local ¦ Electric Heaters | 1 | Medium | B | 1 | 2025 | 5 | 3 | 3.2 | 25762 | 8629
Electrical ¦ Specialist Lighting ¦ Internal ¦ Illuminated Fire Exit Signage | 1 | Urgent | C | 12 | 2036 | 4 | 1 | 1.9 | 666 | 25918
Electrical ¦ Lighting ¦ Internal ¦ General ¦ LED Fittings & Luminaires | 15 | Medium | B | 16 | 2040 | 5 | 3 | 3.2 | 25763 | 29594
HVAC ¦ Local Air Conditioning ¦ Single-Split Condenser - Split Systems/Heat Pumps - Air-cooled with Direct Expansion Evaporator (DX) | 1 | Medium | B | 3 | 2027 | 5 | 3 | 3.2 | 25764 | 13559
Fabric ¦ Superstructure ¦ Windows and External Doors ¦ Roller Shutters ¦ Electric Roller Shutter | 1 | High | B | 14 | 2038 | 5 | 2 | 2.7 | 14658 | 27457
Fabric ¦ Superstructure ¦ Windows and External Doors ¦ External Doors ¦ Entrance Doors | 1 | High | B | 4 | 2028 | 5 | 2 | 2.7 | 14659 | 13958
Fabric ¦ Superstructure ¦ Windows and External Doors ¦ Roller Shutters ¦ Electric Roller Shutter | 1 | High | B | 11 | 2035 | 5 | 2 | 2.7 | 14660 | 24466
HVAC ¦ Heat Emitters - Local ¦ Electric Heaters | 4 | Medium | B | 1 | 2025 | 5 | 3 | 3.2 | 25765 | 8630
Electrical ¦ LV Distribution ¦ Distribution Board ¦ Sub | 1 | High | B | 13 | 2037 | 5 | 2 | 2.7 | 14661 | 26981
Electrical ¦ Lighting ¦ External ¦ General - LED | 4 | Medium | B | 7 | 2031 | 5 | 3 | 3.2 | 25766 | 19965
Fire ¦ Fire Fighting ¦ Fire Extinguishers ¦ CO2 | 5 | Urgent | B | 8 | 2032 | 5 | 1 | 2.2 | 5486 | 20439
HVAC ¦ Fan ¦ Central Ventilation Systems ¦ Axial | 1 | Medium | B | 5 | 2029 | 5 | 3 | 3.2 | 25767 | 15177
Security ¦ Access ¦ Access Control ¦ Gate Access - Local Lock / Keypad / Manual (External) | 2 | Medium | B | 1 | 2025 | 5 | 3 | 3.2 | 25768 | 8631
Electrical ¦ Specialist Lighting ¦ Internal ¦ Illuminated Fire Exit Signage | 1 | Urgent | B | 16 | 2040 | 5 | 1 | 2.2 | 5487 | 28829
Electrical ¦ Specialist Lighting ¦ Internal ¦ Illuminated Fire Exit Signage | 3 | Urgent | B | 16 | 2040 | 5 | 1 | 2.2 | 5488 | 28830
Electrical ¦ Lighting ¦ Internal ¦ General ¦ LED Fittings & Luminaires | 6 | Medium | B | 12 | 2036 | 5 | 3 | 3.2 | 25769 | 26560
Electrical ¦ Lighting ¦ Internal ¦ Emergency ¦ Self Contained ¦ LED | 4 | Urgent | B | 21 | 2045 | 5 | 1 | 2.2 | 5489 | 32101
HVAC ¦ Fan ¦ Central Heating ¦ Axial | 1 | High | B | 9 | 2033 | 5 | 2 | 2.7 | 14662 | 21601
Fabric ¦ Superstructure ¦ Windows and External Doors ¦ External Doors ¦ Manual and Automatic Doors ¦ Auto / Powered Sliding Doors | 1 | High | B | 25 | 2049 | 5 | 2 | 2.7 | 14663 | 33398
Fabric ¦ Superstructure ¦ Windows and External Doors ¦ Roller Shutters ¦ Manual Roller Shutter | 1 | High | B | 1 | 2025 | 5 | 2 | 2.7 | 14664 | 3976
Fabric ¦ Superstructure ¦ Windows and External Doors ¦ Roller Shutters ¦ Electric Roller Shutter | 1 | High | B | 1 | 2025 | 5 | 2 | 2.7 | 14665 | 3977
Electrical ¦ Lighting ¦ Internal ¦ Emergency ¦ Self Contained ¦ LED | 1 | Urgent | B | 20 | 2044 | 5 | 1 | 2.2 | 5490 | 31482
Fabric ¦ Superstructure ¦ Windows and External Doors ¦ External Doors ¦ Manual and Automatic Doors ¦ Emergency and Panic Escape Doors | 1 | Urgent | B | 30 | 2054 | 5 | 1 | 2.2 | 5491 | 33678
HVAC ¦ Heat Emitters - Central ¦ Radiators ¦ Steel | 1 | Medium | B | 10 | 2034 | 5 | 3 | 3.2 | 25770 | 22853
Electrical ¦ Lighting ¦ Internal ¦ Emergency ¦ Self Contained ¦ LED | 4 | Urgent | B | 11 | 2035 | 5 | 1 | 2.2 | 5492 | 23677
Water ¦ Central Hot Water Distribution ¦ Hot water cylinders | 1 | High | B | 1 | 2025 | 5 | 2 | 2.7 | 14666 | 3978
Electrical ¦ LV Distribution ¦ Distribution Board ¦ Main | 1 | High | B | 1 | 2025 | 5 | 2 | 2.7 | 14667 | 3979
HVAC ¦ Fan ¦ Local and Special Ventilation ¦ Axial | 1 | Medium | B | 1 | 2025 | 5 | 3 | 3.2 | 25771 | 8632
HVAC ¦ Heat Emitters - Central ¦ Radiators ¦ Steel | 1 | Medium | B | 6 | 2030 | 5 | 3 | 3.2 | 25772 | 18732
Electrical ¦ LV Distribution ¦ Distribution Board ¦ Main | 1 | High | B | 15 | 2039 | 5 | 2 | 2.7 | 14668 | 28174
Electrical ¦ Lighting ¦ External ¦ General - LED | 5 | Medium | B | 11 | 2035 | 5 | 3 | 3.2 | 25773 | 25272
Electrical ¦ Lighting ¦ Internal ¦ General | 14 | Medium | B | 1 | 2025 | 5 | 3 | 3.2 | 25774 | 8633
Electrical ¦ LV Distribution ¦ Distribution Board ¦ Sub | 1 | High | D | 7 | 2031 | 3 | 2 | 2.1 | 1176 | 19139
Fabric ¦ Superstructure ¦ Windows and External Doors ¦ External Doors ¦ Entrance Doors | 1 | High | B | 4 | 2028 | 5 | 2 | 2.7 | 14669 | 13959
Fabric ¦ Superstructure ¦ Windows and External Doors ¦ External Doors ¦ Entrance Doors | 1 | High | B | 8 | 2032 | 5 | 2 | 2.7 | 14670 | 20726
Electrical ¦ Specialist Lighting ¦ Internal ¦ Illuminated Fire Exit Signage | 4 | Urgent | B | 6 | 2030 | 5 | 1 | 2.2 | 5493 | 16489
Electrical ¦ LV Distribution ¦ Distribution Board ¦ Main | 1 | High | C | 2 | 2026 | 4 | 2 | 2.4 | 10595 | 12842
Fabric ¦ Superstructure ¦ Windows and External Doors ¦ External Doors ¦ Entrance Doors | 1 | High | B | 11 | 2035 | 5 | 2 | 2.7 | 14671 | 24467
Fire ¦ Fire Fighting ¦ Fire Extinguishers ¦ CO2 | 3 | Urgent | B | 3 | 2027 | 5 | 1 | 2.2 | 5494 | 13292
HVAC ¦ Central Heating (Internally Sourced) ¦ Boiler ¦ Atmospheric Gas Burner Boiler - Small and/or Wall Hung for Domestic Installation | 1 | Medium | B | 1 | 2025 | 5 | 3 | 3.2 | 25775 | 8634
Fire ¦ Fire Detection ¦ Fire Alarm Panel / Repeater | 1 | Urgent | B | 9 | 2033 | 5 | 1 | 2.2 | 5495 | 21348
HVAC ¦ Local Air Conditioning ¦ Single-Split Condenser - Split Systems/Heat Pumps - Air-cooled with Direct Expansion Evaporator (DX) | 1 | Medium | B | 5 | 2029 | 5 | 3 | 3.2 | 25776 | 15178
HVAC ¦ Central Air Conditioning ¦ Air Conditioning ¦ Multi-Split Condenser - Split Systems/Heat Pumps - Air-cooled with Direct Expansion Evaporator (DX) | 1 | Medium | B | 1 | 2025 | 5 | 3 | 3.2 | 25777 | 8635
Fabric ¦ Superstructure ¦ Windows and External Doors ¦ External Doors ¦ Manual and Automatic Doors ¦ Emergency and Panic Escape Doors | 1 | Urgent | C | 11 | 2035 | 4 | 1 | 1.9 | 667 | 23274
Electrical ¦ LV Distribution ¦ Distribution Board ¦ Sub | 1 | High | B | 1 | 2025 | 5 | 2 | 2.7 | 14672 | 3980
HVAC ¦ Central Heating (Internally Sourced) ¦ Boiler ¦ Atmospheric Gas Burner/Condensing Combination Boiler (domestic type) | 1 | High | B | 7 | 2031 | 5 | 2 | 2.7 | 14673 | 19633
Electrical ¦ Lighting ¦ External ¦ General - Non-LED | 1 | Medium | B | 1 | 2025 | 5 | 3 | 3.2 | 25778 | 8636
Fire ¦ Fire Fighting ¦ Fire Extinguishers ¦ CO2 | 3 | Urgent | B | 2 | 2026 | 5 | 1 | 2.2 | 5496 | 12616
HVAC ¦ Fan ¦ Central Ventilation Systems ¦ Ventilating - General | 1 | Low | B | 5 | 2029 | 5 | 4 | 3.7 | 33137 | 15636
Electrical ¦ LV Distribution ¦ Distribution Board ¦ Sub | 1 | High | B | 15 | 2039 | 5 | 2 | 2.7 | 14674 | 28175
HVAC ¦ Heat Emitters - Local ¦ Gas Fired Natural and Fan Assisted Heaters | 1 | Medium | B | 1 | 2025 | 5 | 3 | 3.2 | 25779 | 8637
HVAC ¦ Local and Special Ventilation ¦ Unit extract fans. | 1 | Medium | B | 1 | 2025 | 5 | 3 | 3.2 | 25780 | 8638
Fabric ¦ Superstructure ¦ Windows and External Doors ¦ External Doors ¦ Entrance Doors | 1 | High | B | 21 | 2045 | 5 | 2 | 2.7 | 14675 | 32646
Fire ¦ Fire Fighting ¦ Fire Extinguishers ¦ Foam | 2 | Urgent | B | 1 | 2025 | 5 | 1 | 2.2 | 5497 | 1417
Water ¦ Central Hot Water Distribution ¦ Hot water cylinders | 1 | High | B | 1 | 2025 | 5 | 2 | 2.7 | 14676 | 3981
Fabric ¦ Superstructure ¦ Windows and External Doors ¦ External Doors ¦ Manual and Automatic Doors ¦ Emergency and Panic Escape Doors | 1 | Urgent | B | 11 | 2035 | 5 | 1 | 2.2 | 5498 | 23678
Fire ¦ Fire Fighting ¦ Fire Extinguishers ¦ CO2 | 4 | Urgent | B | 6 | 2030 | 5 | 1 | 2.2 | 5499 | 16490
HVAC ¦ Heat Emitters - Local ¦ Gas Radiant Tube Heaters | 1 | Medium | B | 2 | 2026 | 5 | 3 | 3.2 | 25781 | 13108
Fabric ¦ Superstructure ¦ Windows and External Doors ¦ Roller Shutters ¦ Manual Roller Shutter | 1 | High | B | 1 | 2025 | 5 | 2 | 2.7 | 14677 | 3982
Electrical ¦ Lighting ¦ Internal ¦ Emergency ¦ Self Contained ¦ Non LED | 1 | Urgent | B | 1 | 2025 | 5 | 1 | 2.2 | 5500 | 1418
Electrical ¦ Lighting ¦ External ¦ General - LED | 1 | Medium | B | 11 | 2035 | 5 | 3 | 3.2 | 25782 | 25273
Electrical ¦ LV Distribution ¦ Distribution Board ¦ Main | 1 | High | B | 18 | 2042 | 5 | 2 | 2.7 | 14678 | 30830
Electrical ¦ LV Distribution ¦ Distribution Board ¦ Sub | 1 | High | B | 1 | 2025 | 5 | 2 | 2.7 | 14679 | 3983
Controls ¦ Building Management System (BMS) ¦ BMS Control Panel | 1 | High | B | 5 | 2029 | 5 | 2 | 2.7 | 14680 | 14663
Electrical ¦ Lighting ¦ Internal ¦ Emergency ¦ Self Contained ¦ LED | 3 | Urgent | C | 11 | 2035 | 4 | 1 | 1.9 | 668 | 23275
Electrical ¦ LV Distribution ¦ Distribution Board ¦ Main | 1 | High | B | 1 | 2025 | 5 | 2 | 2.7 | 14681 | 3984
HVAC ¦ Heat Emitters - Local ¦ Gas Fired Unit Heaters | 1 | Medium | B | 6 | 2030 | 5 | 3 | 3.2 | 25783 | 18733
Fabric ¦ Superstructure ¦ Windows and External Doors ¦ External Doors ¦ Manual and Automatic Doors ¦ Emergency and Panic Escape Doors | 1 | Urgent | B | 30 | 2054 | 5 | 1 | 2.2 | 5501 | 33679
HVAC ¦ Fan ¦ Central Heating ¦ Axial | 1 | High | B | 5 | 2029 | 5 | 2 | 2.7 | 14682 | 14664
Fire ¦ Fire Fighting ¦ Fire Extinguishers ¦ CO2 | 2 | Urgent | B | 2 | 2026 | 5 | 1 | 2.2 | 5502 | 12617
Electrical ¦ Lighting ¦ Internal ¦ Emergency ¦ Self Contained ¦ LED | 3 | Urgent | C | 11 | 2035 | 4 | 1 | 1.9 | 669 | 23276
Electrical ¦ Lighting ¦ External ¦ General - LED | 3 | Medium | B | 9 | 2033 | 5 | 3 | 3.2 | 25784 | 21786
Electrical ¦ Lighting ¦ Internal ¦ General ¦ LED Fittings & Luminaires | 6 | Medium | B | 12 | 2036 | 5 | 3 | 3.2 | 25785 | 26561
Electrical ¦ Lighting ¦ Internal ¦ Emergency ¦ Self Contained ¦ Non LED | 5 | Urgent | B | 1 | 2025 | 5 | 1 | 2.2 | 5503 | 1419
Electrical ¦ LV Distribution ¦ Distribution Board ¦ Main | 1 | High | C | 1 | 2025 | 4 | 2 | 2.4 | 10596 | 2429
Fabric ¦ Superstructure ¦ Windows and External Doors ¦ External Doors ¦ Entrance Doors | 1 | High | B | 21 | 2045 | 5 | 2 | 2.7 | 14683 | 32647
HVAC ¦ Heat Emitters - Local ¦ Electric Heaters | 1 | Medium | B | 7 | 2031 | 5 | 3 | 3.2 | 25786 | 19966
Fabric ¦ Superstructure ¦ Windows and External Doors ¦ External Doors ¦ Manual and Automatic Doors ¦ Auto / Powered Sliding Doors | 1 | High | B | 29 | 2053 | 5 | 2 | 2.7 | 14684 | 33654
Fabric ¦ Superstructure ¦ Windows and External Doors ¦ Roller Shutters ¦ Electric Roller Shutter | 1 | High | B | 21 | 2045 | 5 | 2 | 2.7 | 14685 | 32648
Fire ¦ Fire Fighting ¦ Fire Extinguishers ¦ CO2 | 6 | Urgent | B | 1 | 2025 | 5 | 1 | 2.2 | 5504 | 1420
Electrical ¦ LV Distribution ¦ Distribution Board ¦ Main | 1 | High | B | 1 | 2025 | 5 | 2 | 2.7 | 14686 | 3985
Fire ¦ Fire Detection ¦ Fire Alarm System | 1 | Urgent | B | 11 | 2035 | 5 | 1 | 2.2 | 5505 | 23679
Electrical ¦ Lighting ¦ External ¦ General - Non-LED | 15 | Medium | B | 5 | 2029 | 5 | 3 | 3.2 | 25787 | 15179
Water ¦ Local Hot Water ¦ Package Electric Water Heaters - Non-Drinking Water | 1 | Medium | B | 7 | 2031 | 5 | 3 | 3.2 | 25788 | 19967
HVAC ¦ Fan ¦ Local and Special Ventilation ¦ Extract | 1 | Medium | B | 1 | 2025 | 5 | 3 | 3.2 | 25789 | 8639
Electrical ¦ Lighting ¦ Internal ¦ General ¦ LED Fittings & Luminaires | 8 | Medium | C | 12 | 2036 | 4 | 3 | 2.9 | 18696 | 26288
Electrical ¦ Lighting ¦ Internal ¦ Emergency ¦ Self Contained ¦ LED | 3 | Urgent | C | 19 | 2043 | 4 | 1 | 1.9 | 670 | 31032
HVAC ¦ Fan ¦ Central Heating & Cooling ¦ Mixed Flow | 1 | Medium | B | 1 | 2025 | 5 | 3 | 3.2 | 25790 | 8640
Fabric ¦ Superstructure ¦ Windows and External Doors ¦ External Doors ¦ Entrance Doors | 1 | High | B | 8 | 2032 | 5 | 2 | 2.7 | 14687 | 20727
Fabric ¦ Superstructure ¦ Windows and External Doors ¦ Roller Shutters ¦ Manual Roller Shutter | 1 | High | B | 1 | 2025 | 5 | 2 | 2.7 | 14688 | 3986
Electrical ¦ Lighting ¦ Internal ¦ Emergency ¦ Self Contained ¦ LED | 10 | Urgent | B | 21 | 2045 | 5 | 1 | 2.2 | 5506 | 32102
Fabric ¦ Superstructure ¦ Windows and External Doors ¦ Roller Shutters ¦ Manual Roller Shutter | 1 | High | B | 1 | 2025 | 5 | 2 | 2.7 | 14689 | 3987
Fabric ¦ Superstructure ¦ Windows and External Doors ¦ External Doors ¦ Manual and Automatic Doors ¦ High Security Door | 1 | High | B | 11 | 2035 | 5 | 2 | 2.7 | 14690 | 24468
HVAC ¦ Fan ¦ Central Heating ¦ Axial | 1 | High | B | 9 | 2033 | 5 | 2 | 2.7 | 14691 | 21602
Fabric ¦ Superstructure ¦ Windows and External Doors ¦ External Doors ¦ Entrance Doors | 1 | High | B | 22 | 2046 | 5 | 2 | 2.7 | 14692 | 33028
Electrical ¦ Lighting ¦ Internal ¦ General | 6 | Medium | B | 1 | 2025 | 5 | 3 | 3.2 | 25791 | 8641
Fabric ¦ Superstructure ¦ Windows and External Doors ¦ Roller Shutters ¦ Electric Roller Shutter | 1 | High | C | 1 | 2025 | 4 | 2 | 2.4 | 10597 | 2430
Fabric ¦ Superstructure ¦ Windows and External Doors ¦ External Doors ¦ Manual and Automatic Doors ¦ Emergency and Panic Escape Doors | 1 | Urgent | B | 5 | 2029 | 5 | 1 | 2.2 | 5507 | 14394
Electrical ¦ Lighting ¦ Internal ¦ Emergency ¦ Self Contained ¦ LED | 21 | Urgent | B | 20 | 2044 | 5 | 1 | 2.2 | 5508 | 31483
Fire ¦ Fire Fighting ¦ Fire Extinguishers ¦ Foam | 6 | Urgent | B | 6 | 2030 | 5 | 1 | 2.2 | 5509 | 16491
HVAC ¦ Central Air Conditioning ¦ Air Conditioning ¦ Multi-Split Evaporator - Split Systems/Heat Pumps - Air-cooled with Direct Expansion Evaporator (DX) | 1 | Medium | B | 9 | 2033 | 5 | 3 | 3.2 | 25792 | 21787
Fabric ¦ Superstructure ¦ Windows and External Doors ¦ Roller Shutters ¦ Electric Roller Shutter | 1 | High | B | 20 | 2044 | 5 | 2 | 2.7 | 14693 | 31629
Fabric ¦ Superstructure ¦ Windows and External Doors ¦ External Doors ¦ Entrance Doors | 1 | High | B | 11 | 2035 | 5 | 2 | 2.7 | 14694 | 24469
Controls ¦ Building Management System (BMS) ¦ BMS Control Panel | 1 | High | B | 9 | 2033 | 5 | 2 | 2.7 | 14695 | 21603
HVAC ¦ Fan ¦ Local and Special Ventilation ¦ Axial | 1 | Medium | B | 1 | 2025 | 5 | 3 | 3.2 | 25793 | 8642
Electrical ¦ LV Distribution ¦ Distribution Board ¦ Sub | 1 | High | D | 11 | 2035 | 3 | 2 | 2.1 | 1177 | 23311
HVAC ¦ Central Air Conditioning ¦ Air Conditioning ¦ Multi-Split Evaporator - Split Systems/Heat Pumps - Air-cooled with Direct Expansion Evaporator (DX) | 1 | Medium | B | 1 | 2025 | 5 | 3 | 3.2 | 25794 | 8643
Fabric ¦ Superstructure ¦ Internal Doors ¦ Roller Shutters ¦ Electric Roller Shutter | 1 | Medium | B | 20 | 2044 | 5 | 3 | 3.2 | 25795 | 31675
Fabric ¦ Superstructure ¦ Windows and External Doors ¦ Roller Shutters ¦ Manual Roller Shutter | 1 | High | B | 1 | 2025 | 5 | 2 | 2.7 | 14696 | 3988
Controls ¦ Multi-System Controls ¦ Instrument Control Panel | 1 | Medium | B | 14 | 2038 | 5 | 3 | 3.2 | 25796 | 27584
Electrical ¦ Lighting ¦ External ¦ General - LED | 7 | Medium | B | 10 | 2034 | 5 | 3 | 3.2 | 25797 | 22854
HVAC ¦ Ventilation ¦ Air Handling Unit (AHU) ¦ Internal ¦ Central Heating (Internally Sourced) ¦ Electric Heating | 1 | Medium | B | 15 | 2039 | 5 | 3 | 3.2 | 25798 | 28438
Fabric ¦ Superstructure ¦ Windows and External Doors ¦ External Doors ¦ Manual and Automatic Doors ¦ Emergency and Panic Escape Doors | 1 | Urgent | B | 21 | 2045 | 5 | 1 | 2.2 | 5510 | 32103
Fabric ¦ Superstructure ¦ Windows and External Doors ¦ External Doors ¦ Manual and Automatic Doors ¦ High Security Door | 1 | High | B | 21 | 2045 | 5 | 2 | 2.7 | 14697 | 32649
Fabric ¦ Superstructure ¦ Windows and External Doors ¦ External Doors ¦ Entrance Doors | 1 | High | B | 25 | 2049 | 5 | 2 | 2.7 | 14698 | 33399
Electrical ¦ Lighting ¦ Internal ¦ Emergency ¦ Self Contained ¦ LED | 5 | Urgent | B | 21 | 2045 | 5 | 1 | 2.2 | 5511 | 32104
Fire ¦ Fire Fighting ¦ Fire Extinguishers ¦ Foam | 4 | Urgent | B | 5 | 2029 | 5 | 1 | 2.2 | 5512 | 14395
Fire ¦ Fire Fighting ¦ Fire Extinguishers ¦ Foam | 3 | Urgent | B | 6 | 2030 | 5 | 1 | 2.2 | 5513 | 16492
HVAC ¦ Central Heating (Internally Sourced) ¦ Boiler ¦ Atmospheric Gas Burner Boiler - Small and/or Wall Hung for Domestic Installation | 1 | Medium | B | 1 | 2025 | 5 | 3 | 3.2 | 25799 | 8644
Fabric ¦ Superstructure ¦ Windows and External Doors ¦ Roller Shutters ¦ Manual Roller Shutter | 1 | High | B | 1 | 2025 | 5 | 2 | 2.7 | 14699 | 3989
Fire ¦ Fire Detection ¦ Fire Alarm Panel / Repeater | 1 | Urgent | B | 1 | 2025 | 5 | 1 | 2.2 | 5514 | 1421
HVAC ¦ Fan ¦ Central Ventilation Systems ¦ Ventilating - General | 1 | Low | B | 1 | 2025 | 5 | 4 | 3.7 | 33138 | 12058
HVAC ¦ Central Heating (Internally Sourced) ¦ Boiler ¦ Atmospheric Gas Burner Boiler - Small and/or Wall Hung for Light Commercial Installation | 1 | Medium | B | 4 | 2028 | 5 | 3 | 3.2 | 25800 | 14134
Electrical ¦ Lighting ¦ External ¦ General - Non-LED | 5 | Medium | B | 1 | 2025 | 5 | 3 | 3.2 | 25801 | 8645
HVAC ¦ Central Air Conditioning ¦ Air Conditioning ¦ Multi-Split Evaporator - Split Systems/Heat Pumps - Air-cooled with Direct Expansion Evaporator (DX) | 1 | Medium | B | 1 | 2025 | 5 | 3 | 3.2 | 25802 | 8646
HVAC ¦ Heat Emitters - Local ¦ Gas Fired Unit Heaters | 1 | Medium | B | 1 | 2025 | 5 | 3 | 3.2 | 25803 | 8647
Fabric ¦ Superstructure ¦ Internal Doors ¦ Roller Shutters ¦ Internal Manual Roller Shutter | 1 | Medium | B | 1 | 2025 | 5 | 3 | 3.2 | 25804 | 8648
Electrical ¦ LV Distribution ¦ Distribution Board ¦ Sub | 1 | High | B | 1 | 2025 | 5 | 2 | 2.7 | 14700 | 3990
HVAC ¦ Fan ¦ Local and Special Ventilation ¦ Centrifugal | 1 | Medium | B | 1 | 2025 | 5 | 3 | 3.2 | 25805 | 8649
Fabric ¦ Superstructure ¦ Internal Doors ¦ Roller Shutters ¦ Internal Manual Roller Shutter | 1 | Medium | B | 1 | 2025 | 5 | 3 | 3.2 | 25806 | 8650
Fire ¦ Fire Fighting ¦ Fire Extinguishers ¦ CO2 | 2 | Urgent | B | 6 | 2030 | 5 | 1 | 2.2 | 5515 | 16493
HVAC ¦ Fan ¦ Central Ventilation Systems ¦ Ventilating - General | 1 | Low | B | 1 | 2025 | 5 | 4 | 3.7 | 33139 | 12059
Fabric ¦ Superstructure ¦ Windows and External Doors ¦ External Doors ¦ Entrance Doors | 1 | High | B | 25 | 2049 | 5 | 2 | 2.7 | 14701 | 33400
Fabric ¦ Superstructure ¦ Windows and External Doors ¦ Roller Shutters ¦ Electric Roller Shutter | 1 | High | B | 15 | 2039 | 5 | 2 | 2.7 | 14702 | 28176
Electrical ¦ Lighting ¦ Internal ¦ Emergency ¦ Self Contained ¦ Non LED | 5 | Urgent | B | 1 | 2025 | 5 | 1 | 2.2 | 5516 | 1422
Electrical ¦ Lighting ¦ Internal ¦ Emergency ¦ Self Contained ¦ LED | 2 | Urgent | B | 21 | 2045 | 5 | 1 | 2.2 | 5517 | 32105
HVAC ¦ Ventilation ¦ Air Handling Unit (AHU) ¦ Internal ¦ Central Heating & Cooling ¦ Electric & DX | 1 | Medium | B | 1 | 2025 | 5 | 3 | 3.2 | 25807 | 8651
Water ¦ Local Hot Water ¦ Package Electric Water Heaters - Non-Drinking Water | 1 | Medium | B | 7 | 2031 | 5 | 3 | 3.2 | 25808 | 19968
Fabric ¦ Superstructure ¦ Windows and External Doors ¦ External Doors ¦ Manual and Automatic Doors ¦ Emergency and Panic Escape Doors | 1 | Urgent | B | 30 | 2054 | 5 | 1 | 2.2 | 5518 | 33680
Electrical ¦ Lighting ¦ External ¦ General - LED | 1 | Medium | B | 11 | 2035 | 5 | 3 | 3.2 | 25809 | 25274
Fire ¦ Fire Detection ¦ Fire Alarm Panel / Repeater | 1 | Urgent | B | 1 | 2025 | 5 | 1 | 2.2 | 5519 | 1423
Fire ¦ Fire Detection ¦ Fire Alarm System | 1 | Urgent | B | 1 | 2025 | 5 | 1 | 2.2 | 5520 | 1424
Electrical ¦ Lighting ¦ Internal ¦ General | 20 | Medium | B | 6 | 2030 | 5 | 3 | 3.2 | 25810 | 18734
HVAC ¦ Fan ¦ Central Cooling ¦ Axial | 1 | Medium | B | 1 | 2025 | 5 | 3 | 3.2 | 25811 | 8652
Electrical ¦ Lighting ¦ Internal ¦ Emergency ¦ Self Contained ¦ LED | 1 | Urgent | B | 20 | 2044 | 5 | 1 | 2.2 | 5521 | 31484
HVAC ¦ Ventilation ¦ Air Handling Unit (AHU) ¦ Internal ¦ Central Air Conditioning ¦ Gas Fired | 1 | Medium | CX | 1 | 2025 | 2 | 3 | 2.3 | 10201 | 2142
Water ¦ Local Hot Water ¦ Package Electric Water Heaters - Non-Drinking Water | 1 | Medium | A | 11 | 2035 | 6 | 3 | 3.5 | 32540 | 25712
Fabric ¦ Superstructure ¦ Internal Doors ¦ Roller Shutters ¦ Internal Manual Roller Shutter | 1 | Medium | B | 1 | 2025 | 5 | 3 | 3.2 | 25812 | 8653
Electrical ¦ Lighting ¦ External ¦ General - LED | 6 | Medium | B | 12 | 2036 | 5 | 3 | 3.2 | 25813 | 26562
Electrical ¦ Lighting ¦ External ¦ General - LED | 1 | Medium | B | 5 | 2029 | 5 | 3 | 3.2 | 25814 | 15180
Fabric ¦ Superstructure ¦ Windows and External Doors ¦ External Doors ¦ Entrance Doors | 1 | High | B | 15 | 2039 | 5 | 2 | 2.7 | 14703 | 28177
Electrical ¦ LV Distribution ¦ Distribution Board ¦ Sub | 1 | High | B | 18 | 2042 | 5 | 2 | 2.7 | 14704 | 30831
HVAC ¦ Local Air Conditioning ¦ Single-Split Condenser - Split Systems/Heat Pumps - Air-cooled with Direct Expansion Evaporator (DX) | 1 | Medium | B | 7 | 2031 | 5 | 3 | 3.2 | 25815 | 19969
HVAC ¦ Central Air Conditioning ¦ Air Conditioning ¦ Multi-Split Evaporator - Split Systems/Heat Pumps - Air-cooled with Direct Expansion Evaporator (DX) | 1 | Medium | B | 1 | 2025 | 5 | 3 | 3.2 | 25816 | 8654
Electrical ¦ LV Distribution ¦ Distribution Board ¦ Sub | 1 | High | B | 1 | 2025 | 5 | 2 | 2.7 | 14705 | 3991
Fabric ¦ Superstructure ¦ Windows and External Doors ¦ External Doors ¦ Entrance Doors | 1 | High | B | 23 | 2047 | 5 | 2 | 2.7 | 14706 | 33203
Fabric ¦ Superstructure ¦ Windows and External Doors ¦ External Doors ¦ Entrance Doors | 1 | High | B | 11 | 2035 | 5 | 2 | 2.7 | 14707 | 24470
HVAC ¦ Heat Emitters - Local ¦ Electric Heaters | 4 | Medium | B | 1 | 2025 | 5 | 3 | 3.2 | 25817 | 8655
Electrical ¦ LV Distribution ¦ Distribution Board ¦ Sub | 1 | High | B | 1 | 2025 | 5 | 2 | 2.7 | 14708 | 3992
Water ¦ Local Hot Water ¦ Package Electric Water Heaters - Non-Drinking Water | 1 | Medium | B | 5 | 2029 | 5 | 3 | 3.2 | 25818 | 15181
Electrical ¦ Lighting ¦ Internal ¦ General ¦ LED Fittings & Luminaires | 14 | Medium | B | 18 | 2042 | 5 | 3 | 3.2 | 25819 | 30957
Electrical ¦ Lighting ¦ Internal ¦ Emergency ¦ Self Contained ¦ LED | 1 | Urgent | B | 15 | 2039 | 5 | 1 | 2.2 | 5522 | 27883
Electrical ¦ LV Distribution ¦ Distribution Board ¦ Main | 1 | High | D | 1 | 2025 | 3 | 2 | 2.1 | 1178 | 805
Fabric ¦ Superstructure ¦ Internal Doors ¦ Roller Shutters ¦ Electric Roller Shutter | 1 | Medium | B | 13 | 2037 | 5 | 3 | 3.2 | 25820 | 27152
Electrical ¦ Lighting ¦ External ¦ General - LED | 7 | Medium | B | 13 | 2037 | 5 | 3 | 3.2 | 25821 | 27153
HVAC ¦ Central Air Conditioning ¦ Air Conditioning ¦ Multi-Split Evaporator - Split Systems/Heat Pumps - Air-cooled with Direct Expansion Evaporator (DX) | 1 | Medium | B | 3 | 2027 | 5 | 3 | 3.2 | 25822 | 13560
Fabric ¦ Superstructure ¦ Internal Doors ¦ Roller Shutters ¦ Electric Roller Shutter | 1 | Medium | B | 13 | 2037 | 5 | 3 | 3.2 | 25823 | 27154
Fabric ¦ Superstructure ¦ Internal Doors ¦ Roller Shutters ¦ Internal Manual Roller Shutter | 1 | Medium | B | 1 | 2025 | 5 | 3 | 3.2 | 25824 | 8656
Fabric ¦ Superstructure ¦ Internal Doors ¦ Roller Shutters ¦ Internal Manual Roller Shutter | 1 | Medium | B | 1 | 2025 | 5 | 3 | 3.2 | 25825 | 8657
Fire ¦ Fire Fighting ¦ Fire Extinguishers ¦ CO2 | 5 | Urgent | B | 6 | 2030 | 5 | 1 | 2.2 | 5523 | 16494
Fire ¦ Fire Fighting ¦ Fire Extinguishers ¦ Powder | 1 | Urgent | B | 6 | 2030 | 5 | 1 | 2.2 | 5524 | 16495
HVAC ¦ Fan ¦ Local and Special Ventilation ¦ Axial | 1 | Medium | B | 1 | 2025 | 5 | 3 | 3.2 | 25826 | 8658
Electrical ¦ Lighting ¦ Internal ¦ General ¦ LED Fittings & Luminaires | 104 | Medium | B | 18 | 2042 | 5 | 3 | 3.2 | 25827 | 30958
Fabric ¦ Superstructure ¦ Windows and External Doors ¦ External Doors ¦ Manual and Automatic Doors ¦ Emergency and Panic Escape Doors | 1 | Urgent | B | 31 | 2055 | 5 | 1 | 2.2 | 5525 | 33754
Fabric ¦ Barriers and Guardrails ¦ Vehicle Crash Protection Barrier | 1 | V Low | B | 1 | 2025 | 5 | 4 | 3.7 | 33140 | 12060
Electrical ¦ Lighting ¦ Internal ¦ Emergency ¦ Self Contained ¦ LED | 6 | Urgent | B | 15 | 2039 | 5 | 1 | 2.2 | 5526 | 27884
Fabric ¦ Superstructure ¦ Windows and External Doors ¦ External Doors ¦ Entrance Doors | 1 | High | B | 18 | 2042 | 5 | 2 | 2.7 | 14709 | 30832
Electrical ¦ Specialist Lighting ¦ Internal ¦ Illuminated Fire Exit Signage | 1 | Urgent | B | 17 | 2041 | 5 | 1 | 2.2 | 5527 | 30121
Electrical ¦ Lighting ¦ Internal ¦ General ¦ LED Fittings & Luminaires | 1 | Medium | B | 10 | 2034 | 5 | 3 | 3.2 | 25828 | 22855
Fire ¦ Fire Fighting ¦ Fire Extinguishers ¦ CO2 | 2 | Urgent | B | 9 | 2033 | 5 | 1 | 2.2 | 5528 | 21349
Water ¦ Local Hot Water ¦ Package Electric Water Heaters - Non-Drinking Water | 1 | Medium | B | 3 | 2027 | 5 | 3 | 3.2 | 25829 | 13561
HVAC ¦ Fan ¦ Central Ventilation Systems ¦ Ventilating - General | 1 | Low | B | 1 | 2025 | 5 | 4 | 3.7 | 33141 | 12061
Fabric ¦ Superstructure ¦ Windows and External Doors ¦ External Doors ¦ Entrance Doors | 1 | High | B | 21 | 2045 | 5 | 2 | 2.7 | 14710 | 32650
Fabric ¦ Superstructure ¦ Windows and External Doors ¦ External Doors ¦ Entrance Doors | 1 | High | B | 9 | 2033 | 5 | 2 | 2.7 | 14711 | 21604
Communication and Control ¦ Communication Systems ¦ Public Address (PA) System | 1 | Medium | B | 2 | 2026 | 5 | 3 | 3.2 | 25830 | 13109
Electrical ¦ Lighting ¦ Internal ¦ General ¦ LED Fittings & Luminaires | 2 | Medium | B | 19 | 2043 | 5 | 3 | 3.2 | 25831 | 31360
Electrical ¦ LV Distribution ¦ Distribution Board ¦ Sub | 1 | High | B | 15 | 2039 | 5 | 2 | 2.7 | 14712 | 28178
Fire ¦ Fire Fighting ¦ Fire Extinguishers ¦ Foam | 3 | Urgent | B | 7 | 2031 | 5 | 1 | 2.2 | 5529 | 19349
Electrical ¦ Lighting ¦ Internal ¦ Emergency ¦ Self Contained ¦ LED | 2 | Urgent | B | 21 | 2045 | 5 | 1 | 2.2 | 5530 | 32106
Electrical ¦ Lighting ¦ Internal ¦ Emergency ¦ Self Contained ¦ Non LED | 2 | Urgent | B | 7 | 2031 | 5 | 1 | 2.2 | 5531 | 19350
HVAC ¦ Heat Emitters - Local ¦ Electric Heaters | 2 | Medium | B | 1 | 2025 | 5 | 3 | 3.2 | 25832 | 8659
Fire ¦ Fire Fighting ¦ Fire Extinguishers ¦ Foam | 5 | Urgent | B | 6 | 2030 | 5 | 1 | 2.2 | 5532 | 16496
Fire ¦ Fire Fighting ¦ Fire Extinguishers ¦ CO2 | 1 | Urgent | B | 1 | 2025 | 5 | 1 | 2.2 | 5533 | 1425
HVAC ¦ Central Air Conditioning ¦ Air Conditioning ¦ Multi-Split Condenser - Split Systems/Heat Pumps - Air-cooled with Direct Expansion Evaporator (DX) | 1 | Medium | B | 1 | 2025 | 5 | 3 | 3.2 | 25833 | 8660
HVAC ¦ Local Air Conditioning ¦ Single-Split Evaporator - Split Systems/Heat Pumps - Air-cooled with Direct Expansion Evaporator (DX) | 1 | Medium | B | 1 | 2025 | 5 | 3 | 3.2 | 25834 | 8661
Fabric ¦ Superstructure ¦ Windows and External Doors ¦ External Doors ¦ Manual and Automatic Doors ¦ Emergency and Panic Escape Doors | 1 | Urgent | A | 35 | 2059 | 6 | 1 | 2.5 | 10905 | 33877
Water ¦ Local Hot Water ¦ Instantaneous Electric Water Heater - Non-Drinking Water | 1 | Medium | B | 1 | 2025 | 5 | 3 | 3.2 | 25835 | 8662
HVAC ¦ Fan ¦ Local and Special Ventilation ¦ Kitchen Vent ¦ Extract | 1 | Low | B | 14 | 2038 | 5 | 4 | 3.7 | 33142 | 27697
HVAC ¦ Heat Emitters - Local ¦ Electric Heaters | 3 | Medium | B | 1 | 2025 | 5 | 3 | 3.2 | 25836 | 8663
Fabric ¦ Superstructure ¦ Internal Doors ¦ Roller Shutters ¦ Electric Roller Shutter | 1 | Medium | B | 15 | 2039 | 5 | 3 | 3.2 | 25837 | 28439
Security ¦ Access ¦ Access Control ¦ Door ¦ Local Lock / Keypad / Manual | 1 | Medium | A | 15 | 2039 | 6 | 3 | 3.5 | 32541 | 28572
Electrical ¦ Lighting ¦ Internal ¦ Emergency ¦ Self Contained ¦ Non LED | 2 | Urgent | B | 4 | 2028 | 5 | 1 | 2.2 | 5534 | 13831
Electrical ¦ LV Distribution ¦ Distribution Board ¦ Main | 1 | High | B | 1 | 2025 | 5 | 2 | 2.7 | 14713 | 3993
HVAC ¦ Central Heating (Internally Sourced) ¦ Boiler ¦ Atmospheric Gas Burner - Free Standing Boiler | 1 | Medium | B | 6 | 2030 | 5 | 3 | 3.2 | 25838 | 18735
Fabric ¦ Superstructure ¦ Windows and External Doors ¦ Roller Shutters ¦ Electric Roller Shutter | 1 | High | B | 1 | 2025 | 5 | 2 | 2.7 | 14714 | 3994
Security ¦ Access ¦ Access Control ¦ Door ¦ Local Lock / Keypad / Manual | 1 | Medium | B | 14 | 2038 | 5 | 3 | 3.2 | 25839 | 27585
Water ¦ Local Hot Water ¦ Package Electric Water Heaters - Non-Drinking Water | 1 | Medium | B | 2 | 2026 | 5 | 3 | 3.2 | 25840 | 13110
HVAC ¦ Local and Special Ventilation ¦ Unit extract fans. | 1 | Medium | B | 1 | 2025 | 5 | 3 | 3.2 | 25841 | 8664
Fire ¦ Fire Detection ¦ Fire Alarm Panel / Repeater | 1 | Urgent | B | 1 | 2025 | 5 | 1 | 2.2 | 5535 | 1426
Fire ¦ Fire Fighting ¦ Fire Extinguishers ¦ Foam | 3 | Urgent | B | 1 | 2025 | 5 | 1 | 2.2 | 5536 | 1427
HVAC ¦ Ventilation ¦ Air Handling Unit (AHU) ¦ Internal ¦ Central Heating & Cooling ¦ Electric & CHW | 1 | Medium | B | 10 | 2034 | 5 | 3 | 3.2 | 25842 | 22856
HVAC ¦ Fan ¦ Local and Special Ventilation ¦ Axial | 1 | Medium | B | 6 | 2030 | 5 | 3 | 3.2 | 25843 | 18736
Fabric ¦ Superstructure ¦ Internal Doors ¦ Roller Shutters ¦ Internal Manual Roller Shutter | 1 | Medium | B | 1 | 2025 | 5 | 3 | 3.2 | 25844 | 8665
Fabric ¦ Superstructure ¦ Internal Doors ¦ Roller Shutters ¦ Electric Roller Shutter | 1 | Medium | B | 20 | 2044 | 5 | 3 | 3.2 | 25845 | 31676
HVAC ¦ Fan ¦ Local and Special Ventilation ¦ Fans Window or Wall Mounted | 1 | Medium | B | 1 | 2025 | 5 | 3 | 3.2 | 25846 | 8666
HVAC ¦ Central Air Conditioning ¦ Air Conditioning ¦ Multi-Split Condenser - Split Systems/Heat Pumps - Air-cooled with Direct Expansion Evaporator (DX) | 1 | Medium | D | 1 | 2025 | 3 | 3 | 2.6 | 11142 | 2646
Water ¦ Local Hot Water ¦ Instantaneous Electric Water Heater - Non-Drinking Water | 1 | Medium | B | 14 | 2038 | 5 | 3 | 3.2 | 25847 | 27586
HVAC ¦ Central Heating (Internally Sourced) ¦ Burner ¦ Forced draft gas burner | 1 | Medium | B | 1 | 2025 | 5 | 3 | 3.2 | 25848 | 8667
Controls ¦ Multi-System Controls ¦ Control Panel - Electrical Services (excluding Electrical Controllers and Pneumatic Relays) | 1 | Medium | B | 1 | 2025 | 5 | 3 | 3.2 | 25849 | 8668
Water ¦ Local Hot Water ¦ Package Electric Water Heaters - Non-Drinking Water | 1 | Medium | B | 1 | 2025 | 5 | 3 | 3.2 | 25850 | 8669
Electrical ¦ LV Distribution ¦ Distribution Board ¦ Main | 1 | High | B | 1 | 2025 | 5 | 2 | 2.7 | 14715 | 3995
Transport ¦ Lifts ¦ Disabled Lift ¦ Electric | 1 | High | B | 1 | 2025 | 5 | 2 | 2.7 | 14716 | 3996
Fabric ¦ Barriers and Guardrails ¦ Vehicle Crash Protection Barrier | 1 | V Low | B | 1 | 2025 | 5 | 4 | 3.7 | 33143 | 12062
Electrical ¦ LV Distribution ¦ Distribution Board ¦ Sub | 1 | High | A | 19 | 2043 | 6 | 2 | 3 | 19559 | 31304
Water ¦ Local Hot Water ¦ Instantaneous Electric Water Heater - Non-Drinking Water | 1 | Medium | B | 6 | 2030 | 5 | 3 | 3.2 | 25851 | 18737
Fire ¦ Fire Detection ¦ Fire Alarm System | 1 | Urgent | B | 11 | 2035 | 5 | 1 | 2.2 | 5537 | 23680
HVAC ¦ Fan ¦ Local and Special Ventilation ¦ Centrifugal | 1 | Medium | B | 1 | 2025 | 5 | 3 | 3.2 | 25852 | 8670
Fire ¦ Fire Fighting ¦ Fire Extinguishers ¦ Foam | 2 | Urgent | B | 7 | 2031 | 5 | 1 | 2.2 | 5538 | 19351
Fabric ¦ Superstructure ¦ Internal Doors ¦ Roller Shutters ¦ Internal Manual Roller Shutter | 1 | Medium | B | 1 | 2025 | 5 | 3 | 3.2 | 25853 | 8671
Fabric ¦ Superstructure ¦ Internal Doors ¦ Roller Shutters ¦ Internal Manual Roller Shutter | 1 | Medium | B | 1 | 2025 | 5 | 3 | 3.2 | 25854 | 8672
Fabric ¦ Superstructure ¦ Windows and External Doors ¦ Roller Shutters ¦ Manual Roller Shutter | 1 | High | B | 8 | 2032 | 5 | 2 | 2.7 | 14717 | 20728
Security ¦ Access ¦ Access Control ¦ Gate Access - Local Lock / Keypad / Manual (External) | 1 | Medium | B | 2 | 2026 | 5 | 3 | 3.2 | 25855 | 13111
HVAC ¦ Heat Emitters - Central ¦ Radiators ¦ Steel | 3 | Medium | B | 1 | 2025 | 5 | 3 | 3.2 | 25856 | 8673
Security ¦ Access ¦ Access Control ¦ Door ¦ Local Lock / Keypad / Manual | 1 | Medium | B | 9 | 2033 | 5 | 3 | 3.2 | 25857 | 21788
Electrical ¦ Lighting ¦ Internal ¦ General | 23 | Medium | B | 6 | 2030 | 5 | 3 | 3.2 | 25858 | 18738
Water ¦ Local Hot Water ¦ Package Electric Water Heaters - Non-Drinking Water | 1 | Medium | B | 1 | 2025 | 5 | 3 | 3.2 | 25859 | 8674
Electrical ¦ LV Distribution ¦ Distribution Board ¦ Main | 1 | High | B | 1 | 2025 | 5 | 2 | 2.7 | 14718 | 3997
HVAC ¦ Heat Emitters - Local ¦ Gas Fired Natural and Fan Assisted Heaters | 1 | Medium | B | 1 | 2025 | 5 | 3 | 3.2 | 25860 | 8675
HVAC ¦ Fan ¦ Local and Special Ventilation ¦ Extract | 1 | Medium | B | 1 | 2025 | 5 | 3 | 3.2 | 25861 | 8676
Fire ¦ Fire Fighting ¦ Fire Extinguishers ¦ Foam | 4 | Urgent | B | 6 | 2030 | 5 | 1 | 2.2 | 5539 | 16497
HVAC ¦ Fan ¦ Central Heating ¦ Axial | 1 | High | B | 3 | 2027 | 5 | 2 | 2.7 | 14719 | 13366
Fabric ¦ Superstructure ¦ Windows and External Doors ¦ External Doors ¦ Manual and Automatic Doors ¦ Emergency and Panic Escape Doors | 1 | Urgent | B | 22 | 2046 | 5 | 1 | 2.2 | 5540 | 32917
HVAC ¦ Fan ¦ Local and Special Ventilation ¦ Centrifugal | 1 | Medium | B | 1 | 2025 | 5 | 3 | 3.2 | 25862 | 8677
Electrical ¦ Lighting ¦ Internal ¦ General ¦ LED Fittings & Luminaires | 24 | Medium | B | 16 | 2040 | 5 | 3 | 3.2 | 25863 | 29595
Electrical ¦ Lighting ¦ Internal ¦ Emergency ¦ Self Contained ¦ LED | 16 | Urgent | B | 12 | 2036 | 5 | 1 | 2.2 | 5541 | 26030
Electrical ¦ Specialist Lighting ¦ Internal ¦ Illuminated Fire Exit Signage | 1 | Urgent | A | 18 | 2042 | 6 | 1 | 2.5 | 10906 | 30744
Electrical ¦ Specialist Lighting ¦ Internal ¦ Illuminated Fire Exit Signage | 3 | Urgent | B | 10 | 2034 | 5 | 1 | 2.2 | 5542 | 22063
Fabric ¦ Superstructure ¦ Windows and External Doors ¦ External Doors ¦ Manual and Automatic Doors ¦ Emergency and Panic Escape Doors | 1 | Urgent | B | 10 | 2034 | 5 | 1 | 2.2 | 5543 | 22064
Fire ¦ Fire Fighting ¦ Fire Extinguishers ¦ Powder | 2 | Urgent | B | 6 | 2030 | 5 | 1 | 2.2 | 5544 | 16498
Electrical ¦ Lighting ¦ External ¦ General - LED | 1 | Medium | B | 11 | 2035 | 5 | 3 | 3.2 | 25864 | 25275
Controls ¦ Multi-System Controls ¦ Control Panel - Electrical Services (excluding Electrical Controllers and Pneumatic Relays) | 1 | Medium | B | 1 | 2025 | 5 | 3 | 3.2 | 25865 | 8678
Electrical ¦ LV Distribution ¦ Distribution Board ¦ Sub | 1 | High | B | 7 | 2031 | 5 | 2 | 2.7 | 14720 | 19634
HVAC ¦ Fan ¦ Local and Special Ventilation ¦ Centrifugal | 1 | Medium | B | 1 | 2025 | 5 | 3 | 3.2 | 25866 | 8679
HVAC ¦ Central Heating (Internally Sourced) ¦ Burner ¦ Forced draft gas burner | 1 | Medium | B | 1 | 2025 | 5 | 3 | 3.2 | 25867 | 8680
Fabric ¦ Superstructure ¦ Internal Doors ¦ Roller Shutters ¦ Electric Roller Shutter | 1 | Medium | B | 11 | 2035 | 5 | 3 | 3.2 | 25868 | 25276
Fabric ¦ Superstructure ¦ Windows and External Doors ¦ External Doors ¦ Manual and Automatic Doors ¦ Emergency and Panic Escape Doors | 1 | Urgent | B | 11 | 2035 | 5 | 1 | 2.2 | 5545 | 23681
HVAC ¦ Local and Special Ventilation ¦ Unit extract fans. | 1 | Medium | B | 1 | 2025 | 5 | 3 | 3.2 | 25869 | 8681
Fabric ¦ Superstructure ¦ Internal Doors ¦ Roller Shutters ¦ Internal Manual Roller Shutter | 1 | Medium | B | 1 | 2025 | 5 | 3 | 3.2 | 25870 | 8682
Fabric ¦ Superstructure ¦ Windows and External Doors ¦ External Doors ¦ Manual and Automatic Doors ¦ Auto / Powered Sliding Doors | 1 | High | B | 11 | 2035 | 5 | 2 | 2.7 | 14721 | 24471
Fabric ¦ Barriers and Guardrails ¦ Vehicle Crash Protection Barrier | 1 | V Low | B | 1 | 2025 | 5 | 4 | 3.7 | 33144 | 12063
HVAC ¦ Fan ¦ Local and Special Ventilation ¦ Extract | 1 | Medium | CX | 1 | 2025 | 2 | 3 | 2.3 | 10202 | 2143
Fire ¦ Fire Fighting ¦ Fire Extinguishers ¦ CO2 | 4 | Urgent | B | 6 | 2030 | 5 | 1 | 2.2 | 5546 | 16499
Electrical ¦ Lighting ¦ Internal ¦ General ¦ LED Fittings & Luminaires | 144 | Medium | B | 16 | 2040 | 5 | 3 | 3.2 | 25871 | 29596
Fire ¦ Fire Fighting ¦ Fire Extinguishers ¦ Foam | 6 | Urgent | B | 8 | 2032 | 5 | 1 | 2.2 | 5547 | 20440
HVAC ¦ Local Air Conditioning ¦ Single-Split Condenser - Split Systems/Heat Pumps - Air-cooled with Direct Expansion Evaporator (DX) | 1 | Medium | B | 1 | 2025 | 5 | 3 | 3.2 | 25872 | 8683
Fabric ¦ Superstructure ¦ Internal Doors ¦ Roller Shutters ¦ Automatic Roller Shutter | 1 | High | B | 1 | 2025 | 5 | 2 | 2.7 | 14722 | 3998
Fabric ¦ Superstructure ¦ Windows and External Doors ¦ External Doors ¦ Manual and Automatic Doors ¦ Emergency and Panic Escape Doors | 1 | Urgent | B | 15 | 2039 | 5 | 1 | 2.2 | 5548 | 27885
Water ¦ Local Hot Water ¦ Package Electric Water Heaters - Non-Drinking Water | 1 | Medium | B | 1 | 2025 | 5 | 3 | 3.2 | 25873 | 8684
HVAC ¦ Fan ¦ Central Heating ¦ Axial | 1 | High | B | 3 | 2027 | 5 | 2 | 2.7 | 14723 | 13367
Fire ¦ Fire Detection ¦ Fire Alarm Panel / Repeater | 1 | Urgent | B | 1 | 2025 | 5 | 1 | 2.2 | 5549 | 1428
Fabric ¦ Barriers and Guardrails ¦ Vehicle Crash Protection Barrier | 1 | V Low | B | 1 | 2025 | 5 | 4 | 3.7 | 33145 | 12064
Electrical ¦ Lighting ¦ Internal ¦ General | 4 | Medium | B | 7 | 2031 | 5 | 3 | 3.2 | 25874 | 19970
Fire ¦ Fire Fighting ¦ Fire Extinguishers ¦ CO2 | 1 | Urgent | B | 9 | 2033 | 5 | 1 | 2.2 | 5550 | 21350
HVAC ¦ Fan ¦ Central Ventilation Systems ¦ Ventilating - General | 1 | Low | B | 1 | 2025 | 5 | 4 | 3.7 | 33146 | 12065
Controls ¦ Building Management System (BMS) ¦ BMS Control Panel | 1 | High | B | 6 | 2030 | 5 | 2 | 2.7 | 14724 | 17626
Electrical ¦ Specialist Lighting ¦ Internal ¦ Illuminated Fire Exit Signage | 1 | Urgent | B | 6 | 2030 | 5 | 1 | 2.2 | 5551 | 16500
Electrical ¦ Lighting ¦ Internal ¦ Emergency ¦ Self Contained ¦ LED | 1 | Urgent | B | 15 | 2039 | 5 | 1 | 2.2 | 5552 | 27886
Electrical ¦ Lighting ¦ Internal ¦ Emergency ¦ Self Contained ¦ LED | 12 | Urgent | B | 20 | 2044 | 5 | 1 | 2.2 | 5553 | 31485
Fabric ¦ Superstructure ¦ Windows and External Doors ¦ External Doors ¦ Manual and Automatic Doors ¦ Auto / Powered Sliding Doors | 1 | High | B | 27 | 2051 | 5 | 2 | 2.7 | 14725 | 33573
HVAC ¦ Heat Emitters - Local ¦ Electric Heaters | 2 | Medium | D | 1 | 2025 | 3 | 3 | 2.6 | 11143 | 2647
Security ¦ Access ¦ Access Control ¦ Door ¦ Local Lock / Keypad / Manual | 2 | Medium | B | 9 | 2033 | 5 | 3 | 3.2 | 25875 | 21789
HVAC ¦ Heat Emitters - Local ¦ Electric Heaters | 3 | Medium | B | 1 | 2025 | 5 | 3 | 3.2 | 25876 | 8685
Electrical ¦ LV Distribution ¦ Distribution Board ¦ Main | 1 | High | B | 1 | 2025 | 5 | 2 | 2.7 | 14726 | 3999
Electrical ¦ LV Distribution ¦ Distribution Board ¦ Sub | 1 | High | B | 10 | 2034 | 5 | 2 | 2.7 | 14727 | 22380
Water ¦ Local Hot Water ¦ Instantaneous Electric Water Heater - Non-Drinking Water | 1 | Medium | B | 2 | 2026 | 5 | 3 | 3.2 | 25877 | 13112
Fire ¦ Fire Detection ¦ Fire Alarm Panel / Repeater | 1 | Urgent | B | 5 | 2029 | 5 | 1 | 2.2 | 5554 | 14396
Electrical ¦ Specialist Lighting ¦ Internal ¦ Illuminated Fire Exit Signage | 1 | Urgent | B | 15 | 2039 | 5 | 1 | 2.2 | 5555 | 27887
Fire ¦ Fire Fighting ¦ Fire Extinguishers ¦ CO2 | 4 | Urgent | B | 6 | 2030 | 5 | 1 | 2.2 | 5556 | 16501
HVAC ¦ Central Air Conditioning ¦ Air Conditioning ¦ Multi-Split Condenser - Split Systems/Heat Pumps - Air-cooled with Direct Expansion Evaporator (DX) | 1 | Medium | B | 5 | 2029 | 5 | 3 | 3.2 | 25878 | 15182
HVAC ¦ Local Air Conditioning ¦ Single-Split Evaporator - Split Systems/Heat Pumps - Air-cooled with Direct Expansion Evaporator (DX) | 1 | Medium | B | 1 | 2025 | 5 | 3 | 3.2 | 25879 | 8686
HVAC ¦ Fan ¦ Local and Special Ventilation ¦ Extract | 1 | Medium | B | 1 | 2025 | 5 | 3 | 3.2 | 25880 | 8687
Electrical ¦ Specialist Lighting ¦ Internal ¦ Illuminated Fire Exit Signage | 4 | Urgent | B | 16 | 2040 | 5 | 1 | 2.2 | 5557 | 28831
Water ¦ Local Hot Water ¦ Instantaneous Electric Water Heater - Non-Drinking Water | 1 | Medium | B | 5 | 2029 | 5 | 3 | 3.2 | 25881 | 15183
Electrical ¦ Specialist Lighting ¦ Internal ¦ Illuminated Fire Exit Signage | 3 | Urgent | B | 17 | 2041 | 5 | 1 | 2.2 | 5558 | 30122
HVAC ¦ Fan ¦ Local and Special Ventilation ¦ Extract | 1 | Medium | C | 1 | 2025 | 4 | 3 | 2.9 | 18697 | 5594
Fabric ¦ Superstructure ¦ Windows and External Doors ¦ External Doors ¦ Entrance Doors | 1 | High | B | 11 | 2035 | 5 | 2 | 2.7 | 14728 | 24472
Fabric ¦ Superstructure ¦ Windows and External Doors ¦ External Doors ¦ Manual and Automatic Doors ¦ Emergency and Panic Escape Doors | 1 | Urgent | B | 22 | 2046 | 5 | 1 | 2.2 | 5559 | 32918
Electrical ¦ Lighting ¦ Internal ¦ Emergency ¦ Self Contained ¦ Non LED | 14 | Urgent | B | 12 | 2036 | 5 | 1 | 2.2 | 5560 | 26031
HVAC ¦ Heat Emitters - Local ¦ Electric Heaters | 1 | Medium | B | 1 | 2025 | 5 | 3 | 3.2 | 25882 | 8688
HVAC ¦ Fan ¦ Local and Special Ventilation ¦ Axial | 1 | Medium | B | 1 | 2025 | 5 | 3 | 3.2 | 25883 | 8689
HVAC ¦ Local Air Conditioning ¦ Single-Split Evaporator - Split Systems/Heat Pumps - Air-cooled with Direct Expansion Evaporator (DX) | 1 | Medium | B | 8 | 2032 | 5 | 3 | 3.2 | 25884 | 20983
Fabric ¦ Superstructure ¦ Windows and External Doors ¦ External Doors ¦ Manual and Automatic Doors ¦ Emergency and Panic Escape Doors | 1 | Urgent | B | 10 | 2034 | 5 | 1 | 2.2 | 5561 | 22065
Fabric ¦ Superstructure ¦ Windows and External Doors ¦ External Doors ¦ Manual and Automatic Doors ¦ Emergency and Panic Escape Doors | 1 | Urgent | B | 23 | 2047 | 5 | 1 | 2.2 | 5562 | 33105
Electrical ¦ LV Distribution ¦ Distribution Board ¦ Sub | 1 | High | B | 3 | 2027 | 5 | 2 | 2.7 | 14729 | 13368
Fabric ¦ Superstructure ¦ Windows and External Doors ¦ Roller Shutters ¦ Manual Roller Shutter | 1 | High | A | 23 | 2047 | 6 | 2 | 3 | 19560 | 33224
Fabric ¦ Superstructure ¦ Windows and External Doors ¦ Roller Shutters ¦ Manual Roller Shutter | 1 | High | B | 1 | 2025 | 5 | 2 | 2.7 | 14730 | 4000
Water ¦ Local Hot Water ¦ Package Electric Water Heaters - Non-Drinking Water | 1 | Medium | B | 9 | 2033 | 5 | 3 | 3.2 | 25885 | 21790
Fabric ¦ Superstructure ¦ Windows and External Doors ¦ External Doors ¦ Manual and Automatic Doors ¦ Emergency and Panic Escape Doors | 1 | Urgent | B | 21 | 2045 | 5 | 1 | 2.2 | 5563 | 32107
Fabric ¦ Superstructure ¦ Windows and External Doors ¦ Roller Shutters ¦ Manual Roller Shutter | 1 | High | B | 8 | 2032 | 5 | 2 | 2.7 | 14731 | 20729
Electrical ¦ Lighting ¦ Internal ¦ General | 77 | Medium | B | 1 | 2025 | 5 | 3 | 3.2 | 25886 | 8690
HVAC ¦ Heat Emitters - Local ¦ Electric Heaters | 1 | Medium | DX | 1 | 2025 | 1 | 3 | 2 | 885 | 596
Fire ¦ Fire Fighting ¦ Fire Extinguishers ¦ CO2 | 2 | Urgent | B | 6 | 2030 | 5 | 1 | 2.2 | 5564 | 16502
Fabric ¦ Superstructure ¦ Windows and External Doors ¦ Roller Shutters ¦ Manual Roller Shutter | 1 | High | B | 1 | 2025 | 5 | 2 | 2.7 | 14732 | 4001
HVAC ¦ Heat Emitters - Local ¦ Gas Fired Unit Heaters | 1 | Medium | B | 5 | 2029 | 5 | 3 | 3.2 | 25887 | 15184
Electrical ¦ Lighting ¦ Internal ¦ Emergency ¦ Self Contained ¦ LED | 1 | Urgent | B | 19 | 2043 | 5 | 1 | 2.2 | 5565 | 31077
Fire ¦ Fire Fighting ¦ Fire Extinguishers ¦ CO2 | 2 | Urgent | B | 9 | 2033 | 5 | 1 | 2.2 | 5566 | 21351
HVAC ¦ Central Air Conditioning ¦ Air Conditioning ¦ Multi-Split Condenser - Split Systems/Heat Pumps - Air-cooled with Direct Expansion Evaporator (DX) | 1 | Medium | B | 10 | 2034 | 5 | 3 | 3.2 | 25888 | 22857
HVAC ¦ Local Air Conditioning ¦ Single-Split Condenser - Split Systems/Heat Pumps - Air-cooled with Direct Expansion Evaporator (DX) | 1 | Medium | B | 7 | 2031 | 5 | 3 | 3.2 | 25889 | 19971
HVAC ¦ Heat Emitters - Local ¦ Gas Fired Unit Heaters | 1 | Medium | B | 1 | 2025 | 5 | 3 | 3.2 | 25890 | 8691
Fabric ¦ Superstructure ¦ Windows and External Doors ¦ External Doors ¦ Manual and Automatic Doors ¦ Emergency and Panic Escape Doors | 1 | Urgent | B | 11 | 2035 | 5 | 1 | 2.2 | 5567 | 23682
Electrical ¦ Specialist Lighting ¦ Internal ¦ Illuminated Fire Exit Signage | 2 | Urgent | B | 6 | 2030 | 5 | 1 | 2.2 | 5568 | 16503
Electrical ¦ Lighting ¦ External ¦ General - LED | 4 | Medium | B | 11 | 2035 | 5 | 3 | 3.2 | 25891 | 25277
HVAC ¦ Local and Special Ventilation ¦ Unit extract fans. | 1 | Medium | B | 1 | 2025 | 5 | 3 | 3.2 | 25892 | 8692
Fabric ¦ Superstructure ¦ Windows and External Doors ¦ Roller Shutters ¦ Manual Roller Shutter | 1 | High | B | 5 | 2029 | 5 | 2 | 2.7 | 14733 | 14665
Electrical ¦ Lighting ¦ Internal ¦ General ¦ LED Fittings & Luminaires | 8 | Medium | B | 16 | 2040 | 5 | 3 | 3.2 | 25893 | 29597
Electrical ¦ Specialist Lighting ¦ Internal ¦ Illuminated Fire Exit Signage | 2 | Urgent | B | 15 | 2039 | 5 | 1 | 2.2 | 5569 | 27888
HVAC ¦ Heat Emitters - Local ¦ Electric Heaters | 2 | Medium | B | 4 | 2028 | 5 | 3 | 3.2 | 25894 | 14135
HVAC ¦ Central Air Conditioning ¦ Air Conditioning ¦ Multi-Split Evaporator - Split Systems/Heat Pumps - Air-cooled with Direct Expansion Evaporator (DX) | 1 | Medium | B | 8 | 2032 | 5 | 3 | 3.2 | 25895 | 20984
Fabric ¦ Superstructure ¦ Windows and External Doors ¦ Roller Shutters ¦ Manual Roller Shutter | 1 | High | B | 5 | 2029 | 5 | 2 | 2.7 | 14734 | 14666
Electrical ¦ Power Generation ¦ External to Building ¦ Large Solar Systems - Photovoltaic (PV) - Grid Connected | 1 | Low | B | 21 | 2045 | 5 | 4 | 3.7 | 33147 | 32814
Electrical ¦ Specialist Lighting ¦ Internal ¦ Illuminated Fire Exit Signage | 6 | Urgent | B | 16 | 2040 | 5 | 1 | 2.2 | 5570 | 28832
Fire ¦ Fire Fighting ¦ Fire Extinguishers ¦ CO2 | 1 | Urgent | B | 8 | 2032 | 5 | 1 | 2.2 | 5571 | 20441
Electrical ¦ Lighting ¦ Internal ¦ General ¦ LED Fittings & Luminaires | 10 | Medium | B | 18 | 2042 | 5 | 3 | 3.2 | 25896 | 30959
Fire ¦ Fire Fighting ¦ Fire Extinguishers ¦ CO2 | 4 | Urgent | B | 7 | 2031 | 5 | 1 | 2.2 | 5572 | 19352
Electrical ¦ LV Distribution ¦ Distribution Board ¦ Sub | 1 | High | B | 1 | 2025 | 5 | 2 | 2.7 | 14735 | 4002
Electrical ¦ Lighting ¦ Internal ¦ General ¦ LED Fittings & Luminaires | 16 | Medium | B | 16 | 2040 | 5 | 3 | 3.2 | 25897 | 29598
Electrical ¦ Specialist Lighting ¦ Internal ¦ Illuminated Fire Exit Signage | 1 | Urgent | B | 13 | 2037 | 5 | 1 | 2.2 | 5573 | 26859
Electrical ¦ Lighting ¦ Internal ¦ General ¦ LED Fittings & Luminaires | 1 | Medium | B | 14 | 2038 | 5 | 3 | 3.2 | 25898 | 27587
HVAC ¦ Fan ¦ Local and Special Ventilation ¦ Axial | 1 | Medium | B | 1 | 2025 | 5 | 3 | 3.2 | 25899 | 8693
Fabric ¦ Superstructure ¦ Windows and External Doors ¦ Roller Shutters ¦ Electric Roller Shutter | 1 | High | B | 8 | 2032 | 5 | 2 | 2.7 | 14736 | 20730
Security ¦ Access ¦ Access Control ¦ Door ¦ Local Lock / Keypad / Manual | 1 | Medium | B | 9 | 2033 | 5 | 3 | 3.2 | 25900 | 21791
Water ¦ Local Hot Water ¦ Package Electric Water Heaters - Non-Drinking Water | 1 | Medium | B | 8 | 2032 | 5 | 3 | 3.2 | 25901 | 20985
HVAC ¦ Fan ¦ Local and Special Ventilation ¦ Axial | 1 | Medium | B | 1 | 2025 | 5 | 3 | 3.2 | 25902 | 8694
Fabric ¦ Superstructure ¦ Windows and External Doors ¦ External Doors ¦ Manual and Automatic Doors ¦ Emergency and Panic Escape Doors | 1 | Urgent | B | 10 | 2034 | 5 | 1 | 2.2 | 5574 | 22066
Fire ¦ Fire Fighting ¦ Fire Extinguishers ¦ CO2 | 4 | Urgent | B | 6 | 2030 | 5 | 1 | 2.2 | 5575 | 16504
HVAC ¦ Fan ¦ Local and Special Ventilation ¦ Extract | 1 | Medium | B | 1 | 2025 | 5 | 3 | 3.2 | 25903 | 8695
Water ¦ Local Hot Water ¦ Package Electric Water Heaters - Non-Drinking Water | 1 | Medium | B | 6 | 2030 | 5 | 3 | 3.2 | 25904 | 18739
HVAC ¦ Heat Emitters - Local ¦ Electric Heaters | 2 | Medium | B | 1 | 2025 | 5 | 3 | 3.2 | 25905 | 8696
Fire ¦ Fire Fighting ¦ Fire Extinguishers ¦ Powder | 2 | Urgent | B | 8 | 2032 | 5 | 1 | 2.2 | 5576 | 20442
Water ¦ Local Hot Water ¦ Instantaneous Electric Water Heater - Non-Drinking Water | 1 | Medium | B | 5 | 2029 | 5 | 3 | 3.2 | 25906 | 15185
Electrical ¦ Specialist Lighting ¦ External ¦ Illuminated External Signs | 1 | Medium | B | 11 | 2035 | 5 | 3 | 3.2 | 25907 | 25278
Water ¦ Local Hot Water ¦ Package Electric Water Heaters - Non-Drinking Water | 1 | Medium | B | 8 | 2032 | 5 | 3 | 3.2 | 25908 | 20986
Electrical ¦ LV Distribution ¦ Distribution Board ¦ Sub | 1 | High | B | 2 | 2026 | 5 | 2 | 2.7 | 14737 | 12908
Water ¦ Local Hot Water ¦ Package Electric Water Heaters - Non-Drinking Water | 1 | Medium | B | 1 | 2025 | 5 | 3 | 3.2 | 25909 | 8697
Electrical ¦ LV Distribution ¦ Distribution Board ¦ Sub | 1 | High | B | 1 | 2025 | 5 | 2 | 2.7 | 14738 | 4003
HVAC ¦ Fan ¦ Local and Special Ventilation ¦ Axial | 1 | Medium | B | 1 | 2025 | 5 | 3 | 3.2 | 25910 | 8698
Fabric ¦ Superstructure ¦ Windows and External Doors ¦ Roller Shutters ¦ Electric Roller Shutter | 1 | High | B | 13 | 2037 | 5 | 2 | 2.7 | 14739 | 26982
HVAC ¦ Heat Emitters - Central ¦ Radiators ¦ Steel | 4 | Medium | B | 1 | 2025 | 5 | 3 | 3.2 | 25911 | 8699
Water ¦ Local Hot Water ¦ Instantaneous Electric Water Heater - Non-Drinking Water | 1 | Medium | B | 11 | 2035 | 5 | 3 | 3.2 | 25912 | 25279
HVAC ¦ Central Heating (Internally Sourced) ¦ Boiler ¦ Atmospheric Gas Burner - Free Standing Boiler | 1 | Medium | B | 1 | 2025 | 5 | 3 | 3.2 | 25913 | 8700
Fabric ¦ Superstructure ¦ Internal Doors ¦ Roller Shutters ¦ Internal Manual Roller Shutter | 1 | Medium | B | 11 | 2035 | 5 | 3 | 3.2 | 25914 | 25280
Electrical ¦ LV Distribution ¦ Distribution Board ¦ Sub | 1 | High | B | 1 | 2025 | 5 | 2 | 2.7 | 14740 | 4004
HVAC ¦ Central Air Conditioning ¦ Air Conditioning ¦ Multi-Split Evaporator - Split Systems/Heat Pumps - Air-cooled with Direct Expansion Evaporator (DX) | 1 | Medium | B | 8 | 2032 | 5 | 3 | 3.2 | 25915 | 20987
Electrical ¦ LV Distribution ¦ Distribution Board ¦ Sub | 1 | High | B | 1 | 2025 | 5 | 2 | 2.7 | 14741 | 4005
Fabric ¦ Superstructure ¦ Windows and External Doors ¦ External Windows ¦ Roller Shutters ¦ External Window Shutters ¦ Manual | 1 | Medium | B | 3 | 2027 | 5 | 3 | 3.2 | 25916 | 13562
Electrical ¦ Specialist Lighting ¦ Internal ¦ Illuminated Fire Exit Signage | 3 | Urgent | B | 14 | 2038 | 5 | 1 | 2.2 | 5577 | 27370
Electrical ¦ LV Distribution ¦ Distribution Board ¦ Sub | 1 | High | B | 1 | 2025 | 5 | 2 | 2.7 | 14742 | 4006
Electrical ¦ LV Distribution ¦ Distribution Board ¦ Main | 1 | High | B | 10 | 2034 | 5 | 2 | 2.7 | 14743 | 22381
Fabric ¦ Superstructure ¦ Windows and External Doors ¦ External Doors ¦ Entrance Doors | 1 | High | B | 16 | 2040 | 5 | 2 | 2.7 | 14744 | 29189
Electrical ¦ Lighting ¦ Internal ¦ Emergency ¦ Self Contained ¦ LED | 13 | Urgent | C | 11 | 2035 | 4 | 1 | 1.9 | 671 | 23277
Electrical ¦ LV Distribution ¦ Distribution Board ¦ Sub | 1 | High | C | 4 | 2028 | 4 | 2 | 2.4 | 10598 | 13889
HVAC ¦ Local Air Conditioning ¦ Single-Split Condenser - Split Systems/Heat Pumps - Air-cooled with Direct Expansion Evaporator (DX) | 1 | Medium | B | 7 | 2031 | 5 | 3 | 3.2 | 25917 | 19972
Water ¦ Local Hot Water ¦ Instantaneous Electric Water Heater - Non-Drinking Water | 1 | Medium | B | 7 | 2031 | 5 | 3 | 3.2 | 25918 | 19973
HVAC ¦ Heat Emitters - Local ¦ Gas Fired Unit Heaters | 1 | Medium | B | 1 | 2025 | 5 | 3 | 3.2 | 25919 | 8701
HVAC ¦ Central Heating (Internally Sourced) ¦ Burner ¦ Forced draft gas burner | 1 | Medium | A | 13 | 2037 | 6 | 3 | 3.5 | 32542 | 27291
HVAC ¦ Heat Emitters - Local ¦ Gas Fired Natural and Fan Assisted Heaters | 1 | Medium | B | 1 | 2025 | 5 | 3 | 3.2 | 25920 | 8702
HVAC ¦ Fan ¦ Local and Special Ventilation ¦ Kitchen Vent ¦ Extract | 1 | Low | B | 5 | 2029 | 5 | 4 | 3.7 | 33148 | 15637
Fabric ¦ Superstructure ¦ Windows and External Doors ¦ Roller Shutters ¦ Manual Roller Shutter | 1 | High | B | 1 | 2025 | 5 | 2 | 2.7 | 14745 | 4007
Electrical ¦ Lighting ¦ Internal ¦ General | 7 | Medium | C | 1 | 2025 | 4 | 3 | 2.9 | 18698 | 5595
Electrical ¦ LV Distribution ¦ Distribution Board ¦ Sub | 1 | High | D | 1 | 2025 | 3 | 2 | 2.1 | 1179 | 806
Electrical ¦ LV Distribution ¦ Distribution Board ¦ Sub | 1 | High | B | 4 | 2028 | 5 | 2 | 2.7 | 14746 | 13960
Water ¦ Local Hot Water ¦ Instantaneous Electric Water Heater - Non-Drinking Water | 1 | Medium | B | 11 | 2035 | 5 | 3 | 3.2 | 25921 | 25281
Fabric ¦ Superstructure ¦ Windows and External Doors ¦ External Doors ¦ Manual and Automatic Doors ¦ High Security Door | 1 | High | B | 11 | 2035 | 5 | 2 | 2.7 | 14747 | 24473
Fabric ¦ Superstructure ¦ Windows and External Doors ¦ Roller Shutters ¦ Manual Roller Shutter | 1 | High | B | 11 | 2035 | 5 | 2 | 2.7 | 14748 | 24474
Water ¦ Local Hot Water ¦ Instantaneous Electric Water Heater - Non-Drinking Water | 1 | Medium | B | 7 | 2031 | 5 | 3 | 3.2 | 25922 | 19974
Electrical ¦ Lighting ¦ Internal ¦ Emergency ¦ Self Contained ¦ LED | 6 | Urgent | B | 21 | 2045 | 5 | 1 | 2.2 | 5578 | 32108
Electrical ¦ Lighting ¦ Internal ¦ Emergency ¦ Self Contained ¦ LED | 8 | Urgent | B | 19 | 2043 | 5 | 1 | 2.2 | 5579 | 31078
Electrical ¦ Lighting ¦ Internal ¦ Emergency ¦ Self Contained ¦ LED | 2 | Urgent | B | 15 | 2039 | 5 | 1 | 2.2 | 5580 | 27889
Fire ¦ Fire Fighting ¦ Fire Extinguishers ¦ Foam | 2 | Urgent | B | 1 | 2025 | 5 | 1 | 2.2 | 5581 | 1429
Electrical ¦ LV Distribution ¦ Distribution Board ¦ Sub | 1 | High | B | 1 | 2025 | 5 | 2 | 2.7 | 14749 | 4008
Fabric ¦ Superstructure ¦ Windows and External Doors ¦ Roller Shutters ¦ Electric Roller Shutter | 1 | High | B | 11 | 2035 | 5 | 2 | 2.7 | 14750 | 24475
Electrical ¦ Lighting ¦ Internal ¦ Emergency ¦ Self Contained ¦ Non LED | 1 | Urgent | B | 7 | 2031 | 5 | 1 | 2.2 | 5582 | 19353
Electrical ¦ Lighting ¦ Internal ¦ General | 1 | Medium | B | 4 | 2028 | 5 | 3 | 3.2 | 25923 | 14136
Electrical ¦ LV Distribution ¦ Distribution Board ¦ Main | 1 | High | B | 6 | 2030 | 5 | 2 | 2.7 | 14751 | 17627
Controls ¦ Multi-System Controls ¦ Control Panel - Electrical Services (excluding Electrical Controllers and Pneumatic Relays) | 1 | Medium | B | 1 | 2025 | 5 | 3 | 3.2 | 25924 | 8703
HVAC ¦ Central Heating (Internally Sourced) ¦ Burner ¦ Blown gas burner | 1 | Medium | B | 1 | 2025 | 5 | 3 | 3.2 | 25925 | 8704
Fabric ¦ Superstructure ¦ Windows and External Doors ¦ Roller Shutters ¦ Manual Roller Shutter | 1 | High | B | 11 | 2035 | 5 | 2 | 2.7 | 14752 | 24476
Fire ¦ Fire Fighting ¦ Fire Extinguishers ¦ CO2 | 1 | Urgent | B | 6 | 2030 | 5 | 1 | 2.2 | 5583 | 16505
Fire ¦ Fire Fighting ¦ Fire Extinguishers ¦ CO2 | 3 | Urgent | B | 2 | 2026 | 5 | 1 | 2.2 | 5584 | 12618
Fabric ¦ Superstructure ¦ Windows and External Doors ¦ External Doors ¦ Manual and Automatic Doors ¦ Emergency and Panic Escape Doors | 1 | Urgent | B | 11 | 2035 | 5 | 1 | 2.2 | 5585 | 23683
Fabric ¦ Superstructure ¦ Internal Doors ¦ Roller Shutters ¦ Electric Roller Shutter | 1 | Medium | B | 11 | 2035 | 5 | 3 | 3.2 | 25926 | 25282
Electrical ¦ Lighting ¦ Internal ¦ General | 3 | Medium | B | 1 | 2025 | 5 | 3 | 3.2 | 25927 | 8705
Fabric ¦ Superstructure ¦ Windows and External Doors ¦ External Doors ¦ Manual and Automatic Doors ¦ Emergency and Panic Escape Doors | 1 | Urgent | B | 11 | 2035 | 5 | 1 | 2.2 | 5586 | 23684
Electrical ¦ Lighting ¦ Internal ¦ Emergency ¦ Self Contained ¦ Non LED | 3 | Urgent | B | 9 | 2033 | 5 | 1 | 2.2 | 5587 | 21352
Electrical ¦ Lighting ¦ External ¦ General - Non-LED | 2 | Medium | B | 1 | 2025 | 5 | 3 | 3.2 | 25928 | 8706
Electrical ¦ LV Distribution ¦ Distribution Board ¦ Sub | 1 | High | B | 6 | 2030 | 5 | 2 | 2.7 | 14753 | 17628
Electrical ¦ LV Distribution ¦ Distribution Board ¦ Sub | 1 | High | B | 6 | 2030 | 5 | 2 | 2.7 | 14754 | 17629
Fabric ¦ Superstructure ¦ Windows and External Doors ¦ Roller Shutters ¦ Manual Roller Shutter | 1 | High | B | 1 | 2025 | 5 | 2 | 2.7 | 14755 | 4009
Electrical ¦ Lighting ¦ Internal ¦ Emergency ¦ Self Contained ¦ LED | 3 | Urgent | B | 11 | 2035 | 5 | 1 | 2.2 | 5588 | 23685
Electrical ¦ Lighting ¦ Internal ¦ Emergency ¦ Self Contained ¦ LED | 9 | Urgent | C | 11 | 2035 | 4 | 1 | 1.9 | 672 | 23278
HVAC ¦ Heat Emitters - Central ¦ Radiators ¦ Steel | 5 | Medium | B | 1 | 2025 | 5 | 3 | 3.2 | 25929 | 8707
Fabric ¦ Superstructure ¦ Windows and External Doors ¦ Roller Shutters ¦ Electric Roller Shutter | 1 | High | B | 1 | 2025 | 5 | 2 | 2.7 | 14756 | 4010
Fabric ¦ Superstructure ¦ Windows and External Doors ¦ External Doors ¦ Entrance Doors | 1 | High | B | 26 | 2050 | 5 | 2 | 2.7 | 14757 | 33503
Fabric ¦ Superstructure ¦ Windows and External Doors ¦ External Doors ¦ Manual and Automatic Doors ¦ Emergency and Panic Escape Doors | 1 | Urgent | B | 21 | 2045 | 5 | 1 | 2.2 | 5589 | 32109
HVAC ¦ Fan ¦ Local and Special Ventilation ¦ Extract | 1 | Medium | B | 7 | 2031 | 5 | 3 | 3.2 | 25930 | 19975
Electrical ¦ Specialist Lighting ¦ Internal ¦ Illuminated Fire Exit Signage | 4 | Urgent | B | 16 | 2040 | 5 | 1 | 2.2 | 5590 | 28833
Electrical ¦ Lighting ¦ Internal ¦ General ¦ LED Fittings & Luminaires | 12 | Medium | B | 12 | 2036 | 5 | 3 | 3.2 | 25931 | 26563
Fabric ¦ Superstructure ¦ Windows and External Doors ¦ Roller Shutters ¦ Manual Roller Shutter | 1 | High | B | 1 | 2025 | 5 | 2 | 2.7 | 14758 | 4011
HVAC ¦ Fan ¦ Central Cooling ¦ Axial | 1 | Medium | B | 1 | 2025 | 5 | 3 | 3.2 | 25932 | 8708
Fabric ¦ Superstructure ¦ Windows and External Doors ¦ External Doors ¦ Manual and Automatic Doors ¦ Auto / Powered Swing Doors | 1 | High | B | 11 | 2035 | 5 | 2 | 2.7 | 14759 | 24477
HVAC ¦ Heat Emitters - Local ¦ Electric Heaters | 1 | Medium | B | 1 | 2025 | 5 | 3 | 3.2 | 25933 | 8709
HVAC ¦ Fan ¦ Central Ventilation Systems ¦ Axial | 1 | Medium | B | 1 | 2025 | 5 | 3 | 3.2 | 25934 | 8710
Fabric ¦ Superstructure ¦ Windows and External Doors ¦ External Doors ¦ Manual and Automatic Doors ¦ Emergency and Panic Escape Doors | 1 | Urgent | B | 11 | 2035 | 5 | 1 | 2.2 | 5591 | 23686
Electrical ¦ Specialist Lighting ¦ Internal ¦ Illuminated Fire Exit Signage | 2 | Urgent | B | 12 | 2036 | 5 | 1 | 2.2 | 5592 | 26032
HVAC ¦ Heat Emitters - Local ¦ Electric Heaters | 1 | Medium | B | 1 | 2025 | 5 | 3 | 3.2 | 25935 | 8711
Electrical ¦ Lighting ¦ Internal ¦ Emergency ¦ Self Contained ¦ LED | 3 | Urgent | B | 17 | 2041 | 5 | 1 | 2.2 | 5593 | 30123
Fire ¦ Fire Fighting ¦ Fire Extinguishers ¦ Foam | 3 | Urgent | B | 5 | 2029 | 5 | 1 | 2.2 | 5594 | 14397
Fabric ¦ Superstructure ¦ Windows and External Doors ¦ Roller Shutters ¦ Electric Roller Shutter | 1 | High | C | 3 | 2027 | 4 | 2 | 2.4 | 10599 | 13320
Fabric ¦ Superstructure ¦ Windows and External Doors ¦ External Doors ¦ Manual and Automatic Doors ¦ Emergency and Panic Escape Doors | 1 | Urgent | B | 21 | 2045 | 5 | 1 | 2.2 | 5595 | 32110
Controls ¦ Building Management System (BMS) ¦ Central Operating Station | 1 | High | B | 1 | 2025 | 5 | 2 | 2.7 | 14760 | 4012
Fabric ¦ Superstructure ¦ Windows and External Doors ¦ Roller Shutters ¦ Manual Roller Shutter | 1 | High | B | 11 | 2035 | 5 | 2 | 2.7 | 14761 | 24478
Electrical ¦ Lighting ¦ Internal ¦ General ¦ LED Fittings & Luminaires | 8 | Medium | B | 12 | 2036 | 5 | 3 | 3.2 | 25936 | 26564
Fire ¦ Fire Fighting ¦ Fire Extinguishers ¦ Foam | 1 | Urgent | B | 1 | 2025 | 5 | 1 | 2.2 | 5596 | 1430
HVAC ¦ Local Air Conditioning ¦ Single-Split Evaporator - Split Systems/Heat Pumps - Air-cooled with Direct Expansion Evaporator (DX) | 1 | Medium | B | 5 | 2029 | 5 | 3 | 3.2 | 25937 | 15186
Fire ¦ Fire Fighting ¦ Fire Extinguishers ¦ CO2 | 1 | Urgent | B | 2 | 2026 | 5 | 1 | 2.2 | 5597 | 12619
Water ¦ Local Hot Water ¦ Instantaneous Electric Water Heater - Non-Drinking Water | 1 | Medium | B | 7 | 2031 | 5 | 3 | 3.2 | 25938 | 19976
Controls ¦ Building Management System (BMS) ¦ BMS Control Panel | 1 | High | B | 7 | 2031 | 5 | 2 | 2.7 | 14762 | 19635
Fabric ¦ Superstructure ¦ Internal Doors ¦ Roller Shutters ¦ Automatic Roller Shutter | 1 | High | B | 7 | 2031 | 5 | 2 | 2.7 | 14763 | 19636
Electrical ¦ Lighting ¦ Internal ¦ General ¦ LED Fittings & Luminaires | 100 | Medium | B | 17 | 2041 | 5 | 3 | 3.2 | 25939 | 30492
Electrical ¦ Lighting ¦ Internal ¦ Emergency ¦ Self Contained ¦ LED | 1 | Urgent | B | 18 | 2042 | 5 | 1 | 2.2 | 5598 | 30655
HVAC ¦ Heat Emitters - Local ¦ Gas Fired Natural and Fan Assisted Heaters | 1 | Medium | B | 7 | 2031 | 5 | 3 | 3.2 | 25940 | 19977
HVAC ¦ Heat Emitters - Local ¦ Gas Fired Natural and Fan Assisted Heaters | 1 | Medium | B | 1 | 2025 | 5 | 3 | 3.2 | 25941 | 8712
HVAC ¦ Fan ¦ Local and Special Ventilation ¦ Extract | 1 | Medium | B | 1 | 2025 | 5 | 3 | 3.2 | 25942 | 8713
HVAC ¦ Heat Emitters - Local ¦ Electric Heaters | 1 | Medium | B | 3 | 2027 | 5 | 3 | 3.2 | 25943 | 13563
HVAC ¦ Fan ¦ Local and Special Ventilation ¦ Axial | 1 | Medium | B | 1 | 2025 | 5 | 3 | 3.2 | 25944 | 8714
Electrical ¦ Lighting ¦ Internal ¦ Emergency ¦ Self Contained ¦ LED | 18 | Urgent | B | 18 | 2042 | 5 | 1 | 2.2 | 5599 | 30656
Electrical ¦ Lighting ¦ External ¦ General - LED | 5 | Medium | B | 7 | 2031 | 5 | 3 | 3.2 | 25945 | 19978
HVAC ¦ Fan ¦ Central Cooling ¦ Axial | 1 | Medium | B | 1 | 2025 | 5 | 3 | 3.2 | 25946 | 8715
Fire ¦ Fire Detection ¦ Fire Alarm Panel / Repeater | 1 | Urgent | B | 11 | 2035 | 5 | 1 | 2.2 | 5600 | 23687
HVAC ¦ Fan ¦ Local and Special Ventilation ¦ Centrifugal | 1 | Medium | B | 1 | 2025 | 5 | 3 | 3.2 | 25947 | 8716
Electrical ¦ Lighting ¦ Internal ¦ General ¦ LED Fittings & Luminaires | 10 | Medium | B | 8 | 2032 | 5 | 3 | 3.2 | 25948 | 20988
Electrical ¦ Lighting ¦ Internal ¦ Emergency ¦ Self Contained ¦ LED | 2 | Urgent | B | 18 | 2042 | 5 | 1 | 2.2 | 5601 | 30657
Fire ¦ Fire Fighting ¦ Fire Extinguishers ¦ CO2 | 3 | Urgent | B | 6 | 2030 | 5 | 1 | 2.2 | 5602 | 16506
HVAC ¦ Local Air Conditioning ¦ Single-Split Evaporator - Split Systems/Heat Pumps - Air-cooled with Direct Expansion Evaporator (DX) | 1 | Medium | B | 7 | 2031 | 5 | 3 | 3.2 | 25949 | 19979
Electrical ¦ LV Distribution ¦ Distribution Board ¦ Main | 1 | High | B | 5 | 2029 | 5 | 2 | 2.7 | 14764 | 14667
HVAC ¦ Fan ¦ Central Ventilation Systems ¦ Axial | 1 | Medium | B | 1 | 2025 | 5 | 3 | 3.2 | 25950 | 8717
Electrical ¦ Lighting ¦ Internal ¦ General | 55 | Medium | C | 1 | 2025 | 4 | 3 | 2.9 | 18699 | 5596
HVAC ¦ Fan ¦ Central Cooling ¦ Axial | 1 | Medium | B | 1 | 2025 | 5 | 3 | 3.2 | 25951 | 8718
HVAC ¦ Fan ¦ Local and Special Ventilation ¦ Fans Window or Wall Mounted | 1 | Medium | DX | 3 | 2027 | 1 | 3 | 2 | 886 | 13257
Fabric ¦ Superstructure ¦ Windows and External Doors ¦ Roller Shutters ¦ Manual Roller Shutter | 1 | High | B | 11 | 2035 | 5 | 2 | 2.7 | 14765 | 24479
HVAC ¦ Fan ¦ Central Cooling ¦ Centrifugal | 1 | High | B | 1 | 2025 | 5 | 2 | 2.7 | 14766 | 4013
HVAC ¦ Fan ¦ Local and Special Ventilation ¦ Axial | 1 | Medium | B | 1 | 2025 | 5 | 3 | 3.2 | 25952 | 8719
Electrical ¦ LV Distribution ¦ Distribution Board ¦ Sub | 1 | High | B | 2 | 2026 | 5 | 2 | 2.7 | 14767 | 12909
Electrical ¦ LV Distribution ¦ Distribution Board ¦ Sub | 1 | High | B | 1 | 2025 | 5 | 2 | 2.7 | 14768 | 4014
Fabric ¦ Superstructure ¦ Windows and External Doors ¦ Roller Shutters ¦ Manual Roller Shutter | 1 | High | B | 1 | 2025 | 5 | 2 | 2.7 | 14769 | 4015
Electrical ¦ Lighting ¦ Internal ¦ General ¦ LED Fittings & Luminaires | 1 | Medium | B | 8 | 2032 | 5 | 3 | 3.2 | 25953 | 20989
Electrical ¦ Lighting ¦ Internal ¦ Emergency ¦ Self Contained ¦ LED | 24 | Urgent | B | 18 | 2042 | 5 | 1 | 2.2 | 5603 | 30658
Fabric ¦ Superstructure ¦ Windows and External Doors ¦ External Doors ¦ Manual and Automatic Doors ¦ Emergency and Panic Escape Doors | 1 | Urgent | B | 11 | 2035 | 5 | 1 | 2.2 | 5604 | 23688
Fabric ¦ Superstructure ¦ Windows and External Doors ¦ External Doors ¦ Manual and Automatic Doors ¦ Emergency and Panic Escape Doors | 1 | Urgent | B | 11 | 2035 | 5 | 1 | 2.2 | 5605 | 23689
Fabric ¦ Superstructure ¦ Windows and External Doors ¦ External Doors ¦ Manual and Automatic Doors ¦ Emergency and Panic Escape Doors | 1 | Urgent | B | 17 | 2041 | 5 | 1 | 2.2 | 5606 | 30124
Fire ¦ Fire Fighting ¦ Fire Extinguishers ¦ Foam | 4 | Urgent | B | 1 | 2025 | 5 | 1 | 2.2 | 5607 | 1431
Electrical ¦ LV Distribution ¦ Distribution Board ¦ Sub | 1 | High | B | 1 | 2025 | 5 | 2 | 2.7 | 14770 | 4016
Controls ¦ Multi-System Controls ¦ Control Panel - Electrical Services (excluding Electrical Controllers and Pneumatic Relays) | 1 | Medium | C | 1 | 2025 | 4 | 3 | 2.9 | 18700 | 5597
HVAC ¦ Local Air Conditioning ¦ Single-Split Condenser - Split Systems/Heat Pumps - Air-cooled with Direct Expansion Evaporator (DX) | 1 | Medium | B | 1 | 2025 | 5 | 3 | 3.2 | 25954 | 8720
HVAC ¦ Heat Emitters - Local ¦ Electric Overdoor Air Curtain/Heater | 1 | Medium | B | 1 | 2025 | 5 | 3 | 3.2 | 25955 | 8721
Fabric ¦ Superstructure ¦ Windows and External Doors ¦ External Doors ¦ Entrance Doors | 1 | High | C | 11 | 2035 | 4 | 2 | 2.4 | 10600 | 24054
HVAC ¦ Fan ¦ Local and Special Ventilation ¦ Fans Window or Wall Mounted | 1 | Medium | B | 1 | 2025 | 5 | 3 | 3.2 | 25956 | 8722
Fabric ¦ Superstructure ¦ Windows and External Doors ¦ External Doors ¦ Manual and Automatic Doors ¦ Emergency and Panic Escape Doors | 1 | Urgent | B | 31 | 2055 | 5 | 1 | 2.2 | 5608 | 33755
Fabric ¦ Superstructure ¦ Windows and External Doors ¦ Roller Shutters ¦ Manual Roller Shutter | 1 | High | B | 1 | 2025 | 5 | 2 | 2.7 | 14771 | 4017
HVAC ¦ Fan ¦ Local and Special Ventilation ¦ Extract | 1 | Medium | B | 1 | 2025 | 5 | 3 | 3.2 | 25957 | 8723
HVAC ¦ Fan ¦ Central Ventilation Systems ¦ Ventilating - General | 1 | Low | B | 1 | 2025 | 5 | 4 | 3.7 | 33149 | 12066
Fire ¦ Fire Fighting ¦ Fire Extinguishers ¦ Foam | 2 | Urgent | B | 2 | 2026 | 5 | 1 | 2.2 | 5609 | 12620
Fire ¦ Fire Fighting ¦ Fire Extinguishers ¦ Foam | 3 | Urgent | B | 2 | 2026 | 5 | 1 | 2.2 | 5610 | 12621
HVAC ¦ Fan ¦ Local and Special Ventilation ¦ Fans Window or Wall Mounted | 1 | Medium | B | 8 | 2032 | 5 | 3 | 3.2 | 25958 | 20990
Fabric ¦ Superstructure ¦ Windows and External Doors ¦ Roller Shutters ¦ Manual Roller Shutter | 1 | High | B | 1 | 2025 | 5 | 2 | 2.7 | 14772 | 4018
Fire ¦ Fire Fighting ¦ Fire Extinguishers ¦ Foam | 3 | Urgent | B | 1 | 2025 | 5 | 1 | 2.2 | 5611 | 1432
HVAC ¦ Central Air Conditioning ¦ Air Conditioning ¦ Multi-Split Condenser - Split Systems/Heat Pumps - Air-cooled with Direct Expansion Evaporator (DX) | 1 | Medium | B | 5 | 2029 | 5 | 3 | 3.2 | 25959 | 15187
Fire ¦ Fire Detection ¦ Fire Alarm Panel / Repeater | 1 | Urgent | B | 1 | 2025 | 5 | 1 | 2.2 | 5612 | 1433
HVAC ¦ Fan ¦ Local and Special Ventilation ¦ Extract | 1 | Medium | B | 1 | 2025 | 5 | 3 | 3.2 | 25960 | 8724
Electrical ¦ Specialist Lighting ¦ Internal ¦ Illuminated Fire Exit Signage | 1 | Urgent | B | 1 | 2025 | 5 | 1 | 2.2 | 5613 | 1434
Electrical ¦ Lighting ¦ Internal ¦ Emergency ¦ Self Contained ¦ LED | 1 | Urgent | B | 18 | 2042 | 5 | 1 | 2.2 | 5614 | 30659
HVAC ¦ Central Air Conditioning ¦ Air Conditioning ¦ Multi-Split Condenser - DX Split Systems (With Gas, Electric or Hot Water Heaters) | 1 | Medium | B | 10 | 2034 | 5 | 3 | 3.2 | 25961 | 22858
Electrical ¦ LV Distribution ¦ Distribution Board ¦ Main | 1 | High | B | 17 | 2041 | 5 | 2 | 2.7 | 14773 | 30332
Water ¦ Local Hot Water ¦ Instantaneous Electric Water Heater - Non-Drinking Water | 1 | Medium | B | 2 | 2026 | 5 | 3 | 3.2 | 25962 | 13113
Water ¦ Local Hot Water ¦ Instantaneous Electric Water Heater - Non-Drinking Water | 1 | Medium | B | 7 | 2031 | 5 | 3 | 3.2 | 25963 | 19980
HVAC ¦ Fan ¦ Local and Special Ventilation ¦ Extract | 1 | Medium | B | 1 | 2025 | 5 | 3 | 3.2 | 25964 | 8725
HVAC ¦ Heat Emitters - Local ¦ Electric Heaters | 2 | Medium | B | 1 | 2025 | 5 | 3 | 3.2 | 25965 | 8726
Fabric ¦ Superstructure ¦ Windows and External Doors ¦ Roller Shutters ¦ Manual Roller Shutter | 1 | High | B | 21 | 2045 | 5 | 2 | 2.7 | 14774 | 32651
HVAC ¦ Heat Emitters - Local ¦ Electric Heaters | 2 | Medium | B | 1 | 2025 | 5 | 3 | 3.2 | 25966 | 8727
Electrical ¦ Lighting ¦ External ¦ General - LED | 3 | Medium | B | 11 | 2035 | 5 | 3 | 3.2 | 25967 | 25283
Electrical ¦ Lighting ¦ Internal ¦ Emergency ¦ Self Contained ¦ LED | 1 | Urgent | B | 18 | 2042 | 5 | 1 | 2.2 | 5615 | 30660
HVAC ¦ Fan ¦ Local and Special Ventilation ¦ Extract Fans - Twin Toilet | 1 | Medium | B | 1 | 2025 | 5 | 3 | 3.2 | 25968 | 8728
Fabric ¦ Superstructure ¦ Windows and External Doors ¦ External Doors ¦ Manual and Automatic Doors ¦ Emergency and Panic Escape Doors | 1 | Urgent | B | 31 | 2055 | 5 | 1 | 2.2 | 5616 | 33756
Fabric ¦ Superstructure ¦ Windows and External Doors ¦ Roller Shutters ¦ Manual Roller Shutter | 1 | High | B | 1 | 2025 | 5 | 2 | 2.7 | 14775 | 4019
Fire ¦ Fire Detection ¦ Fire Alarm Panel / Repeater | 1 | Urgent | B | 7 | 2031 | 5 | 1 | 2.2 | 5617 | 19354
HVAC ¦ Heat Emitters - Local ¦ Electric Heaters | 1 | Medium | B | 1 | 2025 | 5 | 3 | 3.2 | 25969 | 8729
Electrical ¦ LV Distribution ¦ Distribution Board ¦ Main | 1 | High | D | 1 | 2025 | 3 | 2 | 2.1 | 1180 | 807
Electrical ¦ LV Distribution ¦ Distribution Board ¦ Main | 1 | High | B | 20 | 2044 | 5 | 2 | 2.7 | 14776 | 31630
Electrical ¦ LV Distribution ¦ Distribution Board ¦ Main | 1 | High | D | 1 | 2025 | 3 | 2 | 2.1 | 1181 | 808
Electrical ¦ LV Distribution ¦ Distribution Board ¦ Sub | 1 | High | B | 9 | 2033 | 5 | 2 | 2.7 | 14777 | 21605
Electrical ¦ LV Distribution ¦ Distribution Board ¦ Sub | 1 | High | B | 10 | 2034 | 5 | 2 | 2.7 | 14778 | 22382
Fabric ¦ Superstructure ¦ Windows and External Doors ¦ Roller Shutters ¦ Electric Roller Shutter | 1 | High | B | 1 | 2025 | 5 | 2 | 2.7 | 14779 | 4020
HVAC ¦ Heat Emitters - Local ¦ Gas Fired Natural and Fan Assisted Heaters | 1 | Medium | B | 1 | 2025 | 5 | 3 | 3.2 | 25970 | 8730
Electrical ¦ LV Distribution ¦ Distribution Board ¦ Sub | 1 | High | B | 1 | 2025 | 5 | 2 | 2.7 | 14780 | 4021
Fabric ¦ Superstructure ¦ Internal Doors ¦ Roller Shutters ¦ Electric Roller Shutter | 1 | Medium | A | 25 | 2049 | 6 | 3 | 3.5 | 32543 | 33452
Fabric ¦ Superstructure ¦ Windows and External Doors ¦ Roller Shutters ¦ Electric Roller Shutter | 1 | High | B | 8 | 2032 | 5 | 2 | 2.7 | 14781 | 20731
Water ¦ Local Hot Water ¦ Package Electric Water Heaters - Non-Drinking Water | 1 | Medium | B | 1 | 2025 | 5 | 3 | 3.2 | 25971 | 8731
Fabric ¦ Superstructure ¦ Windows and External Doors ¦ Roller Shutters ¦ Electric Roller Shutter | 1 | High | B | 22 | 2046 | 5 | 2 | 2.7 | 14782 | 33029
Fabric ¦ Superstructure ¦ Windows and External Doors ¦ External Doors ¦ Manual and Automatic Doors ¦ Emergency and Panic Escape Doors | 1 | Urgent | B | 11 | 2035 | 5 | 1 | 2.2 | 5618 | 23690
HVAC ¦ Fan ¦ Local and Special Ventilation ¦ Axial | 1 | Medium | B | 12 | 2036 | 5 | 3 | 3.2 | 25972 | 26565
HVAC ¦ Local Air Conditioning ¦ Single-Split Condenser - Split Systems/Heat Pumps - Air-cooled with Direct Expansion Evaporator (DX) | 1 | Medium | B | 5 | 2029 | 5 | 3 | 3.2 | 25973 | 15188
Fabric ¦ Superstructure ¦ Windows and External Doors ¦ External Windows ¦ Roller Shutters ¦ External Window Shutters ¦ Manual | 1 | Medium | B | 1 | 2025 | 5 | 3 | 3.2 | 25974 | 8732
Electrical ¦ Lighting ¦ Internal ¦ General ¦ LED Fittings & Luminaires | 3 | Medium | B | 10 | 2034 | 5 | 3 | 3.2 | 25975 | 22859
Electrical ¦ Lighting ¦ Internal ¦ General | 12 | Medium | B | 10 | 2034 | 5 | 3 | 3.2 | 25976 | 22860
Fabric ¦ Superstructure ¦ Windows and External Doors ¦ External Doors ¦ Manual and Automatic Doors ¦ Emergency and Panic Escape Doors | 1 | Urgent | B | 6 | 2030 | 5 | 1 | 2.2 | 5619 | 16507
Electrical ¦ Lighting ¦ Internal ¦ General ¦ LED Fittings & Luminaires | 28 | Medium | B | 18 | 2042 | 5 | 3 | 3.2 | 25977 | 30960
Electrical ¦ Lighting ¦ Internal ¦ Emergency ¦ Self Contained ¦ LED | 6 | Urgent | B | 15 | 2039 | 5 | 1 | 2.2 | 5620 | 27890
Electrical ¦ Specialist Lighting ¦ Internal ¦ Illuminated Fire Exit Signage | 5 | Urgent | B | 15 | 2039 | 5 | 1 | 2.2 | 5621 | 27891
Fire ¦ Fire Fighting ¦ Fire Extinguishers ¦ Foam | 1 | Urgent | B | 5 | 2029 | 5 | 1 | 2.2 | 5622 | 14398
Fire ¦ Fire Fighting ¦ Fire Extinguishers ¦ CO2 | 4 | Urgent | B | 6 | 2030 | 5 | 1 | 2.2 | 5623 | 16508
HVAC ¦ Central Air Conditioning ¦ Air Conditioning ¦ Multi-Split Evaporator - Split Systems/Heat Pumps - Air-cooled with Direct Expansion Evaporator (DX) | 1 | Medium | B | 1 | 2025 | 5 | 3 | 3.2 | 25978 | 8733
Fabric ¦ Barriers and Guardrails ¦ Vehicle Crash Protection Barrier | 14 | V Low | D | 1 | 2025 | 3 | 4 | 3.1 | 19653 | 5873
Fire ¦ Fire Detection ¦ Fire Alarm Panel / Repeater | 1 | Urgent | B | 1 | 2025 | 5 | 1 | 2.2 | 5624 | 1435
HVAC ¦ Fan ¦ Local and Special Ventilation ¦ Extract | 1 | Medium | B | 1 | 2025 | 5 | 3 | 3.2 | 25979 | 8734
Electrical ¦ Specialist Lighting ¦ Internal ¦ Illuminated Fire Exit Signage | 2 | Urgent | B | 17 | 2041 | 5 | 1 | 2.2 | 5625 | 30125
Electrical ¦ Lighting ¦ Internal ¦ General | 1 | Medium | B | 10 | 2034 | 5 | 3 | 3.2 | 25980 | 22861
Fire ¦ Fire Fighting ¦ Fire Extinguishers ¦ Foam | 5 | Urgent | B | 6 | 2030 | 5 | 1 | 2.2 | 5626 | 16509
Fire ¦ Fire Fighting ¦ Fire Extinguishers ¦ CO2 | 1 | Urgent | B | 10 | 2034 | 5 | 1 | 2.2 | 5627 | 22067
Fabric ¦ Superstructure ¦ Internal Doors ¦ Roller Shutters ¦ Electric Roller Shutter | 1 | Medium | B | 5 | 2029 | 5 | 3 | 3.2 | 25981 | 15189
Fabric ¦ Superstructure ¦ Internal Doors ¦ Roller Shutters ¦ Internal Manual Roller Shutter | 1 | Medium | B | 1 | 2025 | 5 | 3 | 3.2 | 25982 | 8735
Electrical ¦ Lighting ¦ External ¦ General - Non-LED | 2 | Medium | B | 3 | 2027 | 5 | 3 | 3.2 | 25983 | 13564
HVAC ¦ Fan ¦ Local and Special Ventilation ¦ Extract Fans - Twin Toilet | 1 | Medium | B | 8 | 2032 | 5 | 3 | 3.2 | 25984 | 20991
Electrical ¦ Lighting ¦ Internal ¦ Emergency ¦ Externally Powered ¦ Non LED | 11 | Urgent | B | 1 | 2025 | 5 | 1 | 2.2 | 5628 | 1436
Fire ¦ Fire Fighting ¦ Fire Extinguishers ¦ Foam | 5 | Urgent | B | 6 | 2030 | 5 | 1 | 2.2 | 5629 | 16510
HVAC ¦ Central Air Conditioning ¦ Air Conditioning ¦ Multi-Split Condenser - Split Systems/Heat Pumps - Air-cooled with Direct Expansion Evaporator (DX) | 1 | Medium | B | 3 | 2027 | 5 | 3 | 3.2 | 25985 | 13565
HVAC ¦ Fan ¦ Central Ventilation Systems ¦ Ventilating - General | 1 | Low | B | 1 | 2025 | 5 | 4 | 3.7 | 33150 | 12067
HVAC ¦ Heat Emitters - Local ¦ Electric Heaters | 1 | Medium | B | 1 | 2025 | 5 | 3 | 3.2 | 25986 | 8736
HVAC ¦ Fan ¦ Local and Special Ventilation ¦ Fans Window or Wall Mounted | 1 | Medium | CX | 1 | 2025 | 2 | 3 | 2.3 | 10203 | 2144
HVAC ¦ Fan ¦ Local and Special Ventilation ¦ Axial | 1 | Medium | B | 6 | 2030 | 5 | 3 | 3.2 | 25987 | 18740
Electrical ¦ LV Distribution ¦ Distribution Board ¦ Main | 1 | High | D | 1 | 2025 | 3 | 2 | 2.1 | 1182 | 809
Controls ¦ Multi-System Controls ¦ Instrument Control Panel | 1 | Medium | B | 14 | 2038 | 5 | 3 | 3.2 | 25988 | 27588
Fabric ¦ Superstructure ¦ Windows and External Doors ¦ Roller Shutters ¦ Manual Roller Shutter | 1 | High | B | 4 | 2028 | 5 | 2 | 2.7 | 14783 | 13961
Electrical ¦ Lighting ¦ Internal ¦ Emergency ¦ Self Contained ¦ LED | 12 | Urgent | B | 21 | 2045 | 5 | 1 | 2.2 | 5630 | 32111
Electrical ¦ Lighting ¦ Internal ¦ General ¦ LED Fittings & Luminaires | 8 | Medium | B | 6 | 2030 | 5 | 3 | 3.2 | 25989 | 18741
Electrical ¦ Lighting ¦ Internal ¦ Emergency ¦ Self Contained ¦ LED | 4 | Urgent | B | 16 | 2040 | 5 | 1 | 2.2 | 5631 | 28834
Electrical ¦ Lighting ¦ External ¦ General - LED | 4 | Medium | B | 3 | 2027 | 5 | 3 | 3.2 | 25990 | 13566
Electrical ¦ Lighting ¦ Internal ¦ Emergency ¦ Self Contained ¦ Non LED | 1 | Urgent | B | 9 | 2033 | 5 | 1 | 2.2 | 5632 | 21353
HVAC ¦ Fan ¦ Central Cooling ¦ Axial | 1 | Medium | B | 1 | 2025 | 5 | 3 | 3.2 | 25991 | 8737
Fabric ¦ Barriers and Guardrails ¦ Vehicle Crash Protection Barrier | 1 | V Low | B | 1 | 2025 | 5 | 4 | 3.7 | 33151 | 12068
Fabric ¦ Superstructure ¦ Windows and External Doors ¦ External Doors ¦ Entrance Doors | 1 | High | B | 15 | 2039 | 5 | 2 | 2.7 | 14784 | 28179
Fabric ¦ Superstructure ¦ Windows and External Doors ¦ External Doors ¦ Manual and Automatic Doors ¦ Emergency and Panic Escape Doors | 2 | Urgent | B | 29 | 2053 | 5 | 1 | 2.2 | 5633 | 33638
Fabric ¦ Superstructure ¦ Internal Doors ¦ Roller Shutters ¦ Electric Roller Shutter | 1 | Medium | B | 20 | 2044 | 5 | 3 | 3.2 | 25992 | 31677
Fabric ¦ Superstructure ¦ Windows and External Doors ¦ External Windows ¦ Roller Shutters ¦ External Window Shutters ¦ Electric | 1 | Medium | B | 1 | 2025 | 5 | 3 | 3.2 | 25993 | 8738
Electrical ¦ Specialist Lighting ¦ Internal ¦ Illuminated Fire Exit Signage | 2 | Urgent | B | 17 | 2041 | 5 | 1 | 2.2 | 5634 | 30126
Electrical ¦ Lighting ¦ Internal ¦ General ¦ LED Fittings & Luminaires | 42 | Medium | B | 16 | 2040 | 5 | 3 | 3.2 | 25994 | 29599
Fire ¦ Fire Fighting ¦ Fire Extinguishers ¦ CO2 | 3 | Urgent | B | 9 | 2033 | 5 | 1 | 2.2 | 5635 | 21354
Electrical ¦ Specialist Lighting ¦ Internal ¦ Illuminated Fire Exit Signage | 3 | Urgent | B | 15 | 2039 | 5 | 1 | 2.2 | 5636 | 27892
Electrical ¦ Lighting ¦ Internal ¦ Emergency ¦ Self Contained ¦ Non LED | 5 | Urgent | B | 1 | 2025 | 5 | 1 | 2.2 | 5637 | 1437
Electrical ¦ Lighting ¦ Internal ¦ General | 19 | Medium | B | 6 | 2030 | 5 | 3 | 3.2 | 25995 | 18742
Fire ¦ Fire Fighting ¦ Fire Extinguishers ¦ CO2 | 2 | Urgent | B | 8 | 2032 | 5 | 1 | 2.2 | 5638 | 20443
Electrical ¦ Lighting ¦ Internal ¦ Emergency ¦ Self Contained ¦ LED | 1 | Urgent | B | 15 | 2039 | 5 | 1 | 2.2 | 5639 | 27893
Electrical ¦ LV Distribution ¦ Distribution Board ¦ Main | 1 | High | B | 1 | 2025 | 5 | 2 | 2.7 | 14785 | 4022
Electrical ¦ Lighting ¦ Internal ¦ Emergency ¦ Self Contained ¦ LED | 3 | Urgent | B | 20 | 2044 | 5 | 1 | 2.2 | 5640 | 31486
HVAC ¦ Fan ¦ Local and Special Ventilation ¦ Fans Window or Wall Mounted | 1 | Medium | B | 1 | 2025 | 5 | 3 | 3.2 | 25996 | 8739
HVAC ¦ Fan ¦ Local and Special Ventilation ¦ Kitchen Vent ¦ Extract | 1 | Low | B | 5 | 2029 | 5 | 4 | 3.7 | 33152 | 15638
HVAC ¦ Fan ¦ Central Ventilation Systems ¦ Axial | 1 | Medium | B | 5 | 2029 | 5 | 3 | 3.2 | 25997 | 15190
Electrical ¦ Lighting ¦ External ¦ General - LED | 4 | Medium | B | 11 | 2035 | 5 | 3 | 3.2 | 25998 | 25284
Water ¦ Local Hot Water ¦ Package Electric Water Heaters - Non-Drinking Water | 1 | Medium | B | 1 | 2025 | 5 | 3 | 3.2 | 25999 | 8740
HVAC ¦ Fan ¦ Central Ventilation Systems ¦ Ventilating - General | 1 | Low | B | 1 | 2025 | 5 | 4 | 3.7 | 33153 | 12069
HVAC ¦ Fan ¦ Local and Special Ventilation ¦ Axial | 1 | Medium | B | 1 | 2025 | 5 | 3 | 3.2 | 26000 | 8741
Electrical ¦ Lighting ¦ External ¦ General - LED | 1 | Medium | B | 12 | 2036 | 5 | 3 | 3.2 | 26001 | 26566
Electrical ¦ LV Distribution ¦ Distribution Board ¦ Sub | 1 | High | A | 19 | 2043 | 6 | 2 | 3 | 19561 | 31305
Fabric ¦ Superstructure ¦ Windows and External Doors ¦ External Doors ¦ Entrance Doors | 1 | High | CX | 9 | 2033 | 2 | 2 | 1.8 | 520 | 21200
HVAC ¦ Fan ¦ Local and Special Ventilation ¦ Kitchen Vent ¦ Extract | 1 | Low | B | 14 | 2038 | 5 | 4 | 3.7 | 33154 | 27698
HVAC ¦ Fan ¦ Local and Special Ventilation ¦ Kitchen Vent ¦ Extract | 1 | Low | B | 3 | 2027 | 5 | 4 | 3.7 | 33155 | 13727
Fabric ¦ Superstructure ¦ Windows and External Doors ¦ External Doors ¦ Entrance Doors | 1 | High | B | 11 | 2035 | 5 | 2 | 2.7 | 14786 | 24480
Fire ¦ Fire Detection ¦ Fire Alarm Panel / Repeater | 1 | Urgent | B | 9 | 2033 | 5 | 1 | 2.2 | 5641 | 21355
Electrical ¦ Lighting ¦ Internal ¦ Emergency ¦ Self Contained ¦ LED | 15 | Urgent | B | 21 | 2045 | 5 | 1 | 2.2 | 5642 | 32112
Fire ¦ Fire Fighting ¦ Fire Extinguishers ¦ CO2 | 2 | Urgent | B | 1 | 2025 | 5 | 1 | 2.2 | 5643 | 1438
HVAC ¦ Heat Emitters - Local ¦ Gas Fired Natural and Fan Assisted Heaters | 1 | Medium | B | 8 | 2032 | 5 | 3 | 3.2 | 26002 | 20992
Electrical ¦ LV Distribution ¦ Distribution Board ¦ Sub | 1 | High | B | 1 | 2025 | 5 | 2 | 2.7 | 14787 | 4023
Electrical ¦ LV Distribution ¦ Distribution Board ¦ Sub | 1 | High | A | 19 | 2043 | 6 | 2 | 3 | 19562 | 31306
Electrical ¦ LV Distribution ¦ Distribution Board ¦ Main | 1 | High | B | 6 | 2030 | 5 | 2 | 2.7 | 14788 | 17630
HVAC ¦ Ventilation ¦ Air Handling Unit (AHU) ¦ Internal ¦ Central Heating & Cooling ¦ Electric & DX | 1 | Medium | B | 3 | 2027 | 5 | 3 | 3.2 | 26003 | 13567
Water ¦ Local Hot Water ¦ Package Electric Water Heaters - Non-Drinking Water | 1 | Medium | B | 6 | 2030 | 5 | 3 | 3.2 | 26004 | 18743
Fabric ¦ Superstructure ¦ Windows and External Doors ¦ External Doors ¦ Entrance Doors | 1 | High | B | 11 | 2035 | 5 | 2 | 2.7 | 14789 | 24481
Electrical ¦ LV Distribution ¦ Distribution Board ¦ Main | 1 | High | B | 1 | 2025 | 5 | 2 | 2.7 | 14790 | 4024
HVAC ¦ Fan ¦ Central Ventilation Systems ¦ Ventilating - General | 1 | Low | B | 1 | 2025 | 5 | 4 | 3.7 | 33156 | 12070
HVAC ¦ Fan ¦ Central Ventilation Systems ¦ Ventilating - General | 1 | Low | B | 5 | 2029 | 5 | 4 | 3.7 | 33157 | 15639
Fabric ¦ Superstructure ¦ Windows and External Doors ¦ External Doors ¦ Manual and Automatic Doors ¦ Emergency and Panic Escape Doors | 1 | Urgent | B | 15 | 2039 | 5 | 1 | 2.2 | 5644 | 27894
HVAC ¦ Fan ¦ Central Ventilation Systems ¦ Ventilating - General | 1 | Low | B | 1 | 2025 | 5 | 4 | 3.7 | 33158 | 12071
Electrical ¦ Lighting ¦ External ¦ General - LED | 2 | Medium | B | 11 | 2035 | 5 | 3 | 3.2 | 26005 | 25285
HVAC ¦ Fan ¦ Central Ventilation Systems ¦ Ventilating - General | 1 | Low | B | 1 | 2025 | 5 | 4 | 3.7 | 33159 | 12072
Electrical ¦ LV Distribution ¦ Distribution Board ¦ Sub | 1 | High | D | 1 | 2025 | 3 | 2 | 2.1 | 1183 | 810
HVAC ¦ Central Air Conditioning ¦ Air Conditioning ¦ Multi-Split Evaporator - Split Systems/Heat Pumps - Air-cooled with Direct Expansion Evaporator (DX) | 1 | Medium | B | 5 | 2029 | 5 | 3 | 3.2 | 26006 | 15191
Electrical ¦ LV Distribution ¦ Distribution Board ¦ Sub | 1 | High | B | 1 | 2025 | 5 | 2 | 2.7 | 14791 | 4025
HVAC ¦ Central Air Conditioning ¦ Air Conditioning ¦ Multi-Split Condenser - Split Systems/Heat Pumps - Air-cooled with Direct Expansion Evaporator (DX) | 1 | Medium | B | 1 | 2025 | 5 | 3 | 3.2 | 26007 | 8742
Electrical ¦ LV Distribution ¦ Distribution Board ¦ Main | 1 | High | B | 1 | 2025 | 5 | 2 | 2.7 | 14792 | 4026
HVAC ¦ Local and Special Ventilation ¦ Unit extract fans. | 1 | Medium | DX | 1 | 2025 | 1 | 3 | 2 | 887 | 597
Fire ¦ Fire Fighting ¦ Fire Extinguishers ¦ CO2 | 6 | Urgent | A | 10 | 2034 | 6 | 1 | 2.5 | 10907 | 22220
HVAC ¦ Local Air Conditioning ¦ Single-Split Condenser - Split Systems/Heat Pumps - Air-cooled with Direct Expansion Evaporator (DX) | 1 | Medium | B | 5 | 2029 | 5 | 3 | 3.2 | 26008 | 15192
Fabric ¦ Superstructure ¦ Windows and External Doors ¦ Roller Shutters ¦ Manual Roller Shutter | 1 | High | B | 9 | 2033 | 5 | 2 | 2.7 | 14793 | 21606
Fabric ¦ Superstructure ¦ Windows and External Doors ¦ External Doors ¦ Entrance Doors | 1 | High | B | 11 | 2035 | 5 | 2 | 2.7 | 14794 | 24482
HVAC ¦ Heat Emitters - Local ¦ Electric Heaters | 2 | Medium | C | 1 | 2025 | 4 | 3 | 2.9 | 18701 | 5598
Electrical ¦ LV Distribution ¦ Distribution Board ¦ Main | 1 | High | B | 15 | 2039 | 5 | 2 | 2.7 | 14795 | 28180
HVAC ¦ Local Air Conditioning ¦ Single-Split Evaporator - Split Systems/Heat Pumps - Air-cooled with Direct Expansion Evaporator (DX) | 1 | Medium | B | 1 | 2025 | 5 | 3 | 3.2 | 26009 | 8743
HVAC ¦ Local and Special Ventilation ¦ Unit extract fans. | 1 | Medium | B | 1 | 2025 | 5 | 3 | 3.2 | 26010 | 8744
HVAC ¦ Fan ¦ Central Heating ¦ Axial | 1 | High | B | 3 | 2027 | 5 | 2 | 2.7 | 14796 | 13369
HVAC ¦ Heat Emitters - Local ¦ Gas Fired Natural and Fan Assisted Heaters | 1 | Medium | C | 1 | 2025 | 4 | 3 | 2.9 | 18702 | 5599
Fabric ¦ Superstructure ¦ Internal Doors ¦ Roller Shutters ¦ Electric Roller Shutter | 1 | Medium | B | 13 | 2037 | 5 | 3 | 3.2 | 26011 | 27155
Water ¦ Local Hot Water ¦ Package Electric Water Heaters - Non-Drinking Water | 1 | Medium | B | 1 | 2025 | 5 | 3 | 3.2 | 26012 | 8745
Fabric ¦ Barriers and Guardrails ¦ Vehicle Crash Protection Barrier | 1 | V Low | B | 1 | 2025 | 5 | 4 | 3.7 | 33160 | 12073
Fabric ¦ Superstructure ¦ Windows and External Doors ¦ External Doors ¦ Entrance Doors | 1 | High | B | 10 | 2034 | 5 | 2 | 2.7 | 14797 | 22383
Electrical ¦ Lighting ¦ Internal ¦ General | 30 | Medium | B | 10 | 2034 | 5 | 3 | 3.2 | 26013 | 22862
Electrical ¦ Lighting ¦ Internal ¦ General ¦ LED Fittings & Luminaires | 103 | Medium | B | 16 | 2040 | 5 | 3 | 3.2 | 26014 | 29600
Electrical ¦ Lighting ¦ External ¦ General - LED | 2 | Medium | B | 5 | 2029 | 5 | 3 | 3.2 | 26015 | 15193
Electrical ¦ Lighting ¦ Internal ¦ General | 6 | Medium | B | 1 | 2025 | 5 | 3 | 3.2 | 26016 | 8746
Fire ¦ Fire Fighting ¦ Fire Extinguishers ¦ CO2 | 2 | Urgent | B | 7 | 2031 | 5 | 1 | 2.2 | 5645 | 19355
HVAC ¦ Central Heating (Internally Sourced) ¦ Boiler ¦ Electric Boilers | 1 | Medium | B | 1 | 2025 | 5 | 3 | 3.2 | 26017 | 8747
Fabric ¦ Superstructure ¦ Windows and External Doors ¦ External Doors ¦ Manual and Automatic Doors ¦ Emergency and Panic Escape Doors | 1 | Urgent | B | 11 | 2035 | 5 | 1 | 2.2 | 5646 | 23691
Water ¦ Local Hot Water ¦ Instantaneous Electric Water Heater - Non-Drinking Water | 1 | Medium | B | 11 | 2035 | 5 | 3 | 3.2 | 26018 | 25286
HVAC ¦ Fan ¦ Local and Special Ventilation ¦ Extract | 1 | Medium | B | 1 | 2025 | 5 | 3 | 3.2 | 26019 | 8748
Electrical ¦ Lighting ¦ Internal ¦ Emergency ¦ Self Contained ¦ Non LED | 3 | Urgent | B | 11 | 2035 | 5 | 1 | 2.2 | 5647 | 23692
HVAC ¦ Local Air Conditioning ¦ Single-Split Condenser - Split Systems/Heat Pumps - Air-cooled with Direct Expansion Evaporator (DX) | 1 | Medium | B | 7 | 2031 | 5 | 3 | 3.2 | 26020 | 19981
Electrical ¦ LV Distribution ¦ Distribution Board ¦ Sub | 1 | High | D | 7 | 2031 | 3 | 2 | 2.1 | 1184 | 19140
Fabric ¦ Superstructure ¦ Windows and External Doors ¦ Roller Shutters ¦ Manual Roller Shutter | 1 | High | B | 7 | 2031 | 5 | 2 | 2.7 | 14798 | 19637
Fabric ¦ Superstructure ¦ Windows and External Doors ¦ External Doors ¦ Entrance Doors | 1 | High | B | 11 | 2035 | 5 | 2 | 2.7 | 14799 | 24483
Fire ¦ Fire Fighting ¦ Fire Extinguishers ¦ CO2 | 1 | Urgent | B | 7 | 2031 | 5 | 1 | 2.2 | 5648 | 19356
HVAC ¦ Fan ¦ Central Ventilation Systems ¦ Ventilating - General | 1 | Low | B | 1 | 2025 | 5 | 4 | 3.7 | 33161 | 12074
Electrical ¦ LV Distribution ¦ Distribution Board ¦ Main | 1 | High | B | 17 | 2041 | 5 | 2 | 2.7 | 14800 | 30333
Electrical ¦ LV Distribution ¦ Distribution Board ¦ Main | 1 | High | B | 1 | 2025 | 5 | 2 | 2.7 | 14801 | 4027
Fabric ¦ Superstructure ¦ Windows and External Doors ¦ External Doors ¦ Manual and Automatic Doors ¦ Emergency and Panic Escape Doors | 1 | Urgent | B | 11 | 2035 | 5 | 1 | 2.2 | 5649 | 23693
Electrical ¦ Specialist Lighting ¦ Internal ¦ Illuminated Fire Exit Signage | 7 | Urgent | B | 16 | 2040 | 5 | 1 | 2.2 | 5650 | 28835
Electrical ¦ LV Distribution ¦ Distribution Board ¦ Sub | 1 | High | D | 1 | 2025 | 3 | 2 | 2.1 | 1185 | 811
HVAC ¦ Fan ¦ Central Heating ¦ Axial | 1 | High | B | 5 | 2029 | 5 | 2 | 2.7 | 14802 | 14668
Fire ¦ Fire Fighting ¦ Fire Extinguishers ¦ Foam | 6 | Urgent | B | 6 | 2030 | 5 | 1 | 2.2 | 5651 | 16511
Electrical ¦ Lighting ¦ Internal ¦ Emergency ¦ Self Contained ¦ LED | 10 | Urgent | A | 23 | 2047 | 6 | 1 | 2.5 | 10908 | 33170
HVAC ¦ Local Air Conditioning ¦ Single-Split Evaporator - Split Systems/Heat Pumps - Air-cooled with Direct Expansion Evaporator (DX) | 1 | Medium | B | 2 | 2026 | 5 | 3 | 3.2 | 26021 | 13114
Electrical ¦ Lighting ¦ Internal ¦ General ¦ LED Fittings & Luminaires | 6 | Medium | B | 15 | 2039 | 5 | 3 | 3.2 | 26022 | 28440
Electrical ¦ Lighting ¦ External ¦ General - LED | 1 | Medium | B | 11 | 2035 | 5 | 3 | 3.2 | 26023 | 25287
Fabric ¦ Superstructure ¦ Windows and External Doors ¦ External Doors ¦ Manual and Automatic Doors ¦ Emergency and Panic Escape Doors | 1 | Urgent | B | 16 | 2040 | 5 | 1 | 2.2 | 5652 | 28836
Fabric ¦ Barriers and Guardrails ¦ Vehicle Crash Protection Barrier | 1 | V Low | B | 1 | 2025 | 5 | 4 | 3.7 | 33162 | 12075
HVAC ¦ Heat Emitters - Local ¦ Electric Heaters | 1 | Medium | B | 1 | 2025 | 5 | 3 | 3.2 | 26024 | 8749
HVAC ¦ Heat Emitters - Local ¦ Electric Heaters | 1 | Medium | B | 1 | 2025 | 5 | 3 | 3.2 | 26025 | 8750
Fire ¦ Fire Fighting ¦ Fire Extinguishers ¦ CO2 | 3 | Urgent | B | 9 | 2033 | 5 | 1 | 2.2 | 5653 | 21356
Fire ¦ Fire Detection ¦ Fire Alarm Panel / Repeater | 1 | Urgent | B | 13 | 2037 | 5 | 1 | 2.2 | 5654 | 26860
Fabric ¦ Superstructure ¦ Internal Doors ¦ Roller Shutters ¦ Electric Roller Shutter | 1 | Medium | B | 1 | 2025 | 5 | 3 | 3.2 | 26026 | 8751
HVAC ¦ Fan ¦ Smoke Extract | 1 | Urgent | B | 5 | 2029 | 5 | 1 | 2.2 | 5655 | 14399
HVAC ¦ Fan ¦ Central Heating ¦ Axial | 1 | High | B | 2 | 2026 | 5 | 2 | 2.7 | 14803 | 12910
Fabric ¦ Superstructure ¦ Windows and External Doors ¦ External Doors ¦ Entrance Doors | 1 | High | B | 21 | 2045 | 5 | 2 | 2.7 | 14804 | 32652
Electrical ¦ Lighting ¦ Internal ¦ Emergency ¦ Self Contained ¦ LED | 2 | Urgent | B | 21 | 2045 | 5 | 1 | 2.2 | 5656 | 32113
Fire ¦ Fire Fighting ¦ Fire Extinguishers ¦ CO2 | 1 | Urgent | B | 9 | 2033 | 5 | 1 | 2.2 | 5657 | 21357
Electrical ¦ Lighting ¦ Internal ¦ Emergency ¦ Self Contained ¦ LED | 10 | Urgent | B | 15 | 2039 | 5 | 1 | 2.2 | 5658 | 27895
HVAC ¦ Heat Emitters - Local ¦ Electric Heaters | 2 | Medium | B | 1 | 2025 | 5 | 3 | 3.2 | 26027 | 8752
Transport ¦ Lifts ¦ Passenger Lift electric ¦ Electric | 1 | Medium | B | 7 | 2031 | 5 | 3 | 3.2 | 26028 | 19982
Fabric ¦ Barriers and Guardrails ¦ Vehicle Crash Protection Barrier | 1 | V Low | B | 1 | 2025 | 5 | 4 | 3.7 | 33163 | 12076
Controls ¦ Multi-System Controls ¦ Instrument Control Panel | 1 | Medium | B | 15 | 2039 | 5 | 3 | 3.2 | 26029 | 28441
Electrical ¦ Specialist Lighting ¦ Internal ¦ Illuminated Fire Exit Signage | 1 | Urgent | C | 12 | 2036 | 4 | 1 | 1.9 | 673 | 25919
Electrical ¦ LV Distribution ¦ Distribution Board ¦ Sub | 1 | High | B | 15 | 2039 | 5 | 2 | 2.7 | 14805 | 28181
Fabric ¦ Superstructure ¦ Windows and External Doors ¦ External Doors ¦ Manual and Automatic Doors ¦ High Security Door | 1 | High | B | 11 | 2035 | 5 | 2 | 2.7 | 14806 | 24484
Fabric ¦ Superstructure ¦ Windows and External Doors ¦ Roller Shutters ¦ Electric Roller Shutter | 1 | High | B | 13 | 2037 | 5 | 2 | 2.7 | 14807 | 26983
Security ¦ Access ¦ Access Control ¦ Door ¦ Local Lock / Keypad / Manual | 1 | Medium | A | 13 | 2037 | 6 | 3 | 3.5 | 32544 | 27292
Electrical ¦ Lighting ¦ Internal ¦ Emergency ¦ Self Contained ¦ Non LED | 6 | Urgent | B | 5 | 2029 | 5 | 1 | 2.2 | 5659 | 14400
HVAC ¦ Central Air Conditioning ¦ Air Conditioning ¦ Multi-Split Evaporator - Split Systems/Heat Pumps - Air-cooled with Direct Expansion Evaporator (DX) | 1 | Medium | B | 2 | 2026 | 5 | 3 | 3.2 | 26030 | 13115
HVAC ¦ Local and Special Ventilation ¦ Unit extract fans. | 1 | Medium | B | 3 | 2027 | 5 | 3 | 3.2 | 26031 | 13568
Controls ¦ Building Management System (BMS) ¦ BMS Control Panel | 1 | High | B | 4 | 2028 | 5 | 2 | 2.7 | 14808 | 13962
HVAC ¦ Fan ¦ Central Ventilation Systems ¦ Ventilating - General | 1 | Low | B | 1 | 2025 | 5 | 4 | 3.7 | 33164 | 12077
Fire ¦ Fire Fighting ¦ Fire Extinguishers ¦ Foam | 6 | Urgent | B | 8 | 2032 | 5 | 1 | 2.2 | 5660 | 20444
Fire ¦ Fire Fighting ¦ Fire Extinguishers ¦ CO2 | 1 | Urgent | B | 7 | 2031 | 5 | 1 | 2.2 | 5661 | 19357
Fabric ¦ Superstructure ¦ Windows and External Doors ¦ External Doors ¦ Manual and Automatic Doors ¦ Emergency and Panic Escape Doors | 1 | Urgent | B | 11 | 2035 | 5 | 1 | 2.2 | 5662 | 23694
Electrical ¦ Lighting ¦ External ¦ General - Non-LED | 3 | Medium | B | 3 | 2027 | 5 | 3 | 3.2 | 26032 | 13569
Electrical ¦ Lighting ¦ Internal ¦ Emergency ¦ Self Contained ¦ LED | 16 | Urgent | B | 21 | 2045 | 5 | 1 | 2.2 | 5663 | 32114
HVAC ¦ Fan ¦ Local and Special Ventilation ¦ Kitchen Vent ¦ Extract | 1 | Low | B | 5 | 2029 | 5 | 4 | 3.7 | 33165 | 15640
Fabric ¦ Barriers and Guardrails ¦ Vehicle Crash Protection Barrier | 1 | V Low | B | 1 | 2025 | 5 | 4 | 3.7 | 33166 | 12078
HVAC ¦ Fan ¦ Local and Special Ventilation ¦ Centrifugal | 1 | Medium | B | 1 | 2025 | 5 | 3 | 3.2 | 26033 | 8753
Electrical ¦ Lighting ¦ Internal ¦ General ¦ LED Fittings & Luminaires | 5 | Medium | B | 10 | 2034 | 5 | 3 | 3.2 | 26034 | 22863
Electrical ¦ Lighting ¦ External ¦ General - Non-LED | 2 | Medium | B | 1 | 2025 | 5 | 3 | 3.2 | 26035 | 8754
Fire ¦ Fire Fighting ¦ Fire Extinguishers ¦ Dry Chemical | 1 | Urgent | B | 9 | 2033 | 5 | 1 | 2.2 | 5664 | 21358
HVAC ¦ Local and Special Ventilation ¦ Unit extract fans. | 1 | Medium | B | 1 | 2025 | 5 | 3 | 3.2 | 26036 | 8755
Fabric ¦ Superstructure ¦ Windows and External Doors ¦ External Doors ¦ Manual and Automatic Doors ¦ Emergency and Panic Escape Doors | 1 | Urgent | B | 10 | 2034 | 5 | 1 | 2.2 | 5665 | 22068
HVAC ¦ Fan ¦ Local and Special Ventilation ¦ Centrifugal | 1 | Medium | B | 1 | 2025 | 5 | 3 | 3.2 | 26037 | 8756
Controls ¦ Multi-System Controls ¦ Multi-Input Controllers | 1 | Medium | A | 8 | 2032 | 6 | 3 | 3.5 | 32545 | 21172
Electrical ¦ Lighting ¦ Internal ¦ General ¦ LED Fittings & Luminaires | 76 | Medium | B | 10 | 2034 | 5 | 3 | 3.2 | 26038 | 22864
Fire ¦ Fire Fighting ¦ Fire Extinguishers ¦ Foam | 1 | Urgent | B | 9 | 2033 | 5 | 1 | 2.2 | 5666 | 21359
Fire ¦ Fire Fighting ¦ Fire Extinguishers ¦ Foam | 3 | Urgent | B | 5 | 2029 | 5 | 1 | 2.2 | 5667 | 14401
HVAC ¦ Central Heating (Internally Sourced) ¦ Boiler ¦ Atmospheric Gas Burner Boiler - Small and/or Wall Hung for Domestic Installation | 1 | Medium | B | 1 | 2025 | 5 | 3 | 3.2 | 26039 | 8757
Electrical ¦ Lighting ¦ Internal ¦ General ¦ LED Fittings & Luminaires | 20 | Medium | B | 16 | 2040 | 5 | 3 | 3.2 | 26040 | 29601
Electrical ¦ LV Distribution ¦ Distribution Board ¦ Main | 1 | High | B | 1 | 2025 | 5 | 2 | 2.7 | 14809 | 4028
Electrical ¦ Lighting ¦ Internal ¦ General | 12 | Medium | B | 6 | 2030 | 5 | 3 | 3.2 | 26041 | 18744
Fire ¦ Fire Fighting ¦ Fire Extinguishers ¦ Foam | 2 | Urgent | B | 7 | 2031 | 5 | 1 | 2.2 | 5668 | 19358
HVAC ¦ Ventilation ¦ Air Handling Unit (AHU) ¦ Internal ¦ Central Heating & Cooling ¦ Electric & DX | 1 | Medium | B | 1 | 2025 | 5 | 3 | 3.2 | 26042 | 8758
HVAC ¦ Fan ¦ Local and Special Ventilation ¦ Fans Window or Wall Mounted | 1 | Medium | C | 11 | 2035 | 4 | 3 | 2.9 | 18703 | 24872
Electrical ¦ Specialist Lighting ¦ Internal ¦ Illuminated Fire Exit Signage | 7 | Urgent | B | 16 | 2040 | 5 | 1 | 2.2 | 5669 | 28837
Electrical ¦ Lighting ¦ Internal ¦ General | 3 | Medium | B | 2 | 2026 | 5 | 3 | 3.2 | 26043 | 13116
HVAC ¦ Central Heating (Internally Sourced) ¦ Boiler ¦ Atmospheric Gas Burner - Condensing Boiler | 1 | High | B | 19 | 2043 | 5 | 2 | 2.7 | 14810 | 31203
Electrical ¦ LV Distribution ¦ Distribution Board ¦ Sub | 1 | High | B | 1 | 2025 | 5 | 2 | 2.7 | 14811 | 4029
Water ¦ Local Hot Water ¦ Package Electric Water Heaters - Non-Drinking Water | 1 | Medium | B | 8 | 2032 | 5 | 3 | 3.2 | 26044 | 20993
Electrical ¦ LV Distribution ¦ Distribution Board ¦ Sub | 1 | High | B | 16 | 2040 | 5 | 2 | 2.7 | 14812 | 29190
Fabric ¦ Superstructure ¦ Windows and External Doors ¦ External Doors ¦ Manual and Automatic Doors ¦ Emergency and Panic Escape Doors | 1 | Urgent | B | 25 | 2049 | 5 | 1 | 2.2 | 5670 | 33305
HVAC ¦ Heat Emitters - Local ¦ Gas Fired Radiant Heaters | 1 | Medium | B | 1 | 2025 | 5 | 3 | 3.2 | 26045 | 8759
Fabric ¦ Superstructure ¦ Windows and External Doors ¦ Roller Shutters ¦ Manual Roller Shutter | 1 | High | B | 15 | 2039 | 5 | 2 | 2.7 | 14813 | 28182
Fabric ¦ Superstructure ¦ Windows and External Doors ¦ Roller Shutters ¦ Manual Roller Shutter | 1 | High | B | 1 | 2025 | 5 | 2 | 2.7 | 14814 | 4030
Electrical ¦ Specialist Lighting ¦ Internal ¦ Illuminated Fire Exit Signage | 4 | Urgent | B | 16 | 2040 | 5 | 1 | 2.2 | 5671 | 28838
HVAC ¦ Heat Emitters - Local ¦ Electric Heaters | 3 | Medium | B | 1 | 2025 | 5 | 3 | 3.2 | 26046 | 8760
HVAC ¦ Heat Emitters - Central ¦ Radiators ¦ Steel | 9 | Medium | B | 1 | 2025 | 5 | 3 | 3.2 | 26047 | 8761
Electrical ¦ Lighting ¦ Internal ¦ General | 44 | Medium | B | 1 | 2025 | 5 | 3 | 3.2 | 26048 | 8762
Electrical ¦ Specialist Lighting ¦ Internal ¦ Illuminated Fire Exit Signage | 1 | Urgent | B | 10 | 2034 | 5 | 1 | 2.2 | 5672 | 22069
Electrical ¦ Lighting ¦ Internal ¦ General ¦ LED Fittings & Luminaires | 31 | Medium | B | 16 | 2040 | 5 | 3 | 3.2 | 26049 | 29602
Fire ¦ Fire Fighting ¦ Fire Blanket | 1 | Urgent | B | 7 | 2031 | 5 | 1 | 2.2 | 5673 | 19359
Fabric ¦ Superstructure ¦ Internal Doors ¦ Roller Shutters ¦ Internal Manual Roller Shutter | 1 | Medium | CX | 1 | 2025 | 2 | 3 | 2.3 | 10204 | 2145
Electrical ¦ LV Distribution ¦ Distribution Board ¦ Sub | 1 | High | B | 18 | 2042 | 5 | 2 | 2.7 | 14815 | 30833
Fabric ¦ Superstructure ¦ Windows and External Doors ¦ External Doors ¦ Entrance Doors | 1 | High | B | 21 | 2045 | 5 | 2 | 2.7 | 14816 | 32653
Fabric ¦ Superstructure ¦ Windows and External Doors ¦ External Doors ¦ Entrance Doors | 1 | High | B | 25 | 2049 | 5 | 2 | 2.7 | 14817 | 33401
Electrical ¦ Lighting ¦ Internal ¦ General ¦ LED Fittings & Luminaires | 5 | Medium | B | 10 | 2034 | 5 | 3 | 3.2 | 26050 | 22865
HVAC ¦ Local Air Conditioning ¦ Single-Split Evaporator - Split Systems/Heat Pumps - Air-cooled with Direct Expansion Evaporator (DX) | 1 | Medium | B | 8 | 2032 | 5 | 3 | 3.2 | 26051 | 20994
Fabric ¦ Superstructure ¦ Windows and External Doors ¦ External Doors ¦ Entrance Doors | 1 | High | B | 29 | 2053 | 5 | 2 | 2.7 | 14818 | 33655
HVAC ¦ Heat Emitters - Local ¦ Electric Heaters | 2 | Medium | B | 1 | 2025 | 5 | 3 | 3.2 | 26052 | 8763
HVAC ¦ Heat Emitters - Central ¦ Radiators ¦ Steel | 1 | Medium | B | 1 | 2025 | 5 | 3 | 3.2 | 26053 | 8764
Fabric ¦ Superstructure ¦ Windows and External Doors ¦ External Doors ¦ Manual and Automatic Doors ¦ Emergency and Panic Escape Doors | 1 | Urgent | B | 21 | 2045 | 5 | 1 | 2.2 | 5674 | 32115
Fabric ¦ Superstructure ¦ Windows and External Doors ¦ Roller Shutters ¦ Manual Roller Shutter | 1 | High | B | 1 | 2025 | 5 | 2 | 2.7 | 14819 | 4031
Electrical ¦ Lighting ¦ Internal ¦ General ¦ LED Fittings & Luminaires | 22 | Medium | B | 16 | 2040 | 5 | 3 | 3.2 | 26054 | 29603
Electrical ¦ Lighting ¦ Internal ¦ Emergency ¦ Self Contained ¦ LED | 6 | Urgent | B | 21 | 2045 | 5 | 1 | 2.2 | 5675 | 32116
Electrical ¦ Specialist Lighting ¦ Internal ¦ Illuminated Fire Exit Signage | 5 | Urgent | B | 10 | 2034 | 5 | 1 | 2.2 | 5676 | 22070
Electrical ¦ Lighting ¦ External ¦ General - Non-LED | 2 | Medium | B | 1 | 2025 | 5 | 3 | 3.2 | 26055 | 8765
HVAC ¦ Fan ¦ Local and Special Ventilation ¦ Ventilating - General | 1 | Medium | B | 1 | 2025 | 5 | 3 | 3.2 | 26056 | 8766
Fire ¦ Fire Fighting ¦ Fire Extinguishers ¦ Foam | 3 | Urgent | B | 6 | 2030 | 5 | 1 | 2.2 | 5677 | 16512
Electrical ¦ Lighting ¦ Internal ¦ Emergency ¦ Self Contained ¦ Non LED | 2 | Urgent | B | 1 | 2025 | 5 | 1 | 2.2 | 5678 | 1439
Fire ¦ Fire Fighting ¦ Fire Extinguishers ¦ CO2 | 1 | Urgent | B | 5 | 2029 | 5 | 1 | 2.2 | 5679 | 14402
Fabric ¦ Superstructure ¦ Windows and External Doors ¦ Roller Shutters ¦ Manual Roller Shutter | 1 | High | B | 11 | 2035 | 5 | 2 | 2.7 | 14820 | 24485
Electrical ¦ Specialist Lighting ¦ Internal ¦ Illuminated Fire Exit Signage | 2 | Urgent | B | 16 | 2040 | 5 | 1 | 2.2 | 5680 | 28839
Fire ¦ Fire Fighting ¦ Fire Extinguishers ¦ Foam | 1 | Urgent | B | 8 | 2032 | 5 | 1 | 2.2 | 5681 | 20445
Fire ¦ Fire Fighting ¦ Fire Extinguishers ¦ CO2 | 2 | Urgent | B | 3 | 2027 | 5 | 1 | 2.2 | 5682 | 13293
Water ¦ Local Hot Water ¦ Package Electric Water Heaters - Non-Drinking Water | 1 | Medium | B | 1 | 2025 | 5 | 3 | 3.2 | 26057 | 8767
Fabric ¦ Superstructure ¦ Windows and External Doors ¦ External Doors ¦ Manual and Automatic Doors ¦ Emergency and Panic Escape Doors | 1 | Urgent | CX | 11 | 2035 | 2 | 1 | 1.3 | 343 | 23238
Electrical ¦ Lighting ¦ Internal ¦ Emergency ¦ Self Contained ¦ LED | 17 | Urgent | B | 21 | 2045 | 5 | 1 | 2.2 | 5683 | 32117
Electrical ¦ LV Distribution ¦ Distribution Board ¦ Main | 1 | High | B | 1 | 2025 | 5 | 2 | 2.7 | 14821 | 4032
Fire ¦ Fire Fighting ¦ Fire Extinguishers ¦ CO2 | 2 | Urgent | B | 6 | 2030 | 5 | 1 | 2.2 | 5684 | 16513
HVAC ¦ Local and Special Ventilation ¦ Unit extract fans. | 1 | Medium | B | 5 | 2029 | 5 | 3 | 3.2 | 26058 | 15194
Electrical ¦ Lighting ¦ Internal ¦ Emergency ¦ Self Contained ¦ Non LED | 2 | Urgent | B | 8 | 2032 | 5 | 1 | 2.2 | 5685 | 20446
Fabric ¦ Superstructure ¦ Internal Doors ¦ Roller Shutters ¦ Electric Roller Shutter | 1 | Medium | B | 15 | 2039 | 5 | 3 | 3.2 | 26059 | 28442
Fabric ¦ Superstructure ¦ Windows and External Doors ¦ Roller Shutters ¦ Manual Roller Shutter | 1 | High | B | 1 | 2025 | 5 | 2 | 2.7 | 14822 | 4033
HVAC ¦ Fan ¦ Local and Special Ventilation ¦ Extract | 1 | Medium | B | 5 | 2029 | 5 | 3 | 3.2 | 26060 | 15195
Electrical ¦ LV Distribution ¦ Distribution Board ¦ Sub | 1 | High | B | 15 | 2039 | 5 | 2 | 2.7 | 14823 | 28183
Fabric ¦ Superstructure ¦ Windows and External Doors ¦ Roller Shutters ¦ Manual Roller Shutter | 1 | High | B | 1 | 2025 | 5 | 2 | 2.7 | 14824 | 4034
HVAC ¦ Fan ¦ Local and Special Ventilation ¦ Extract | 1 | Medium | B | 7 | 2031 | 5 | 3 | 3.2 | 26061 | 19983
HVAC ¦ Heat Emitters - Local ¦ Electric Heaters | 4 | Medium | D | 1 | 2025 | 3 | 3 | 2.6 | 11144 | 2648
Fabric ¦ Superstructure ¦ Windows and External Doors ¦ Roller Shutters ¦ Manual Roller Shutter | 1 | High | CX | 1 | 2025 | 2 | 2 | 1.8 | 521 | 418
HVAC ¦ Local Air Conditioning ¦ Single-Split Evaporator - Split Systems/Heat Pumps - Air-cooled with Direct Expansion Evaporator (DX) | 1 | Medium | B | 7 | 2031 | 5 | 3 | 3.2 | 26062 | 19984
Electrical ¦ LV Distribution ¦ Distribution Board ¦ Main | 1 | High | B | 9 | 2033 | 5 | 2 | 2.7 | 14825 | 21607
Fabric ¦ Superstructure ¦ Windows and External Doors ¦ Roller Shutters ¦ Electric Roller Shutter | 1 | High | B | 16 | 2040 | 5 | 2 | 2.7 | 14826 | 29191
HVAC ¦ Fan ¦ Local and Special Ventilation ¦ Extract | 1 | Medium | B | 7 | 2031 | 5 | 3 | 3.2 | 26063 | 19985
Fire ¦ Fire Detection ¦ Fire Alarm System | 1 | Urgent | B | 11 | 2035 | 5 | 1 | 2.2 | 5686 | 23695
Security ¦ Access ¦ Access Control ¦ Door ¦ Local Lock / Keypad / Manual | 1 | Medium | B | 10 | 2034 | 5 | 3 | 3.2 | 26064 | 22866
Fabric ¦ Superstructure ¦ Windows and External Doors ¦ Roller Shutters ¦ Manual Roller Shutter | 1 | High | B | 1 | 2025 | 5 | 2 | 2.7 | 14827 | 4035
HVAC ¦ Heat Emitters - Local ¦ Gas Fired Unit Heaters | 1 | Medium | B | 6 | 2030 | 5 | 3 | 3.2 | 26065 | 18745
Water ¦ Local Hot Water ¦ Package Electric Water Heaters - Non-Drinking Water | 1 | Medium | B | 8 | 2032 | 5 | 3 | 3.2 | 26066 | 20995
Fabric ¦ Superstructure ¦ Internal Doors ¦ Roller Shutters ¦ Electric Roller Shutter | 1 | Medium | B | 19 | 2043 | 5 | 3 | 3.2 | 26067 | 31361
Fabric ¦ Superstructure ¦ Windows and External Doors ¦ External Doors ¦ Manual and Automatic Doors ¦ Emergency and Panic Escape Doors | 1 | Urgent | B | 11 | 2035 | 5 | 1 | 2.2 | 5687 | 23696
Fire ¦ Fire Fighting ¦ Fire Extinguishers ¦ Foam | 2 | Urgent | B | 6 | 2030 | 5 | 1 | 2.2 | 5688 | 16514
Fabric ¦ Superstructure ¦ Windows and External Doors ¦ Roller Shutters ¦ Manual Roller Shutter | 1 | High | A | 23 | 2047 | 6 | 2 | 3 | 19563 | 33225
HVAC ¦ Fan ¦ Local and Special Ventilation ¦ Axial | 1 | Medium | B | 1 | 2025 | 5 | 3 | 3.2 | 26068 | 8768
Fabric ¦ Superstructure ¦ Windows and External Doors ¦ Roller Shutters ¦ Electric Roller Shutter | 1 | High | B | 1 | 2025 | 5 | 2 | 2.7 | 14828 | 4036
Fabric ¦ Superstructure ¦ Windows and External Doors ¦ Roller Shutters ¦ Electric Roller Shutter | 1 | High | B | 11 | 2035 | 5 | 2 | 2.7 | 14829 | 24486
Fire ¦ Fire Fighting ¦ Fire Extinguishers ¦ CO2 | 9 | Urgent | B | 9 | 2033 | 5 | 1 | 2.2 | 5689 | 21360
HVAC ¦ Heat Emitters - Local ¦ Gas Radiant Tube Heaters | 1 | Medium | B | 1 | 2025 | 5 | 3 | 3.2 | 26069 | 8769
Fabric ¦ Superstructure ¦ Windows and External Doors ¦ External Doors ¦ Manual and Automatic Doors ¦ Emergency and Panic Escape Doors | 1 | Urgent | B | 25 | 2049 | 5 | 1 | 2.2 | 5690 | 33306
Fire ¦ Fire Fighting ¦ Fire Extinguishers ¦ Foam | 4 | Urgent | B | 9 | 2033 | 5 | 1 | 2.2 | 5691 | 21361
Electrical ¦ Lighting ¦ Internal ¦ General | 30 | Medium | B | 6 | 2030 | 5 | 3 | 3.2 | 26070 | 18746
HVAC ¦ Central Air Conditioning ¦ Air Conditioning ¦ Multi-Split Evaporator - Split Systems/Heat Pumps - Air-cooled with Direct Expansion Evaporator (DX) | 1 | Medium | B | 8 | 2032 | 5 | 3 | 3.2 | 26071 | 20996
HVAC ¦ Fan ¦ Local and Special Ventilation ¦ Fans Window or Wall Mounted | 1 | Medium | B | 8 | 2032 | 5 | 3 | 3.2 | 26072 | 20997
HVAC ¦ Fan ¦ Local and Special Ventilation ¦ Ventilating - General | 1 | Medium | B | 1 | 2025 | 5 | 3 | 3.2 | 26073 | 8770
HVAC ¦ Fan ¦ Local and Special Ventilation ¦ Centrifugal | 1 | Medium | B | 1 | 2025 | 5 | 3 | 3.2 | 26074 | 8771
HVAC ¦ Fan ¦ Local and Special Ventilation ¦ Axial | 1 | Medium | B | 8 | 2032 | 5 | 3 | 3.2 | 26075 | 20998
HVAC ¦ Fan ¦ Local and Special Ventilation ¦ Axial | 1 | Medium | B | 1 | 2025 | 5 | 3 | 3.2 | 26076 | 8772
Fabric ¦ Superstructure ¦ Windows and External Doors ¦ External Doors ¦ Entrance Doors | 1 | High | B | 11 | 2035 | 5 | 2 | 2.7 | 14830 | 24487
Fire ¦ Fire Detection ¦ Fire Alarm Panel / Repeater | 1 | Urgent | B | 10 | 2034 | 5 | 1 | 2.2 | 5692 | 22071
Fabric ¦ Superstructure ¦ Windows and External Doors ¦ Roller Shutters ¦ Electric Roller Shutter | 1 | High | B | 15 | 2039 | 5 | 2 | 2.7 | 14831 | 28184
Electrical ¦ Lighting ¦ Internal ¦ Emergency ¦ Self Contained ¦ LED | 2 | Urgent | B | 18 | 2042 | 5 | 1 | 2.2 | 5693 | 30661
Electrical ¦ Lighting ¦ Internal ¦ Emergency ¦ Self Contained ¦ LED | 4 | Urgent | B | 11 | 2035 | 5 | 1 | 2.2 | 5694 | 23697
Fire ¦ Fire Fighting ¦ Fire Extinguishers ¦ Powder | 1 | Urgent | B | 9 | 2033 | 5 | 1 | 2.2 | 5695 | 21362
Fire ¦ Fire Fighting ¦ Fire Extinguishers ¦ CO2 | 1 | Urgent | B | 4 | 2028 | 5 | 1 | 2.2 | 5696 | 13832
Fire ¦ Fire Fighting ¦ Fire Extinguishers ¦ Foam | 3 | Urgent | B | 2 | 2026 | 5 | 1 | 2.2 | 5697 | 12622
Security ¦ Access ¦ Access Control ¦ Door ¦ Local Lock / Keypad / Manual | 2 | Medium | B | 1 | 2025 | 5 | 3 | 3.2 | 26077 | 8773
Electrical ¦ Lighting ¦ Internal ¦ General ¦ LED Fittings & Luminaires | 11 | Medium | B | 12 | 2036 | 5 | 3 | 3.2 | 26078 | 26567
HVAC ¦ Heat Emitters - Local ¦ Electric Heaters | 1 | Medium | B | 1 | 2025 | 5 | 3 | 3.2 | 26079 | 8774
Fire ¦ Fire Fighting ¦ Fire Extinguishers ¦ CO2 | 5 | Urgent | B | 8 | 2032 | 5 | 1 | 2.2 | 5698 | 20447
Fire ¦ Fire Fighting ¦ Fire Extinguishers ¦ CO2 | 2 | Urgent | B | 2 | 2026 | 5 | 1 | 2.2 | 5699 | 12623
Electrical ¦ Lighting ¦ External ¦ General - LED | 1 | Medium | B | 8 | 2032 | 5 | 3 | 3.2 | 26080 | 20999
Fire ¦ Fire Fighting ¦ Fire Extinguishers ¦ Foam | 4 | Urgent | B | 6 | 2030 | 5 | 1 | 2.2 | 5700 | 16515
Fabric ¦ Superstructure ¦ Internal Doors ¦ Roller Shutters ¦ Electric Roller Shutter | 1 | Medium | B | 11 | 2035 | 5 | 3 | 3.2 | 26081 | 25288
Electrical ¦ Lighting ¦ Internal ¦ General ¦ LED Fittings & Luminaires | 39 | Medium | B | 13 | 2037 | 5 | 3 | 3.2 | 26082 | 27156
Electrical ¦ Specialist Lighting ¦ Internal ¦ Illuminated Fire Exit Signage | 8 | Urgent | B | 6 | 2030 | 5 | 1 | 2.2 | 5701 | 16516
Fabric ¦ Superstructure ¦ Windows and External Doors ¦ External Doors ¦ Entrance Doors | 1 | High | B | 21 | 2045 | 5 | 2 | 2.7 | 14832 | 32654
Electrical ¦ Lighting ¦ Internal ¦ Emergency ¦ Self Contained ¦ LED | 13 | Urgent | B | 21 | 2045 | 5 | 1 | 2.2 | 5702 | 32118
Electrical ¦ Lighting ¦ Internal ¦ General | 53 | Medium | B | 1 | 2025 | 5 | 3 | 3.2 | 26083 | 8775
HVAC ¦ Heat Emitters - Central ¦ Radiators ¦ Steel | 3 | Medium | B | 6 | 2030 | 5 | 3 | 3.2 | 26084 | 18747
Fire ¦ Fire Fighting ¦ Fire Extinguishers ¦ Powder | 3 | Urgent | B | 6 | 2030 | 5 | 1 | 2.2 | 5703 | 16517
Electrical ¦ Lighting ¦ Internal ¦ Emergency ¦ Self Contained ¦ LED | 2 | Urgent | B | 13 | 2037 | 5 | 1 | 2.2 | 5704 | 26861
Electrical ¦ Specialist Lighting ¦ Internal ¦ Illuminated Fire Exit Signage | 3 | Urgent | C | 12 | 2036 | 4 | 1 | 1.9 | 674 | 25920
Electrical ¦ Lighting ¦ External ¦ General - Non-LED | 7 | Medium | C | 1 | 2025 | 4 | 3 | 2.9 | 18704 | 5600
Fire ¦ Fire Fighting ¦ Fire Extinguishers ¦ CO2 | 2 | Urgent | B | 2 | 2026 | 5 | 1 | 2.2 | 5705 | 12624
Fabric ¦ Superstructure ¦ Windows and External Doors ¦ External Doors ¦ Manual and Automatic Doors ¦ Emergency and Panic Escape Doors | 1 | Urgent | B | 6 | 2030 | 5 | 1 | 2.2 | 5706 | 16518
Fabric ¦ Superstructure ¦ Windows and External Doors ¦ External Doors ¦ Manual and Automatic Doors ¦ Emergency and Panic Escape Doors | 1 | Urgent | B | 11 | 2035 | 5 | 1 | 2.2 | 5707 | 23698
Fire ¦ Fire Fighting ¦ Fire Extinguishers ¦ CO2 | 2 | Urgent | B | 6 | 2030 | 5 | 1 | 2.2 | 5708 | 16519
Electrical ¦ Lighting ¦ External ¦ General - LED | 2 | Medium | B | 10 | 2034 | 5 | 3 | 3.2 | 26085 | 22867
HVAC ¦ Central Air Conditioning ¦ Air Conditioning ¦ Multi-Split Evaporator - Split Systems/Heat Pumps - Air-cooled with Direct Expansion Evaporator (DX) | 1 | Medium | B | 8 | 2032 | 5 | 3 | 3.2 | 26086 | 21000
HVAC ¦ Fan ¦ Central Heating & Cooling ¦ Bifurcated | 1 | Medium | B | 1 | 2025 | 5 | 3 | 3.2 | 26087 | 8776
Water ¦ Local Hot Water ¦ Instantaneous Electric Water Heater - Non-Drinking Water | 1 | Medium | B | 1 | 2025 | 5 | 3 | 3.2 | 26088 | 8777
HVAC ¦ Fan ¦ Local and Special Ventilation ¦ Kitchen Vent ¦ Extract | 1 | Low | B | 11 | 2035 | 5 | 4 | 3.7 | 33167 | 25725
Electrical ¦ Lighting ¦ Internal ¦ General ¦ LED Fittings & Luminaires | 2 | Medium | B | 18 | 2042 | 5 | 3 | 3.2 | 26089 | 30961
HVAC ¦ Heat Emitters - Local ¦ Electric Heaters | 2 | Medium | B | 1 | 2025 | 5 | 3 | 3.2 | 26090 | 8778
HVAC ¦ Local Air Conditioning ¦ Single-Split Condenser - Split Systems/Heat Pumps - Air-cooled with Direct Expansion Evaporator (DX) | 1 | Medium | B | 1 | 2025 | 5 | 3 | 3.2 | 26091 | 8779
Transport ¦ Lifts ¦ Passenger Lift electric ¦ Electric | 1 | Medium | C | 2 | 2026 | 4 | 3 | 2.9 | 18705 | 12978
Fire ¦ Fire Fighting ¦ Fire Extinguishers ¦ Foam | 7 | Urgent | B | 5 | 2029 | 5 | 1 | 2.2 | 5709 | 14403
HVAC ¦ Local Air Conditioning ¦ Single-Split Evaporator - Split Systems/Heat Pumps - Air-cooled with Direct Expansion Evaporator (DX) | 1 | Medium | B | 5 | 2029 | 5 | 3 | 3.2 | 26092 | 15196
Water ¦ Local Hot Water ¦ Instantaneous Electric Water Heater - Non-Drinking Water | 1 | Medium | B | 1 | 2025 | 5 | 3 | 3.2 | 26093 | 8780
Fabric ¦ Superstructure ¦ Windows and External Doors ¦ External Doors ¦ Manual and Automatic Doors ¦ Emergency and Panic Escape Doors | 1 | Urgent | B | 12 | 2036 | 5 | 1 | 2.2 | 5710 | 26033
Fire ¦ Fire Detection ¦ Fire Alarm Panel / Repeater | 1 | Urgent | B | 7 | 2031 | 5 | 1 | 2.2 | 5711 | 19360
Fabric ¦ Superstructure ¦ Internal Doors ¦ Roller Shutters ¦ Electric Roller Shutter | 1 | Medium | B | 11 | 2035 | 5 | 3 | 3.2 | 26094 | 25289
Fire ¦ Fire Fighting ¦ Fire Extinguishers ¦ Foam | 2 | Urgent | B | 1 | 2025 | 5 | 1 | 2.2 | 5712 | 1440
Fire ¦ Fire Fighting ¦ Fire Extinguishers ¦ CO2 | 2 | Urgent | B | 6 | 2030 | 5 | 1 | 2.2 | 5713 | 16520
HVAC ¦ Central Heating (Internally Sourced) ¦ Burner ¦ Forced draft gas burner | 1 | Medium | B | 1 | 2025 | 5 | 3 | 3.2 | 26095 | 8781
HVAC ¦ Heat Emitters - Local ¦ Electric Overdoor Air Curtain/Heater | 1 | Medium | B | 1 | 2025 | 5 | 3 | 3.2 | 26096 | 8782
Electrical ¦ Lighting ¦ Internal ¦ General ¦ LED Fittings & Luminaires | 21 | Medium | B | 12 | 2036 | 5 | 3 | 3.2 | 26097 | 26568
Electrical ¦ Lighting ¦ Internal ¦ Emergency ¦ Self Contained ¦ LED | 20 | Urgent | B | 17 | 2041 | 5 | 1 | 2.2 | 5714 | 30127
Electrical ¦ LV Distribution ¦ Distribution Board ¦ Main | 1 | High | B | 1 | 2025 | 5 | 2 | 2.7 | 14833 | 4037
HVAC ¦ Ventilation ¦ Air Handling Unit (AHU) ¦ Internal ¦ Central Heating (Internally Sourced) ¦ Gas Fired | 1 | Medium | B | 1 | 2025 | 5 | 3 | 3.2 | 26098 | 8783
Fabric ¦ Superstructure ¦ Windows and External Doors ¦ External Doors ¦ Manual and Automatic Doors ¦ Emergency and Panic Escape Doors | 1 | Urgent | B | 21 | 2045 | 5 | 1 | 2.2 | 5715 | 32119
Electrical ¦ Lighting ¦ External ¦ General - LED | 4 | Medium | B | 9 | 2033 | 5 | 3 | 3.2 | 26099 | 21792
Electrical ¦ Lighting ¦ Internal ¦ General ¦ LED Fittings & Luminaires | 2 | Medium | B | 12 | 2036 | 5 | 3 | 3.2 | 26100 | 26569
HVAC ¦ Local Air Conditioning ¦ Single-Split Condenser - Split Systems/Heat Pumps - Air-cooled with Direct Expansion Evaporator (DX) | 1 | Medium | B | 10 | 2034 | 5 | 3 | 3.2 | 26101 | 22868
Electrical ¦ Specialist Lighting ¦ Internal ¦ Illuminated Fire Exit Signage | 4 | Urgent | B | 2 | 2026 | 5 | 1 | 2.2 | 5716 | 12625
HVAC ¦ Heat Emitters - Local ¦ Gas Fired Natural and Fan Assisted Heaters | 1 | Medium | B | 1 | 2025 | 5 | 3 | 3.2 | 26102 | 8784
Fabric ¦ Superstructure ¦ Windows and External Doors ¦ Roller Shutters ¦ Manual Roller Shutter | 1 | High | B | 1 | 2025 | 5 | 2 | 2.7 | 14834 | 4038
Electrical ¦ Specialist Lighting ¦ Internal ¦ Illuminated Fire Exit Signage | 1 | Urgent | B | 12 | 2036 | 5 | 1 | 2.2 | 5717 | 26034
Fire ¦ Fire Fighting ¦ Fire Extinguishers ¦ CO2 | 2 | Urgent | B | 2 | 2026 | 5 | 1 | 2.2 | 5718 | 12626
Fire ¦ Fire Fighting ¦ Fire Extinguishers ¦ CO2 | 1 | Urgent | B | 2 | 2026 | 5 | 1 | 2.2 | 5719 | 12627
Water ¦ Local Hot Water ¦ Package Electric Water Heaters - Non-Drinking Water | 1 | Medium | B | 8 | 2032 | 5 | 3 | 3.2 | 26103 | 21001
Electrical ¦ LV Distribution ¦ Distribution Board ¦ Sub | 1 | High | D | 14 | 2038 | 3 | 2 | 2.1 | 1186 | 27325
Fire ¦ Fire Detection ¦ Fire Alarm System | 1 | Urgent | B | 10 | 2034 | 5 | 1 | 2.2 | 5720 | 22072
Fabric ¦ Superstructure ¦ Windows and External Doors ¦ Roller Shutters ¦ Electric Roller Shutter | 1 | High | B | 11 | 2035 | 5 | 2 | 2.7 | 14835 | 24488
Transport ¦ Lifts ¦ Disabled Lift ¦ Electric | 1 | High | B | 1 | 2025 | 5 | 2 | 2.7 | 14836 | 4039
Fabric ¦ Superstructure ¦ Windows and External Doors ¦ Roller Shutters ¦ Manual Roller Shutter | 1 | High | B | 1 | 2025 | 5 | 2 | 2.7 | 14837 | 4040
Fabric ¦ Barriers and Guardrails ¦ Vehicle Crash Protection Barrier | 4 | V Low | B | 8 | 2032 | 5 | 4 | 3.7 | 33168 | 21185
Electrical ¦ Lighting ¦ Internal ¦ General | 1 | Medium | B | 1 | 2025 | 5 | 3 | 3.2 | 26104 | 8785
Fabric ¦ Superstructure ¦ Windows and External Doors ¦ External Doors ¦ Manual and Automatic Doors ¦ Emergency and Panic Escape Doors | 1 | Urgent | B | 11 | 2035 | 5 | 1 | 2.2 | 5721 | 23699
Electrical ¦ LV Distribution ¦ LV Switch Panel | 1 | High | B | 1 | 2025 | 5 | 2 | 2.7 | 14838 | 4041
Fabric ¦ Superstructure ¦ Windows and External Doors ¦ External Doors ¦ Manual and Automatic Doors ¦ Emergency and Panic Escape Doors | 1 | Urgent | B | 21 | 2045 | 5 | 1 | 2.2 | 5722 | 32120
HVAC ¦ Fan ¦ Central Cooling ¦ Axial | 1 | Medium | B | 1 | 2025 | 5 | 3 | 3.2 | 26105 | 8786
HVAC ¦ Central Heating (Internally Sourced) ¦ Burner ¦ Blown gas burner | 1 | Medium | B | 1 | 2025 | 5 | 3 | 3.2 | 26106 | 8787
Fabric ¦ Superstructure ¦ Windows and External Doors ¦ Roller Shutters ¦ Electric Roller Shutter | 1 | High | B | 13 | 2037 | 5 | 2 | 2.7 | 14839 | 26984
Electrical ¦ Lighting ¦ Internal ¦ Emergency ¦ Self Contained ¦ LED | 8 | Urgent | B | 21 | 2045 | 5 | 1 | 2.2 | 5723 | 32121
Electrical ¦ Specialist Lighting ¦ Internal ¦ Illuminated Fire Exit Signage | 3 | Urgent | B | 12 | 2036 | 5 | 1 | 2.2 | 5724 | 26035
HVAC ¦ Fan ¦ Local and Special Ventilation ¦ Axial | 1 | Medium | B | 8 | 2032 | 5 | 3 | 3.2 | 26107 | 21002
Electrical ¦ Lighting ¦ Internal ¦ General | 6 | Medium | C | 1 | 2025 | 4 | 3 | 2.9 | 18706 | 5601
Electrical ¦ Lighting ¦ Internal ¦ General ¦ LED Fittings & Luminaires | 84 | Medium | B | 16 | 2040 | 5 | 3 | 3.2 | 26108 | 29604
HVAC ¦ Heat Emitters - Local ¦ Electric Heaters | 2 | Medium | B | 1 | 2025 | 5 | 3 | 3.2 | 26109 | 8788
Fire ¦ Fire Fighting ¦ Fire Extinguishers ¦ Powder | 2 | Urgent | B | 6 | 2030 | 5 | 1 | 2.2 | 5725 | 16521
Electrical ¦ LV Distribution ¦ Distribution Board ¦ Sub | 1 | High | D | 18 | 2042 | 3 | 2 | 2.1 | 1187 | 30602
Electrical ¦ LV Distribution ¦ Distribution Board ¦ Sub | 1 | High | B | 16 | 2040 | 5 | 2 | 2.7 | 14840 | 29192
Electrical ¦ LV Distribution ¦ Distribution Board ¦ Sub | 1 | High | B | 1 | 2025 | 5 | 2 | 2.7 | 14841 | 4042
HVAC ¦ Fan ¦ Local and Special Ventilation ¦ Fans Window or Wall Mounted | 1 | Medium | B | 1 | 2025 | 5 | 3 | 3.2 | 26110 | 8789
Electrical ¦ LV Distribution ¦ Distribution Board ¦ Sub | 1 | High | B | 6 | 2030 | 5 | 2 | 2.7 | 14842 | 17631
Electrical ¦ LV Distribution ¦ Distribution Board ¦ Sub | 1 | High | B | 11 | 2035 | 5 | 2 | 2.7 | 14843 | 24489
Water ¦ Local Hot Water ¦ Instantaneous Electric Water Heater - Non-Drinking Water | 1 | Medium | B | 6 | 2030 | 5 | 3 | 3.2 | 26111 | 18748
HVAC ¦ Fan ¦ Local and Special Ventilation ¦ Fans Window or Wall Mounted | 1 | Medium | B | 3 | 2027 | 5 | 3 | 3.2 | 26112 | 13570
Transport ¦ Lifts ¦ Passenger Lift electric ¦ Electric | 1 | Medium | B | 6 | 2030 | 5 | 3 | 3.2 | 26113 | 18749
HVAC ¦ Fan ¦ Local and Special Ventilation ¦ Axial | 1 | Medium | B | 8 | 2032 | 5 | 3 | 3.2 | 26114 | 21003
HVAC ¦ Central Air Conditioning ¦ Air Conditioning ¦ Multi-Split Condenser - Split Systems/Heat Pumps - Air-cooled with Direct Expansion Evaporator (DX) | 1 | Medium | B | 1 | 2025 | 5 | 3 | 3.2 | 26115 | 8790
Electrical ¦ LV Distribution ¦ Distribution Board ¦ Main | 1 | High | B | 5 | 2029 | 5 | 2 | 2.7 | 14844 | 14669
HVAC ¦ Heat Emitters - Local ¦ Electric Heaters | 1 | Medium | D | 1 | 2025 | 3 | 3 | 2.6 | 11145 | 2649
HVAC ¦ Central Heating (Internally Sourced) ¦ Boiler ¦ Atmospheric Gas Burner/Condensing Combination Boiler (domestic type) | 1 | High | B | 2 | 2026 | 5 | 2 | 2.7 | 14845 | 12911
Fire ¦ Fire Detection ¦ Fire Alarm Panel / Repeater | 1 | Urgent | B | 7 | 2031 | 5 | 1 | 2.2 | 5726 | 19361
HVAC ¦ Fan ¦ Local and Special Ventilation ¦ Extract | 1 | Medium | CX | 1 | 2025 | 2 | 3 | 2.3 | 10205 | 2146
HVAC ¦ Fan ¦ Local and Special Ventilation ¦ Extract | 1 | Medium | C | 1 | 2025 | 4 | 3 | 2.9 | 18707 | 5602
Fabric ¦ Superstructure ¦ Windows and External Doors ¦ External Doors ¦ Manual and Automatic Doors ¦ Emergency and Panic Escape Doors | 1 | Urgent | B | 25 | 2049 | 5 | 1 | 2.2 | 5727 | 33307
Fabric ¦ Superstructure ¦ Windows and External Doors ¦ Roller Shutters ¦ Manual Roller Shutter | 1 | High | B | 1 | 2025 | 5 | 2 | 2.7 | 14846 | 4043
HVAC ¦ Fan ¦ Local and Special Ventilation ¦ Extract | 1 | Medium | B | 1 | 2025 | 5 | 3 | 3.2 | 26116 | 8791
Electrical ¦ Lighting ¦ Internal ¦ General ¦ LED Fittings & Luminaires | 55 | Medium | C | 13 | 2037 | 4 | 3 | 2.9 | 18708 | 27047
Fabric ¦ Superstructure ¦ Windows and External Doors ¦ Roller Shutters ¦ Manual Roller Shutter | 1 | High | B | 1 | 2025 | 5 | 2 | 2.7 | 14847 | 4044
Fabric ¦ Superstructure ¦ Internal Doors ¦ Roller Shutters ¦ Electric Roller Shutter | 1 | Medium | B | 11 | 2035 | 5 | 3 | 3.2 | 26117 | 25290
Fire ¦ Fire Fighting ¦ Fire Extinguishers ¦ CO2 | 1 | Urgent | B | 2 | 2026 | 5 | 1 | 2.2 | 5728 | 12628
Fire ¦ Fire Fighting ¦ Fire Extinguishers ¦ CO2 | 3 | Urgent | B | 2 | 2026 | 5 | 1 | 2.2 | 5729 | 12629
Electrical ¦ Lighting ¦ Internal ¦ Emergency ¦ Self Contained ¦ LED | 12 | Urgent | B | 23 | 2047 | 5 | 1 | 2.2 | 5730 | 33106
Fire ¦ Fire Fighting ¦ Fire Extinguishers ¦ CO2 | 2 | Urgent | B | 2 | 2026 | 5 | 1 | 2.2 | 5731 | 12630
Fire ¦ Fire Fighting ¦ Fire Extinguishers ¦ CO2 | 4 | Urgent | B | 2 | 2026 | 5 | 1 | 2.2 | 5732 | 12631
Fire ¦ Fire Fighting ¦ Fire Extinguishers ¦ Foam | 1 | Urgent | B | 1 | 2025 | 5 | 1 | 2.2 | 5733 | 1441
Fire ¦ Fire Fighting ¦ Fire Extinguishers ¦ CO2 | 4 | Urgent | B | 6 | 2030 | 5 | 1 | 2.2 | 5734 | 16522
HVAC ¦ Ventilation ¦ Air Handling Unit (AHU) ¦ Internal ¦ Central Air Conditioning ¦ Gas Fired | 1 | Medium | B | 1 | 2025 | 5 | 3 | 3.2 | 26118 | 8792
Electrical ¦ LV Distribution ¦ Distribution Board ¦ Main | 1 | High | B | 18 | 2042 | 5 | 2 | 2.7 | 14848 | 30834
Fabric ¦ Superstructure ¦ Internal Doors ¦ Roller Shutters ¦ Electric Roller Shutter | 1 | Medium | B | 11 | 2035 | 5 | 3 | 3.2 | 26119 | 25291
HVAC ¦ Central Heating (Internally Sourced) ¦ Boiler ¦ Atmospheric Gas Burner/Condensing Combination Boiler (domestic type) | 1 | High | B | 5 | 2029 | 5 | 2 | 2.7 | 14849 | 14670
HVAC ¦ Central Heating (Internally Sourced) ¦ Boiler ¦ Blown Gas Burner Condensing Boiler | 1 | Low | A | 13 | 2037 | 6 | 4 | 4 | 33829 | 27318
Electrical ¦ Lighting ¦ External ¦ General - LED | 1 | Medium | B | 12 | 2036 | 5 | 3 | 3.2 | 26120 | 26570
Fabric ¦ Superstructure ¦ Windows and External Doors ¦ Roller Shutters ¦ Manual Roller Shutter | 1 | High | B | 1 | 2025 | 5 | 2 | 2.7 | 14850 | 4045
Electrical ¦ Lighting ¦ Internal ¦ Emergency ¦ Self Contained ¦ LED | 11 | Urgent | B | 21 | 2045 | 5 | 1 | 2.2 | 5735 | 32122
Electrical ¦ Lighting ¦ Internal ¦ Emergency ¦ Self Contained ¦ LED | 3 | Urgent | B | 11 | 2035 | 5 | 1 | 2.2 | 5736 | 23700
HVAC ¦ Heat Emitters - Local ¦ Gas Fired Natural and Fan Assisted Heaters | 1 | Medium | B | 10 | 2034 | 5 | 3 | 3.2 | 26121 | 22869
Electrical ¦ LV Distribution ¦ Distribution Board ¦ Main | 1 | High | A | 18 | 2042 | 6 | 2 | 3 | 19564 | 30910
HVAC ¦ Heat Emitters - Local ¦ Electric Overdoor Air Curtain/Heater | 1 | Medium | B | 1 | 2025 | 5 | 3 | 3.2 | 26122 | 8793
Fire ¦ Fire Detection ¦ Fire Alarm Panel / Repeater | 1 | Urgent | B | 13 | 2037 | 5 | 1 | 2.2 | 5737 | 26862
Electrical ¦ Specialist Lighting ¦ Internal ¦ Illuminated Fire Exit Signage | 2 | Urgent | B | 13 | 2037 | 5 | 1 | 2.2 | 5738 | 26863
Electrical ¦ LV Distribution ¦ Distribution Board ¦ Sub | 1 | High | D | 2 | 2026 | 3 | 2 | 2.1 | 1188 | 12437
Electrical ¦ LV Distribution ¦ Distribution Board ¦ Sub | 1 | High | B | 1 | 2025 | 5 | 2 | 2.7 | 14851 | 4046
HVAC ¦ Fan ¦ Central Air Conditioning ¦ Ventilating - General | 1 | Medium | B | 1 | 2025 | 5 | 3 | 3.2 | 26123 | 8794
HVAC ¦ Fan ¦ Local and Special Ventilation ¦ Centrifugal | 1 | Medium | B | 1 | 2025 | 5 | 3 | 3.2 | 26124 | 8795
Fabric ¦ Superstructure ¦ Windows and External Doors ¦ External Doors ¦ Manual and Automatic Doors ¦ High Security Door | 1 | High | B | 19 | 2043 | 5 | 2 | 2.7 | 14852 | 31204
Fabric ¦ Superstructure ¦ Internal Doors ¦ Roller Shutters ¦ Electric Roller Shutter | 1 | Medium | B | 16 | 2040 | 5 | 3 | 3.2 | 26125 | 29605
HVAC ¦ Fan ¦ Local and Special Ventilation ¦ Fans Window or Wall Mounted | 1 | Medium | B | 12 | 2036 | 5 | 3 | 3.2 | 26126 | 26571
Fabric ¦ Superstructure ¦ Windows and External Doors ¦ External Doors ¦ Entrance Doors | 1 | High | B | 11 | 2035 | 5 | 2 | 2.7 | 14853 | 24490
Electrical ¦ Lighting ¦ Internal ¦ Emergency ¦ Self Contained ¦ LED | 8 | Urgent | B | 23 | 2047 | 5 | 1 | 2.2 | 5739 | 33107
HVAC ¦ Heat Emitters - Local ¦ Electric Heaters | 1 | Medium | B | 1 | 2025 | 5 | 3 | 3.2 | 26127 | 8796
Electrical ¦ LV Distribution ¦ Distribution Board ¦ Main | 1 | High | C | 6 | 2030 | 4 | 2 | 2.4 | 10601 | 17332
HVAC ¦ Heat Emitters - Local ¦ Fan Convector - Electric | 1 | Medium | C | 1 | 2025 | 4 | 3 | 2.9 | 18709 | 5603
Fabric ¦ Superstructure ¦ Windows and External Doors ¦ External Doors ¦ Entrance Doors | 1 | High | B | 6 | 2030 | 5 | 2 | 2.7 | 14854 | 17632
HVAC ¦ Heat Emitters - Local ¦ Electric Heaters | 1 | Medium | B | 1 | 2025 | 5 | 3 | 3.2 | 26128 | 8797
HVAC ¦ Heat Emitters - Central ¦ Radiators ¦ Steel | 1 | Medium | B | 1 | 2025 | 5 | 3 | 3.2 | 26129 | 8798
Fire ¦ Fire Fighting ¦ Fire Extinguishers ¦ CO2 | 2 | Urgent | B | 6 | 2030 | 5 | 1 | 2.2 | 5740 | 16523
HVAC ¦ Heat Emitters - Local ¦ Gas Fired Natural and Fan Assisted Heaters | 1 | Medium | B | 1 | 2025 | 5 | 3 | 3.2 | 26130 | 8799
Electrical ¦ Lighting ¦ Internal ¦ Emergency ¦ Self Contained ¦ Non LED | 1 | Urgent | B | 1 | 2025 | 5 | 1 | 2.2 | 5741 | 1442
HVAC ¦ Central Air Conditioning ¦ Air Conditioning ¦ Multi-Split Condenser - DX Split Systems (With Gas, Electric or Hot Water Heaters) | 1 | Medium | B | 1 | 2025 | 5 | 3 | 3.2 | 26131 | 8800
Water ¦ Local Hot Water ¦ Instantaneous Electric Water Heater - Non-Drinking Water | 1 | Medium | B | 7 | 2031 | 5 | 3 | 3.2 | 26132 | 19986
Fire ¦ Fire Fighting ¦ Fire Extinguishers ¦ Foam | 2 | Urgent | B | 2 | 2026 | 5 | 1 | 2.2 | 5742 | 12632
HVAC ¦ Fan ¦ Local and Special Ventilation ¦ Extract | 1 | Medium | B | 1 | 2025 | 5 | 3 | 3.2 | 26133 | 8801
Electrical ¦ Specialist Lighting ¦ Internal ¦ Illuminated Fire Exit Signage | 2 | Urgent | B | 16 | 2040 | 5 | 1 | 2.2 | 5743 | 28840
Electrical ¦ Lighting ¦ Internal ¦ Emergency ¦ Self Contained ¦ LED | 2 | Urgent | B | 21 | 2045 | 5 | 1 | 2.2 | 5744 | 32123
Fire ¦ Fire Fighting ¦ Fire Extinguishers ¦ CO2 | 2 | Urgent | B | 2 | 2026 | 5 | 1 | 2.2 | 5745 | 12633
HVAC ¦ Local Air Conditioning ¦ Single-Split Condenser - Split Systems/Heat Pumps - Air-cooled with Direct Expansion Evaporator (DX) | 1 | Medium | B | 5 | 2029 | 5 | 3 | 3.2 | 26134 | 15197
HVAC ¦ Central Air Conditioning ¦ Air Conditioning ¦ Multi-Split Condenser - DX Split Systems (With Gas, Electric or Hot Water Heaters) | 1 | Medium | B | 1 | 2025 | 5 | 3 | 3.2 | 26135 | 8802
Fabric ¦ Superstructure ¦ Windows and External Doors ¦ External Doors ¦ Entrance Doors | 1 | High | B | 6 | 2030 | 5 | 2 | 2.7 | 14855 | 17633
Fabric ¦ Superstructure ¦ Windows and External Doors ¦ External Doors ¦ Entrance Doors | 1 | High | B | 11 | 2035 | 5 | 2 | 2.7 | 14856 | 24491
HVAC ¦ Heat Emitters - Central ¦ Radiators ¦ Aluminium | 5 | Medium | B | 2 | 2026 | 5 | 3 | 3.2 | 26136 | 13117
Fabric ¦ Superstructure ¦ Windows and External Doors ¦ External Doors ¦ Manual and Automatic Doors ¦ Emergency and Panic Escape Doors | 1 | Urgent | B | 21 | 2045 | 5 | 1 | 2.2 | 5746 | 32124
Fabric ¦ Superstructure ¦ Windows and External Doors ¦ External Doors ¦ Manual and Automatic Doors ¦ High Security Door | 1 | High | B | 11 | 2035 | 5 | 2 | 2.7 | 14857 | 24492
Electrical ¦ Lighting ¦ Internal ¦ General | 43 | Medium | B | 6 | 2030 | 5 | 3 | 3.2 | 26137 | 18750
Electrical ¦ Specialist Lighting ¦ Internal ¦ Illuminated Fire Exit Signage | 1 | Urgent | B | 13 | 2037 | 5 | 1 | 2.2 | 5747 | 26864
Fire ¦ Fire Fighting ¦ Fire Extinguishers ¦ Powder | 5 | Urgent | B | 2 | 2026 | 5 | 1 | 2.2 | 5748 | 12634
HVAC ¦ Central Air Conditioning ¦ Air Conditioning ¦ Multi-Split Condenser - DX Split Systems (With Gas, Electric or Hot Water Heaters) | 1 | Medium | B | 10 | 2034 | 5 | 3 | 3.2 | 26138 | 22870
Fire ¦ Fire Detection ¦ Fire Alarm System | 1 | Urgent | B | 5 | 2029 | 5 | 1 | 2.2 | 5749 | 14404
Electrical ¦ Lighting ¦ Internal ¦ Emergency ¦ Self Contained ¦ LED | 10 | Urgent | B | 18 | 2042 | 5 | 1 | 2.2 | 5750 | 30662
Electrical ¦ Specialist Lighting ¦ Internal ¦ Illuminated Fire Exit Signage | 1 | Urgent | B | 13 | 2037 | 5 | 1 | 2.2 | 5751 | 26865
Electrical ¦ Lighting ¦ Internal ¦ Emergency ¦ Self Contained ¦ Non LED | 6 | Urgent | B | 1 | 2025 | 5 | 1 | 2.2 | 5752 | 1443
Fabric ¦ Superstructure ¦ Windows and External Doors ¦ Roller Shutters ¦ Electric Roller Shutter | 1 | High | B | 1 | 2025 | 5 | 2 | 2.7 | 14858 | 4047
Fabric ¦ Superstructure ¦ Windows and External Doors ¦ External Doors ¦ Entrance Doors | 1 | High | B | 11 | 2035 | 5 | 2 | 2.7 | 14859 | 24493
HVAC ¦ Fan ¦ Local and Special Ventilation ¦ Extract | 1 | Medium | B | 1 | 2025 | 5 | 3 | 3.2 | 26139 | 8803
Fire ¦ Fire Fighting ¦ Fire Extinguishers ¦ CO2 | 2 | Urgent | B | 2 | 2026 | 5 | 1 | 2.2 | 5753 | 12635
Fire ¦ Fire Fighting ¦ Fire Extinguishers ¦ Foam | 1 | Urgent | B | 6 | 2030 | 5 | 1 | 2.2 | 5754 | 16524
Electrical ¦ Lighting ¦ Internal ¦ Emergency ¦ Self Contained ¦ LED | 23 | Urgent | B | 18 | 2042 | 5 | 1 | 2.2 | 5755 | 30663
HVAC ¦ Ventilation ¦ Air Handling Unit (AHU) ¦ Internal ¦ Central Heating & Cooling ¦ Electric & DX | 1 | Medium | C | 4 | 2028 | 4 | 3 | 2.9 | 18710 | 14018
Fire ¦ Fire Detection ¦ Fire Alarm Panel / Repeater | 1 | Urgent | B | 1 | 2025 | 5 | 1 | 2.2 | 5756 | 1444
Electrical ¦ LV Distribution ¦ Distribution Board ¦ Sub | 1 | High | B | 6 | 2030 | 5 | 2 | 2.7 | 14860 | 17634
Fabric ¦ Superstructure ¦ Windows and External Doors ¦ Roller Shutters ¦ Manual Roller Shutter | 1 | High | B | 7 | 2031 | 5 | 2 | 2.7 | 14861 | 19638
Fabric ¦ Superstructure ¦ Internal Doors ¦ Roller Shutters ¦ Automatic Roller Shutter | 1 | High | B | 10 | 2034 | 5 | 2 | 2.7 | 14862 | 22384
Fire ¦ Fire Detection ¦ Fire Alarm System | 1 | Urgent | B | 1 | 2025 | 5 | 1 | 2.2 | 5757 | 1445
Electrical ¦ LV Distribution ¦ Distribution Board ¦ Sub | 1 | High | B | 1 | 2025 | 5 | 2 | 2.7 | 14863 | 4048
Transport ¦ Lifts ¦ Passenger Lift electric ¦ Electric | 1 | Medium | B | 4 | 2028 | 5 | 3 | 3.2 | 26140 | 14137
HVAC ¦ Central Air Conditioning ¦ Air Conditioning ¦ Multi-Split Evaporator - Split Systems/Heat Pumps - Air-cooled with Direct Expansion Evaporator (DX) | 1 | Medium | B | 1 | 2025 | 5 | 3 | 3.2 | 26141 | 8804
Electrical ¦ LV Distribution ¦ Distribution Board ¦ Sub | 1 | High | B | 1 | 2025 | 5 | 2 | 2.7 | 14864 | 4049
Electrical ¦ Lighting ¦ Internal ¦ General ¦ LED Fittings & Luminaires | 37 | Medium | B | 16 | 2040 | 5 | 3 | 3.2 | 26142 | 29606
Electrical ¦ Specialist Lighting ¦ Internal ¦ Illuminated Fire Exit Signage | 4 | Urgent | B | 16 | 2040 | 5 | 1 | 2.2 | 5758 | 28841
HVAC ¦ Local Air Conditioning ¦ Single-Split Evaporator - Split Systems/Heat Pumps - Air-cooled with Direct Expansion Evaporator (DX) | 1 | Medium | B | 1 | 2025 | 5 | 3 | 3.2 | 26143 | 8805
Electrical ¦ LV Distribution ¦ Distribution Board ¦ Sub | 1 | High | B | 16 | 2040 | 5 | 2 | 2.7 | 14865 | 29193
HVAC ¦ Fan ¦ Local and Special Ventilation ¦ Fans Window or Wall Mounted | 1 | Medium | B | 3 | 2027 | 5 | 3 | 3.2 | 26144 | 13571
Fabric ¦ Superstructure ¦ Windows and External Doors ¦ External Doors ¦ Manual and Automatic Doors ¦ Emergency and Panic Escape Doors | 1 | Urgent | B | 20 | 2044 | 5 | 1 | 2.2 | 5759 | 31487
Fabric ¦ Barriers and Guardrails ¦ Vehicle Crash Protection Barrier | 1 | V Low | B | 1 | 2025 | 5 | 4 | 3.7 | 33169 | 12079
Electrical ¦ Lighting ¦ Internal ¦ Emergency ¦ Self Contained ¦ LED | 7 | Urgent | B | 17 | 2041 | 5 | 1 | 2.2 | 5760 | 30128
Electrical ¦ LV Distribution ¦ Distribution Board ¦ Main | 1 | High | C | 1 | 2025 | 4 | 2 | 2.4 | 10602 | 2431
HVAC ¦ Heat Emitters - Local ¦ Gas Fired Unit Heaters | 1 | Medium | B | 6 | 2030 | 5 | 3 | 3.2 | 26145 | 18751
HVAC ¦ Fan ¦ Local and Special Ventilation ¦ Extract | 1 | Medium | C | 1 | 2025 | 4 | 3 | 2.9 | 18711 | 5604
Electrical ¦ Lighting ¦ Internal ¦ General | 10 | Medium | B | 6 | 2030 | 5 | 3 | 3.2 | 26146 | 18752
Controls ¦ Multi-System Controls ¦ Motor Control Centre (MCC) | 1 | Low | B | 13 | 2037 | 5 | 4 | 3.7 | 33170 | 27311
Fabric ¦ Superstructure ¦ Windows and External Doors ¦ Roller Shutters ¦ Electric Roller Shutter | 1 | High | B | 7 | 2031 | 5 | 2 | 2.7 | 14866 | 19639
Electrical ¦ Specialist Lighting ¦ Internal ¦ Illuminated Fire Exit Signage | 2 | Urgent | B | 17 | 2041 | 5 | 1 | 2.2 | 5761 | 30129
Electrical ¦ Lighting ¦ External ¦ General - Non-LED | 9 | Medium | B | 7 | 2031 | 5 | 3 | 3.2 | 26147 | 19987
HVAC ¦ Central Air Conditioning ¦ Air Conditioning ¦ Multi-Split Condenser - Split Systems/Heat Pumps - Air-cooled with Direct Expansion Evaporator (DX) | 1 | Medium | B | 1 | 2025 | 5 | 3 | 3.2 | 26148 | 8806
HVAC ¦ Fan ¦ Central Air Conditioning ¦ Ventilating - General | 1 | Medium | B | 1 | 2025 | 5 | 3 | 3.2 | 26149 | 8807
Electrical ¦ LV Distribution ¦ Distribution Board ¦ Main | 1 | High | B | 1 | 2025 | 5 | 2 | 2.7 | 14867 | 4050
Controls ¦ Multi-System Controls ¦ Motor Control Centre (MCC) | 1 | Low | B | 1 | 2025 | 5 | 4 | 3.7 | 33171 | 12080
HVAC ¦ Local Air Conditioning ¦ Single-Split Condenser - Split Systems/Heat Pumps - Air-cooled with Direct Expansion Evaporator (DX) | 1 | Medium | B | 1 | 2025 | 5 | 3 | 3.2 | 26150 | 8808
Water ¦ Local Hot Water ¦ Package Electric Water Heaters - Non-Drinking Water | 1 | Medium | B | 1 | 2025 | 5 | 3 | 3.2 | 26151 | 8809
Fabric ¦ Superstructure ¦ Windows and External Doors ¦ Roller Shutters ¦ Manual Roller Shutter | 1 | High | D | 1 | 2025 | 3 | 2 | 2.1 | 1189 | 812
Fire ¦ Fire Detection ¦ Fire Alarm System | 1 | Urgent | B | 11 | 2035 | 5 | 1 | 2.2 | 5762 | 23701
Electrical ¦ Lighting ¦ Internal ¦ Emergency ¦ Self Contained ¦ LED | 11 | Urgent | B | 21 | 2045 | 5 | 1 | 2.2 | 5763 | 32125
Electrical ¦ Lighting ¦ Internal ¦ General | 2 | Medium | B | 1 | 2025 | 5 | 3 | 3.2 | 26152 | 8810
HVAC ¦ Fan ¦ Local and Special Ventilation ¦ Fans Window or Wall Mounted | 1 | Medium | B | 8 | 2032 | 5 | 3 | 3.2 | 26153 | 21004
Controls ¦ Multi-System Controls ¦ Control Panel - Electrical Services (excluding Electrical Controllers and Pneumatic Relays) | 1 | Medium | B | 1 | 2025 | 5 | 3 | 3.2 | 26154 | 8811
Electrical ¦ Lighting ¦ Internal ¦ Emergency ¦ Self Contained ¦ LED | 2 | Urgent | B | 18 | 2042 | 5 | 1 | 2.2 | 5764 | 30664
Fabric ¦ Superstructure ¦ Windows and External Doors ¦ Roller Shutters ¦ Electric Roller Shutter | 1 | High | B | 1 | 2025 | 5 | 2 | 2.7 | 14868 | 4051
Fabric ¦ Superstructure ¦ Windows and External Doors ¦ Roller Shutters ¦ Manual Roller Shutter | 1 | High | B | 1 | 2025 | 5 | 2 | 2.7 | 14869 | 4052
Fire ¦ Fire Detection ¦ Fire Alarm System | 1 | Urgent | B | 1 | 2025 | 5 | 1 | 2.2 | 5765 | 1446
Electrical ¦ Lighting ¦ Internal ¦ General ¦ LED Fittings & Luminaires | 28 | Medium | B | 16 | 2040 | 5 | 3 | 3.2 | 26155 | 29607
Electrical ¦ Specialist Lighting ¦ External ¦ Illuminated External Signs | 1 | Medium | B | 1 | 2025 | 5 | 3 | 3.2 | 26156 | 8812
Electrical ¦ Lighting ¦ External ¦ General - LED | 6 | Medium | B | 7 | 2031 | 5 | 3 | 3.2 | 26157 | 19988
Electrical ¦ Lighting ¦ External ¦ General - LED | 5 | Medium | B | 7 | 2031 | 5 | 3 | 3.2 | 26158 | 19989
HVAC ¦ Ventilation ¦ Air Handling Unit (AHU) ¦ Internal ¦ Central Air Conditioning ¦ Gas Fired | 1 | Medium | B | 6 | 2030 | 5 | 3 | 3.2 | 26159 | 18753
Fabric ¦ Superstructure ¦ Windows and External Doors ¦ Roller Shutters ¦ Manual Roller Shutter | 1 | High | B | 1 | 2025 | 5 | 2 | 2.7 | 14870 | 4053
Electrical ¦ Lighting ¦ Internal ¦ Emergency ¦ Self Contained ¦ LED | 6 | Urgent | B | 20 | 2044 | 5 | 1 | 2.2 | 5766 | 31488
Electrical ¦ Lighting ¦ External ¦ General - Non-LED | 1 | Medium | B | 1 | 2025 | 5 | 3 | 3.2 | 26160 | 8813
HVAC ¦ Fan ¦ Local and Special Ventilation ¦ Fans Window or Wall Mounted | 1 | Medium | CX | 1 | 2025 | 2 | 3 | 2.3 | 10206 | 2147
HVAC ¦ Fan ¦ Local and Special Ventilation ¦ Extract | 1 | Medium | B | 1 | 2025 | 5 | 3 | 3.2 | 26161 | 8814
Electrical ¦ Lighting ¦ Internal ¦ Emergency ¦ Self Contained ¦ LED | 8 | Urgent | B | 21 | 2045 | 5 | 1 | 2.2 | 5767 | 32126
Electrical ¦ Lighting ¦ Internal ¦ General | 42 | Medium | B | 13 | 2037 | 5 | 3 | 3.2 | 26162 | 27157
Electrical ¦ Lighting ¦ Internal ¦ Emergency ¦ Self Contained ¦ LED | 12 | Urgent | B | 18 | 2042 | 5 | 1 | 2.2 | 5768 | 30665
Electrical ¦ LV Distribution ¦ Distribution Board ¦ Sub | 1 | High | C | 1 | 2025 | 4 | 2 | 2.4 | 10603 | 2432
Fabric ¦ Barriers and Guardrails ¦ Vehicle Crash Protection Barrier | 1 | V Low | B | 1 | 2025 | 5 | 4 | 3.7 | 33172 | 12081
HVAC ¦ Fan ¦ Local and Special Ventilation ¦ Extract | 1 | Medium | B | 1 | 2025 | 5 | 3 | 3.2 | 26163 | 8815
HVAC ¦ Heat Emitters - Local ¦ Gas Fired Unit Heaters | 1 | Medium | A | 15 | 2039 | 6 | 3 | 3.5 | 32546 | 28573
Electrical ¦ Lighting ¦ Internal ¦ General | 20 | Medium | B | 1 | 2025 | 5 | 3 | 3.2 | 26164 | 8816
Electrical ¦ Lighting ¦ Internal ¦ Emergency ¦ Self Contained ¦ LED | 5 | Urgent | B | 17 | 2041 | 5 | 1 | 2.2 | 5769 | 30130
Electrical ¦ Lighting ¦ Internal ¦ General | 15 | Medium | B | 1 | 2025 | 5 | 3 | 3.2 | 26165 | 8817
Electrical ¦ LV Distribution ¦ Distribution Board ¦ Sub | 1 | High | B | 14 | 2038 | 5 | 2 | 2.7 | 14871 | 27458
Electrical ¦ LV Distribution ¦ Distribution Board ¦ Sub | 1 | High | B | 6 | 2030 | 5 | 2 | 2.7 | 14872 | 17635
Water ¦ Local Hot Water ¦ Instantaneous Electric Water Heater - Non-Drinking Water | 1 | Medium | B | 1 | 2025 | 5 | 3 | 3.2 | 26166 | 8818
Fabric ¦ Superstructure ¦ Windows and External Doors ¦ External Doors ¦ Entrance Doors | 1 | High | B | 1 | 2025 | 5 | 2 | 2.7 | 14873 | 4054
HVAC ¦ Local Air Conditioning ¦ Single-Split Condenser - Split Systems/Heat Pumps - Air-cooled with Direct Expansion Evaporator (DX) | 1 | Medium | B | 7 | 2031 | 5 | 3 | 3.2 | 26167 | 19990
HVAC ¦ Fan ¦ Central Cooling ¦ Axial | 1 | Medium | B | 1 | 2025 | 5 | 3 | 3.2 | 26168 | 8819
HVAC ¦ Fan ¦ Local and Special Ventilation ¦ Extract | 1 | Medium | B | 1 | 2025 | 5 | 3 | 3.2 | 26169 | 8820
Fire ¦ Fire Detection ¦ Fire Alarm System | 1 | Urgent | B | 1 | 2025 | 5 | 1 | 2.2 | 5770 | 1447
Electrical ¦ Specialist Lighting ¦ Internal ¦ Illuminated Fire Exit Signage | 3 | Urgent | B | 16 | 2040 | 5 | 1 | 2.2 | 5771 | 28842
Electrical ¦ Lighting ¦ External ¦ General - Non-LED | 2 | Medium | B | 1 | 2025 | 5 | 3 | 3.2 | 26170 | 8821
Fabric ¦ Superstructure ¦ Windows and External Doors ¦ External Doors ¦ Manual and Automatic Doors ¦ Auto / Powered Sliding Doors | 1 | High | B | 25 | 2049 | 5 | 2 | 2.7 | 14874 | 33402
HVAC ¦ Heat Emitters - Local ¦ Gas Fired Natural and Fan Assisted Heaters | 1 | Medium | B | 1 | 2025 | 5 | 3 | 3.2 | 26171 | 8822
HVAC ¦ Fan ¦ Local and Special Ventilation ¦ Centrifugal | 1 | Medium | B | 1 | 2025 | 5 | 3 | 3.2 | 26172 | 8823
Fabric ¦ Superstructure ¦ Windows and External Doors ¦ External Doors ¦ Manual and Automatic Doors ¦ Emergency and Panic Escape Doors | 1 | Urgent | B | 5 | 2029 | 5 | 1 | 2.2 | 5772 | 14405
Fabric ¦ Superstructure ¦ Windows and External Doors ¦ Roller Shutters ¦ Electric Roller Shutter | 1 | High | B | 1 | 2025 | 5 | 2 | 2.7 | 14875 | 4055
Electrical ¦ Lighting ¦ External ¦ General - Non-LED | 2 | Medium | B | 9 | 2033 | 5 | 3 | 3.2 | 26173 | 21793
Fire ¦ Fire Fighting ¦ Fire Extinguishers ¦ CO2 | 2 | Urgent | B | 6 | 2030 | 5 | 1 | 2.2 | 5773 | 16525
Electrical ¦ Lighting ¦ Internal ¦ General | 12 | Medium | C | 2 | 2026 | 4 | 3 | 2.9 | 18712 | 12979
Electrical ¦ LV Distribution ¦ Distribution Board ¦ Main | 1 | High | B | 6 | 2030 | 5 | 2 | 2.7 | 14876 | 17636
Electrical ¦ LV Distribution ¦ Distribution Board ¦ Sub | 1 | High | B | 1 | 2025 | 5 | 2 | 2.7 | 14877 | 4056
Fire ¦ Fire Fighting ¦ Fire Extinguishers ¦ CO2 | 4 | Urgent | B | 6 | 2030 | 5 | 1 | 2.2 | 5774 | 16526
Electrical ¦ Lighting ¦ External ¦ General - LED | 1 | Medium | B | 8 | 2032 | 5 | 3 | 3.2 | 26174 | 21005
Fire ¦ Fire Fighting ¦ Fire Extinguishers ¦ Foam | 6 | Urgent | B | 6 | 2030 | 5 | 1 | 2.2 | 5775 | 16527
Fire ¦ Fire Fighting ¦ Fire Extinguishers ¦ CO2 | 1 | Urgent | B | 2 | 2026 | 5 | 1 | 2.2 | 5776 | 12636
Electrical ¦ Lighting ¦ External ¦ General - LED | 1 | Medium | B | 13 | 2037 | 5 | 3 | 3.2 | 26175 | 27158
Electrical ¦ LV Distribution ¦ Distribution Board ¦ Sub | 1 | High | B | 6 | 2030 | 5 | 2 | 2.7 | 14878 | 17637
Electrical ¦ LV Distribution ¦ Distribution Board ¦ Sub | 1 | High | B | 6 | 2030 | 5 | 2 | 2.7 | 14879 | 17638
Electrical ¦ LV Distribution ¦ Distribution Board ¦ Sub | 1 | High | B | 4 | 2028 | 5 | 2 | 2.7 | 14880 | 13963
Electrical ¦ Lighting ¦ Internal ¦ General ¦ LED Fittings & Luminaires | 19 | Medium | C | 6 | 2030 | 4 | 3 | 2.9 | 18713 | 17941
HVAC ¦ Local Air Conditioning ¦ Single-Split Condenser - Split Systems/Heat Pumps - Air-cooled with Direct Expansion Evaporator (DX) | 1 | Medium | B | 5 | 2029 | 5 | 3 | 3.2 | 26176 | 15198
Electrical ¦ LV Distribution ¦ Distribution Board ¦ Sub | 1 | High | B | 1 | 2025 | 5 | 2 | 2.7 | 14881 | 4057
Electrical ¦ LV Distribution ¦ Distribution Board ¦ Sub | 1 | High | B | 13 | 2037 | 5 | 2 | 2.7 | 14882 | 26985
Transport ¦ Lifts ¦ Passenger Lift electric ¦ Electric | 1 | Medium | B | 1 | 2025 | 5 | 3 | 3.2 | 26177 | 8824
Fire ¦ Fire Detection ¦ Fire Alarm System | 1 | Urgent | B | 1 | 2025 | 5 | 1 | 2.2 | 5777 | 1448
Electrical ¦ LV Distribution ¦ Distribution Board ¦ Sub | 1 | High | B | 13 | 2037 | 5 | 2 | 2.7 | 14883 | 26986
HVAC ¦ Fan ¦ Central Cooling ¦ Axial | 1 | Medium | B | 1 | 2025 | 5 | 3 | 3.2 | 26178 | 8825
HVAC ¦ Fan ¦ Central Cooling ¦ Axial | 1 | Medium | B | 1 | 2025 | 5 | 3 | 3.2 | 26179 | 8826
Fire ¦ Fire Detection ¦ Fire Alarm Panel / Repeater | 1 | Urgent | B | 9 | 2033 | 5 | 1 | 2.2 | 5778 | 21363
HVAC ¦ Heat Emitters - Local ¦ Gas Fired Unit Heaters | 1 | Medium | B | 7 | 2031 | 5 | 3 | 3.2 | 26180 | 19991
Electrical ¦ LV Distribution ¦ Distribution Board ¦ Sub | 1 | High | B | 14 | 2038 | 5 | 2 | 2.7 | 14884 | 27459
HVAC ¦ Heat Emitters - Central ¦ Unit Heaters | 1 | Medium | B | 1 | 2025 | 5 | 3 | 3.2 | 26181 | 8827
Electrical ¦ Lighting ¦ Internal ¦ General ¦ LED Fittings & Luminaires | 4 | Medium | B | 16 | 2040 | 5 | 3 | 3.2 | 26182 | 29608
HVAC ¦ Fan ¦ Local and Special Ventilation ¦ Fans Window or Wall Mounted | 1 | Medium | B | 1 | 2025 | 5 | 3 | 3.2 | 26183 | 8828
Controls ¦ Building Management System (BMS) ¦ BMS Control Panel | 1 | High | D | 4 | 2028 | 3 | 2 | 2.1 | 1190 | 13759
HVAC ¦ Fan ¦ Local and Special Ventilation ¦ Fans Window or Wall Mounted | 1 | Medium | B | 3 | 2027 | 5 | 3 | 3.2 | 26184 | 13572
Electrical ¦ Lighting ¦ Internal ¦ Emergency ¦ Self Contained ¦ LED | 1 | Urgent | B | 21 | 2045 | 5 | 1 | 2.2 | 5779 | 32127
Electrical ¦ LV Distribution ¦ Distribution Board ¦ Main | 1 | High | B | 17 | 2041 | 5 | 2 | 2.7 | 14885 | 30334
HVAC ¦ Heat Emitters - Local ¦ Gas Fired Natural and Fan Assisted Heaters | 1 | Medium | B | 1 | 2025 | 5 | 3 | 3.2 | 26185 | 8829
HVAC ¦ Fan ¦ Local and Special Ventilation ¦ Kitchen Vent ¦ Extract | 1 | Low | B | 5 | 2029 | 5 | 4 | 3.7 | 33173 | 15641
Fabric ¦ Superstructure ¦ Internal Doors ¦ Roller Shutters ¦ Electric Roller Shutter | 1 | Medium | B | 18 | 2042 | 5 | 3 | 3.2 | 26186 | 30962
Communication and Control ¦ Communication Systems ¦ Public Address (PA) System | 1 | Medium | B | 1 | 2025 | 5 | 3 | 3.2 | 26187 | 8830
Security ¦ Access ¦ Access Control ¦ Gate Access - Local Lock / Keypad / Manual (External) | 1 | Medium | B | 8 | 2032 | 5 | 3 | 3.2 | 26188 | 21006
HVAC ¦ Fan ¦ Central Air Conditioning ¦ Ventilating - General | 1 | Medium | B | 11 | 2035 | 5 | 3 | 3.2 | 26189 | 25292
Fire ¦ Fire Detection ¦ Fire Alarm System | 1 | Urgent | B | 1 | 2025 | 5 | 1 | 2.2 | 5780 | 1449
HVAC ¦ Heat Emitters - Local ¦ Electric Heaters | 2 | Medium | B | 1 | 2025 | 5 | 3 | 3.2 | 26190 | 8831
Electrical ¦ Lighting ¦ Internal ¦ General ¦ LED Fittings & Luminaires | 94 | Medium | B | 16 | 2040 | 5 | 3 | 3.2 | 26191 | 29609
Electrical ¦ LV Distribution ¦ Distribution Board ¦ Sub | 1 | High | B | 1 | 2025 | 5 | 2 | 2.7 | 14886 | 4058
Fabric ¦ Superstructure ¦ Windows and External Doors ¦ External Doors ¦ Entrance Doors | 1 | High | B | 11 | 2035 | 5 | 2 | 2.7 | 14887 | 24494
Fire ¦ Fire Detection ¦ Fire Alarm System | 1 | Urgent | B | 1 | 2025 | 5 | 1 | 2.2 | 5781 | 1450
HVAC ¦ Heat Emitters - Central ¦ Radiators ¦ Steel | 1 | Medium | B | 6 | 2030 | 5 | 3 | 3.2 | 26192 | 18754
Fabric ¦ Superstructure ¦ Windows and External Doors ¦ Roller Shutters ¦ Manual Roller Shutter | 1 | High | B | 1 | 2025 | 5 | 2 | 2.7 | 14888 | 4059
Electrical ¦ Lighting ¦ Internal ¦ Emergency ¦ Self Contained ¦ LED | 1 | Urgent | B | 21 | 2045 | 5 | 1 | 2.2 | 5782 | 32128
Water ¦ Local Hot Water ¦ Package Electric Water Heaters - Non-Drinking Water | 1 | Medium | B | 5 | 2029 | 5 | 3 | 3.2 | 26193 | 15199
HVAC ¦ Heat Emitters - Central ¦ Unit Heaters | 1 | Medium | B | 1 | 2025 | 5 | 3 | 3.2 | 26194 | 8832
Fabric ¦ Barriers and Guardrails ¦ Fixed Edge Protection | 1 | High | B | 1 | 2025 | 5 | 2 | 2.7 | 14889 | 4060
Electrical ¦ Lighting ¦ Internal ¦ Emergency ¦ Self Contained ¦ LED | 8 | Urgent | B | 15 | 2039 | 5 | 1 | 2.2 | 5783 | 27896
Electrical ¦ Lighting ¦ Internal ¦ Emergency ¦ Self Contained ¦ LED | 1 | Urgent | B | 21 | 2045 | 5 | 1 | 2.2 | 5784 | 32129
Electrical ¦ Specialist Lighting ¦ External ¦ Illuminated External Signs | 1 | Medium | B | 6 | 2030 | 5 | 3 | 3.2 | 26195 | 18755
HVAC ¦ Local Air Conditioning ¦ Single-Split Condenser - Split Systems/Heat Pumps - Air-cooled with Direct Expansion Evaporator (DX) | 1 | Medium | B | 12 | 2036 | 5 | 3 | 3.2 | 26196 | 26572
HVAC ¦ Heat Emitters - Local ¦ Gas Fired Unit Heaters | 1 | Medium | B | 7 | 2031 | 5 | 3 | 3.2 | 26197 | 19992
HVAC ¦ Heat Emitters - Central ¦ Unit Heaters | 1 | Medium | B | 1 | 2025 | 5 | 3 | 3.2 | 26198 | 8833
HVAC ¦ Fan ¦ Central Cooling ¦ Axial | 1 | Medium | B | 1 | 2025 | 5 | 3 | 3.2 | 26199 | 8834
Fabric ¦ Superstructure ¦ Windows and External Doors ¦ Roller Shutters ¦ Electric Roller Shutter | 1 | High | C | 1 | 2025 | 4 | 2 | 2.4 | 10604 | 2433
Electrical ¦ Lighting ¦ External ¦ General - Non-LED | 4 | Medium | B | 1 | 2025 | 5 | 3 | 3.2 | 26200 | 8835
HVAC ¦ Heat Emitters - Local ¦ Electric Heaters | 1 | Medium | B | 1 | 2025 | 5 | 3 | 3.2 | 26201 | 8836
HVAC ¦ Fan ¦ Central Ventilation Systems ¦ Axial | 1 | Medium | B | 1 | 2025 | 5 | 3 | 3.2 | 26202 | 8837
Fabric ¦ Superstructure ¦ Windows and External Doors ¦ Roller Shutters ¦ Manual Roller Shutter | 1 | High | B | 1 | 2025 | 5 | 2 | 2.7 | 14890 | 4061
Electrical ¦ Specialist Lighting ¦ Internal ¦ Illuminated Fire Exit Signage | 1 | Urgent | B | 10 | 2034 | 5 | 1 | 2.2 | 5785 | 22073
Electrical ¦ Lighting ¦ Internal ¦ Emergency ¦ Self Contained ¦ Non LED | 2 | Urgent | B | 1 | 2025 | 5 | 1 | 2.2 | 5786 | 1451
Fire ¦ Fire Fighting ¦ Fire Extinguishers ¦ Foam | 7 | Urgent | A | 10 | 2034 | 6 | 1 | 2.5 | 10909 | 22221
Electrical ¦ Lighting ¦ Internal ¦ Emergency ¦ Self Contained ¦ LED | 5 | Urgent | B | 21 | 2045 | 5 | 1 | 2.2 | 5787 | 32130
HVAC ¦ Fan ¦ Local and Special Ventilation ¦ Axial | 1 | Medium | B | 1 | 2025 | 5 | 3 | 3.2 | 26203 | 8838
HVAC ¦ Fan ¦ Central Ventilation Systems ¦ Axial | 1 | Medium | B | 1 | 2025 | 5 | 3 | 3.2 | 26204 | 8839
Electrical ¦ Specialist Lighting ¦ Internal ¦ Illuminated Fire Exit Signage | 2 | Urgent | B | 12 | 2036 | 5 | 1 | 2.2 | 5788 | 26036
Electrical ¦ Lighting ¦ Internal ¦ General ¦ LED Fittings & Luminaires | 10 | Medium | B | 10 | 2034 | 5 | 3 | 3.2 | 26205 | 22871
Fire ¦ Fire Fighting ¦ Fire Extinguishers ¦ CO2 | 5 | Urgent | B | 6 | 2030 | 5 | 1 | 2.2 | 5789 | 16528
HVAC ¦ Fan ¦ Local and Special Ventilation ¦ Centrifugal | 1 | Medium | B | 1 | 2025 | 5 | 3 | 3.2 | 26206 | 8840
Electrical ¦ Lighting ¦ Internal ¦ General ¦ LED Fittings & Luminaires | 5 | Medium | B | 6 | 2030 | 5 | 3 | 3.2 | 26207 | 18756
HVAC ¦ Fan ¦ Central Ventilation Systems ¦ Ventilating - General | 1 | Low | A | 14 | 2038 | 6 | 4 | 4 | 33830 | 27709
HVAC ¦ Fan ¦ Central Ventilation Systems ¦ Axial | 1 | Medium | B | 1 | 2025 | 5 | 3 | 3.2 | 26208 | 8841
Fabric ¦ Superstructure ¦ Internal Doors ¦ Roller Shutters ¦ Electric Roller Shutter | 1 | Medium | B | 11 | 2035 | 5 | 3 | 3.2 | 26209 | 25293
Water ¦ Local Hot Water ¦ Instantaneous Electric Water Heater - Non-Drinking Water | 1 | Medium | B | 10 | 2034 | 5 | 3 | 3.2 | 26210 | 22872
Electrical ¦ LV Distribution ¦ Distribution Board ¦ Sub | 1 | High | B | 13 | 2037 | 5 | 2 | 2.7 | 14891 | 26987
Electrical ¦ Lighting ¦ Internal ¦ Emergency ¦ Self Contained ¦ LED | 4 | Urgent | B | 11 | 2035 | 5 | 1 | 2.2 | 5790 | 23702
Fabric ¦ Superstructure ¦ Windows and External Doors ¦ External Doors ¦ Manual and Automatic Doors ¦ Emergency and Panic Escape Doors | 1 | Urgent | C | 11 | 2035 | 4 | 1 | 1.9 | 675 | 23279
HVAC ¦ Fan ¦ Local and Special Ventilation ¦ Axial | 1 | Medium | B | 1 | 2025 | 5 | 3 | 3.2 | 26211 | 8842
Security ¦ Access ¦ Access Control ¦ Gate Access - Local Lock / Keypad / Manual (External) | 2 | Medium | B | 11 | 2035 | 5 | 3 | 3.2 | 26212 | 25294
Fire ¦ Fire Fighting ¦ Fire Extinguishers ¦ CO2 | 3 | Urgent | B | 6 | 2030 | 5 | 1 | 2.2 | 5791 | 16529
Electrical ¦ Lighting ¦ External ¦ General - LED | 2 | Medium | B | 5 | 2029 | 5 | 3 | 3.2 | 26213 | 15200
HVAC ¦ Heat Emitters - Local ¦ Electric Overdoor Air Curtain/Heater | 1 | Medium | C | 1 | 2025 | 4 | 3 | 2.9 | 18714 | 5605
HVAC ¦ Fan ¦ Local and Special Ventilation ¦ Fans Window or Wall Mounted | 1 | Medium | B | 1 | 2025 | 5 | 3 | 3.2 | 26214 | 8843
Electrical ¦ Specialist Lighting ¦ Internal ¦ Illuminated Fire Exit Signage | 2 | Urgent | B | 10 | 2034 | 5 | 1 | 2.2 | 5792 | 22074
Fire ¦ Fire Fighting ¦ Fire Extinguishers ¦ Foam | 3 | Urgent | B | 7 | 2031 | 5 | 1 | 2.2 | 5793 | 19362
HVAC ¦ Local Air Conditioning ¦ Single-Split Evaporator - Split Systems/Heat Pumps - Air-cooled with Direct Expansion Evaporator (DX) | 1 | Medium | B | 5 | 2029 | 5 | 3 | 3.2 | 26215 | 15201
HVAC ¦ Fan ¦ Local and Special Ventilation ¦ Axial | 1 | Medium | B | 1 | 2025 | 5 | 3 | 3.2 | 26216 | 8844
Electrical ¦ Lighting ¦ Internal ¦ Emergency ¦ Self Contained ¦ LED | 1 | Urgent | B | 21 | 2045 | 5 | 1 | 2.2 | 5794 | 32131
Fire ¦ Fire Fighting ¦ Fire Extinguishers ¦ CO2 | 4 | Urgent | B | 9 | 2033 | 5 | 1 | 2.2 | 5795 | 21364
HVAC ¦ Central Heating (Internally Sourced) ¦ Boiler ¦ Atmospheric Gas Burner - Condensing Boiler | 1 | High | B | 14 | 2038 | 5 | 2 | 2.7 | 14892 | 27460
Fabric ¦ Superstructure ¦ Windows and External Doors ¦ External Doors ¦ Manual and Automatic Doors ¦ Auto / Powered Sliding Doors | 1 | High | B | 21 | 2045 | 5 | 2 | 2.7 | 14893 | 32655
Fabric ¦ Superstructure ¦ Windows and External Doors ¦ External Doors ¦ Manual and Automatic Doors ¦ Emergency and Panic Escape Doors | 1 | Urgent | B | 11 | 2035 | 5 | 1 | 2.2 | 5796 | 23703
Electrical ¦ Lighting ¦ Internal ¦ General | 4 | Medium | B | 1 | 2025 | 5 | 3 | 3.2 | 26217 | 8845
HVAC ¦ Central Air Conditioning ¦ Air Conditioning ¦ Multi-Split Evaporator - Split Systems/Heat Pumps - Air-cooled with Direct Expansion Evaporator (DX) | 1 | Medium | B | 12 | 2036 | 5 | 3 | 3.2 | 26218 | 26573
HVAC ¦ Fan ¦ Local and Special Ventilation ¦ Axial | 1 | Medium | B | 1 | 2025 | 5 | 3 | 3.2 | 26219 | 8846
HVAC ¦ Heat Emitters - Central ¦ Unit Heaters | 1 | Medium | B | 1 | 2025 | 5 | 3 | 3.2 | 26220 | 8847
HVAC ¦ Fan ¦ Local and Special Ventilation ¦ Extract | 1 | Medium | B | 1 | 2025 | 5 | 3 | 3.2 | 26221 | 8848
Fire ¦ Fire Detection ¦ Fire Alarm System | 1 | Urgent | B | 8 | 2032 | 5 | 1 | 2.2 | 5797 | 20448
Electrical ¦ Lighting ¦ External ¦ General - LED | 1 | Medium | B | 11 | 2035 | 5 | 3 | 3.2 | 26222 | 25295
Electrical ¦ Lighting ¦ Internal ¦ Emergency ¦ Self Contained ¦ LED | 1 | Urgent | B | 20 | 2044 | 5 | 1 | 2.2 | 5798 | 31489
Security ¦ Access ¦ Access Control ¦ Door ¦ Local Lock / Keypad / Manual | 2 | Medium | B | 1 | 2025 | 5 | 3 | 3.2 | 26223 | 8849
HVAC ¦ Fan ¦ Smoke Extract | 1 | Urgent | B | 1 | 2025 | 5 | 1 | 2.2 | 5799 | 1452
HVAC ¦ Ductwork ¦ Ductwork, Fittings and Ancillaries ¦ Central Ventilation Systems ¦ Fire Dampers ¦ Fusible Link | 1 | Urgent | B | 1 | 2025 | 5 | 1 | 2.2 | 5800 | 1453
HVAC ¦ Fan ¦ Central Ventilation Systems ¦ Ventilating - General | 1 | Low | B | 1 | 2025 | 5 | 4 | 3.7 | 33174 | 12082
HVAC ¦ Fan ¦ Central Heating ¦ Axial | 1 | High | B | 3 | 2027 | 5 | 2 | 2.7 | 14894 | 13370
Electrical ¦ Lighting ¦ Internal ¦ Emergency ¦ Self Contained ¦ LED | 6 | Urgent | B | 23 | 2047 | 5 | 1 | 2.2 | 5801 | 33108
Electrical ¦ Specialist Lighting ¦ Internal ¦ Illuminated Fire Exit Signage | 2 | Urgent | B | 1 | 2025 | 5 | 1 | 2.2 | 5802 | 1454
Fire ¦ Fire Fighting ¦ Fire Extinguishers ¦ Foam | 4 | Urgent | B | 6 | 2030 | 5 | 1 | 2.2 | 5803 | 16530
HVAC ¦ Ventilation ¦ Air Handling Unit (AHU) ¦ Internal ¦ Central Air Conditioning ¦ Electric Heating | 1 | High | B | 6 | 2030 | 5 | 2 | 2.7 | 14895 | 17639
Fabric ¦ Superstructure ¦ Windows and External Doors ¦ Roller Shutters ¦ Manual Roller Shutter | 1 | High | B | 1 | 2025 | 5 | 2 | 2.7 | 14896 | 4062
Electrical ¦ Lighting ¦ Internal ¦ Emergency ¦ Self Contained ¦ LED | 5 | Urgent | B | 17 | 2041 | 5 | 1 | 2.2 | 5804 | 30131
Electrical ¦ Lighting ¦ Internal ¦ Emergency ¦ Self Contained ¦ LED | 4 | Urgent | B | 11 | 2035 | 5 | 1 | 2.2 | 5805 | 23704
HVAC ¦ Heat Emitters - Local ¦ Electric Heaters | 1 | Medium | B | 3 | 2027 | 5 | 3 | 3.2 | 26224 | 13573
HVAC ¦ Fan ¦ Local and Special Ventilation ¦ Fans Window or Wall Mounted | 1 | Medium | B | 1 | 2025 | 5 | 3 | 3.2 | 26225 | 8850
Fabric ¦ Superstructure ¦ Windows and External Doors ¦ External Doors ¦ Manual and Automatic Doors ¦ Emergency and Panic Escape Doors | 1 | Urgent | B | 11 | 2035 | 5 | 1 | 2.2 | 5806 | 23705
Fabric ¦ Superstructure ¦ Internal Doors ¦ Roller Shutters ¦ Automatic Roller Shutter | 1 | High | B | 9 | 2033 | 5 | 2 | 2.7 | 14897 | 21608
HVAC ¦ Fan ¦ Local and Special Ventilation ¦ Centrifugal | 1 | Medium | B | 1 | 2025 | 5 | 3 | 3.2 | 26226 | 8851
Fire ¦ Fire Fighting ¦ Fire Extinguishers ¦ Foam | 2 | Urgent | B | 1 | 2025 | 5 | 1 | 2.2 | 5807 | 1455
Fabric ¦ Superstructure ¦ Windows and External Doors ¦ Roller Shutters ¦ Electric Roller Shutter | 1 | High | B | 11 | 2035 | 5 | 2 | 2.7 | 14898 | 24495
Fabric ¦ Superstructure ¦ Windows and External Doors ¦ Roller Shutters ¦ Electric Roller Shutter | 1 | High | B | 1 | 2025 | 5 | 2 | 2.7 | 14899 | 4063
HVAC ¦ Central Air Conditioning ¦ Air Conditioning ¦ Multi-Split Condenser - Split Systems/Heat Pumps - Air-cooled with Direct Expansion Evaporator (DX) | 1 | Medium | B | 1 | 2025 | 5 | 3 | 3.2 | 26227 | 8852
Electrical ¦ LV Distribution ¦ Distribution Board ¦ Sub | 1 | High | B | 13 | 2037 | 5 | 2 | 2.7 | 14900 | 26988
Controls ¦ Building Management System (BMS) ¦ BMS Control Panel | 1 | High | B | 4 | 2028 | 5 | 2 | 2.7 | 14901 | 13964
HVAC ¦ Local and Special Ventilation ¦ Unit extract fans. | 1 | Medium | B | 1 | 2025 | 5 | 3 | 3.2 | 26228 | 8853
Electrical ¦ LV Distribution ¦ Distribution Board ¦ Sub | 1 | High | D | 13 | 2037 | 3 | 2 | 2.1 | 1191 | 26810
Controls ¦ Multi-System Controls ¦ Control Panel - Electrical Services (excluding Electrical Controllers and Pneumatic Relays) | 1 | Medium | B | 13 | 2037 | 5 | 3 | 3.2 | 26229 | 27159
Fabric ¦ Superstructure ¦ Windows and External Doors ¦ External Doors ¦ Entrance Doors | 1 | High | B | 9 | 2033 | 5 | 2 | 2.7 | 14902 | 21609
Electrical ¦ LV Distribution ¦ Distribution Board ¦ Main | 1 | High | B | 1 | 2025 | 5 | 2 | 2.7 | 14903 | 4064
Fabric ¦ Superstructure ¦ Windows and External Doors ¦ Roller Shutters ¦ Manual Roller Shutter | 1 | High | B | 19 | 2043 | 5 | 2 | 2.7 | 14904 | 31205
Fire ¦ Fire Detection ¦ Fire Alarm System | 1 | Urgent | B | 12 | 2036 | 5 | 1 | 2.2 | 5808 | 26037
Fire ¦ Fire Fighting ¦ Fire Extinguishers ¦ CO2 | 2 | Urgent | B | 2 | 2026 | 5 | 1 | 2.2 | 5809 | 12637
Electrical ¦ Lighting ¦ Internal ¦ General | 1 | Medium | B | 11 | 2035 | 5 | 3 | 3.2 | 26230 | 25296
HVAC ¦ Heat Emitters - Local ¦ Gas Fired Natural and Fan Assisted Heaters | 1 | Medium | B | 1 | 2025 | 5 | 3 | 3.2 | 26231 | 8854
Fabric ¦ Superstructure ¦ Internal Doors ¦ Roller Shutters ¦ Automatic Roller Shutter | 1 | High | B | 9 | 2033 | 5 | 2 | 2.7 | 14905 | 21610
HVAC ¦ Heat Emitters - Central ¦ Radiators ¦ Steel | 1 | Medium | B | 10 | 2034 | 5 | 3 | 3.2 | 26232 | 22873
Electrical ¦ LV Distribution ¦ Distribution Board ¦ Main | 1 | High | B | 15 | 2039 | 5 | 2 | 2.7 | 14906 | 28185
Fabric ¦ Superstructure ¦ Windows and External Doors ¦ External Doors ¦ Entrance Doors | 1 | High | B | 20 | 2044 | 5 | 2 | 2.7 | 14907 | 31631
Electrical ¦ Lighting ¦ Internal ¦ General ¦ LED Fittings & Luminaires | 5 | Medium | B | 12 | 2036 | 5 | 3 | 3.2 | 26233 | 26574
Water ¦ Local Hot Water ¦ Package Electric Water Heaters - Non-Drinking Water | 1 | Medium | B | 1 | 2025 | 5 | 3 | 3.2 | 26234 | 8855
Electrical ¦ LV Distribution ¦ Distribution Board ¦ Sub | 1 | High | B | 1 | 2025 | 5 | 2 | 2.7 | 14908 | 4065
HVAC ¦ Fan ¦ Local and Special Ventilation ¦ Axial | 1 | Medium | C | 1 | 2025 | 4 | 3 | 2.9 | 18715 | 5606
Fabric ¦ Barriers and Guardrails ¦ Vehicle Crash Protection Barrier | 6 | V Low | B | 1 | 2025 | 5 | 4 | 3.7 | 33175 | 12083
HVAC ¦ Heat Emitters - Local ¦ Electric Heaters | 1 | Medium | B | 1 | 2025 | 5 | 3 | 3.2 | 26235 | 8856
HVAC ¦ Heat Emitters - Central ¦ Radiators ¦ Steel | 4 | Medium | B | 1 | 2025 | 5 | 3 | 3.2 | 26236 | 8857
HVAC ¦ Central Air Conditioning ¦ Air Conditioning ¦ Multi-Split Condenser - Split Systems/Heat Pumps - Air-cooled with Direct Expansion Evaporator (DX) | 1 | Medium | B | 1 | 2025 | 5 | 3 | 3.2 | 26237 | 8858
Electrical ¦ LV Distribution ¦ Distribution Board ¦ Sub | 1 | High | D | 1 | 2025 | 3 | 2 | 2.1 | 1192 | 813
Fabric ¦ Superstructure ¦ Windows and External Doors ¦ External Doors ¦ Manual and Automatic Doors ¦ Emergency and Panic Escape Doors | 1 | Urgent | B | 1 | 2025 | 5 | 1 | 2.2 | 5810 | 1456
Electrical ¦ LV Distribution ¦ Distribution Board ¦ Sub | 1 | High | B | 6 | 2030 | 5 | 2 | 2.7 | 14909 | 17640
Controls ¦ Building Management System (BMS) ¦ BMS Control Panel | 1 | High | B | 7 | 2031 | 5 | 2 | 2.7 | 14910 | 19640
HVAC ¦ Central Heating (Internally Sourced) ¦ Boiler ¦ Atmospheric Gas Burner Boiler - Small and/or Wall Hung for Light Commercial Installation | 1 | Medium | B | 1 | 2025 | 5 | 3 | 3.2 | 26238 | 8859
Electrical ¦ LV Distribution ¦ Distribution Board ¦ Sub | 1 | High | B | 6 | 2030 | 5 | 2 | 2.7 | 14911 | 17641
Electrical ¦ Lighting ¦ Internal ¦ General ¦ LED Fittings & Luminaires | 11 | Medium | B | 15 | 2039 | 5 | 3 | 3.2 | 26239 | 28443
Electrical ¦ Lighting ¦ Internal ¦ Emergency ¦ Self Contained ¦ LED | 4 | Urgent | B | 11 | 2035 | 5 | 1 | 2.2 | 5811 | 23706
HVAC ¦ Central Heating (Internally Sourced) ¦ Burner ¦ Atmospheric Gas Burner | 1 | Medium | B | 6 | 2030 | 5 | 3 | 3.2 | 26240 | 18757
Security ¦ Access ¦ Access Control ¦ Door ¦ Local Lock / Keypad / Manual | 1 | Medium | A | 15 | 2039 | 6 | 3 | 3.5 | 32547 | 28574
Electrical ¦ Specialist Lighting ¦ Internal ¦ Illuminated Fire Exit Signage | 1 | Urgent | B | 8 | 2032 | 5 | 1 | 2.2 | 5812 | 20449
Fabric ¦ Superstructure ¦ Internal Doors ¦ Roller Shutters ¦ Internal Manual Roller Shutter | 1 | Medium | B | 15 | 2039 | 5 | 3 | 3.2 | 26241 | 28444
HVAC ¦ Fan ¦ Central Cooling ¦ Axial | 1 | Medium | B | 1 | 2025 | 5 | 3 | 3.2 | 26242 | 8860
Fire ¦ Fire Detection ¦ Fire Alarm Panel / Repeater | 1 | Urgent | B | 1 | 2025 | 5 | 1 | 2.2 | 5813 | 1457
Controls ¦ Multi-System Controls ¦ Instrument Control Panel | 1 | Medium | B | 6 | 2030 | 5 | 3 | 3.2 | 26243 | 18758
Electrical ¦ Lighting ¦ Internal ¦ Emergency ¦ Self Contained ¦ Non LED | 1 | Urgent | B | 9 | 2033 | 5 | 1 | 2.2 | 5814 | 21365
Electrical ¦ LV Distribution ¦ Distribution Board ¦ Sub | 1 | High | B | 9 | 2033 | 5 | 2 | 2.7 | 14912 | 21611
Electrical ¦ LV Distribution ¦ Distribution Board ¦ Sub | 1 | High | B | 1 | 2025 | 5 | 2 | 2.7 | 14913 | 4066
Water ¦ Local Hot Water ¦ Instantaneous Electric Water Heater - Non-Drinking Water | 1 | Medium | B | 11 | 2035 | 5 | 3 | 3.2 | 26244 | 25297
Fire ¦ Fire Detection ¦ Fire Alarm System | 1 | Urgent | B | 1 | 2025 | 5 | 1 | 2.2 | 5815 | 1458
HVAC ¦ Fan ¦ Central Ventilation Systems ¦ Ventilating - General | 1 | Low | A | 14 | 2038 | 6 | 4 | 4 | 33831 | 27710
Fabric ¦ Superstructure ¦ Windows and External Doors ¦ Roller Shutters ¦ Manual Roller Shutter | 1 | High | B | 1 | 2025 | 5 | 2 | 2.7 | 14914 | 4067
HVAC ¦ Central Heating (Internally Sourced) ¦ Burner ¦ Forced draft gas burner | 1 | Medium | B | 1 | 2025 | 5 | 3 | 3.2 | 26245 | 8861
Electrical ¦ Specialist Lighting ¦ Internal ¦ Illuminated Fire Exit Signage | 2 | Urgent | B | 12 | 2036 | 5 | 1 | 2.2 | 5816 | 26038
Electrical ¦ Specialist Lighting ¦ Internal ¦ Illuminated Fire Exit Signage | 1 | Urgent | B | 12 | 2036 | 5 | 1 | 2.2 | 5817 | 26039
Electrical ¦ Lighting ¦ External ¦ General - Non-LED | 1 | Medium | B | 1 | 2025 | 5 | 3 | 3.2 | 26246 | 8862
HVAC ¦ Fan ¦ Central Cooling ¦ Axial | 1 | Medium | B | 1 | 2025 | 5 | 3 | 3.2 | 26247 | 8863
HVAC ¦ Fan ¦ Local and Special Ventilation ¦ Fans Window or Wall Mounted | 1 | Medium | B | 1 | 2025 | 5 | 3 | 3.2 | 26248 | 8864
Electrical ¦ Specialist Lighting ¦ External ¦ Illuminated External Signs | 1 | Medium | B | 6 | 2030 | 5 | 3 | 3.2 | 26249 | 18759
Fabric ¦ Superstructure ¦ Windows and External Doors ¦ External Doors ¦ Manual and Automatic Doors ¦ Emergency and Panic Escape Doors | 1 | Urgent | C | 11 | 2035 | 4 | 1 | 1.9 | 676 | 23280
HVAC ¦ Central Heating (Internally Sourced) ¦ Boiler ¦ Atmospheric Gas Burner/Condensing Combination Boiler | 1 | Medium | B | 7 | 2031 | 5 | 3 | 3.2 | 26250 | 19993
HVAC ¦ Fan ¦ Smoke Extract | 1 | Urgent | B | 1 | 2025 | 5 | 1 | 2.2 | 5818 | 1459
Fabric ¦ Superstructure ¦ Windows and External Doors ¦ Roller Shutters ¦ Manual Roller Shutter | 1 | High | B | 1 | 2025 | 5 | 2 | 2.7 | 14915 | 4068
Electrical ¦ LV Distribution ¦ Distribution Board ¦ Sub | 1 | High | C | 1 | 2025 | 4 | 2 | 2.4 | 10605 | 2434
Communication and Control ¦ Communication Systems ¦ Public Address (PA) System | 1 | Medium | B | 1 | 2025 | 5 | 3 | 3.2 | 26251 | 8865
Fabric ¦ Superstructure ¦ Windows and External Doors ¦ Roller Shutters ¦ Manual Roller Shutter | 1 | High | B | 1 | 2025 | 5 | 2 | 2.7 | 14916 | 4069
HVAC ¦ Fan ¦ Local and Special Ventilation ¦ Kitchen Vent ¦ Extract | 1 | Low | B | 10 | 2034 | 5 | 4 | 3.7 | 33176 | 23217
Fabric ¦ Superstructure ¦ Internal Doors ¦ Roller Shutters ¦ Automatic Roller Shutter | 1 | High | B | 4 | 2028 | 5 | 2 | 2.7 | 14917 | 13965
HVAC ¦ Heat Emitters - Central ¦ Radiators ¦ Steel | 1 | Medium | B | 1 | 2025 | 5 | 3 | 3.2 | 26252 | 8866
Fire ¦ Fire Fighting ¦ Fire Extinguishers ¦ CO2 | 4 | Urgent | B | 6 | 2030 | 5 | 1 | 2.2 | 5819 | 16531
HVAC ¦ Local Air Conditioning ¦ Single-Split Condenser - Split Systems/Heat Pumps - Air-cooled with Direct Expansion Evaporator (DX) | 1 | Medium | B | 12 | 2036 | 5 | 3 | 3.2 | 26253 | 26575
Fire ¦ Fire Detection ¦ Fire Alarm System | 1 | Urgent | B | 5 | 2029 | 5 | 1 | 2.2 | 5820 | 14406
Electrical ¦ Lighting ¦ Internal ¦ Emergency ¦ Self Contained ¦ LED | 2 | Urgent | B | 21 | 2045 | 5 | 1 | 2.2 | 5821 | 32132
HVAC ¦ Heat Emitters - Local ¦ Electric Heaters | 1 | Medium | B | 1 | 2025 | 5 | 3 | 3.2 | 26254 | 8867
Fire ¦ Fire Fighting ¦ Fire Extinguishers ¦ Powder - P50 | 2 | Urgent | B | 2 | 2026 | 5 | 1 | 2.2 | 5822 | 12638
Fire ¦ Fire Fighting ¦ Fire Blanket | 1 | Urgent | B | 4 | 2028 | 5 | 1 | 2.2 | 5823 | 13833
Electrical ¦ Lighting ¦ Internal ¦ Emergency ¦ Self Contained ¦ LED | 7 | Urgent | B | 11 | 2035 | 5 | 1 | 2.2 | 5824 | 23707
HVAC ¦ Heat Emitters - Central ¦ Radiators ¦ Steel | 1 | Medium | B | 10 | 2034 | 5 | 3 | 3.2 | 26255 | 22874
Fire ¦ Fire Fighting ¦ Fire Extinguishers ¦ Foam | 4 | Urgent | B | 6 | 2030 | 5 | 1 | 2.2 | 5825 | 16532
HVAC ¦ Fan ¦ Local and Special Ventilation ¦ Extract | 1 | Medium | B | 1 | 2025 | 5 | 3 | 3.2 | 26256 | 8868
Fabric ¦ Superstructure ¦ Windows and External Doors ¦ External Doors ¦ Entrance Doors | 1 | High | B | 11 | 2035 | 5 | 2 | 2.7 | 14918 | 24496
Fire ¦ Fire Fighting ¦ Fire Extinguishers ¦ CO2 | 6 | Urgent | B | 7 | 2031 | 5 | 1 | 2.2 | 5826 | 19363
Fabric ¦ Superstructure ¦ Windows and External Doors ¦ External Doors ¦ Entrance Doors | 1 | High | B | 9 | 2033 | 5 | 2 | 2.7 | 14919 | 21612
Transport ¦ Lifts ¦ Disabled Lift ¦ Electric | 1 | High | B | 1 | 2025 | 5 | 2 | 2.7 | 14920 | 4070
Electrical ¦ Lighting ¦ Internal ¦ General ¦ LED Fittings & Luminaires | 60 | Medium | A | 19 | 2043 | 6 | 3 | 3.5 | 32548 | 31389
Controls ¦ Multi-System Controls ¦ Instrument Control Panel | 1 | Medium | B | 16 | 2040 | 5 | 3 | 3.2 | 26257 | 29610
Electrical ¦ Lighting ¦ Internal ¦ General ¦ LED Fittings & Luminaires | 76 | Medium | B | 16 | 2040 | 5 | 3 | 3.2 | 26258 | 29611
Electrical ¦ Lighting ¦ Internal ¦ General ¦ LED Fittings & Luminaires | 33 | Medium | B | 15 | 2039 | 5 | 3 | 3.2 | 26259 | 28445
Fire ¦ Fire Fighting ¦ Fire Extinguishers ¦ Foam | 5 | Urgent | B | 6 | 2030 | 5 | 1 | 2.2 | 5827 | 16533
HVAC ¦ Central Air Conditioning ¦ Air Conditioning ¦ Multi-Split Evaporator - Split Systems/Heat Pumps - Air-cooled with Direct Expansion Evaporator (DX) | 1 | Medium | B | 1 | 2025 | 5 | 3 | 3.2 | 26260 | 8869
Fabric ¦ Superstructure ¦ Windows and External Doors ¦ External Doors ¦ Manual and Automatic Doors ¦ Emergency and Panic Escape Doors | 1 | Urgent | B | 16 | 2040 | 5 | 1 | 2.2 | 5828 | 28843
HVAC ¦ Fan ¦ Local and Special Ventilation ¦ Kitchen Vent ¦ Axial | 1 | High | B | 1 | 2025 | 5 | 2 | 2.7 | 14921 | 4071
HVAC ¦ Heat Emitters - Central ¦ Radiators ¦ Steel | 4 | Medium | B | 1 | 2025 | 5 | 3 | 3.2 | 26261 | 8870
HVAC ¦ Fan ¦ Local and Special Ventilation ¦ Fans Window or Wall Mounted | 1 | Medium | CX | 1 | 2025 | 2 | 3 | 2.3 | 10207 | 2148
HVAC ¦ Fan ¦ Local and Special Ventilation ¦ Axial | 1 | Medium | C | 1 | 2025 | 4 | 3 | 2.9 | 18716 | 5607
Fire ¦ Fire Detection ¦ Fire Alarm System | 1 | Urgent | B | 14 | 2038 | 5 | 1 | 2.2 | 5829 | 27371
Electrical ¦ Lighting ¦ Internal ¦ General ¦ LED Fittings & Luminaires | 15 | Medium | B | 12 | 2036 | 5 | 3 | 3.2 | 26262 | 26576
Electrical ¦ Lighting ¦ Internal ¦ Emergency ¦ Self Contained ¦ Non LED | 1 | Urgent | B | 1 | 2025 | 5 | 1 | 2.2 | 5830 | 1460
Fire ¦ Fire Fighting ¦ Fire Extinguishers ¦ Powder | 3 | Urgent | B | 9 | 2033 | 5 | 1 | 2.2 | 5831 | 21366
HVAC ¦ Heat Emitters - Local ¦ Electric Overdoor Air Curtain/Heater | 1 | Medium | B | 1 | 2025 | 5 | 3 | 3.2 | 26263 | 8871
HVAC ¦ Heat Emitters - Local ¦ Electric Heaters | 1 | Medium | B | 1 | 2025 | 5 | 3 | 3.2 | 26264 | 8872
Electrical ¦ Lighting ¦ Internal ¦ Emergency ¦ Self Contained ¦ Non LED | 2 | Urgent | B | 4 | 2028 | 5 | 1 | 2.2 | 5832 | 13834
Electrical ¦ LV Distribution ¦ Distribution Board ¦ Sub | 1 | High | C | 1 | 2025 | 4 | 2 | 2.4 | 10606 | 2435
HVAC ¦ Central Heating (Internally Sourced) ¦ Boiler ¦ Atmospheric Gas Burner Boiler - Small and/or Wall Hung for Domestic Installation | 1 | Medium | B | 1 | 2025 | 5 | 3 | 3.2 | 26265 | 8873
Fabric ¦ Superstructure ¦ Windows and External Doors ¦ External Doors ¦ Manual and Automatic Doors ¦ Emergency and Panic Escape Doors | 1 | Urgent | B | 30 | 2054 | 5 | 1 | 2.2 | 5833 | 33681
Electrical ¦ Lighting ¦ Internal ¦ Emergency ¦ Self Contained ¦ LED | 1 | Urgent | B | 15 | 2039 | 5 | 1 | 2.2 | 5834 | 27897
Electrical ¦ Lighting ¦ Internal ¦ General ¦ LED Fittings & Luminaires | 6 | Medium | B | 12 | 2036 | 5 | 3 | 3.2 | 26266 | 26577
HVAC ¦ Local Air Conditioning ¦ Single-Split Condenser - Split Systems/Heat Pumps - Air-cooled with Direct Expansion Evaporator (DX) | 1 | Medium | B | 6 | 2030 | 5 | 3 | 3.2 | 26267 | 18760
Fabric ¦ Superstructure ¦ Windows and External Doors ¦ External Doors ¦ Manual and Automatic Doors ¦ Emergency and Panic Escape Doors | 1 | Urgent | B | 20 | 2044 | 5 | 1 | 2.2 | 5835 | 31490
Fire ¦ Fire Fighting ¦ Fire Extinguishers ¦ Foam | 1 | Urgent | B | 9 | 2033 | 5 | 1 | 2.2 | 5836 | 21367
Electrical ¦ Lighting ¦ Internal ¦ Emergency ¦ Self Contained ¦ LED | 7 | Urgent | B | 21 | 2045 | 5 | 1 | 2.2 | 5837 | 32133
HVAC ¦ Fan ¦ Central Ventilation Systems ¦ Axial | 1 | Medium | B | 1 | 2025 | 5 | 3 | 3.2 | 26268 | 8874
Fabric ¦ Superstructure ¦ Windows and External Doors ¦ Roller Shutters ¦ Manual Roller Shutter | 1 | High | B | 1 | 2025 | 5 | 2 | 2.7 | 14922 | 4072
Electrical ¦ LV Distribution ¦ Distribution Board ¦ Sub | 1 | High | D | 1 | 2025 | 3 | 2 | 2.1 | 1193 | 814
Electrical ¦ LV Distribution ¦ Distribution Board ¦ Main | 1 | High | B | 1 | 2025 | 5 | 2 | 2.7 | 14923 | 4073
Electrical ¦ LV Distribution ¦ Distribution Board ¦ Sub | 1 | High | B | 15 | 2039 | 5 | 2 | 2.7 | 14924 | 28186
Electrical ¦ LV Distribution ¦ Distribution Board ¦ Main | 1 | High | B | 1 | 2025 | 5 | 2 | 2.7 | 14925 | 4074
Fabric ¦ Superstructure ¦ Windows and External Doors ¦ External Doors ¦ Manual and Automatic Doors ¦ Emergency and Panic Escape Doors | 1 | Urgent | B | 11 | 2035 | 5 | 1 | 2.2 | 5838 | 23708
HVAC ¦ Fan ¦ Central Ventilation Systems ¦ Ventilating - General | 1 | Low | B | 1 | 2025 | 5 | 4 | 3.7 | 33177 | 12084
Electrical ¦ LV Distribution ¦ Distribution Board ¦ Sub | 1 | High | B | 13 | 2037 | 5 | 2 | 2.7 | 14926 | 26989
HVAC ¦ Heat Emitters - Local ¦ Gas Fired Unit Heaters | 1 | Medium | B | 7 | 2031 | 5 | 3 | 3.2 | 26269 | 19994
Fire ¦ Fire Detection ¦ Fire Alarm System | 1 | Urgent | B | 1 | 2025 | 5 | 1 | 2.2 | 5839 | 1461
Fire ¦ Fire Detection ¦ Fire Alarm System | 1 | Urgent | B | 12 | 2036 | 5 | 1 | 2.2 | 5840 | 26040
Electrical ¦ LV Distribution ¦ Distribution Board ¦ Sub | 1 | High | B | 5 | 2029 | 5 | 2 | 2.7 | 14927 | 14671
HVAC ¦ Local and Special Ventilation ¦ Unit extract fans. | 1 | Medium | B | 1 | 2025 | 5 | 3 | 3.2 | 26270 | 8875
Fabric ¦ Superstructure ¦ Windows and External Doors ¦ Roller Shutters ¦ Manual Roller Shutter | 1 | High | B | 1 | 2025 | 5 | 2 | 2.7 | 14928 | 4075
Electrical ¦ LV Distribution ¦ Distribution Board ¦ Sub | 1 | High | B | 1 | 2025 | 5 | 2 | 2.7 | 14929 | 4076
HVAC ¦ Fan ¦ Central Ventilation Systems ¦ Ventilating - General | 1 | Low | B | 1 | 2025 | 5 | 4 | 3.7 | 33178 | 12085
Fabric ¦ Superstructure ¦ Windows and External Doors ¦ Roller Shutters ¦ Manual Roller Shutter | 1 | High | B | 1 | 2025 | 5 | 2 | 2.7 | 14930 | 4077
HVAC ¦ Fan ¦ Local and Special Ventilation ¦ Extract | 1 | Medium | B | 1 | 2025 | 5 | 3 | 3.2 | 26271 | 8876
Electrical ¦ LV Distribution ¦ Distribution Board ¦ Sub | 1 | High | B | 13 | 2037 | 5 | 2 | 2.7 | 14931 | 26990
HVAC ¦ Fan ¦ Central Cooling ¦ Axial | 1 | Medium | B | 1 | 2025 | 5 | 3 | 3.2 | 26272 | 8877
Fabric ¦ Superstructure ¦ Windows and External Doors ¦ External Doors ¦ Entrance Doors | 1 | High | B | 2 | 2026 | 5 | 2 | 2.7 | 14932 | 12912
Fabric ¦ Superstructure ¦ Windows and External Doors ¦ External Doors ¦ Entrance Doors | 1 | High | B | 11 | 2035 | 5 | 2 | 2.7 | 14933 | 24497
Electrical ¦ Lighting ¦ Internal ¦ General ¦ LED Fittings & Luminaires | 106 | Medium | B | 15 | 2039 | 5 | 3 | 3.2 | 26273 | 28446
Electrical ¦ Lighting ¦ Internal ¦ General | 24 | Medium | B | 6 | 2030 | 5 | 3 | 3.2 | 26274 | 18761
HVAC ¦ Heat Emitters - Central ¦ Radiators ¦ Steel | 1 | Medium | B | 14 | 2038 | 5 | 3 | 3.2 | 26275 | 27589
Water ¦ Local Hot Water ¦ Package Electric Water Heaters - Non-Drinking Water | 1 | Medium | B | 5 | 2029 | 5 | 3 | 3.2 | 26276 | 15202
HVAC ¦ Heat Emitters - Central ¦ Radiators ¦ Steel | 1 | Medium | B | 6 | 2030 | 5 | 3 | 3.2 | 26277 | 18762
Fire ¦ Fire Fighting ¦ Fire Blanket | 1 | Urgent | B | 1 | 2025 | 5 | 1 | 2.2 | 5841 | 1462
Fabric ¦ Superstructure ¦ Internal Doors ¦ Roller Shutters ¦ Internal Manual Roller Shutter | 1 | Medium | B | 1 | 2025 | 5 | 3 | 3.2 | 26278 | 8878
Electrical ¦ Lighting ¦ Internal ¦ General ¦ LED Fittings & Luminaires | 31 | Medium | B | 12 | 2036 | 5 | 3 | 3.2 | 26279 | 26578
Fire ¦ Fire Fighting ¦ Fire Extinguishers ¦ Powder | 3 | Urgent | B | 8 | 2032 | 5 | 1 | 2.2 | 5842 | 20450
Fabric ¦ Superstructure ¦ Windows and External Doors ¦ Roller Shutters ¦ Manual Roller Shutter | 1 | High | CX | 1 | 2025 | 2 | 2 | 1.8 | 522 | 419
Electrical ¦ LV Distribution ¦ Distribution Board ¦ Sub | 1 | High | B | 3 | 2027 | 5 | 2 | 2.7 | 14934 | 13371
Fabric ¦ Superstructure ¦ Internal Doors ¦ Roller Shutters ¦ Electric Roller Shutter | 1 | Medium | B | 15 | 2039 | 5 | 3 | 3.2 | 26280 | 28447
HVAC ¦ Heat Emitters - Local ¦ Electric Heaters | 4 | Medium | B | 3 | 2027 | 5 | 3 | 3.2 | 26281 | 13574
Electrical ¦ Lighting ¦ Internal ¦ General ¦ LED Fittings & Luminaires | 2 | Medium | B | 17 | 2041 | 5 | 3 | 3.2 | 26282 | 30493
Electrical ¦ Lighting ¦ External ¦ General - LED | 1 | Medium | B | 10 | 2034 | 5 | 3 | 3.2 | 26283 | 22875
HVAC ¦ Heat Emitters - Central ¦ Radiators ¦ Steel | 1 | Medium | B | 6 | 2030 | 5 | 3 | 3.2 | 26284 | 18763
HVAC ¦ Heat Emitters - Central ¦ Radiators ¦ Steel | 4 | Medium | B | 1 | 2025 | 5 | 3 | 3.2 | 26285 | 8879
HVAC ¦ Local Air Conditioning ¦ Single-Split Condenser - Split Systems/Heat Pumps - Air-cooled with Direct Expansion Evaporator (DX) | 1 | Medium | B | 8 | 2032 | 5 | 3 | 3.2 | 26286 | 21007
HVAC ¦ Fan ¦ Local and Special Ventilation ¦ Fans Window or Wall Mounted | 1 | Medium | DX | 1 | 2025 | 1 | 3 | 2 | 888 | 598
Fabric ¦ Superstructure ¦ Windows and External Doors ¦ External Doors ¦ Entrance Doors | 1 | High | B | 6 | 2030 | 5 | 2 | 2.7 | 14935 | 17642
Electrical ¦ Lighting ¦ External ¦ General - LED | 2 | Medium | B | 12 | 2036 | 5 | 3 | 3.2 | 26287 | 26579
HVAC ¦ Local Air Conditioning ¦ Single-Split Evaporator - Split Systems/Heat Pumps - Air-cooled with Direct Expansion Evaporator (DX) | 1 | Medium | B | 1 | 2025 | 5 | 3 | 3.2 | 26288 | 8880
Controls ¦ Multi-System Controls ¦ Control Panel - Electrical Services (excluding Electrical Controllers and Pneumatic Relays) | 1 | Medium | B | 10 | 2034 | 5 | 3 | 3.2 | 26289 | 22876
HVAC ¦ Fan ¦ Local and Special Ventilation ¦ Kitchen Vent ¦ Extract | 1 | Low | B | 12 | 2036 | 5 | 4 | 3.7 | 33179 | 26803
Fabric ¦ Superstructure ¦ Windows and External Doors ¦ Roller Shutters ¦ Manual Roller Shutter | 1 | High | B | 1 | 2025 | 5 | 2 | 2.7 | 14936 | 4078
Electrical ¦ LV Distribution ¦ Distribution Board ¦ Main | 1 | High | B | 14 | 2038 | 5 | 2 | 2.7 | 14937 | 27461
Electrical ¦ LV Distribution ¦ Distribution Board ¦ Sub | 1 | High | B | 12 | 2036 | 5 | 2 | 2.7 | 14938 | 26198
HVAC ¦ Fan ¦ Central Ventilation Systems ¦ Ventilating - General | 1 | Low | B | 1 | 2025 | 5 | 4 | 3.7 | 33180 | 12086
Fabric ¦ Superstructure ¦ Windows and External Doors ¦ External Doors ¦ Manual and Automatic Doors ¦ Emergency and Panic Escape Doors | 1 | Urgent | B | 11 | 2035 | 5 | 1 | 2.2 | 5843 | 23709
Fabric ¦ Superstructure ¦ Windows and External Doors ¦ External Doors ¦ Manual and Automatic Doors ¦ High Security Door | 1 | High | B | 6 | 2030 | 5 | 2 | 2.7 | 14939 | 17643
Fabric ¦ Superstructure ¦ Internal Doors ¦ Roller Shutters ¦ Internal Manual Roller Shutter | 1 | Medium | B | 1 | 2025 | 5 | 3 | 3.2 | 26290 | 8881
Fabric ¦ Superstructure ¦ Windows and External Doors ¦ Roller Shutters ¦ Electric Roller Shutter | 1 | High | B | 11 | 2035 | 5 | 2 | 2.7 | 14940 | 24498
Fire ¦ Fire Fighting ¦ Fire Extinguishers ¦ Foam | 5 | Urgent | B | 7 | 2031 | 5 | 1 | 2.2 | 5844 | 19364
Fire ¦ Fire Fighting ¦ Fire Extinguishers ¦ Foam | 1 | Urgent | B | 7 | 2031 | 5 | 1 | 2.2 | 5845 | 19365
Fabric ¦ Superstructure ¦ Windows and External Doors ¦ External Doors ¦ Manual and Automatic Doors ¦ Emergency and Panic Escape Doors | 1 | Urgent | B | 20 | 2044 | 5 | 1 | 2.2 | 5846 | 31491
Fabric ¦ Superstructure ¦ Windows and External Doors ¦ Roller Shutters ¦ Manual Roller Shutter | 1 | High | B | 11 | 2035 | 5 | 2 | 2.7 | 14941 | 24499
Electrical ¦ Lighting ¦ Internal ¦ Emergency ¦ Self Contained ¦ Non LED | 2 | Urgent | B | 1 | 2025 | 5 | 1 | 2.2 | 5847 | 1463
Fire ¦ Fire Fighting ¦ Fire Extinguishers ¦ Foam | 5 | Urgent | B | 9 | 2033 | 5 | 1 | 2.2 | 5848 | 21368
HVAC ¦ Heat Emitters - Central ¦ Radiators ¦ Steel | 3 | Medium | B | 1 | 2025 | 5 | 3 | 3.2 | 26291 | 8882
Fabric ¦ Superstructure ¦ Windows and External Doors ¦ External Doors ¦ Entrance Doors | 1 | High | B | 11 | 2035 | 5 | 2 | 2.7 | 14942 | 24500
Electrical ¦ LV Distribution ¦ Distribution Board ¦ Main | 1 | High | B | 1 | 2025 | 5 | 2 | 2.7 | 14943 | 4079
Fabric ¦ Superstructure ¦ Windows and External Doors ¦ Roller Shutters ¦ Electric Roller Shutter | 1 | High | B | 1 | 2025 | 5 | 2 | 2.7 | 14944 | 4080
Electrical ¦ Lighting ¦ Internal ¦ General ¦ LED Fittings & Luminaires | 3 | Medium | B | 10 | 2034 | 5 | 3 | 3.2 | 26292 | 22877
Electrical ¦ Lighting ¦ Internal ¦ General | 7 | Medium | B | 8 | 2032 | 5 | 3 | 3.2 | 26293 | 21008
Water ¦ Local Hot Water ¦ Instantaneous Electric Water Heater - Non-Drinking Water | 1 | Medium | B | 3 | 2027 | 5 | 3 | 3.2 | 26294 | 13575
Fire ¦ Fire Detection ¦ Fire Alarm System | 1 | Urgent | B | 11 | 2035 | 5 | 1 | 2.2 | 5849 | 23710
Fabric ¦ Superstructure ¦ Windows and External Doors ¦ Roller Shutters ¦ Manual Roller Shutter | 1 | High | CX | 1 | 2025 | 2 | 2 | 1.8 | 523 | 420
HVAC ¦ Fan ¦ Local and Special Ventilation ¦ Fans Window or Wall Mounted | 1 | Medium | B | 1 | 2025 | 5 | 3 | 3.2 | 26295 | 8883
Electrical ¦ LV Distribution ¦ Distribution Board ¦ Sub | 1 | High | B | 6 | 2030 | 5 | 2 | 2.7 | 14945 | 17644
HVAC ¦ Heat Emitters - Local ¦ Gas Fired Unit Heaters | 1 | Medium | B | 1 | 2025 | 5 | 3 | 3.2 | 26296 | 8884
HVAC ¦ Fan ¦ Local and Special Ventilation ¦ Extract | 1 | Medium | CX | 1 | 2025 | 2 | 3 | 2.3 | 10208 | 2149
Fire ¦ Fire Fighting ¦ Fire Blanket | 1 | Urgent | B | 4 | 2028 | 5 | 1 | 2.2 | 5850 | 13835
Water ¦ Local Hot Water ¦ Instantaneous Electric Water Heater - Non-Drinking Water | 1 | Medium | B | 1 | 2025 | 5 | 3 | 3.2 | 26297 | 8885
HVAC ¦ Ventilation ¦ Air Handling Unit (AHU) ¦ Internal ¦ Central Heating & Cooling ¦ Electric & DX | 1 | Medium | B | 1 | 2025 | 5 | 3 | 3.2 | 26298 | 8886
Electrical ¦ LV Distribution ¦ Distribution Board ¦ Sub | 1 | High | B | 2 | 2026 | 5 | 2 | 2.7 | 14946 | 12913
Fabric ¦ Superstructure ¦ Windows and External Doors ¦ External Doors ¦ Entrance Doors | 1 | High | B | 11 | 2035 | 5 | 2 | 2.7 | 14947 | 24501
Electrical ¦ LV Distribution ¦ Distribution Board ¦ Sub | 1 | High | B | 6 | 2030 | 5 | 2 | 2.7 | 14948 | 17645
Electrical ¦ LV Distribution ¦ Distribution Board ¦ Sub | 1 | High | B | 10 | 2034 | 5 | 2 | 2.7 | 14949 | 22385
Fabric ¦ Superstructure ¦ Windows and External Doors ¦ External Doors ¦ Entrance Doors | 1 | High | B | 10 | 2034 | 5 | 2 | 2.7 | 14950 | 22386
Electrical ¦ Lighting ¦ Internal ¦ General | 1 | Medium | B | 1 | 2025 | 5 | 3 | 3.2 | 26299 | 8887
Electrical ¦ LV Distribution ¦ Distribution Board ¦ Sub | 1 | High | B | 19 | 2043 | 5 | 2 | 2.7 | 14951 | 31206
HVAC ¦ Fan ¦ Local and Special Ventilation ¦ Ventilating - General | 1 | Medium | B | 1 | 2025 | 5 | 3 | 3.2 | 26300 | 8888
Water ¦ Local Hot Water ¦ Package Electric Water Heaters - Non-Drinking Water | 1 | Medium | B | 1 | 2025 | 5 | 3 | 3.2 | 26301 | 8889
Fabric ¦ Superstructure ¦ Internal Doors ¦ Roller Shutters ¦ Electric Roller Shutter | 1 | Medium | B | 1 | 2025 | 5 | 3 | 3.2 | 26302 | 8890
HVAC ¦ Fan ¦ Local and Special Ventilation ¦ Fans Window or Wall Mounted | 1 | Medium | D | 1 | 2025 | 3 | 3 | 2.6 | 11146 | 2650
Fabric ¦ Superstructure ¦ Internal Doors ¦ Roller Shutters ¦ Electric Roller Shutter | 1 | Medium | B | 15 | 2039 | 5 | 3 | 3.2 | 26303 | 28448
Fabric ¦ Superstructure ¦ Windows and External Doors ¦ External Doors ¦ Entrance Doors | 1 | High | B | 11 | 2035 | 5 | 2 | 2.7 | 14952 | 24502
Electrical ¦ Lighting ¦ Internal ¦ General | 6 | Medium | B | 1 | 2025 | 5 | 3 | 3.2 | 26304 | 8891
Fabric ¦ Superstructure ¦ Internal Doors ¦ Roller Shutters ¦ Electric Roller Shutter | 1 | Medium | B | 10 | 2034 | 5 | 3 | 3.2 | 26305 | 22878
Electrical ¦ Lighting ¦ Internal ¦ General ¦ LED Fittings & Luminaires | 89 | Medium | B | 17 | 2041 | 5 | 3 | 3.2 | 26306 | 30494
Electrical ¦ Specialist Lighting ¦ Internal ¦ Illuminated Fire Exit Signage | 1 | Urgent | B | 14 | 2038 | 5 | 1 | 2.2 | 5851 | 27372
Electrical ¦ Specialist Lighting ¦ Internal ¦ Illuminated Fire Exit Signage | 1 | Urgent | B | 1 | 2025 | 5 | 1 | 2.2 | 5852 | 1464
HVAC ¦ Heat Emitters - Local ¦ Electric Heaters | 1 | Medium | B | 5 | 2029 | 5 | 3 | 3.2 | 26307 | 15203
Electrical ¦ Lighting ¦ Internal ¦ General | 9 | Medium | B | 1 | 2025 | 5 | 3 | 3.2 | 26308 | 8892
Fire ¦ Fire Fighting ¦ Fire Extinguishers ¦ CO2 | 5 | Urgent | B | 6 | 2030 | 5 | 1 | 2.2 | 5853 | 16534
HVAC ¦ Local Air Conditioning ¦ Single-Split Evaporator - Split Systems/Heat Pumps - Air-cooled with Direct Expansion Evaporator (DX) | 1 | Medium | D | 1 | 2025 | 3 | 3 | 2.6 | 11147 | 2651
HVAC ¦ Fan ¦ Local and Special Ventilation ¦ Axial | 1 | Medium | B | 1 | 2025 | 5 | 3 | 3.2 | 26309 | 8893
HVAC ¦ Fan ¦ Central Cooling ¦ Axial | 1 | Medium | B | 1 | 2025 | 5 | 3 | 3.2 | 26310 | 8894
Electrical ¦ LV Distribution ¦ Distribution Board ¦ Main | 1 | High | B | 1 | 2025 | 5 | 2 | 2.7 | 14953 | 4081
HVAC ¦ Local Air Conditioning ¦ Single-Split Condenser - Split Systems/Heat Pumps - Air-cooled with Direct Expansion Evaporator (DX) | 1 | Medium | C | 1 | 2025 | 4 | 3 | 2.9 | 18717 | 5608
Electrical ¦ LV Distribution ¦ Distribution Board ¦ Sub | 1 | High | B | 1 | 2025 | 5 | 2 | 2.7 | 14954 | 4082
Fabric ¦ Superstructure ¦ Internal Doors ¦ Roller Shutters ¦ Electric Roller Shutter | 1 | Medium | B | 19 | 2043 | 5 | 3 | 3.2 | 26311 | 31362
Electrical ¦ Lighting ¦ Internal ¦ General ¦ LED Fittings & Luminaires | 38 | Medium | B | 16 | 2040 | 5 | 3 | 3.2 | 26312 | 29612
Electrical ¦ Lighting ¦ Internal ¦ Emergency ¦ Self Contained ¦ LED | 4 | Urgent | B | 21 | 2045 | 5 | 1 | 2.2 | 5854 | 32134
HVAC ¦ Heat Emitters - Local ¦ Electric Heaters | 2 | Medium | B | 1 | 2025 | 5 | 3 | 3.2 | 26313 | 8895
HVAC ¦ Heat Emitters - Local ¦ Fan Convector - Electric | 1 | Medium | B | 1 | 2025 | 5 | 3 | 3.2 | 26314 | 8896
Fire ¦ Fire Detection ¦ Fire Alarm Panel / Repeater | 1 | Urgent | B | 7 | 2031 | 5 | 1 | 2.2 | 5855 | 19366
Electrical ¦ LV Distribution ¦ Distribution Board ¦ Main | 1 | High | B | 17 | 2041 | 5 | 2 | 2.7 | 14955 | 30335
HVAC ¦ Fan ¦ Local and Special Ventilation ¦ Axial | 1 | Medium | B | 1 | 2025 | 5 | 3 | 3.2 | 26315 | 8897
Fire ¦ Fire Fighting ¦ Fire Extinguishers ¦ Foam | 1 | Urgent | B | 6 | 2030 | 5 | 1 | 2.2 | 5856 | 16535
Electrical ¦ LV Distribution ¦ Distribution Board ¦ Main | 1 | High | B | 8 | 2032 | 5 | 2 | 2.7 | 14956 | 20732
Electrical ¦ Lighting ¦ Internal ¦ Emergency ¦ Self Contained ¦ LED | 7 | Urgent | B | 15 | 2039 | 5 | 1 | 2.2 | 5857 | 27898
Fabric ¦ Superstructure ¦ Internal Doors ¦ Roller Shutters ¦ Electric Roller Shutter | 1 | Medium | B | 15 | 2039 | 5 | 3 | 3.2 | 26316 | 28449
Transport ¦ Lifts ¦ Disabled Lift ¦ Electric | 1 | High | B | 1 | 2025 | 5 | 2 | 2.7 | 14957 | 4083
Fabric ¦ Superstructure ¦ Windows and External Doors ¦ External Doors ¦ Entrance Doors | 1 | High | B | 20 | 2044 | 5 | 2 | 2.7 | 14958 | 31632
Fabric ¦ Superstructure ¦ Windows and External Doors ¦ External Doors ¦ Entrance Doors | 1 | High | B | 16 | 2040 | 5 | 2 | 2.7 | 14959 | 29194
Electrical ¦ Lighting ¦ Internal ¦ Emergency ¦ Self Contained ¦ LED | 2 | Urgent | B | 20 | 2044 | 5 | 1 | 2.2 | 5858 | 31492
Electrical ¦ LV Distribution ¦ Main Switch Panel at Supply Intake | 1 | Medium | B | 1 | 2025 | 5 | 3 | 3.2 | 26317 | 8898
Fabric ¦ Superstructure ¦ Windows and External Doors ¦ External Doors ¦ Manual and Automatic Doors ¦ Emergency and Panic Escape Doors | 1 | Urgent | B | 21 | 2045 | 5 | 1 | 2.2 | 5859 | 32135
Electrical ¦ Lighting ¦ Internal ¦ Emergency ¦ Self Contained ¦ LED | 14 | Urgent | B | 21 | 2045 | 5 | 1 | 2.2 | 5860 | 32136
Fabric ¦ Superstructure ¦ Windows and External Doors ¦ External Doors ¦ Manual and Automatic Doors ¦ Emergency and Panic Escape Doors | 1 | Urgent | B | 29 | 2053 | 5 | 1 | 2.2 | 5861 | 33639
HVAC ¦ Heat Emitters - Local ¦ Gas Fired Unit Heaters | 1 | Medium | B | 1 | 2025 | 5 | 3 | 3.2 | 26318 | 8899
Electrical ¦ Specialist Lighting ¦ Internal ¦ Illuminated Fire Exit Signage | 1 | Urgent | B | 15 | 2039 | 5 | 1 | 2.2 | 5862 | 27899
HVAC ¦ Heat Emitters - Central ¦ Radiators ¦ Steel | 1 | Medium | B | 10 | 2034 | 5 | 3 | 3.2 | 26319 | 22879
Electrical ¦ LV Distribution ¦ Distribution Board ¦ Sub | 1 | High | D | 1 | 2025 | 3 | 2 | 2.1 | 1194 | 815
HVAC ¦ Fan ¦ Local and Special Ventilation ¦ Ventilating - General | 1 | Medium | B | 1 | 2025 | 5 | 3 | 3.2 | 26320 | 8900
HVAC ¦ Central Heating (Internally Sourced) ¦ Boiler ¦ Atmospheric Gas Burner - Free Standing Boiler | 1 | Medium | B | 1 | 2025 | 5 | 3 | 3.2 | 26321 | 8901
HVAC ¦ Fan ¦ Central Cooling ¦ Axial | 1 | Medium | B | 1 | 2025 | 5 | 3 | 3.2 | 26322 | 8902
Electrical ¦ Lighting ¦ Internal ¦ General | 22 | Medium | C | 1 | 2025 | 4 | 3 | 2.9 | 18718 | 5609
Electrical ¦ Lighting ¦ External ¦ General - LED | 6 | Medium | B | 11 | 2035 | 5 | 3 | 3.2 | 26323 | 25298
Electrical ¦ LV Distribution ¦ Distribution Board ¦ Sub | 1 | High | B | 1 | 2025 | 5 | 2 | 2.7 | 14960 | 4084
Fire ¦ Fire Detection ¦ Fire Alarm Panel / Repeater | 1 | Urgent | B | 7 | 2031 | 5 | 1 | 2.2 | 5863 | 19367
Fabric ¦ Superstructure ¦ Windows and External Doors ¦ External Doors ¦ Entrance Doors | 1 | High | B | 26 | 2050 | 5 | 2 | 2.7 | 14961 | 33504
Electrical ¦ Lighting ¦ External ¦ General - Non-LED | 2 | Medium | D | 1 | 2025 | 3 | 3 | 2.6 | 11148 | 2652
Fire ¦ Fire Fighting ¦ Fire Extinguishers ¦ Foam | 4 | Urgent | B | 6 | 2030 | 5 | 1 | 2.2 | 5864 | 16536
Electrical ¦ LV Distribution ¦ Distribution Board ¦ Sub | 1 | High | B | 15 | 2039 | 5 | 2 | 2.7 | 14962 | 28187
Fabric ¦ Superstructure ¦ Windows and External Doors ¦ External Doors ¦ Manual and Automatic Doors ¦ Auto / Powered Sliding Doors | 1 | High | B | 21 | 2045 | 5 | 2 | 2.7 | 14963 | 32656
Security ¦ Access ¦ Access Control ¦ Gate Access - Local Lock / Keypad / Manual (External) | 1 | Medium | B | 11 | 2035 | 5 | 3 | 3.2 | 26324 | 25299
Electrical ¦ Lighting ¦ External ¦ General - LED | 1 | Medium | B | 11 | 2035 | 5 | 3 | 3.2 | 26325 | 25300
HVAC ¦ Local Air Conditioning ¦ Single-Split Condenser - Split Systems/Heat Pumps - Air-cooled with Direct Expansion Evaporator (DX) | 1 | Medium | C | 1 | 2025 | 4 | 3 | 2.9 | 18719 | 5610
Electrical ¦ LV Distribution ¦ Distribution Board ¦ Sub | 1 | High | B | 11 | 2035 | 5 | 2 | 2.7 | 14964 | 24503
Water ¦ Local Hot Water ¦ Electric Water Heater - Drinking Water ¦ Pressurised | 1 | Medium | B | 2 | 2026 | 5 | 3 | 3.2 | 26326 | 13118
Fabric ¦ Superstructure ¦ Windows and External Doors ¦ Roller Shutters ¦ Electric Roller Shutter | 1 | High | B | 1 | 2025 | 5 | 2 | 2.7 | 14965 | 4085
Fire ¦ Fire Fighting ¦ Fire Extinguishers ¦ CO2 | 3 | Urgent | B | 6 | 2030 | 5 | 1 | 2.2 | 5865 | 16537
Fabric ¦ Superstructure ¦ Windows and External Doors ¦ Roller Shutters ¦ Electric Roller Shutter | 1 | High | B | 12 | 2036 | 5 | 2 | 2.7 | 14966 | 26199
Fire ¦ Fire Detection ¦ Fire Alarm Panel / Repeater | 1 | Urgent | B | 13 | 2037 | 5 | 1 | 2.2 | 5866 | 26866
HVAC ¦ Heat Emitters - Central ¦ Radiators ¦ Steel | 2 | Medium | B | 1 | 2025 | 5 | 3 | 3.2 | 26327 | 8903
Fire ¦ Fire Fighting ¦ Fire Extinguishers ¦ Foam | 1 | Urgent | B | 8 | 2032 | 5 | 1 | 2.2 | 5867 | 20451
Fire ¦ Fire Fighting ¦ Fire Extinguishers ¦ CO2 | 2 | Urgent | B | 7 | 2031 | 5 | 1 | 2.2 | 5868 | 19368
HVAC ¦ Heat Emitters - Local ¦ Fan Convector - Electric | 1 | Medium | B | 1 | 2025 | 5 | 3 | 3.2 | 26328 | 8904
Fabric ¦ Superstructure ¦ Windows and External Doors ¦ External Doors ¦ Entrance Doors | 1 | High | B | 11 | 2035 | 5 | 2 | 2.7 | 14967 | 24504
Electrical ¦ LV Distribution ¦ Distribution Board ¦ Sub | 1 | High | B | 10 | 2034 | 5 | 2 | 2.7 | 14968 | 22387
HVAC ¦ Central Heating (Internally Sourced) ¦ Boiler ¦ Atmospheric Gas Burner Boiler - Small and/or Wall Hung for Domestic Installation | 1 | Medium | B | 5 | 2029 | 5 | 3 | 3.2 | 26329 | 15204
HVAC ¦ Fan ¦ Central Cooling ¦ Axial | 1 | Medium | B | 1 | 2025 | 5 | 3 | 3.2 | 26330 | 8905
Electrical ¦ LV Distribution ¦ Distribution Board ¦ Main | 1 | High | B | 1 | 2025 | 5 | 2 | 2.7 | 14969 | 4086
HVAC ¦ Fan ¦ Local and Special Ventilation ¦ Fans Window or Wall Mounted | 1 | Medium | B | 1 | 2025 | 5 | 3 | 3.2 | 26331 | 8906
HVAC ¦ Fan ¦ Central Cooling ¦ Axial | 1 | Medium | B | 1 | 2025 | 5 | 3 | 3.2 | 26332 | 8907
Fire ¦ Fire Fighting ¦ Fire Extinguishers ¦ Foam | 1 | Urgent | B | 5 | 2029 | 5 | 1 | 2.2 | 5869 | 14407
HVAC ¦ Fan ¦ Local and Special Ventilation ¦ Ventilating - General | 1 | Medium | B | 1 | 2025 | 5 | 3 | 3.2 | 26333 | 8908
Electrical ¦ Specialist Lighting ¦ Internal ¦ Illuminated Fire Exit Signage | 5 | Urgent | B | 15 | 2039 | 5 | 1 | 2.2 | 5870 | 27900
Fire ¦ Fire Fighting ¦ Fire Extinguishers ¦ Foam | 5 | Urgent | A | 9 | 2033 | 6 | 1 | 2.5 | 10910 | 21542
HVAC ¦ Central Air Conditioning ¦ Air Conditioning ¦ Multi-Split Condenser - Split Systems/Heat Pumps - Air-cooled with Direct Expansion Evaporator (DX) | 1 | Medium | B | 5 | 2029 | 5 | 3 | 3.2 | 26334 | 15205
HVAC ¦ Heat Emitters - Local ¦ Gas Fired Natural and Fan Assisted Heaters | 1 | Medium | B | 7 | 2031 | 5 | 3 | 3.2 | 26335 | 19995
Fabric ¦ Superstructure ¦ Windows and External Doors ¦ External Doors ¦ Manual and Automatic Doors ¦ Emergency and Panic Escape Doors | 1 | Urgent | B | 11 | 2035 | 5 | 1 | 2.2 | 5871 | 23711
Fire ¦ Fire Detection ¦ Fire Alarm Panel / Repeater | 1 | Urgent | B | 1 | 2025 | 5 | 1 | 2.2 | 5872 | 1465
HVAC ¦ Fan ¦ Central Cooling ¦ Axial | 1 | Medium | B | 1 | 2025 | 5 | 3 | 3.2 | 26336 | 8909
Fabric ¦ Superstructure ¦ Windows and External Doors ¦ External Doors ¦ Manual and Automatic Doors ¦ Emergency and Panic Escape Doors | 1 | Urgent | B | 21 | 2045 | 5 | 1 | 2.2 | 5873 | 32137
Electrical ¦ Lighting ¦ Internal ¦ General ¦ LED Fittings & Luminaires | 21 | Medium | B | 17 | 2041 | 5 | 3 | 3.2 | 26337 | 30495
Electrical ¦ Lighting ¦ Internal ¦ Emergency ¦ Self Contained ¦ LED | 8 | Urgent | B | 21 | 2045 | 5 | 1 | 2.2 | 5874 | 32138
Electrical ¦ Lighting ¦ Internal ¦ General | 6 | Medium | B | 1 | 2025 | 5 | 3 | 3.2 | 26338 | 8910
Fabric ¦ Superstructure ¦ Windows and External Doors ¦ Roller Shutters ¦ Electric Roller Shutter | 1 | High | B | 1 | 2025 | 5 | 2 | 2.7 | 14970 | 4087
Fire ¦ Fire Detection ¦ Fire Alarm System | 1 | Urgent | B | 1 | 2025 | 5 | 1 | 2.2 | 5875 | 1466
Electrical ¦ Lighting ¦ Internal ¦ General | 53 | Medium | B | 10 | 2034 | 5 | 3 | 3.2 | 26339 | 22880
Electrical ¦ Specialist Lighting ¦ Internal ¦ Illuminated Fire Exit Signage | 3 | Urgent | B | 10 | 2034 | 5 | 1 | 2.2 | 5876 | 22075
Fire ¦ Fire Fighting ¦ Fire Extinguishers ¦ CO2 | 2 | Urgent | B | 9 | 2033 | 5 | 1 | 2.2 | 5877 | 21369
HVAC ¦ Local Air Conditioning ¦ Single-Split Evaporator - Split Systems/Heat Pumps - Air-cooled with Direct Expansion Evaporator (DX) | 1 | Medium | CX | 1 | 2025 | 2 | 3 | 2.3 | 10209 | 2150
HVAC ¦ Heat Emitters - Local ¦ Gas Fired Natural and Fan Assisted Heaters | 1 | Medium | B | 5 | 2029 | 5 | 3 | 3.2 | 26340 | 15206
Electrical ¦ Lighting ¦ Internal ¦ General ¦ LED Fittings & Luminaires | 80 | Medium | B | 16 | 2040 | 5 | 3 | 3.2 | 26341 | 29613
Electrical ¦ Lighting ¦ Internal ¦ Emergency ¦ Self Contained ¦ LED | 1 | Urgent | B | 17 | 2041 | 5 | 1 | 2.2 | 5878 | 30132
HVAC ¦ Heat Emitters - Local ¦ Gas Fired Unit Heaters | 1 | Medium | B | 10 | 2034 | 5 | 3 | 3.2 | 26342 | 22881
Fabric ¦ Superstructure ¦ Windows and External Doors ¦ Roller Shutters ¦ Manual Roller Shutter | 1 | High | B | 13 | 2037 | 5 | 2 | 2.7 | 14971 | 26991
Fire ¦ Fire Fighting ¦ Fire Extinguishers ¦ Foam | 5 | Urgent | B | 6 | 2030 | 5 | 1 | 2.2 | 5879 | 16538
Electrical ¦ Lighting ¦ Internal ¦ Emergency ¦ Self Contained ¦ LED | 6 | Urgent | B | 16 | 2040 | 5 | 1 | 2.2 | 5880 | 28844
Fire ¦ Fire Fighting ¦ Fire Extinguishers ¦ CO2 | 2 | Urgent | B | 6 | 2030 | 5 | 1 | 2.2 | 5881 | 16539
Fabric ¦ Superstructure ¦ Windows and External Doors ¦ Roller Shutters ¦ Manual Roller Shutter | 1 | High | B | 1 | 2025 | 5 | 2 | 2.7 | 14972 | 4088
Fire ¦ Fire Detection ¦ Fire Alarm Panel / Repeater | 1 | Urgent | B | 8 | 2032 | 5 | 1 | 2.2 | 5882 | 20452
Electrical ¦ LV Distribution ¦ Distribution Board ¦ Sub | 1 | High | D | 6 | 2030 | 3 | 2 | 2.1 | 1195 | 15726
Fabric ¦ Superstructure ¦ Windows and External Doors ¦ External Doors ¦ Manual and Automatic Doors ¦ Emergency and Panic Escape Doors | 1 | Urgent | B | 27 | 2051 | 5 | 1 | 2.2 | 5883 | 33549
Electrical ¦ LV Distribution ¦ Distribution Board ¦ Main | 1 | High | B | 11 | 2035 | 5 | 2 | 2.7 | 14973 | 24505
Fire ¦ Fire Detection ¦ Fire Alarm Panel / Repeater | 1 | Urgent | B | 5 | 2029 | 5 | 1 | 2.2 | 5884 | 14408
Electrical ¦ LV Distribution ¦ Distribution Board ¦ Main | 1 | High | B | 10 | 2034 | 5 | 2 | 2.7 | 14974 | 22388
HVAC ¦ Local Air Conditioning ¦ Single-Split Evaporator - Split Systems/Heat Pumps - Air-cooled with Direct Expansion Evaporator (DX) | 1 | Medium | B | 1 | 2025 | 5 | 3 | 3.2 | 26343 | 8911
HVAC ¦ Local and Special Ventilation ¦ Unit extract fans. | 1 | Medium | B | 5 | 2029 | 5 | 3 | 3.2 | 26344 | 15207
HVAC ¦ Central Heating (Internally Sourced) ¦ Boiler ¦ Electric Boilers | 1 | Medium | B | 1 | 2025 | 5 | 3 | 3.2 | 26345 | 8912
HVAC ¦ Central Heating (Internally Sourced) ¦ Burner ¦ Forced draft gas burner | 1 | Medium | B | 1 | 2025 | 5 | 3 | 3.2 | 26346 | 8913
Electrical ¦ LV Distribution ¦ Distribution Board ¦ Sub | 1 | High | B | 1 | 2025 | 5 | 2 | 2.7 | 14975 | 4089
HVAC ¦ Heat Emitters - Local ¦ Electric Overdoor Air Curtain/Heater | 1 | Medium | B | 1 | 2025 | 5 | 3 | 3.2 | 26347 | 8914
Electrical ¦ LV Distribution ¦ Distribution Board ¦ Main | 1 | High | B | 1 | 2025 | 5 | 2 | 2.7 | 14976 | 4090
Fabric ¦ Superstructure ¦ Internal Doors ¦ Roller Shutters ¦ Electric Roller Shutter | 1 | Medium | B | 1 | 2025 | 5 | 3 | 3.2 | 26348 | 8915
HVAC ¦ Fan ¦ Local and Special Ventilation ¦ Extract | 1 | Medium | B | 1 | 2025 | 5 | 3 | 3.2 | 26349 | 8916
HVAC ¦ Fan ¦ Local and Special Ventilation ¦ Extract | 1 | Medium | B | 1 | 2025 | 5 | 3 | 3.2 | 26350 | 8917
HVAC ¦ Ventilation ¦ Air Handling Unit (AHU) ¦ Internal ¦ Central Air Conditioning ¦ Gas Fired | 1 | Medium | B | 1 | 2025 | 5 | 3 | 3.2 | 26351 | 8918
HVAC ¦ Fan ¦ Central Ventilation Systems ¦ Ventilating - General | 1 | Low | B | 8 | 2032 | 5 | 4 | 3.7 | 33181 | 21186
HVAC ¦ Heat Emitters - Local ¦ Electric Overdoor Air Curtain/Heater | 1 | Medium | CX | 1 | 2025 | 2 | 3 | 2.3 | 10210 | 2151
Controls ¦ Building Management System (BMS) ¦ BMS Control Panel | 1 | High | D | 4 | 2028 | 3 | 2 | 2.1 | 1196 | 13760
Water ¦ Local Hot Water ¦ Instantaneous Electric Water Heater - Non-Drinking Water | 1 | Medium | B | 1 | 2025 | 5 | 3 | 3.2 | 26352 | 8919
Electrical ¦ LV Distribution ¦ Distribution Board ¦ Main | 1 | High | B | 19 | 2043 | 5 | 2 | 2.7 | 14977 | 31207
Fabric ¦ Superstructure ¦ Internal Doors ¦ Roller Shutters ¦ Internal Manual Roller Shutter | 1 | Medium | B | 15 | 2039 | 5 | 3 | 3.2 | 26353 | 28450
HVAC ¦ Local and Special Ventilation ¦ Unit extract fans. | 1 | Medium | B | 1 | 2025 | 5 | 3 | 3.2 | 26354 | 8920
HVAC ¦ Fan ¦ Central Heating ¦ Axial | 1 | High | B | 1 | 2025 | 5 | 2 | 2.7 | 14978 | 4091
Electrical ¦ Lighting ¦ Internal ¦ General | 8 | Medium | B | 1 | 2025 | 5 | 3 | 3.2 | 26355 | 8921
Fabric ¦ Superstructure ¦ Windows and External Doors ¦ External Doors ¦ Manual and Automatic Doors ¦ Auto / Powered Sliding Doors | 1 | High | B | 29 | 2053 | 5 | 2 | 2.7 | 14979 | 33656
Electrical ¦ Lighting ¦ Internal ¦ General | 40 | Medium | B | 1 | 2025 | 5 | 3 | 3.2 | 26356 | 8922
HVAC ¦ Heat Emitters - Central ¦ Radiators ¦ Steel | 5 | Medium | B | 6 | 2030 | 5 | 3 | 3.2 | 26357 | 18764
Fire ¦ Fire Fighting ¦ Fire Extinguishers ¦ Foam | 5 | Urgent | B | 5 | 2029 | 5 | 1 | 2.2 | 5885 | 14409
Fire ¦ Fire Fighting ¦ Fire Extinguishers ¦ CO2 | 2 | Urgent | B | 7 | 2031 | 5 | 1 | 2.2 | 5886 | 19369
Electrical ¦ LV Distribution ¦ Distribution Board ¦ Main | 1 | High | B | 1 | 2025 | 5 | 2 | 2.7 | 14980 | 4092
Electrical ¦ LV Distribution ¦ Distribution Board ¦ Sub | 1 | High | B | 18 | 2042 | 5 | 2 | 2.7 | 14981 | 30835
Electrical ¦ Lighting ¦ External ¦ General - LED | 3 | Medium | B | 1 | 2025 | 5 | 3 | 3.2 | 26358 | 8923
HVAC ¦ Local Air Conditioning ¦ Single-Split Evaporator - Split Systems/Heat Pumps - Air-cooled with Direct Expansion Evaporator (DX) | 1 | Medium | B | 1 | 2025 | 5 | 3 | 3.2 | 26359 | 8924
Fabric ¦ Superstructure ¦ Windows and External Doors ¦ External Doors ¦ Entrance Doors | 1 | High | B | 30 | 2054 | 5 | 2 | 2.7 | 14982 | 33715
Fire ¦ Fire Fighting ¦ Fire Extinguishers ¦ Foam | 4 | Urgent | B | 6 | 2030 | 5 | 1 | 2.2 | 5887 | 16540
Electrical ¦ LV Distribution ¦ Distribution Board ¦ Sub | 1 | High | B | 1 | 2025 | 5 | 2 | 2.7 | 14983 | 4093
Fabric ¦ Superstructure ¦ Windows and External Doors ¦ Roller Shutters ¦ Manual Roller Shutter | 1 | High | B | 1 | 2025 | 5 | 2 | 2.7 | 14984 | 4094
HVAC ¦ Heat Emitters - Local ¦ Electric Heaters | 2 | Medium | D | 1 | 2025 | 3 | 3 | 2.6 | 11149 | 2653
HVAC ¦ Heat Emitters - Central ¦ Radiators ¦ Steel | 5 | Medium | B | 5 | 2029 | 5 | 3 | 3.2 | 26360 | 15208
Fire ¦ Fire Fighting ¦ Fire Extinguishers ¦ Foam | 4 | Urgent | B | 6 | 2030 | 5 | 1 | 2.2 | 5888 | 16541
Fabric ¦ Superstructure ¦ Windows and External Doors ¦ Roller Shutters ¦ Manual Roller Shutter | 1 | High | B | 15 | 2039 | 5 | 2 | 2.7 | 14985 | 28188
HVAC ¦ Central Air Conditioning ¦ Air Conditioning ¦ Multi-Split Evaporator - Split Systems/Heat Pumps - Air-cooled with Direct Expansion Evaporator (DX) | 1 | Medium | B | 5 | 2029 | 5 | 3 | 3.2 | 26361 | 15209
Electrical ¦ LV Distribution ¦ Distribution Board ¦ Sub | 1 | High | B | 14 | 2038 | 5 | 2 | 2.7 | 14986 | 27462
Electrical ¦ LV Distribution ¦ Distribution Board ¦ Sub | 1 | High | B | 19 | 2043 | 5 | 2 | 2.7 | 14987 | 31208
Security ¦ Access ¦ Access Control ¦ Gate Access - Local Lock / Keypad / Manual (External) | 2 | Medium | B | 1 | 2025 | 5 | 3 | 3.2 | 26362 | 8925
HVAC ¦ Heat Emitters - Local ¦ Electric Overdoor Air Curtain/Heater | 1 | Medium | CX | 1 | 2025 | 2 | 3 | 2.3 | 10211 | 2152
Fabric ¦ Superstructure ¦ Windows and External Doors ¦ External Doors ¦ Manual and Automatic Doors ¦ High Security Door | 1 | High | B | 6 | 2030 | 5 | 2 | 2.7 | 14988 | 17646
Electrical ¦ Lighting ¦ Internal ¦ General ¦ LED Fittings & Luminaires | 5 | Medium | B | 16 | 2040 | 5 | 3 | 3.2 | 26363 | 29614
Fire ¦ Fire Fighting ¦ Fire Extinguishers ¦ CO2 | 1 | Urgent | B | 8 | 2032 | 5 | 1 | 2.2 | 5889 | 20453
Electrical ¦ LV Distribution ¦ Distribution Board ¦ Main | 1 | High | B | 19 | 2043 | 5 | 2 | 2.7 | 14989 | 31209
HVAC ¦ Fan ¦ Local and Special Ventilation ¦ Centrifugal | 1 | Medium | B | 1 | 2025 | 5 | 3 | 3.2 | 26364 | 8926
HVAC ¦ Fan ¦ Local and Special Ventilation ¦ Centrifugal | 1 | Medium | B | 1 | 2025 | 5 | 3 | 3.2 | 26365 | 8927
Fire ¦ Fire Fighting ¦ Fire Extinguishers ¦ CO2 | 4 | Urgent | B | 2 | 2026 | 5 | 1 | 2.2 | 5890 | 12639
Electrical ¦ Lighting ¦ Internal ¦ General ¦ LED Fittings & Luminaires | 22 | Medium | B | 16 | 2040 | 5 | 3 | 3.2 | 26366 | 29615
Fire ¦ Fire Fighting ¦ Fire Extinguishers ¦ Powder | 2 | Urgent | B | 5 | 2029 | 5 | 1 | 2.2 | 5891 | 14410
Fire ¦ Fire Fighting ¦ Fire Extinguishers ¦ Foam | 5 | Urgent | B | 6 | 2030 | 5 | 1 | 2.2 | 5892 | 16542
Fire ¦ Fire Fighting ¦ Fire Extinguishers ¦ CO2 | 3 | Urgent | B | 10 | 2034 | 5 | 1 | 2.2 | 5893 | 22076
Electrical ¦ Lighting ¦ Internal ¦ General ¦ LED Fittings & Luminaires | 46 | Medium | B | 16 | 2040 | 5 | 3 | 3.2 | 26367 | 29616
Security ¦ Access ¦ Access Control ¦ Gate Access - Local Lock / Keypad / Manual (External) | 1 | Medium | B | 5 | 2029 | 5 | 3 | 3.2 | 26368 | 15210
HVAC ¦ Heat Emitters - Local ¦ Gas Fired Unit Heaters | 1 | Medium | B | 4 | 2028 | 5 | 3 | 3.2 | 26369 | 14138
Electrical ¦ LV Distribution ¦ Distribution Board ¦ Main | 1 | High | B | 1 | 2025 | 5 | 2 | 2.7 | 14990 | 4095
Security ¦ Access ¦ Access Control ¦ Door ¦ Local Lock / Keypad / Manual | 1 | Medium | B | 8 | 2032 | 5 | 3 | 3.2 | 26370 | 21009
Fabric ¦ Superstructure ¦ Windows and External Doors ¦ Roller Shutters ¦ Manual Roller Shutter | 1 | High | B | 15 | 2039 | 5 | 2 | 2.7 | 14991 | 28189
Fabric ¦ Barriers and Guardrails ¦ Vehicle Crash Protection Barrier | 1 | V Low | B | 1 | 2025 | 5 | 4 | 3.7 | 33182 | 12087
Electrical ¦ LV Distribution ¦ Distribution Board ¦ Main | 1 | High | B | 13 | 2037 | 5 | 2 | 2.7 | 14992 | 26992
HVAC ¦ Fan ¦ Local and Special Ventilation ¦ Fans Window or Wall Mounted | 1 | Medium | B | 11 | 2035 | 5 | 3 | 3.2 | 26371 | 25301
HVAC ¦ Heat Emitters - Local ¦ Electric Heaters | 3 | Medium | D | 1 | 2025 | 3 | 3 | 2.6 | 11150 | 2654
Electrical ¦ Lighting ¦ External ¦ General - Non-LED | 3 | Medium | B | 1 | 2025 | 5 | 3 | 3.2 | 26372 | 8928
Fire ¦ Fire Fighting ¦ Fire Extinguishers ¦ CO2 | 5 | Urgent | B | 6 | 2030 | 5 | 1 | 2.2 | 5894 | 16543
HVAC ¦ Central Air Conditioning ¦ Air Conditioning ¦ Multi-Split Condenser - Split Systems/Heat Pumps - Air-cooled with Direct Expansion Evaporator (DX) | 1 | Medium | B | 1 | 2025 | 5 | 3 | 3.2 | 26373 | 8929
HVAC ¦ Heat Emitters - Local ¦ Electric Overdoor Air Curtain/Heater | 1 | Medium | B | 12 | 2036 | 5 | 3 | 3.2 | 26374 | 26580
Fabric ¦ Superstructure ¦ Windows and External Doors ¦ Roller Shutters ¦ Manual Roller Shutter | 1 | High | B | 15 | 2039 | 5 | 2 | 2.7 | 14993 | 28190
HVAC ¦ Fan ¦ Local and Special Ventilation ¦ Kitchen Vent ¦ Extract | 1 | Low | A | 14 | 2038 | 6 | 4 | 4 | 33832 | 27711
HVAC ¦ Fan ¦ Local and Special Ventilation ¦ Extract | 1 | Medium | CX | 1 | 2025 | 2 | 3 | 2.3 | 10212 | 2153
Electrical ¦ Specialist Lighting ¦ Internal ¦ Illuminated Fire Exit Signage | 4 | Urgent | B | 17 | 2041 | 5 | 1 | 2.2 | 5895 | 30133
Electrical ¦ Lighting ¦ Internal ¦ General | 5 | Medium | B | 1 | 2025 | 5 | 3 | 3.2 | 26375 | 8930
Water ¦ Local Hot Water ¦ Instantaneous Electric Water Heater - Non-Drinking Water | 1 | Medium | C | 7 | 2031 | 4 | 3 | 2.9 | 18720 | 19726
Electrical ¦ LV Distribution ¦ Distribution Board ¦ Main | 1 | High | B | 1 | 2025 | 5 | 2 | 2.7 | 14994 | 4096
Transport ¦ Lifts ¦ Disabled Lift ¦ Electric | 1 | High | B | 1 | 2025 | 5 | 2 | 2.7 | 14995 | 4097
Electrical ¦ LV Distribution ¦ Distribution Board ¦ Sub | 1 | High | B | 1 | 2025 | 5 | 2 | 2.7 | 14996 | 4098
HVAC ¦ Local Air Conditioning ¦ Single-Split Condenser - Split Systems/Heat Pumps - Air-cooled with Direct Expansion Evaporator (DX) | 1 | Medium | B | 1 | 2025 | 5 | 3 | 3.2 | 26376 | 8931
Electrical ¦ LV Distribution ¦ Distribution Board ¦ Sub | 1 | High | B | 1 | 2025 | 5 | 2 | 2.7 | 14997 | 4099
Electrical ¦ Lighting ¦ Internal ¦ Emergency ¦ Self Contained ¦ LED | 10 | Urgent | B | 21 | 2045 | 5 | 1 | 2.2 | 5896 | 32139
Electrical ¦ Lighting ¦ Internal ¦ General ¦ LED Fittings & Luminaires | 18 | Medium | B | 16 | 2040 | 5 | 3 | 3.2 | 26377 | 29617
Electrical ¦ Lighting ¦ External ¦ General - LED | 1 | Medium | B | 11 | 2035 | 5 | 3 | 3.2 | 26378 | 25302
Fire ¦ Fire Fighting ¦ Fire Extinguishers ¦ Foam | 5 | Urgent | B | 6 | 2030 | 5 | 1 | 2.2 | 5897 | 16544
HVAC ¦ Fan ¦ Central Ventilation Systems ¦ Ventilating - General | 1 | Low | B | 1 | 2025 | 5 | 4 | 3.7 | 33183 | 12088
HVAC ¦ Fan ¦ Central Heating ¦ Axial | 1 | High | B | 1 | 2025 | 5 | 2 | 2.7 | 14998 | 4100
Fabric ¦ Superstructure ¦ Windows and External Doors ¦ External Doors ¦ Entrance Doors | 1 | High | B | 1 | 2025 | 5 | 2 | 2.7 | 14999 | 4101
Electrical ¦ Lighting ¦ Internal ¦ Emergency ¦ Self Contained ¦ LED | 7 | Urgent | B | 15 | 2039 | 5 | 1 | 2.2 | 5898 | 27901
Fire ¦ Fire Fighting ¦ Fire Extinguishers ¦ Foam | 5 | Urgent | B | 1 | 2025 | 5 | 1 | 2.2 | 5899 | 1467
Electrical ¦ Lighting ¦ Internal ¦ General ¦ LED Fittings & Luminaires | 73 | Medium | B | 16 | 2040 | 5 | 3 | 3.2 | 26379 | 29618
Electrical ¦ Lighting ¦ Internal ¦ General | 2 | Medium | B | 1 | 2025 | 5 | 3 | 3.2 | 26380 | 8932
HVAC ¦ Heat Emitters - Local ¦ Electric Heaters | 1 | Medium | A | 7 | 2031 | 6 | 3 | 3.5 | 32549 | 20210
Electrical ¦ Lighting ¦ Internal ¦ General | 10 | Medium | B | 6 | 2030 | 5 | 3 | 3.2 | 26381 | 18765
Electrical ¦ Lighting ¦ Internal ¦ General | 33 | Medium | B | 1 | 2025 | 5 | 3 | 3.2 | 26382 | 8933
Electrical ¦ LV Distribution ¦ Distribution Board ¦ Sub | 1 | High | B | 1 | 2025 | 5 | 2 | 2.7 | 15000 | 4102
Security ¦ Access ¦ Access Control ¦ Gate Access - Local Lock / Keypad / Manual (External) | 1 | Medium | B | 1 | 2025 | 5 | 3 | 3.2 | 26383 | 8934
HVAC ¦ Fan ¦ Local and Special Ventilation ¦ Kitchen Vent ¦ Extract | 1 | Low | CX | 5 | 2029 | 2 | 4 | 2.8 | 18351 | 14772
HVAC ¦ Central Heating (Internally Sourced) ¦ Boiler ¦ Atmospheric Gas Burner Boiler - Small and/or Wall Hung for Domestic Installation | 1 | Medium | B | 1 | 2025 | 5 | 3 | 3.2 | 26384 | 8935
Fabric ¦ Superstructure ¦ Windows and External Doors ¦ External Doors ¦ Manual and Automatic Doors ¦ Auto / Powered Sliding Doors | 1 | High | C | 6 | 2030 | 4 | 2 | 2.4 | 10607 | 17333
Electrical ¦ Lighting ¦ Internal ¦ General ¦ LED Fittings & Luminaires | 35 | Medium | B | 17 | 2041 | 5 | 3 | 3.2 | 26385 | 30496
Electrical ¦ Lighting ¦ External ¦ General - LED | 6 | Medium | B | 11 | 2035 | 5 | 3 | 3.2 | 26386 | 25303
Fire ¦ Fire Fighting ¦ Fire Extinguishers ¦ CO2 | 3 | Urgent | B | 6 | 2030 | 5 | 1 | 2.2 | 5900 | 16545
Fabric ¦ Barriers and Guardrails ¦ Vehicle Crash Protection Barrier | 1 | V Low | B | 1 | 2025 | 5 | 4 | 3.7 | 33184 | 12089
Controls ¦ Multi-System Controls ¦ Control Panel - Electrical Services (excluding Electrical Controllers and Pneumatic Relays) | 1 | Medium | B | 1 | 2025 | 5 | 3 | 3.2 | 26387 | 8936
Fabric ¦ Superstructure ¦ Windows and External Doors ¦ External Doors ¦ Manual and Automatic Doors ¦ Emergency and Panic Escape Doors | 1 | Urgent | B | 29 | 2053 | 5 | 1 | 2.2 | 5901 | 33640
HVAC ¦ Heat Emitters - Local ¦ Gas Fired Unit Heaters | 1 | Medium | B | 1 | 2025 | 5 | 3 | 3.2 | 26388 | 8937
Fabric ¦ Superstructure ¦ Internal Doors ¦ Roller Shutters ¦ Internal Manual Roller Shutter | 1 | Medium | B | 10 | 2034 | 5 | 3 | 3.2 | 26389 | 22882
Electrical ¦ Specialist Lighting ¦ Internal ¦ Illuminated Fire Exit Signage | 1 | Urgent | B | 10 | 2034 | 5 | 1 | 2.2 | 5902 | 22077
Electrical ¦ LV Distribution ¦ Distribution Board ¦ Sub | 1 | High | B | 17 | 2041 | 5 | 2 | 2.7 | 15001 | 30336
HVAC ¦ Fan ¦ Local and Special Ventilation ¦ Fans Window or Wall Mounted | 1 | Medium | DX | 7 | 2031 | 1 | 3 | 2 | 889 | 19130
Fabric ¦ Superstructure ¦ Windows and External Doors ¦ External Doors ¦ Manual and Automatic Doors ¦ High Security Door | 1 | High | B | 15 | 2039 | 5 | 2 | 2.7 | 15002 | 28191
Electrical ¦ LV Distribution ¦ Distribution Board ¦ Main | 1 | High | B | 1 | 2025 | 5 | 2 | 2.7 | 15003 | 4103
Water ¦ Local Hot Water ¦ Package Electric Water Heaters - Non-Drinking Water | 1 | Medium | B | 1 | 2025 | 5 | 3 | 3.2 | 26390 | 8938
Fabric ¦ Superstructure ¦ Windows and External Doors ¦ External Doors ¦ Manual and Automatic Doors ¦ Emergency and Panic Escape Doors | 1 | Urgent | B | 10 | 2034 | 5 | 1 | 2.2 | 5903 | 22078
Water ¦ Local Hot Water ¦ Instantaneous Electric Water Heater - Non-Drinking Water | 1 | Medium | C | 1 | 2025 | 4 | 3 | 2.9 | 18721 | 5611
Water ¦ Local Hot Water ¦ Package Electric Water Heaters - Non-Drinking Water | 1 | Medium | B | 1 | 2025 | 5 | 3 | 3.2 | 26391 | 8939
Electrical ¦ Specialist Lighting ¦ Internal ¦ Illuminated Fire Exit Signage | 1 | Urgent | B | 1 | 2025 | 5 | 1 | 2.2 | 5904 | 1468
Electrical ¦ Lighting ¦ Internal ¦ Emergency ¦ Self Contained ¦ LED | 9 | Urgent | B | 21 | 2045 | 5 | 1 | 2.2 | 5905 | 32140
Fire ¦ Fire Fighting ¦ Fire Extinguishers ¦ Foam | 2 | Urgent | B | 7 | 2031 | 5 | 1 | 2.2 | 5906 | 19370
Fire ¦ Fire Fighting ¦ Fire Extinguishers ¦ CO2 | 4 | Urgent | B | 1 | 2025 | 5 | 1 | 2.2 | 5907 | 1469
HVAC ¦ Fan ¦ Central Ventilation Systems ¦ Ventilating - General | 1 | Low | B | 1 | 2025 | 5 | 4 | 3.7 | 33185 | 12090
Fabric ¦ Superstructure ¦ Windows and External Doors ¦ External Doors ¦ Manual and Automatic Doors ¦ Emergency and Panic Escape Doors | 1 | Urgent | B | 25 | 2049 | 5 | 1 | 2.2 | 5908 | 33308
Electrical ¦ Specialist Lighting ¦ Internal ¦ Illuminated Fire Exit Signage | 1 | Urgent | B | 16 | 2040 | 5 | 1 | 2.2 | 5909 | 28845
Fire ¦ Fire Fighting ¦ Fire Extinguishers ¦ Foam | 4 | Urgent | B | 6 | 2030 | 5 | 1 | 2.2 | 5910 | 16546
Fire ¦ Fire Fighting ¦ Fire Extinguishers ¦ CO2 | 2 | Urgent | B | 8 | 2032 | 5 | 1 | 2.2 | 5911 | 20454
Fabric ¦ Superstructure ¦ Internal Doors ¦ Roller Shutters ¦ Electric Roller Shutter | 1 | Medium | B | 1 | 2025 | 5 | 3 | 3.2 | 26392 | 8940
HVAC ¦ Fan ¦ Local and Special Ventilation ¦ Extract | 1 | Medium | CX | 1 | 2025 | 2 | 3 | 2.3 | 10213 | 2154
Electrical ¦ Lighting ¦ External ¦ General - LED | 2 | Medium | B | 1 | 2025 | 5 | 3 | 3.2 | 26393 | 8941
HVAC ¦ Heat Emitters - Local ¦ Gas Fired Unit Heaters | 1 | Medium | CX | 1 | 2025 | 2 | 3 | 2.3 | 10214 | 2155
HVAC ¦ Heat Emitters - Local ¦ Gas Fired Unit Heaters | 1 | Medium | B | 1 | 2025 | 5 | 3 | 3.2 | 26394 | 8942
Controls ¦ Building Management System (BMS) ¦ BMS Control Panel | 1 | High | B | 7 | 2031 | 5 | 2 | 2.7 | 15004 | 19641
Electrical ¦ Lighting ¦ Internal ¦ Emergency ¦ Self Contained ¦ Non LED | 3 | Urgent | B | 11 | 2035 | 5 | 1 | 2.2 | 5912 | 23712
Electrical ¦ Lighting ¦ Internal ¦ General | 4 | Medium | B | 1 | 2025 | 5 | 3 | 3.2 | 26395 | 8943
Water ¦ Local Hot Water ¦ Package Electric Water Heaters - Non-Drinking Water | 1 | Medium | B | 6 | 2030 | 5 | 3 | 3.2 | 26396 | 18766
Fabric ¦ Superstructure ¦ Windows and External Doors ¦ Roller Shutters ¦ Manual Roller Shutter | 1 | High | B | 1 | 2025 | 5 | 2 | 2.7 | 15005 | 4104
Fire ¦ Fire Fighting ¦ Fire Extinguishers ¦ Foam | 4 | Urgent | B | 1 | 2025 | 5 | 1 | 2.2 | 5913 | 1470
HVAC ¦ Local Air Conditioning ¦ Single-Split Condenser - Split Systems/Heat Pumps - Air-cooled with Direct Expansion Evaporator (DX) | 1 | Medium | B | 1 | 2025 | 5 | 3 | 3.2 | 26397 | 8944
Fabric ¦ Superstructure ¦ Windows and External Doors ¦ External Doors ¦ Entrance Doors | 1 | High | B | 19 | 2043 | 5 | 2 | 2.7 | 15006 | 31210
Electrical ¦ Lighting ¦ Internal ¦ Emergency ¦ Self Contained ¦ LED | 8 | Urgent | B | 21 | 2045 | 5 | 1 | 2.2 | 5914 | 32141
Electrical ¦ Lighting ¦ Internal ¦ Emergency ¦ Self Contained ¦ LED | 7 | Urgent | B | 21 | 2045 | 5 | 1 | 2.2 | 5915 | 32142
Electrical ¦ Lighting ¦ Internal ¦ General ¦ LED Fittings & Luminaires | 2 | Medium | A | 19 | 2043 | 6 | 3 | 3.5 | 32550 | 31390
Electrical ¦ Lighting ¦ External ¦ General - Non-LED | 14 | Medium | B | 1 | 2025 | 5 | 3 | 3.2 | 26398 | 8945
HVAC ¦ Local Air Conditioning ¦ Single-Split Condenser - Split Systems/Heat Pumps - Air-cooled with Direct Expansion Evaporator (DX) | 1 | Medium | B | 8 | 2032 | 5 | 3 | 3.2 | 26399 | 21010
Water ¦ Local Hot Water ¦ Package Electric Water Heaters - Non-Drinking Water | 1 | Medium | B | 5 | 2029 | 5 | 3 | 3.2 | 26400 | 15211
Fabric ¦ Superstructure ¦ Windows and External Doors ¦ External Doors ¦ Entrance Doors | 1 | High | B | 6 | 2030 | 5 | 2 | 2.7 | 15007 | 17647
Fire ¦ Fire Detection ¦ Fire Alarm Panel / Repeater | 1 | Urgent | B | 9 | 2033 | 5 | 1 | 2.2 | 5916 | 21370
Electrical ¦ LV Distribution ¦ Distribution Board ¦ Main | 1 | High | B | 1 | 2025 | 5 | 2 | 2.7 | 15008 | 4105
Electrical ¦ LV Distribution ¦ Distribution Board ¦ Sub | 1 | High | D | 1 | 2025 | 3 | 2 | 2.1 | 1197 | 816
Fabric ¦ Superstructure ¦ Windows and External Doors ¦ External Doors ¦ Entrance Doors | 1 | High | D | 6 | 2030 | 3 | 2 | 2.1 | 1198 | 15727
Electrical ¦ Specialist Lighting ¦ External ¦ Illuminated External Signs | 2 | Medium | C | 1 | 2025 | 4 | 3 | 2.9 | 18722 | 5612
Electrical ¦ Lighting ¦ Internal ¦ Emergency ¦ Self Contained ¦ LED | 1 | Urgent | B | 21 | 2045 | 5 | 1 | 2.2 | 5917 | 32143
Electrical ¦ Lighting ¦ External ¦ General - LED | 3 | Medium | B | 5 | 2029 | 5 | 3 | 3.2 | 26401 | 15212
HVAC ¦ Fan ¦ Local and Special Ventilation ¦ Fans Window or Wall Mounted | 1 | Medium | CX | 11 | 2035 | 2 | 3 | 2.3 | 10215 | 24041
HVAC ¦ Fan ¦ Local and Special Ventilation ¦ Axial | 1 | Medium | B | 1 | 2025 | 5 | 3 | 3.2 | 26402 | 8946
Electrical ¦ Lighting ¦ Internal ¦ Emergency ¦ Self Contained ¦ Non LED | 4 | Urgent | B | 1 | 2025 | 5 | 1 | 2.2 | 5918 | 1471
HVAC ¦ Heat Emitters - Local ¦ Gas Fired Unit Heaters | 1 | Medium | B | 1 | 2025 | 5 | 3 | 3.2 | 26403 | 8947
Electrical ¦ LV Distribution ¦ Distribution Board ¦ Main | 1 | High | B | 1 | 2025 | 5 | 2 | 2.7 | 15009 | 4106
Electrical ¦ Lighting ¦ Internal ¦ General | 85 | Medium | B | 1 | 2025 | 5 | 3 | 3.2 | 26404 | 8948
Electrical ¦ LV Distribution ¦ Distribution Board ¦ Sub | 1 | High | B | 17 | 2041 | 5 | 2 | 2.7 | 15010 | 30337
Fabric ¦ Superstructure ¦ Windows and External Doors ¦ External Doors ¦ Entrance Doors | 1 | High | B | 15 | 2039 | 5 | 2 | 2.7 | 15011 | 28192
Water ¦ Local Hot Water ¦ Package Electric Water Heaters - Non-Drinking Water | 1 | Medium | B | 8 | 2032 | 5 | 3 | 3.2 | 26405 | 21011
HVAC ¦ Heat Emitters - Local ¦ Gas Fired Unit Heaters | 1 | Medium | B | 1 | 2025 | 5 | 3 | 3.2 | 26406 | 8949
Fabric ¦ Superstructure ¦ Windows and External Doors ¦ Roller Shutters ¦ Electric Roller Shutter | 1 | High | B | 15 | 2039 | 5 | 2 | 2.7 | 15012 | 28193
Fabric ¦ Superstructure ¦ Windows and External Doors ¦ Roller Shutters ¦ Electric Roller Shutter | 1 | High | B | 15 | 2039 | 5 | 2 | 2.7 | 15013 | 28194
HVAC ¦ Fan ¦ Local and Special Ventilation ¦ Fans Window or Wall Mounted | 1 | Medium | CX | 5 | 2029 | 2 | 3 | 2.3 | 10216 | 14532
Fabric ¦ Superstructure ¦ Windows and External Doors ¦ Roller Shutters ¦ Electric Roller Shutter | 1 | High | B | 15 | 2039 | 5 | 2 | 2.7 | 15014 | 28195
Electrical ¦ Lighting ¦ Internal ¦ Emergency ¦ Self Contained ¦ LED | 9 | Urgent | B | 20 | 2044 | 5 | 1 | 2.2 | 5919 | 31493
Fire ¦ Fire Fighting ¦ Fire Extinguishers ¦ CO2 | 2 | Urgent | B | 9 | 2033 | 5 | 1 | 2.2 | 5920 | 21371
Water ¦ Local Hot Water ¦ Package Electric Water Heaters - Non-Drinking Water | 1 | Medium | B | 1 | 2025 | 5 | 3 | 3.2 | 26407 | 8950
Electrical ¦ LV Distribution ¦ Distribution Board ¦ Main | 1 | High | B | 1 | 2025 | 5 | 2 | 2.7 | 15015 | 4107
HVAC ¦ Fan ¦ Central Heating ¦ Axial | 1 | High | B | 5 | 2029 | 5 | 2 | 2.7 | 15016 | 14672
Electrical ¦ Lighting ¦ Internal ¦ Emergency ¦ Self Contained ¦ LED | 15 | Urgent | B | 21 | 2045 | 5 | 1 | 2.2 | 5921 | 32144
Electrical ¦ Lighting ¦ Internal ¦ Emergency ¦ Self Contained ¦ LED | 10 | Urgent | B | 15 | 2039 | 5 | 1 | 2.2 | 5922 | 27902
Fabric ¦ Superstructure ¦ Windows and External Doors ¦ Roller Shutters ¦ Manual Roller Shutter | 1 | High | B | 1 | 2025 | 5 | 2 | 2.7 | 15017 | 4108
Fabric ¦ Superstructure ¦ Windows and External Doors ¦ External Doors ¦ Entrance Doors | 1 | High | B | 15 | 2039 | 5 | 2 | 2.7 | 15018 | 28196
Fabric ¦ Superstructure ¦ Windows and External Doors ¦ External Doors ¦ Entrance Doors | 1 | High | B | 15 | 2039 | 5 | 2 | 2.7 | 15019 | 28197
Electrical ¦ Specialist Lighting ¦ Internal ¦ Illuminated Fire Exit Signage | 3 | Urgent | B | 16 | 2040 | 5 | 1 | 2.2 | 5923 | 28846
Electrical ¦ LV Distribution ¦ Distribution Board ¦ Sub | 1 | High | D | 10 | 2034 | 3 | 2 | 2.1 | 1199 | 21960
Electrical ¦ LV Distribution ¦ Distribution Board ¦ Sub | 1 | High | B | 19 | 2043 | 5 | 2 | 2.7 | 15020 | 31211
Electrical ¦ LV Distribution ¦ Distribution Board ¦ Main | 1 | High | B | 1 | 2025 | 5 | 2 | 2.7 | 15021 | 4109
Electrical ¦ Lighting ¦ External ¦ General - LED | 2 | Medium | B | 5 | 2029 | 5 | 3 | 3.2 | 26408 | 15213
HVAC ¦ Heat Emitters - Local ¦ Electric Heaters | 1 | Medium | B | 1 | 2025 | 5 | 3 | 3.2 | 26409 | 8951
HVAC ¦ Fan ¦ Central Ventilation Systems ¦ Ventilating - General | 1 | Low | B | 1 | 2025 | 5 | 4 | 3.7 | 33186 | 12091
Fabric ¦ Superstructure ¦ Windows and External Doors ¦ External Doors ¦ Manual and Automatic Doors ¦ Emergency and Panic Escape Doors | 1 | Urgent | B | 32 | 2056 | 5 | 1 | 2.2 | 5924 | 33816
Fabric ¦ Superstructure ¦ Windows and External Doors ¦ External Doors ¦ Manual and Automatic Doors ¦ High Security Door | 1 | High | B | 11 | 2035 | 5 | 2 | 2.7 | 15022 | 24506
Fabric ¦ Superstructure ¦ Internal Doors ¦ Roller Shutters ¦ Electric Roller Shutter | 1 | Medium | B | 20 | 2044 | 5 | 3 | 3.2 | 26410 | 31678
Fabric ¦ Superstructure ¦ Windows and External Doors ¦ External Doors ¦ Entrance Doors | 1 | High | B | 11 | 2035 | 5 | 2 | 2.7 | 15023 | 24507
Electrical ¦ Lighting ¦ Internal ¦ Emergency ¦ Self Contained ¦ LED | 1 | Urgent | B | 20 | 2044 | 5 | 1 | 2.2 | 5925 | 31494
HVAC ¦ Local and Special Ventilation ¦ Unit extract fans. | 1 | Medium | B | 1 | 2025 | 5 | 3 | 3.2 | 26411 | 8952
HVAC ¦ Fan ¦ Local and Special Ventilation ¦ Extract | 1 | Medium | D | 5 | 2029 | 3 | 3 | 2.6 | 11151 | 14556
Electrical ¦ Lighting ¦ Internal ¦ Emergency ¦ Self Contained ¦ LED | 1 | Urgent | B | 21 | 2045 | 5 | 1 | 2.2 | 5926 | 32145
Fire ¦ Fire Fighting ¦ Fire Extinguishers ¦ CO2 | 2 | Urgent | B | 6 | 2030 | 5 | 1 | 2.2 | 5927 | 16547
Electrical ¦ LV Distribution ¦ Distribution Board ¦ Main | 1 | High | B | 1 | 2025 | 5 | 2 | 2.7 | 15024 | 4110
Fabric ¦ Superstructure ¦ Windows and External Doors ¦ External Doors ¦ Entrance Doors | 1 | High | B | 15 | 2039 | 5 | 2 | 2.7 | 15025 | 28198
Electrical ¦ Specialist Lighting ¦ Internal ¦ Illuminated Fire Exit Signage | 3 | Urgent | B | 16 | 2040 | 5 | 1 | 2.2 | 5928 | 28847
HVAC ¦ Central Air Conditioning ¦ Air Conditioning ¦ Multi-Split Condenser - Split Systems/Heat Pumps - Air-cooled with Direct Expansion Evaporator (DX) | 1 | Medium | B | 10 | 2034 | 5 | 3 | 3.2 | 26412 | 22883
Electrical ¦ LV Distribution ¦ Distribution Board ¦ Sub | 1 | High | B | 16 | 2040 | 5 | 2 | 2.7 | 15026 | 29195
Electrical ¦ LV Distribution ¦ Distribution Board ¦ Sub | 1 | High | B | 1 | 2025 | 5 | 2 | 2.7 | 15027 | 4111
Electrical ¦ LV Distribution ¦ Distribution Board ¦ Sub | 1 | High | B | 1 | 2025 | 5 | 2 | 2.7 | 15028 | 4112
HVAC ¦ Heat Emitters - Local ¦ Electric Heaters | 1 | Medium | B | 1 | 2025 | 5 | 3 | 3.2 | 26413 | 8953
Fabric ¦ Superstructure ¦ Windows and External Doors ¦ External Doors ¦ Manual and Automatic Doors ¦ Emergency and Panic Escape Doors | 1 | Urgent | B | 15 | 2039 | 5 | 1 | 2.2 | 5929 | 27903
Fabric ¦ Superstructure ¦ Windows and External Doors ¦ External Doors ¦ Manual and Automatic Doors ¦ Emergency and Panic Escape Doors | 1 | Urgent | B | 6 | 2030 | 5 | 1 | 2.2 | 5930 | 16548
HVAC ¦ Fan ¦ Local and Special Ventilation ¦ Kitchen Vent ¦ Fans Window or Wall Mounted | 1 | Medium | B | 5 | 2029 | 5 | 3 | 3.2 | 26414 | 15214
Fabric ¦ Superstructure ¦ Windows and External Doors ¦ External Doors ¦ Entrance Doors | 1 | High | B | 15 | 2039 | 5 | 2 | 2.7 | 15029 | 28199
HVAC ¦ Fan ¦ Central Ventilation Systems ¦ Ventilating - General | 1 | Low | CX | 5 | 2029 | 2 | 4 | 2.8 | 18352 | 14773
HVAC ¦ Fan ¦ Central Ventilation Systems ¦ Ventilating - General | 1 | Low | B | 1 | 2025 | 5 | 4 | 3.7 | 33187 | 12092
Electrical ¦ Lighting ¦ Internal ¦ Emergency ¦ Self Contained ¦ LED | 8 | Urgent | B | 15 | 2039 | 5 | 1 | 2.2 | 5931 | 27904
Water ¦ Local Hot Water ¦ Package Electric Water Heaters - Non-Drinking Water | 1 | Medium | B | 1 | 2025 | 5 | 3 | 3.2 | 26415 | 8954
Fabric ¦ Superstructure ¦ Windows and External Doors ¦ External Doors ¦ Manual and Automatic Doors ¦ Emergency and Panic Escape Doors | 1 | Urgent | B | 31 | 2055 | 5 | 1 | 2.2 | 5932 | 33757
Electrical ¦ Lighting ¦ Internal ¦ Emergency ¦ Self Contained ¦ LED | 1 | Urgent | B | 21 | 2045 | 5 | 1 | 2.2 | 5933 | 32146
Fabric ¦ Superstructure ¦ Windows and External Doors ¦ External Doors ¦ Manual and Automatic Doors ¦ Emergency and Panic Escape Doors | 1 | Urgent | B | 10 | 2034 | 5 | 1 | 2.2 | 5934 | 22079
HVAC ¦ Central Heating (Internally Sourced) ¦ Boiler ¦ Atmospheric Gas Burner - Condensing Boiler | 1 | High | B | 17 | 2041 | 5 | 2 | 2.7 | 15030 | 30338
Security ¦ Access ¦ Access Control ¦ Door ¦ Local Lock / Keypad / Manual | 1 | Medium | B | 10 | 2034 | 5 | 3 | 3.2 | 26416 | 22884
HVAC ¦ Heat Emitters - Central ¦ Radiators ¦ Steel | 1 | Medium | B | 1 | 2025 | 5 | 3 | 3.2 | 26417 | 8955
Fire ¦ Fire Fighting ¦ Fire Extinguishers ¦ Powder | 1 | Urgent | B | 10 | 2034 | 5 | 1 | 2.2 | 5935 | 22080
Fire ¦ Fire Fighting ¦ Fire Extinguishers ¦ CO2 | 1 | Urgent | B | 9 | 2033 | 5 | 1 | 2.2 | 5936 | 21372
Fire ¦ Fire Fighting ¦ Fire Extinguishers ¦ Foam | 6 | Urgent | B | 7 | 2031 | 5 | 1 | 2.2 | 5937 | 19371
HVAC ¦ Central Heating (Internally Sourced) ¦ Boiler ¦ Atmospheric Gas Burner Boiler - Small and/or Wall Hung for Domestic Installation | 1 | Medium | B | 6 | 2030 | 5 | 3 | 3.2 | 26418 | 18767
Electrical ¦ LV Distribution ¦ Distribution Board ¦ Main | 1 | High | B | 1 | 2025 | 5 | 2 | 2.7 | 15031 | 4113
HVAC ¦ Central Heating (Internally Sourced) ¦ Boiler ¦ Atmospheric Gas Burner - Condensing Boiler | 1 | High | B | 17 | 2041 | 5 | 2 | 2.7 | 15032 | 30339
HVAC ¦ Heat Emitters - Central ¦ Radiators ¦ Steel | 1 | Medium | C | 1 | 2025 | 4 | 3 | 2.9 | 18723 | 5613
Fire ¦ Fire Fighting ¦ Fire Extinguishers ¦ Foam | 4 | Urgent | B | 6 | 2030 | 5 | 1 | 2.2 | 5938 | 16549
Electrical ¦ LV Distribution ¦ Distribution Board ¦ Sub | 1 | High | D | 1 | 2025 | 3 | 2 | 2.1 | 1200 | 817
Fabric ¦ Superstructure ¦ Windows and External Doors ¦ Roller Shutters ¦ Electric Roller Shutter | 1 | High | B | 1 | 2025 | 5 | 2 | 2.7 | 15033 | 4114
Electrical ¦ Lighting ¦ External ¦ General - LED | 11 | Medium | B | 5 | 2029 | 5 | 3 | 3.2 | 26419 | 15215
Electrical ¦ Lighting ¦ Internal ¦ General ¦ LED Fittings & Luminaires | 51 | Medium | B | 16 | 2040 | 5 | 3 | 3.2 | 26420 | 29619
Controls ¦ Multi-System Controls ¦ Control Panel - Electrical Services (excluding Electrical Controllers and Pneumatic Relays) | 1 | Medium | B | 1 | 2025 | 5 | 3 | 3.2 | 26421 | 8956
HVAC ¦ Fan ¦ Central Ventilation Systems ¦ Ventilating - General | 1 | Low | B | 1 | 2025 | 5 | 4 | 3.7 | 33188 | 12093
Electrical ¦ Lighting ¦ External ¦ General - Non-LED | 4 | Medium | CX | 1 | 2025 | 2 | 3 | 2.3 | 10217 | 2156
Fire ¦ Fire Fighting ¦ Fire Extinguishers ¦ Foam | 5 | Urgent | B | 6 | 2030 | 5 | 1 | 2.2 | 5939 | 16550
HVAC ¦ Heat Emitters - Local ¦ Gas Fired Natural and Fan Assisted Heaters | 1 | Medium | B | 8 | 2032 | 5 | 3 | 3.2 | 26422 | 21012
Fabric ¦ Superstructure ¦ Windows and External Doors ¦ Roller Shutters ¦ Manual Roller Shutter | 1 | High | B | 15 | 2039 | 5 | 2 | 2.7 | 15034 | 28200
Fire ¦ Fire Fighting ¦ Fire Extinguishers ¦ Foam | 1 | Urgent | B | 6 | 2030 | 5 | 1 | 2.2 | 5940 | 16551
Water ¦ Local Hot Water ¦ Package Electric Water Heaters - Non-Drinking Water | 1 | Medium | B | 9 | 2033 | 5 | 3 | 3.2 | 26423 | 21794
HVAC ¦ Heat Emitters - Local ¦ Electric Overdoor Air Curtain/Heater | 1 | Medium | B | 1 | 2025 | 5 | 3 | 3.2 | 26424 | 8957
Electrical ¦ Lighting ¦ External ¦ General - LED | 1 | Medium | B | 10 | 2034 | 5 | 3 | 3.2 | 26425 | 22885
HVAC ¦ Heat Emitters - Local ¦ Electric Overdoor Air Curtain/Heater | 1 | Medium | B | 5 | 2029 | 5 | 3 | 3.2 | 26426 | 15216
HVAC ¦ Heat Emitters - Local ¦ Gas Fired Natural and Fan Assisted Heaters | 1 | Medium | B | 3 | 2027 | 5 | 3 | 3.2 | 26427 | 13576
Fire ¦ Fire Detection ¦ Fire Alarm System | 1 | Urgent | B | 1 | 2025 | 5 | 1 | 2.2 | 5941 | 1472
HVAC ¦ Fan ¦ Local and Special Ventilation ¦ Extract | 1 | Medium | B | 1 | 2025 | 5 | 3 | 3.2 | 26428 | 8958
Electrical ¦ Lighting ¦ External ¦ General - Non-LED | 7 | Medium | B | 1 | 2025 | 5 | 3 | 3.2 | 26429 | 8959
Fabric ¦ Superstructure ¦ Windows and External Doors ¦ External Doors ¦ Manual and Automatic Doors ¦ Emergency and Panic Escape Doors | 1 | Urgent | B | 6 | 2030 | 5 | 1 | 2.2 | 5942 | 16552
Electrical ¦ LV Distribution ¦ Distribution Board ¦ Sub | 1 | High | B | 11 | 2035 | 5 | 2 | 2.7 | 15035 | 24508
Fire ¦ Fire Detection ¦ Fire Alarm System | 1 | Urgent | B | 11 | 2035 | 5 | 1 | 2.2 | 5943 | 23713
Electrical ¦ Lighting ¦ Internal ¦ General ¦ LED Fittings & Luminaires | 4 | Medium | B | 17 | 2041 | 5 | 3 | 3.2 | 26430 | 30497
Fabric ¦ Superstructure ¦ Windows and External Doors ¦ External Doors ¦ Entrance Doors | 1 | High | C | 15 | 2039 | 4 | 2 | 2.4 | 10608 | 28057
Fabric ¦ Superstructure ¦ Windows and External Doors ¦ Roller Shutters ¦ Manual Roller Shutter | 1 | High | B | 15 | 2039 | 5 | 2 | 2.7 | 15036 | 28201
HVAC ¦ Fan ¦ Local and Special Ventilation ¦ Kitchen Vent ¦ Fans Window or Wall Mounted | 1 | Medium | B | 10 | 2034 | 5 | 3 | 3.2 | 26431 | 22886
Fire ¦ Fire Detection ¦ Fire Alarm System | 1 | Urgent | B | 1 | 2025 | 5 | 1 | 2.2 | 5944 | 1473
Electrical ¦ LV Distribution ¦ Distribution Board ¦ Sub | 1 | High | B | 8 | 2032 | 5 | 2 | 2.7 | 15037 | 20733
Fabric ¦ Superstructure ¦ Windows and External Doors ¦ Roller Shutters ¦ Electric Roller Shutter | 1 | High | B | 14 | 2038 | 5 | 2 | 2.7 | 15038 | 27463
HVAC ¦ Fan ¦ Local and Special Ventilation ¦ Kitchen Vent ¦ Fans Window or Wall Mounted | 1 | Medium | B | 8 | 2032 | 5 | 3 | 3.2 | 26432 | 21013
HVAC ¦ Fan ¦ Local and Special Ventilation ¦ Extract | 1 | Medium | B | 1 | 2025 | 5 | 3 | 3.2 | 26433 | 8960
HVAC ¦ Ventilation ¦ Air Handling Unit (AHU) ¦ Internal ¦ Central Air Conditioning ¦ Electric & DX | 1 | High | B | 19 | 2043 | 5 | 2 | 2.7 | 15039 | 31212
Electrical ¦ LV Distribution ¦ Distribution Board ¦ Main | 1 | High | B | 17 | 2041 | 5 | 2 | 2.7 | 15040 | 30340
HVAC ¦ Central Heating (Internally Sourced) ¦ Boiler ¦ Atmospheric Gas Burner Boiler - Small and/or Wall Hung for Light Commercial Installation | 1 | Medium | B | 6 | 2030 | 5 | 3 | 3.2 | 26434 | 18768
Electrical ¦ LV Distribution ¦ Distribution Board ¦ Sub | 1 | High | B | 1 | 2025 | 5 | 2 | 2.7 | 15041 | 4115
HVAC ¦ Fan ¦ Central Heating & Cooling ¦ Bifurcated | 1 | Medium | B | 1 | 2025 | 5 | 3 | 3.2 | 26435 | 8961
Controls ¦ Building Management System (BMS) ¦ BMS Control Panel | 1 | High | A | 9 | 2033 | 6 | 2 | 3 | 19565 | 21661
HVAC ¦ Heat Emitters - Local ¦ Gas Fired Unit Heaters | 1 | Medium | B | 1 | 2025 | 5 | 3 | 3.2 | 26436 | 8962
HVAC ¦ Fan ¦ Local and Special Ventilation ¦ Fans Window or Wall Mounted | 1 | Medium | B | 7 | 2031 | 5 | 3 | 3.2 | 26437 | 19996
Fabric ¦ Superstructure ¦ Windows and External Doors ¦ External Doors ¦ Entrance Doors | 1 | High | B | 25 | 2049 | 5 | 2 | 2.7 | 15042 | 33403
Fire ¦ Fire Fighting ¦ Fire Extinguishers ¦ Foam | 3 | Urgent | B | 9 | 2033 | 5 | 1 | 2.2 | 5945 | 21373
Water ¦ Local Hot Water ¦ Instantaneous Electric Water Heater - Non-Drinking Water | 1 | Medium | B | 5 | 2029 | 5 | 3 | 3.2 | 26438 | 15217
Fabric ¦ Superstructure ¦ Windows and External Doors ¦ External Doors ¦ Entrance Doors | 1 | High | B | 21 | 2045 | 5 | 2 | 2.7 | 15043 | 32657
Electrical ¦ Specialist Lighting ¦ Internal ¦ Illuminated Fire Exit Signage | 4 | Urgent | B | 17 | 2041 | 5 | 1 | 2.2 | 5946 | 30134
Electrical ¦ Specialist Lighting ¦ Internal ¦ Illuminated Fire Exit Signage | 4 | Urgent | B | 16 | 2040 | 5 | 1 | 2.2 | 5947 | 28848
Fabric ¦ Superstructure ¦ Windows and External Doors ¦ Roller Shutters ¦ Electric Roller Shutter | 1 | High | B | 15 | 2039 | 5 | 2 | 2.7 | 15044 | 28202
Water ¦ Local Hot Water ¦ Package Electric Water Heaters - Non-Drinking Water | 1 | Medium | B | 1 | 2025 | 5 | 3 | 3.2 | 26439 | 8963
Electrical ¦ LV Distribution ¦ Distribution Board ¦ Sub | 1 | High | B | 9 | 2033 | 5 | 2 | 2.7 | 15045 | 21613
Fabric ¦ Superstructure ¦ Windows and External Doors ¦ External Doors ¦ Manual and Automatic Doors ¦ Emergency and Panic Escape Doors | 1 | Urgent | B | 15 | 2039 | 5 | 1 | 2.2 | 5948 | 27905
Fabric ¦ Superstructure ¦ Windows and External Doors ¦ Roller Shutters ¦ Electric Roller Shutter | 1 | High | B | 5 | 2029 | 5 | 2 | 2.7 | 15046 | 14673
Fabric ¦ Superstructure ¦ Windows and External Doors ¦ External Doors ¦ Entrance Doors | 1 | High | A | 35 | 2059 | 6 | 2 | 3 | 19566 | 33881
Fabric ¦ Superstructure ¦ Windows and External Doors ¦ External Doors ¦ Manual and Automatic Doors ¦ Emergency and Panic Escape Doors | 1 | Urgent | B | 25 | 2049 | 5 | 1 | 2.2 | 5949 | 33309
HVAC ¦ Fan ¦ Local and Special Ventilation ¦ Extract | 1 | Medium | B | 1 | 2025 | 5 | 3 | 3.2 | 26440 | 8964
HVAC ¦ Heat Emitters - Central ¦ Radiators ¦ Steel | 1 | Medium | B | 9 | 2033 | 5 | 3 | 3.2 | 26441 | 21795
Fire ¦ Fire Fighting ¦ Fire Extinguishers ¦ Foam | 3 | Urgent | B | 8 | 2032 | 5 | 1 | 2.2 | 5950 | 20455
Electrical ¦ Lighting ¦ Internal ¦ General ¦ LED Fittings & Luminaires | 88 | Medium | B | 16 | 2040 | 5 | 3 | 3.2 | 26442 | 29620
Electrical ¦ Lighting ¦ Internal ¦ Emergency ¦ Self Contained ¦ Non LED | 8 | Urgent | B | 9 | 2033 | 5 | 1 | 2.2 | 5951 | 21374
Fire ¦ Fire Fighting ¦ Fire Extinguishers ¦ Foam | 6 | Urgent | B | 6 | 2030 | 5 | 1 | 2.2 | 5952 | 16553
Fire ¦ Fire Fighting ¦ Fire Extinguishers ¦ CO2 | 2 | Urgent | B | 6 | 2030 | 5 | 1 | 2.2 | 5953 | 16554
HVAC ¦ Fan ¦ Central Ventilation Systems ¦ Ventilating - General | 1 | Low | B | 1 | 2025 | 5 | 4 | 3.7 | 33189 | 12094
Fabric ¦ Superstructure ¦ Windows and External Doors ¦ External Doors ¦ Manual and Automatic Doors ¦ Emergency and Panic Escape Doors | 1 | Urgent | B | 19 | 2043 | 5 | 1 | 2.2 | 5954 | 31079
HVAC ¦ Fan ¦ Local and Special Ventilation ¦ Fans Window or Wall Mounted | 1 | Medium | CX | 3 | 2027 | 2 | 3 | 2.3 | 10218 | 13317
Electrical ¦ Lighting ¦ Internal ¦ Emergency ¦ Self Contained ¦ LED | 10 | Urgent | B | 22 | 2046 | 5 | 1 | 2.2 | 5955 | 32919
Controls ¦ Building Management System (BMS) ¦ BMS Control Panel | 1 | High | B | 9 | 2033 | 5 | 2 | 2.7 | 15047 | 21614
Electrical ¦ Lighting ¦ Internal ¦ General | 29 | Medium | B | 10 | 2034 | 5 | 3 | 3.2 | 26443 | 22887
Fire ¦ Fire Fighting ¦ Fire Extinguishers ¦ Foam | 5 | Urgent | B | 6 | 2030 | 5 | 1 | 2.2 | 5956 | 16555
HVAC ¦ Heat Emitters - Central ¦ Radiators ¦ Steel | 1 | Medium | B | 6 | 2030 | 5 | 3 | 3.2 | 26444 | 18769
Electrical ¦ Lighting ¦ External ¦ General - LED | 2 | Medium | B | 12 | 2036 | 5 | 3 | 3.2 | 26445 | 26581
HVAC ¦ Heat Emitters - Local ¦ Electric Heaters | 1 | Medium | B | 1 | 2025 | 5 | 3 | 3.2 | 26446 | 8965
Electrical ¦ LV Distribution ¦ Distribution Board ¦ Main | 1 | High | B | 5 | 2029 | 5 | 2 | 2.7 | 15048 | 14674
Fabric ¦ Superstructure ¦ Windows and External Doors ¦ External Doors ¦ Manual and Automatic Doors ¦ Emergency and Panic Escape Doors | 1 | Urgent | B | 15 | 2039 | 5 | 1 | 2.2 | 5957 | 27906
Fabric ¦ Superstructure ¦ Internal Doors ¦ Roller Shutters ¦ Electric Roller Shutter | 1 | Medium | B | 7 | 2031 | 5 | 3 | 3.2 | 26447 | 19997
Fabric ¦ Superstructure ¦ Windows and External Doors ¦ Roller Shutters ¦ Manual Roller Shutter | 1 | High | B | 23 | 2047 | 5 | 2 | 2.7 | 15049 | 33204
HVAC ¦ Heat Emitters - Local ¦ Electric Heaters | 1 | Medium | B | 1 | 2025 | 5 | 3 | 3.2 | 26448 | 8966
Fire ¦ Fire Fighting ¦ Fire Extinguishers ¦ Foam | 3 | Urgent | B | 6 | 2030 | 5 | 1 | 2.2 | 5958 | 16556
Fabric ¦ Superstructure ¦ Windows and External Doors ¦ External Doors ¦ Manual and Automatic Doors ¦ Emergency and Panic Escape Doors | 1 | Urgent | B | 21 | 2045 | 5 | 1 | 2.2 | 5959 | 32147
Electrical ¦ Specialist Lighting ¦ Internal ¦ Illuminated Fire Exit Signage | 1 | Urgent | B | 16 | 2040 | 5 | 1 | 2.2 | 5960 | 28849
Electrical ¦ Lighting ¦ Internal ¦ General ¦ LED Fittings & Luminaires | 77 | Medium | B | 17 | 2041 | 5 | 3 | 3.2 | 26449 | 30498
Fire ¦ Fire Fighting ¦ Fire Extinguishers ¦ CO2 | 2 | Urgent | B | 10 | 2034 | 5 | 1 | 2.2 | 5961 | 22081
Fabric ¦ Superstructure ¦ Windows and External Doors ¦ External Doors ¦ Entrance Doors | 1 | High | B | 18 | 2042 | 5 | 2 | 2.7 | 15050 | 30836
Electrical ¦ Specialist Lighting ¦ Internal ¦ Illuminated Fire Exit Signage | 3 | Urgent | B | 14 | 2038 | 5 | 1 | 2.2 | 5962 | 27373
HVAC ¦ Fan ¦ Central Ventilation Systems ¦ Ventilating - General | 1 | Low | B | 1 | 2025 | 5 | 4 | 3.7 | 33190 | 12095
Water ¦ Local Hot Water ¦ Package Electric Water Heaters - Non-Drinking Water | 1 | Medium | A | 11 | 2035 | 6 | 3 | 3.5 | 32551 | 25713
Electrical ¦ Lighting ¦ External ¦ General - LED | 2 | Medium | B | 1 | 2025 | 5 | 3 | 3.2 | 26450 | 8967
HVAC ¦ Fan ¦ Central Ventilation Systems ¦ Ventilating - General | 1 | Low | B | 1 | 2025 | 5 | 4 | 3.7 | 33191 | 12096
HVAC ¦ Central Heating (Internally Sourced) ¦ Boiler ¦ Atmospheric Gas Burner Boiler - Small and/or Wall Hung for Domestic Installation | 1 | Medium | B | 7 | 2031 | 5 | 3 | 3.2 | 26451 | 19998
HVAC ¦ Central Air Conditioning ¦ Air Conditioning ¦ Multi-Split Condenser - Split Systems/Heat Pumps - Air-cooled with Direct Expansion Evaporator (DX) | 1 | Medium | CX | 1 | 2025 | 2 | 3 | 2.3 | 10219 | 2157
HVAC ¦ Ventilation ¦ Air Handling Unit (AHU) ¦ Internal ¦ Central Air Conditioning ¦ Gas Fired | 1 | Medium | B | 3 | 2027 | 5 | 3 | 3.2 | 26452 | 13577
Water ¦ Local Hot Water ¦ Package Electric Water Heaters - Non-Drinking Water | 1 | Medium | B | 10 | 2034 | 5 | 3 | 3.2 | 26453 | 22888
HVAC ¦ Fan ¦ Central Heating & Cooling ¦ Bifurcated | 1 | Medium | B | 1 | 2025 | 5 | 3 | 3.2 | 26454 | 8968
Electrical ¦ Lighting ¦ Internal ¦ Emergency ¦ Self Contained ¦ LED | 8 | Urgent | B | 23 | 2047 | 5 | 1 | 2.2 | 5963 | 33109
Electrical ¦ Lighting ¦ Internal ¦ Emergency ¦ Self Contained ¦ LED | 4 | Urgent | B | 21 | 2045 | 5 | 1 | 2.2 | 5964 | 32148
Water ¦ Local Hot Water ¦ Package Electric Water Heaters - Non-Drinking Water | 1 | Medium | B | 1 | 2025 | 5 | 3 | 3.2 | 26455 | 8969
Fabric ¦ Superstructure ¦ Windows and External Doors ¦ External Doors ¦ Manual and Automatic Doors ¦ Auto / Powered Sliding Doors | 1 | High | B | 21 | 2045 | 5 | 2 | 2.7 | 15051 | 32658
Fire ¦ Fire Detection ¦ Fire Alarm System | 1 | Urgent | B | 5 | 2029 | 5 | 1 | 2.2 | 5965 | 14411
HVAC ¦ Heat Emitters - Local ¦ Gas Fired Natural and Fan Assisted Heaters | 1 | Medium | B | 5 | 2029 | 5 | 3 | 3.2 | 26456 | 15218
HVAC ¦ Smoke Extract ¦ Control Panel - smoke ventilation systems. | 1 | Urgent | B | 1 | 2025 | 5 | 1 | 2.2 | 5966 | 1474
Fire ¦ Fire Detection ¦ Fire Alarm System | 1 | Urgent | B | 11 | 2035 | 5 | 1 | 2.2 | 5967 | 23714
Fire ¦ Fire Fighting ¦ Fire Extinguishers ¦ CO2 | 3 | Urgent | B | 6 | 2030 | 5 | 1 | 2.2 | 5968 | 16557
Electrical ¦ LV Distribution ¦ Distribution Board ¦ Main | 1 | High | B | 5 | 2029 | 5 | 2 | 2.7 | 15052 | 14675
Electrical ¦ Specialist Lighting ¦ Internal ¦ Illuminated Fire Exit Signage | 2 | Urgent | B | 11 | 2035 | 5 | 1 | 2.2 | 5969 | 23715
Fire ¦ Fire Fighting ¦ Fire Extinguishers ¦ CO2 | 1 | Urgent | B | 6 | 2030 | 5 | 1 | 2.2 | 5970 | 16558
Electrical ¦ LV Distribution ¦ Distribution Board ¦ Sub | 1 | High | A | 19 | 2043 | 6 | 2 | 3 | 19567 | 31307
Water ¦ Local Hot Water ¦ Package Electric Water Heaters - Non-Drinking Water | 1 | Medium | B | 7 | 2031 | 5 | 3 | 3.2 | 26457 | 19999
HVAC ¦ Fan ¦ Central Heating & Cooling ¦ Bifurcated | 1 | Medium | B | 1 | 2025 | 5 | 3 | 3.2 | 26458 | 8970
Fabric ¦ Superstructure ¦ Windows and External Doors ¦ Roller Shutters ¦ Manual Roller Shutter | 1 | High | B | 15 | 2039 | 5 | 2 | 2.7 | 15053 | 28203
Electrical ¦ Lighting ¦ External ¦ General - LED | 6 | Medium | B | 5 | 2029 | 5 | 3 | 3.2 | 26459 | 15219
Water ¦ Local Hot Water ¦ Package Electric Water Heaters - Non-Drinking Water | 1 | Medium | B | 4 | 2028 | 5 | 3 | 3.2 | 26460 | 14139
Electrical ¦ LV Distribution ¦ Distribution Board ¦ Main | 1 | High | A | 19 | 2043 | 6 | 2 | 3 | 19568 | 31308
HVAC ¦ Heat Emitters - Local ¦ Gas Fired Unit Heaters | 1 | Medium | B | 11 | 2035 | 5 | 3 | 3.2 | 26461 | 25304
Fabric ¦ Superstructure ¦ Internal Doors ¦ Roller Shutters ¦ Electric Roller Shutter | 1 | Medium | B | 14 | 2038 | 5 | 3 | 3.2 | 26462 | 27590
HVAC ¦ Heat Emitters - Local ¦ Electric Heaters | 2 | Medium | B | 1 | 2025 | 5 | 3 | 3.2 | 26463 | 8971
Electrical ¦ LV Distribution ¦ Distribution Board ¦ Sub | 1 | High | A | 19 | 2043 | 6 | 2 | 3 | 19569 | 31309
Electrical ¦ Lighting ¦ External ¦ General - LED | 2 | Medium | B | 12 | 2036 | 5 | 3 | 3.2 | 26464 | 26582
HVAC ¦ Fan ¦ Central Ventilation Systems ¦ Ventilating - General | 1 | Low | B | 1 | 2025 | 5 | 4 | 3.7 | 33192 | 12097
Fabric ¦ Superstructure ¦ Windows and External Doors ¦ External Doors ¦ Manual and Automatic Doors ¦ Emergency and Panic Escape Doors | 1 | Urgent | B | 21 | 2045 | 5 | 1 | 2.2 | 5971 | 32149
HVAC ¦ Fan ¦ Local and Special Ventilation ¦ Axial | 1 | Medium | B | 5 | 2029 | 5 | 3 | 3.2 | 26465 | 15220
Electrical ¦ Specialist Lighting ¦ Internal ¦ Illuminated Fire Exit Signage | 4 | Urgent | B | 18 | 2042 | 5 | 1 | 2.2 | 5972 | 30666
Fire ¦ Fire Fighting ¦ Fire Extinguishers ¦ CO2 | 4 | Urgent | B | 6 | 2030 | 5 | 1 | 2.2 | 5973 | 16559
Controls ¦ Multi-System Controls ¦ Control Panel - Electrical Services (excluding Electrical Controllers and Pneumatic Relays) | 1 | Medium | B | 2 | 2026 | 5 | 3 | 3.2 | 26466 | 13119
Fabric ¦ Superstructure ¦ Windows and External Doors ¦ Roller Shutters ¦ Manual Roller Shutter | 1 | High | B | 5 | 2029 | 5 | 2 | 2.7 | 15054 | 14676
Fabric ¦ Superstructure ¦ Windows and External Doors ¦ External Doors ¦ Entrance Doors | 1 | High | B | 25 | 2049 | 5 | 2 | 2.7 | 15055 | 33404
Electrical ¦ Lighting ¦ Internal ¦ Emergency ¦ Self Contained ¦ Non LED | 5 | Urgent | B | 6 | 2030 | 5 | 1 | 2.2 | 5974 | 16560
HVAC ¦ Heat Emitters - Central ¦ Radiators ¦ Steel | 5 | Medium | B | 12 | 2036 | 5 | 3 | 3.2 | 26467 | 26583
Electrical ¦ Lighting ¦ Internal ¦ Emergency ¦ Self Contained ¦ LED | 13 | Urgent | B | 22 | 2046 | 5 | 1 | 2.2 | 5975 | 32920
HVAC ¦ Heat Emitters - Local ¦ Electric Heaters | 1 | Medium | B | 3 | 2027 | 5 | 3 | 3.2 | 26468 | 13578
Fire ¦ Fire Fighting ¦ Fire Extinguishers ¦ CO2 | 3 | Urgent | B | 6 | 2030 | 5 | 1 | 2.2 | 5976 | 16561
Electrical ¦ Lighting ¦ Internal ¦ General ¦ LED Fittings & Luminaires | 11 | Medium | B | 18 | 2042 | 5 | 3 | 3.2 | 26469 | 30963
Fire ¦ Fire Fighting ¦ Fire Extinguishers ¦ Foam | 2 | Urgent | B | 6 | 2030 | 5 | 1 | 2.2 | 5977 | 16562
Fabric ¦ Superstructure ¦ Windows and External Doors ¦ External Doors ¦ Manual and Automatic Doors ¦ Emergency and Panic Escape Doors | 1 | Urgent | B | 10 | 2034 | 5 | 1 | 2.2 | 5978 | 22082
HVAC ¦ Heat Emitters - Central ¦ Radiators ¦ Steel | 1 | Medium | B | 6 | 2030 | 5 | 3 | 3.2 | 26470 | 18770
HVAC ¦ Central Heating (Internally Sourced) ¦ Burner ¦ Forced draft gas burner | 1 | Medium | B | 1 | 2025 | 5 | 3 | 3.2 | 26471 | 8972
HVAC ¦ Fan ¦ Local and Special Ventilation ¦ Kitchen Vent ¦ Extract | 1 | Low | B | 10 | 2034 | 5 | 4 | 3.7 | 33193 | 23218
Electrical ¦ Lighting ¦ Internal ¦ General ¦ LED Fittings & Luminaires | 55 | Medium | B | 16 | 2040 | 5 | 3 | 3.2 | 26472 | 29621
Fabric ¦ Superstructure ¦ Internal Doors ¦ Roller Shutters ¦ Electric Roller Shutter | 1 | Medium | B | 11 | 2035 | 5 | 3 | 3.2 | 26473 | 25305
Electrical ¦ Lighting ¦ Internal ¦ General ¦ LED Fittings & Luminaires | 7 | Medium | A | 18 | 2042 | 6 | 3 | 3.5 | 32552 | 31018
HVAC ¦ Heat Emitters - Local ¦ Gas Fired Unit Heaters | 1 | Medium | B | 8 | 2032 | 5 | 3 | 3.2 | 26474 | 21014
Electrical ¦ Lighting ¦ External ¦ General - LED | 2 | Medium | B | 1 | 2025 | 5 | 3 | 3.2 | 26475 | 8973
Electrical ¦ LV Distribution ¦ Distribution Board ¦ Main | 1 | High | B | 10 | 2034 | 5 | 2 | 2.7 | 15056 | 22389
Electrical ¦ Lighting ¦ Internal ¦ General ¦ LED Fittings & Luminaires | 36 | Medium | B | 17 | 2041 | 5 | 3 | 3.2 | 26476 | 30499
Fire ¦ Fire Fighting ¦ Fire Extinguishers ¦ CO2 | 6 | Urgent | B | 6 | 2030 | 5 | 1 | 2.2 | 5979 | 16563
Fabric ¦ Superstructure ¦ Internal Doors ¦ Roller Shutters ¦ Electric Roller Shutter | 1 | Medium | D | 11 | 2035 | 3 | 3 | 2.6 | 11152 | 24066
HVAC ¦ Ventilation ¦ Air Handling Unit (AHU) ¦ Internal ¦ Central Heating (Externally Sourced) ¦ Gas Fired | 1 | Medium | B | 1 | 2025 | 5 | 3 | 3.2 | 26477 | 8974
HVAC ¦ Fan ¦ Local and Special Ventilation ¦ Extract | 1 | Medium | B | 1 | 2025 | 5 | 3 | 3.2 | 26478 | 8975
HVAC ¦ Heat Emitters - Local ¦ Gas Fired Natural and Fan Assisted Heaters | 1 | Medium | B | 5 | 2029 | 5 | 3 | 3.2 | 26479 | 15221
HVAC ¦ Fan ¦ Central Heating & Cooling ¦ Bifurcated | 1 | Medium | B | 1 | 2025 | 5 | 3 | 3.2 | 26480 | 8976
Controls ¦ Building Management System (BMS) ¦ BMS Control Panel | 1 | High | A | 9 | 2033 | 6 | 2 | 3 | 19570 | 21662
Electrical ¦ Lighting ¦ Internal ¦ General ¦ LED Fittings & Luminaires | 93 | Medium | B | 18 | 2042 | 5 | 3 | 3.2 | 26481 | 30964
Electrical ¦ Specialist Lighting ¦ Internal ¦ Illuminated Fire Exit Signage | 3 | Urgent | B | 16 | 2040 | 5 | 1 | 2.2 | 5980 | 28850
HVAC ¦ Central Air Conditioning ¦ Air Conditioning ¦ Multi-Split Condenser - Split Systems/Heat Pumps - Air-cooled with Direct Expansion Evaporator (DX) | 1 | Medium | B | 5 | 2029 | 5 | 3 | 3.2 | 26482 | 15222
Fabric ¦ Superstructure ¦ Windows and External Doors ¦ Roller Shutters ¦ Manual Roller Shutter | 1 | High | B | 15 | 2039 | 5 | 2 | 2.7 | 15057 | 28204
Electrical ¦ LV Distribution ¦ Distribution Board ¦ Main | 1 | High | B | 1 | 2025 | 5 | 2 | 2.7 | 15058 | 4116
HVAC ¦ Fan ¦ Central Heating & Cooling ¦ Bifurcated | 1 | Medium | B | 1 | 2025 | 5 | 3 | 3.2 | 26483 | 8977
Fabric ¦ Superstructure ¦ Windows and External Doors ¦ External Doors ¦ Manual and Automatic Doors ¦ Emergency and Panic Escape Doors | 1 | Urgent | A | 34 | 2058 | 6 | 1 | 2.5 | 10911 | 33865
Electrical ¦ Lighting ¦ Internal ¦ Emergency ¦ Self Contained ¦ Non LED | 1 | Urgent | CX | 14 | 2038 | 2 | 1 | 1.3 | 344 | 27321
Electrical ¦ Specialist Lighting ¦ Internal ¦ Illuminated Fire Exit Signage | 3 | Urgent | B | 6 | 2030 | 5 | 1 | 2.2 | 5981 | 16564
Electrical ¦ LV Distribution ¦ Distribution Board ¦ Main | 1 | High | B | 2 | 2026 | 5 | 2 | 2.7 | 15059 | 12914
Electrical ¦ LV Distribution ¦ Distribution Board ¦ Main | 1 | High | B | 11 | 2035 | 5 | 2 | 2.7 | 15060 | 24509
HVAC ¦ Fan ¦ Local and Special Ventilation ¦ Extract | 1 | Medium | B | 1 | 2025 | 5 | 3 | 3.2 | 26484 | 8978
Fire ¦ Fire Fighting ¦ Fire Extinguishers ¦ Foam | 6 | Urgent | B | 6 | 2030 | 5 | 1 | 2.2 | 5982 | 16565
Fire ¦ Fire Fighting ¦ Fire Extinguishers ¦ CO2 | 3 | Urgent | B | 6 | 2030 | 5 | 1 | 2.2 | 5983 | 16566
Fire ¦ Fire Fighting ¦ Fire Extinguishers ¦ Foam | 3 | Urgent | A | 10 | 2034 | 6 | 1 | 2.5 | 10912 | 22222
Fabric ¦ Superstructure ¦ Windows and External Doors ¦ Roller Shutters ¦ Electric Roller Shutter | 1 | High | B | 14 | 2038 | 5 | 2 | 2.7 | 15061 | 27464
Fabric ¦ Superstructure ¦ Windows and External Doors ¦ External Doors ¦ Manual and Automatic Doors ¦ High Security Door | 1 | High | B | 17 | 2041 | 5 | 2 | 2.7 | 15062 | 30341
HVAC ¦ Fan ¦ Local and Special Ventilation ¦ Axial | 1 | Medium | B | 5 | 2029 | 5 | 3 | 3.2 | 26485 | 15223
Electrical ¦ Lighting ¦ Internal ¦ Emergency ¦ Self Contained ¦ LED | 17 | Urgent | B | 24 | 2048 | 5 | 1 | 2.2 | 5984 | 33241
Fire ¦ Fire Fighting ¦ Fire Extinguishers ¦ Foam | 3 | Urgent | B | 6 | 2030 | 5 | 1 | 2.2 | 5985 | 16567
Water ¦ Local Hot Water ¦ Instantaneous Electric Water Heater - Non-Drinking Water | 1 | Medium | B | 1 | 2025 | 5 | 3 | 3.2 | 26486 | 8979
Fabric ¦ Superstructure ¦ Windows and External Doors ¦ Roller Shutters ¦ Manual Roller Shutter | 1 | High | B | 5 | 2029 | 5 | 2 | 2.7 | 15063 | 14677
Fabric ¦ Superstructure ¦ Windows and External Doors ¦ Roller Shutters ¦ Manual Roller Shutter | 1 | High | B | 15 | 2039 | 5 | 2 | 2.7 | 15064 | 28205
Electrical ¦ Specialist Lighting ¦ Internal ¦ Illuminated Fire Exit Signage | 2 | Urgent | B | 16 | 2040 | 5 | 1 | 2.2 | 5986 | 28851
Fire ¦ Fire Fighting ¦ Fire Extinguishers ¦ CO2 | 2 | Urgent | B | 6 | 2030 | 5 | 1 | 2.2 | 5987 | 16568
HVAC ¦ Heat Emitters - Central ¦ Radiators ¦ Steel | 1 | Medium | B | 6 | 2030 | 5 | 3 | 3.2 | 26487 | 18771
Electrical ¦ LV Distribution ¦ Distribution Board ¦ Main | 1 | High | B | 2 | 2026 | 5 | 2 | 2.7 | 15065 | 12915
Controls ¦ Multi-System Controls ¦ Control Panel - Electrical Services (excluding Electrical Controllers and Pneumatic Relays) | 1 | Medium | B | 2 | 2026 | 5 | 3 | 3.2 | 26488 | 13120
Fabric ¦ Superstructure ¦ Windows and External Doors ¦ Roller Shutters ¦ Manual Roller Shutter | 1 | High | B | 15 | 2039 | 5 | 2 | 2.7 | 15066 | 28206
Fire ¦ Fire Detection ¦ Fire Alarm Panel / Repeater | 1 | Urgent | B | 12 | 2036 | 5 | 1 | 2.2 | 5988 | 26041
Fabric ¦ Superstructure ¦ Windows and External Doors ¦ External Doors ¦ Entrance Doors | 1 | High | B | 11 | 2035 | 5 | 2 | 2.7 | 15067 | 24510
Fire ¦ Fire Fighting ¦ Fire Extinguishers ¦ Foam | 3 | Urgent | B | 6 | 2030 | 5 | 1 | 2.2 | 5989 | 16569
Electrical ¦ Lighting ¦ Internal ¦ General | 1 | Medium | B | 6 | 2030 | 5 | 3 | 3.2 | 26489 | 18772
Fabric ¦ Superstructure ¦ Windows and External Doors ¦ External Doors ¦ Manual and Automatic Doors ¦ Emergency and Panic Escape Doors | 1 | Urgent | B | 10 | 2034 | 5 | 1 | 2.2 | 5990 | 22083
Fabric ¦ Superstructure ¦ Windows and External Doors ¦ Roller Shutters ¦ Electric Roller Shutter | 1 | High | B | 5 | 2029 | 5 | 2 | 2.7 | 15068 | 14678
HVAC ¦ Fan ¦ Local and Special Ventilation ¦ Extract | 1 | Medium | DX | 1 | 2025 | 1 | 3 | 2 | 890 | 599
HVAC ¦ Fan ¦ Local and Special Ventilation ¦ Extract | 1 | Medium | B | 1 | 2025 | 5 | 3 | 3.2 | 26490 | 8980
Electrical ¦ Lighting ¦ Internal ¦ Emergency ¦ Self Contained ¦ LED | 10 | Urgent | B | 22 | 2046 | 5 | 1 | 2.2 | 5991 | 32921
Fabric ¦ Superstructure ¦ Windows and External Doors ¦ External Doors ¦ Manual and Automatic Doors ¦ Emergency and Panic Escape Doors | 1 | Urgent | B | 30 | 2054 | 5 | 1 | 2.2 | 5992 | 33682
Fabric ¦ Superstructure ¦ Windows and External Doors ¦ External Doors ¦ Entrance Doors | 1 | High | B | 10 | 2034 | 5 | 2 | 2.7 | 15069 | 22390
HVAC ¦ Heat Emitters - Central ¦ Radiators ¦ Steel | 1 | Medium | B | 6 | 2030 | 5 | 3 | 3.2 | 26491 | 18773
HVAC ¦ Heat Emitters - Local ¦ Gas Fired Natural and Fan Assisted Heaters | 1 | Medium | B | 1 | 2025 | 5 | 3 | 3.2 | 26492 | 8981
HVAC ¦ Fan ¦ Local and Special Ventilation ¦ Fans Window or Wall Mounted | 1 | Medium | CX | 4 | 2028 | 2 | 3 | 2.3 | 10220 | 13885
Electrical ¦ LV Distribution ¦ Distribution Board ¦ Sub | 1 | High | B | 9 | 2033 | 5 | 2 | 2.7 | 15070 | 21615
Electrical ¦ LV Distribution ¦ Distribution Board ¦ Main | 1 | High | B | 17 | 2041 | 5 | 2 | 2.7 | 15071 | 30342
Electrical ¦ LV Distribution ¦ Distribution Board ¦ Sub | 1 | High | B | 8 | 2032 | 5 | 2 | 2.7 | 15072 | 20734
Fabric ¦ Superstructure ¦ Windows and External Doors ¦ External Doors ¦ Manual and Automatic Doors ¦ Auto / Powered Sliding Doors | 1 | High | B | 18 | 2042 | 5 | 2 | 2.7 | 15073 | 30837
Electrical ¦ LV Distribution ¦ Distribution Board ¦ Main | 1 | High | B | 6 | 2030 | 5 | 2 | 2.7 | 15074 | 17648
Fabric ¦ Superstructure ¦ Windows and External Doors ¦ External Doors ¦ Manual and Automatic Doors ¦ Auto / Powered Sliding Doors | 1 | High | B | 23 | 2047 | 5 | 2 | 2.7 | 15075 | 33205
Electrical ¦ Lighting ¦ Internal ¦ Emergency ¦ Self Contained ¦ LED | 7 | Urgent | B | 22 | 2046 | 5 | 1 | 2.2 | 5993 | 32922
HVAC ¦ Fan ¦ Central Heating & Cooling ¦ Bifurcated | 1 | Medium | B | 1 | 2025 | 5 | 3 | 3.2 | 26493 | 8982
HVAC ¦ Fan ¦ Local and Special Ventilation ¦ Axial | 1 | Medium | B | 1 | 2025 | 5 | 3 | 3.2 | 26494 | 8983
HVAC ¦ Fan ¦ Local and Special Ventilation ¦ Axial | 1 | Medium | B | 1 | 2025 | 5 | 3 | 3.2 | 26495 | 8984
HVAC ¦ Fan ¦ Central Heating & Cooling ¦ Bifurcated | 1 | Medium | B | 1 | 2025 | 5 | 3 | 3.2 | 26496 | 8985
Fabric ¦ Superstructure ¦ Windows and External Doors ¦ Roller Shutters ¦ Electric Roller Shutter | 1 | High | B | 5 | 2029 | 5 | 2 | 2.7 | 15076 | 14679
Electrical ¦ Lighting ¦ Internal ¦ Emergency ¦ Self Contained ¦ LED | 2 | Urgent | B | 22 | 2046 | 5 | 1 | 2.2 | 5994 | 32923
Fire ¦ Fire Fighting ¦ Fire Extinguishers ¦ CO2 | 3 | Urgent | B | 8 | 2032 | 5 | 1 | 2.2 | 5995 | 20456
HVAC ¦ Central Air Conditioning ¦ Air Conditioning ¦ Multi-Split Evaporator - Split Systems/Heat Pumps - Air-cooled with Direct Expansion Evaporator (DX) | 1 | Medium | B | 5 | 2029 | 5 | 3 | 3.2 | 26497 | 15224
HVAC ¦ Fan ¦ Central Heating & Cooling ¦ Bifurcated | 1 | Medium | B | 1 | 2025 | 5 | 3 | 3.2 | 26498 | 8986
HVAC ¦ Heat Emitters - Local ¦ Electric Heaters | 2 | Medium | B | 1 | 2025 | 5 | 3 | 3.2 | 26499 | 8987
Fire ¦ Fire Fighting ¦ Fire Extinguishers ¦ Foam | 4 | Urgent | B | 6 | 2030 | 5 | 1 | 2.2 | 5996 | 16570
Electrical ¦ Lighting ¦ Internal ¦ General | 30 | Medium | B | 1 | 2025 | 5 | 3 | 3.2 | 26500 | 8988
Electrical ¦ LV Distribution ¦ Distribution Board ¦ Sub | 1 | High | B | 19 | 2043 | 5 | 2 | 2.7 | 15077 | 31213
HVAC ¦ Local Air Conditioning ¦ Single-Split Evaporator - Split Systems/Heat Pumps - Air-cooled with Direct Expansion Evaporator (DX) | 1 | Medium | B | 1 | 2025 | 5 | 3 | 3.2 | 26501 | 8989
HVAC ¦ Central Heating (Internally Sourced) ¦ Boiler ¦ Atmospheric Gas Burner/Condensing Combination Boiler (domestic type) | 1 | High | B | 4 | 2028 | 5 | 2 | 2.7 | 15078 | 13966
Fabric ¦ Superstructure ¦ Windows and External Doors ¦ External Doors ¦ Manual and Automatic Doors ¦ Auto / Powered Sliding Doors | 1 | High | B | 21 | 2045 | 5 | 2 | 2.7 | 15079 | 32659
HVAC ¦ Local Air Conditioning ¦ Single-Split Condenser - Split Systems/Heat Pumps - Air-cooled with Direct Expansion Evaporator (DX) | 1 | Medium | C | 5 | 2029 | 4 | 3 | 2.9 | 18724 | 14780
Water ¦ Local Hot Water ¦ Package Electric Water Heaters - Non-Drinking Water | 1 | Medium | B | 7 | 2031 | 5 | 3 | 3.2 | 26502 | 20000
HVAC ¦ Heat Emitters - Local ¦ Gas Fired Natural and Fan Assisted Heaters | 1 | Medium | B | 1 | 2025 | 5 | 3 | 3.2 | 26503 | 8990
Electrical ¦ LV Distribution ¦ Distribution Board ¦ Main | 1 | High | B | 7 | 2031 | 5 | 2 | 2.7 | 15080 | 19642
Water ¦ Local Hot Water ¦ Instantaneous Electric Water Heater - Non-Drinking Water | 1 | Medium | B | 10 | 2034 | 5 | 3 | 3.2 | 26504 | 22889
Fabric ¦ Superstructure ¦ Windows and External Doors ¦ Roller Shutters ¦ Manual Roller Shutter | 1 | High | B | 1 | 2025 | 5 | 2 | 2.7 | 15081 | 4117
Fabric ¦ Superstructure ¦ Windows and External Doors ¦ External Doors ¦ Manual and Automatic Doors ¦ Emergency and Panic Escape Doors | 1 | Urgent | B | 11 | 2035 | 5 | 1 | 2.2 | 5997 | 23716
HVAC ¦ Fan ¦ Local and Special Ventilation ¦ Axial | 1 | Medium | C | 1 | 2025 | 4 | 3 | 2.9 | 18725 | 5614
Electrical ¦ Lighting ¦ Internal ¦ General ¦ LED Fittings & Luminaires | 21 | Medium | B | 16 | 2040 | 5 | 3 | 3.2 | 26505 | 29622
Fabric ¦ Superstructure ¦ Windows and External Doors ¦ External Doors ¦ Entrance Doors | 1 | High | B | 11 | 2035 | 5 | 2 | 2.7 | 15082 | 24511
Electrical ¦ Specialist Lighting ¦ Internal ¦ Illuminated Fire Exit Signage | 4 | Urgent | B | 12 | 2036 | 5 | 1 | 2.2 | 5998 | 26042
Electrical ¦ Lighting ¦ Internal ¦ Emergency ¦ Self Contained ¦ Non LED | 1 | Urgent | B | 1 | 2025 | 5 | 1 | 2.2 | 5999 | 1475
Electrical ¦ Lighting ¦ External ¦ General - Non-LED | 1 | Medium | B | 1 | 2025 | 5 | 3 | 3.2 | 26506 | 8991
Fire ¦ Fire Fighting ¦ Fire Extinguishers ¦ CO2 | 2 | Urgent | B | 1 | 2025 | 5 | 1 | 2.2 | 6000 | 1476
Fabric ¦ Superstructure ¦ Internal Doors ¦ Roller Shutters ¦ Electric Roller Shutter | 1 | Medium | B | 5 | 2029 | 5 | 3 | 3.2 | 26507 | 15225
Electrical ¦ Lighting ¦ Internal ¦ Emergency ¦ Self Contained ¦ LED | 5 | Urgent | B | 24 | 2048 | 5 | 1 | 2.2 | 6001 | 33242
Electrical ¦ Lighting ¦ Internal ¦ General | 2 | Medium | B | 1 | 2025 | 5 | 3 | 3.2 | 26508 | 8992
Fire ¦ Fire Fighting ¦ Fire Extinguishers ¦ CO2 | 3 | Urgent | B | 2 | 2026 | 5 | 1 | 2.2 | 6002 | 12640
Water ¦ Local Hot Water ¦ Package Electric Water Heaters - Non-Drinking Water | 1 | Medium | B | 3 | 2027 | 5 | 3 | 3.2 | 26509 | 13579
Electrical ¦ Specialist Lighting ¦ Internal ¦ Illuminated Fire Exit Signage | 1 | Urgent | B | 1 | 2025 | 5 | 1 | 2.2 | 6003 | 1477
HVAC ¦ Heat Emitters - Central ¦ Radiators ¦ Steel | 5 | Medium | B | 11 | 2035 | 5 | 3 | 3.2 | 26510 | 25306
Fire ¦ Fire Fighting ¦ Fire Extinguishers ¦ Foam | 4 | Urgent | B | 5 | 2029 | 5 | 1 | 2.2 | 6004 | 14412
Water ¦ Local Hot Water ¦ Package Electric Water Heaters - Non-Drinking Water | 1 | Medium | B | 1 | 2025 | 5 | 3 | 3.2 | 26511 | 8993
HVAC ¦ Heat Emitters - Local ¦ Electric Heaters | 1 | Medium | B | 1 | 2025 | 5 | 3 | 3.2 | 26512 | 8994
Fire ¦ Fire Fighting ¦ Fire Extinguishers ¦ CO2 | 4 | Urgent | B | 9 | 2033 | 5 | 1 | 2.2 | 6005 | 21375
Electrical ¦ LV Distribution ¦ Distribution Board ¦ Sub | 1 | High | B | 1 | 2025 | 5 | 2 | 2.7 | 15083 | 4118
Fabric ¦ Superstructure ¦ Windows and External Doors ¦ External Doors ¦ Manual and Automatic Doors ¦ Auto / Powered Sliding Doors | 1 | High | B | 21 | 2045 | 5 | 2 | 2.7 | 15084 | 32660
Electrical ¦ Lighting ¦ Internal ¦ General ¦ LED Fittings & Luminaires | 30 | Medium | B | 16 | 2040 | 5 | 3 | 3.2 | 26513 | 29623
Electrical ¦ Lighting ¦ External ¦ General - LED | 3 | Medium | B | 11 | 2035 | 5 | 3 | 3.2 | 26514 | 25307
Fabric ¦ Superstructure ¦ Windows and External Doors ¦ Roller Shutters ¦ Manual Roller Shutter | 1 | High | B | 15 | 2039 | 5 | 2 | 2.7 | 15085 | 28207
Fabric ¦ Superstructure ¦ Windows and External Doors ¦ Roller Shutters ¦ Electric Roller Shutter | 1 | High | B | 1 | 2025 | 5 | 2 | 2.7 | 15086 | 4119
HVAC ¦ Fan ¦ Local and Special Ventilation ¦ Extract | 1 | Medium | B | 14 | 2038 | 5 | 3 | 3.2 | 26515 | 27591
Electrical ¦ Lighting ¦ Internal ¦ Emergency ¦ Self Contained ¦ LED | 10 | Urgent | B | 22 | 2046 | 5 | 1 | 2.2 | 6006 | 32924
Electrical ¦ Lighting ¦ Internal ¦ Emergency ¦ Externally Powered ¦ Non LED | 5 | Urgent | B | 1 | 2025 | 5 | 1 | 2.2 | 6007 | 1478
Fabric ¦ Superstructure ¦ Windows and External Doors ¦ External Doors ¦ Manual and Automatic Doors ¦ Emergency and Panic Escape Doors | 1 | Urgent | B | 25 | 2049 | 5 | 1 | 2.2 | 6008 | 33310
HVAC ¦ Fan ¦ Local and Special Ventilation ¦ Axial | 1 | Medium | B | 1 | 2025 | 5 | 3 | 3.2 | 26516 | 8995
Electrical ¦ Lighting ¦ Internal ¦ General | 5 | Medium | B | 15 | 2039 | 5 | 3 | 3.2 | 26517 | 28451
Electrical ¦ Specialist Lighting ¦ Internal ¦ Illuminated Fire Exit Signage | 1 | Urgent | B | 16 | 2040 | 5 | 1 | 2.2 | 6009 | 28852
Electrical ¦ Lighting ¦ External ¦ General - LED | 7 | Medium | B | 11 | 2035 | 5 | 3 | 3.2 | 26518 | 25308
Fabric ¦ Superstructure ¦ Windows and External Doors ¦ Roller Shutters ¦ Manual Roller Shutter | 1 | High | B | 1 | 2025 | 5 | 2 | 2.7 | 15087 | 4120
Fire ¦ Fire Fighting ¦ Fire Extinguishers ¦ CO2 | 4 | Urgent | B | 2 | 2026 | 5 | 1 | 2.2 | 6010 | 12641
Fire ¦ Fire Fighting ¦ Fire Extinguishers ¦ Foam | 4 | Urgent | B | 2 | 2026 | 5 | 1 | 2.2 | 6011 | 12642
Fire ¦ Fire Detection ¦ Fire Alarm Panel / Repeater | 1 | Urgent | C | 13 | 2037 | 4 | 1 | 1.9 | 677 | 26807
Controls ¦ Building Management System (BMS) ¦ BMS Control Panel | 1 | High | B | 6 | 2030 | 5 | 2 | 2.7 | 15088 | 17649
Water ¦ Local Hot Water ¦ Instantaneous Electric Water Heater - Non-Drinking Water | 1 | Medium | B | 5 | 2029 | 5 | 3 | 3.2 | 26519 | 15226
Fire ¦ Fire Fighting ¦ Fire Extinguishers ¦ CO2 | 1 | Urgent | B | 6 | 2030 | 5 | 1 | 2.2 | 6012 | 16571
HVAC ¦ Local Air Conditioning ¦ Single-Split Evaporator - Split Systems/Heat Pumps - Air-cooled with Direct Expansion Evaporator (DX) | 1 | Medium | B | 7 | 2031 | 5 | 3 | 3.2 | 26520 | 20001
Electrical ¦ LV Distribution ¦ Distribution Board ¦ Sub | 1 | High | CX | 1 | 2025 | 2 | 2 | 1.8 | 524 | 421
Fabric ¦ Superstructure ¦ Windows and External Doors ¦ Roller Shutters ¦ Manual Roller Shutter | 1 | High | B | 1 | 2025 | 5 | 2 | 2.7 | 15089 | 4121
Electrical ¦ Specialist Lighting ¦ Internal ¦ Illuminated Fire Exit Signage | 5 | Urgent | B | 17 | 2041 | 5 | 1 | 2.2 | 6013 | 30135
Electrical ¦ Lighting ¦ External ¦ General - Non-LED | 5 | Medium | B | 1 | 2025 | 5 | 3 | 3.2 | 26521 | 8996
Fire ¦ Fire Fighting ¦ Fire Extinguishers ¦ Powder | 1 | Urgent | B | 2 | 2026 | 5 | 1 | 2.2 | 6014 | 12643
HVAC ¦ Fan ¦ Central Ventilation Systems ¦ Extract | 1 | Medium | B | 1 | 2025 | 5 | 3 | 3.2 | 26522 | 8997
Controls ¦ Multi-System Controls ¦ Control Panel - Electrical Services (excluding Electrical Controllers and Pneumatic Relays) | 1 | Medium | B | 1 | 2025 | 5 | 3 | 3.2 | 26523 | 8998
HVAC ¦ Fan ¦ Local and Special Ventilation ¦ Kitchen Vent ¦ Extract | 1 | Low | CX | 1 | 2025 | 2 | 4 | 2.8 | 18353 | 5338
Fabric ¦ Superstructure ¦ Windows and External Doors ¦ External Doors ¦ Entrance Doors | 1 | High | B | 1 | 2025 | 5 | 2 | 2.7 | 15090 | 4122
HVAC ¦ Fan ¦ Local and Special Ventilation ¦ Extract | 1 | Medium | B | 1 | 2025 | 5 | 3 | 3.2 | 26524 | 8999
Electrical ¦ Lighting ¦ Internal ¦ Emergency ¦ Self Contained ¦ LED | 5 | Urgent | B | 23 | 2047 | 5 | 1 | 2.2 | 6015 | 33110
Electrical ¦ Specialist Lighting ¦ Internal ¦ Illuminated Fire Exit Signage | 6 | Urgent | B | 16 | 2040 | 5 | 1 | 2.2 | 6016 | 28853
Electrical ¦ LV Distribution ¦ Distribution Board ¦ Sub | 1 | High | B | 1 | 2025 | 5 | 2 | 2.7 | 15091 | 4123
Controls ¦ Multi-System Controls ¦ Control Panel - Electrical Services (excluding Electrical Controllers and Pneumatic Relays) | 1 | Medium | B | 14 | 2038 | 5 | 3 | 3.2 | 26525 | 27592
Fabric ¦ Superstructure ¦ Windows and External Doors ¦ External Doors ¦ Manual and Automatic Doors ¦ Emergency and Panic Escape Doors | 1 | Urgent | B | 21 | 2045 | 5 | 1 | 2.2 | 6017 | 32150
Fabric ¦ Superstructure ¦ Windows and External Doors ¦ External Doors ¦ Entrance Doors | 1 | High | B | 11 | 2035 | 5 | 2 | 2.7 | 15092 | 24512
Electrical ¦ Specialist Lighting ¦ Internal ¦ Illuminated Fire Exit Signage | 7 | Urgent | B | 16 | 2040 | 5 | 1 | 2.2 | 6018 | 28854
Electrical ¦ Lighting ¦ Internal ¦ Emergency ¦ Externally Powered ¦ Non LED | 10 | Urgent | B | 1 | 2025 | 5 | 1 | 2.2 | 6019 | 1479
HVAC ¦ Heat Emitters - Local ¦ Electric Heaters | 3 | Medium | B | 1 | 2025 | 5 | 3 | 3.2 | 26526 | 9000
HVAC ¦ Fan ¦ Local and Special Ventilation ¦ Kitchen Vent ¦ Fans Window or Wall Mounted | 1 | Medium | CX | 1 | 2025 | 2 | 3 | 2.3 | 10221 | 2158
Electrical ¦ LV Distribution ¦ Distribution Board ¦ Sub | 1 | High | B | 10 | 2034 | 5 | 2 | 2.7 | 15093 | 22391
Fabric ¦ Superstructure ¦ Windows and External Doors ¦ External Doors ¦ Entrance Doors | 1 | High | B | 11 | 2035 | 5 | 2 | 2.7 | 15094 | 24513
Electrical ¦ LV Distribution ¦ Main Switch Panel at Supply Intake | 1 | Medium | B | 1 | 2025 | 5 | 3 | 3.2 | 26527 | 9001
Fabric ¦ Superstructure ¦ Windows and External Doors ¦ External Doors ¦ Manual and Automatic Doors ¦ Emergency and Panic Escape Doors | 1 | Urgent | B | 21 | 2045 | 5 | 1 | 2.2 | 6020 | 32151
Fabric ¦ Superstructure ¦ Windows and External Doors ¦ External Windows ¦ Roller Shutters ¦ External Window Shutters ¦ Electric | 1 | Medium | B | 1 | 2025 | 5 | 3 | 3.2 | 26528 | 9002
Fabric ¦ Superstructure ¦ Windows and External Doors ¦ External Doors ¦ Manual and Automatic Doors ¦ High Security Door | 1 | High | B | 11 | 2035 | 5 | 2 | 2.7 | 15095 | 24514
Fire ¦ Fire Detection ¦ Fire Alarm System | 1 | Urgent | B | 11 | 2035 | 5 | 1 | 2.2 | 6021 | 23717
Fire ¦ Fire Fighting ¦ Fire Extinguishers ¦ Foam | 5 | Urgent | B | 6 | 2030 | 5 | 1 | 2.2 | 6022 | 16572
HVAC ¦ Heat Emitters - Local ¦ Electric Heaters | 1 | Medium | B | 1 | 2025 | 5 | 3 | 3.2 | 26529 | 9003
Fire ¦ Fire Fighting ¦ Fire Extinguishers ¦ CO2 | 1 | Urgent | B | 6 | 2030 | 5 | 1 | 2.2 | 6023 | 16573
HVAC ¦ Fan ¦ Local and Special Ventilation ¦ Kitchen Vent ¦ Extract | 1 | Low | CX | 1 | 2025 | 2 | 4 | 2.8 | 18354 | 5339
Fabric ¦ Superstructure ¦ Windows and External Doors ¦ External Doors ¦ Manual and Automatic Doors ¦ Emergency and Panic Escape Doors | 1 | Urgent | B | 21 | 2045 | 5 | 1 | 2.2 | 6024 | 32152
HVAC ¦ Fan ¦ Central Ventilation Systems ¦ Extract | 1 | Medium | B | 1 | 2025 | 5 | 3 | 3.2 | 26530 | 9004
Electrical ¦ Specialist Lighting ¦ External ¦ Illuminated External Signs | 1 | Medium | B | 11 | 2035 | 5 | 3 | 3.2 | 26531 | 25309
Water ¦ Local Hot Water ¦ Package Electric Water Heaters - Non-Drinking Water | 1 | Medium | B | 1 | 2025 | 5 | 3 | 3.2 | 26532 | 9005
Electrical ¦ LV Distribution ¦ Distribution Board ¦ Sub | 1 | High | B | 18 | 2042 | 5 | 2 | 2.7 | 15096 | 30838
HVAC ¦ Fan ¦ Central Ventilation Systems ¦ Ventilating - General | 1 | Low | B | 1 | 2025 | 5 | 4 | 3.7 | 33194 | 12098
Fabric ¦ Superstructure ¦ Windows and External Doors ¦ External Doors ¦ Manual and Automatic Doors ¦ Emergency and Panic Escape Doors | 1 | Urgent | B | 10 | 2034 | 5 | 1 | 2.2 | 6025 | 22084
HVAC ¦ Fan ¦ Local and Special Ventilation ¦ Extract | 1 | Medium | B | 1 | 2025 | 5 | 3 | 3.2 | 26533 | 9006
Electrical ¦ Lighting ¦ Internal ¦ General | 6 | Medium | B | 6 | 2030 | 5 | 3 | 3.2 | 26534 | 18774
Electrical ¦ LV Distribution ¦ Distribution Board ¦ Main | 1 | High | B | 15 | 2039 | 5 | 2 | 2.7 | 15097 | 28208
Electrical ¦ LV Distribution ¦ Distribution Board ¦ Main | 1 | High | B | 1 | 2025 | 5 | 2 | 2.7 | 15098 | 4124
Fire ¦ Fire Detection ¦ Fire Alarm System | 1 | Urgent | B | 14 | 2038 | 5 | 1 | 2.2 | 6026 | 27374
Electrical ¦ Lighting ¦ Internal ¦ Emergency ¦ Self Contained ¦ LED | 9 | Urgent | B | 17 | 2041 | 5 | 1 | 2.2 | 6027 | 30136
Electrical ¦ Lighting ¦ Internal ¦ General ¦ LED Fittings & Luminaires | 110 | Medium | B | 16 | 2040 | 5 | 3 | 3.2 | 26535 | 29624
Fire ¦ Fire Fighting ¦ Fire Extinguishers ¦ CO2 | 1 | Urgent | B | 9 | 2033 | 5 | 1 | 2.2 | 6028 | 21376
HVAC ¦ Local Air Conditioning ¦ Single-Split Condenser - Split Systems/Heat Pumps - Air-cooled with Direct Expansion Evaporator (DX) | 1 | Medium | B | 5 | 2029 | 5 | 3 | 3.2 | 26536 | 15227
HVAC ¦ Fan ¦ Local and Special Ventilation ¦ Extract | 1 | Medium | B | 1 | 2025 | 5 | 3 | 3.2 | 26537 | 9007
HVAC ¦ Fan ¦ Central Ventilation Systems ¦ Ventilating - General | 1 | Low | B | 2 | 2026 | 5 | 4 | 3.7 | 33195 | 13241
Electrical ¦ LV Distribution ¦ Distribution Board ¦ Main | 1 | High | B | 1 | 2025 | 5 | 2 | 2.7 | 15099 | 4125
Electrical ¦ LV Distribution ¦ Distribution Board ¦ Main | 1 | High | B | 16 | 2040 | 5 | 2 | 2.7 | 15100 | 29196
HVAC ¦ Fan ¦ Local and Special Ventilation ¦ Extract | 1 | Medium | B | 1 | 2025 | 5 | 3 | 3.2 | 26538 | 9008
HVAC ¦ Ventilation ¦ Air Handling Unit (AHU) ¦ Internal ¦ Central Heating (Internally Sourced) ¦ Gas Fired | 1 | Medium | B | 14 | 2038 | 5 | 3 | 3.2 | 26539 | 27593
Fabric ¦ Superstructure ¦ Windows and External Doors ¦ External Doors ¦ Manual and Automatic Doors ¦ High Security Door | 1 | High | B | 21 | 2045 | 5 | 2 | 2.7 | 15101 | 32661
Fabric ¦ Superstructure ¦ Windows and External Doors ¦ External Doors ¦ Entrance Doors | 1 | High | B | 22 | 2046 | 5 | 2 | 2.7 | 15102 | 33030
HVAC ¦ Fan ¦ Local and Special Ventilation ¦ Extract | 1 | Medium | B | 1 | 2025 | 5 | 3 | 3.2 | 26540 | 9009
Fire ¦ Fire Fighting ¦ Fire Extinguishers ¦ CO2 | 2 | Urgent | B | 2 | 2026 | 5 | 1 | 2.2 | 6029 | 12644
Fabric ¦ Superstructure ¦ Internal Doors ¦ Roller Shutters ¦ Electric Roller Shutter | 1 | Medium | B | 11 | 2035 | 5 | 3 | 3.2 | 26541 | 25310
HVAC ¦ Fan ¦ Local and Special Ventilation ¦ Extract | 1 | Medium | B | 1 | 2025 | 5 | 3 | 3.2 | 26542 | 9010
HVAC ¦ Ventilation ¦ Air Handling Unit (AHU) ¦ Internal ¦ Central Heating & Cooling ¦ Electric & DX | 1 | Medium | B | 1 | 2025 | 5 | 3 | 3.2 | 26543 | 9011
HVAC ¦ Heat Emitters - Local ¦ Electric Heaters | 4 | Medium | B | 7 | 2031 | 5 | 3 | 3.2 | 26544 | 20002
HVAC ¦ Fan ¦ Central Ventilation Systems ¦ Ventilating - General | 1 | Low | B | 2 | 2026 | 5 | 4 | 3.7 | 33196 | 13242
Electrical ¦ LV Distribution ¦ Distribution Board ¦ Sub | 1 | High | D | 1 | 2025 | 3 | 2 | 2.1 | 1201 | 818
Controls ¦ Building Management System (BMS) ¦ BMS Control Panel | 1 | High | B | 6 | 2030 | 5 | 2 | 2.7 | 15103 | 17650
Fire ¦ Fire Fighting ¦ Fire Extinguishers ¦ Foam | 3 | Urgent | B | 2 | 2026 | 5 | 1 | 2.2 | 6030 | 12645
Water ¦ Local Hot Water ¦ Package Electric Water Heaters - Non-Drinking Water | 1 | Medium | B | 10 | 2034 | 5 | 3 | 3.2 | 26545 | 22890
Fabric ¦ Superstructure ¦ Windows and External Doors ¦ Roller Shutters ¦ Manual Roller Shutter | 1 | High | B | 15 | 2039 | 5 | 2 | 2.7 | 15104 | 28209
Electrical ¦ Lighting ¦ Internal ¦ General | 17 | Medium | B | 10 | 2034 | 5 | 3 | 3.2 | 26546 | 22891
Electrical ¦ Lighting ¦ Internal ¦ General | 4 | Medium | B | 15 | 2039 | 5 | 3 | 3.2 | 26547 | 28452
Fire ¦ Fire Fighting ¦ Fire Extinguishers ¦ Foam | 2 | Urgent | B | 6 | 2030 | 5 | 1 | 2.2 | 6031 | 16574
Fabric ¦ Superstructure ¦ Internal Doors ¦ Roller Shutters ¦ Electric Roller Shutter | 1 | Medium | B | 1 | 2025 | 5 | 3 | 3.2 | 26548 | 9012
HVAC ¦ Fan ¦ Local and Special Ventilation ¦ Extract | 1 | Medium | B | 1 | 2025 | 5 | 3 | 3.2 | 26549 | 9013
Electrical ¦ Lighting ¦ Internal ¦ General | 2 | Medium | B | 10 | 2034 | 5 | 3 | 3.2 | 26550 | 22892
HVAC ¦ Central Air Conditioning ¦ Air Conditioning ¦ Multi-Split Condenser - Split Systems/Heat Pumps - Air-cooled with Direct Expansion Evaporator (DX) | 1 | Medium | B | 1 | 2025 | 5 | 3 | 3.2 | 26551 | 9014
HVAC ¦ Central Air Conditioning ¦ Air Conditioning ¦ Multi-Split Evaporator - Split Systems/Heat Pumps - Air-cooled with Direct Expansion Evaporator (DX) | 1 | Medium | B | 2 | 2026 | 5 | 3 | 3.2 | 26552 | 13121
Electrical ¦ LV Distribution ¦ Distribution Board ¦ Main | 1 | High | B | 1 | 2025 | 5 | 2 | 2.7 | 15105 | 4126
Fabric ¦ Superstructure ¦ Windows and External Doors ¦ Roller Shutters ¦ Manual Roller Shutter | 1 | High | B | 5 | 2029 | 5 | 2 | 2.7 | 15106 | 14680
Electrical ¦ LV Distribution ¦ Distribution Board ¦ Main | 1 | High | B | 11 | 2035 | 5 | 2 | 2.7 | 15107 | 24515
HVAC ¦ Heat Emitters - Local ¦ Electric Overdoor Air Curtain/Heater | 1 | Medium | B | 1 | 2025 | 5 | 3 | 3.2 | 26553 | 9015
Electrical ¦ LV Distribution ¦ Distribution Board ¦ Sub | 1 | High | B | 6 | 2030 | 5 | 2 | 2.7 | 15108 | 17651
Electrical ¦ Specialist Lighting ¦ Internal ¦ Illuminated Fire Exit Signage | 6 | Urgent | B | 16 | 2040 | 5 | 1 | 2.2 | 6032 | 28855
Electrical ¦ Lighting ¦ Internal ¦ Emergency ¦ Self Contained ¦ LED | 7 | Urgent | B | 23 | 2047 | 5 | 1 | 2.2 | 6033 | 33111
Fire ¦ Fire Fighting ¦ Fire Extinguishers ¦ CO2 | 1 | Urgent | B | 8 | 2032 | 5 | 1 | 2.2 | 6034 | 20457
HVAC ¦ Heat Emitters - Local ¦ Gas Fired Unit Heaters | 1 | Medium | B | 1 | 2025 | 5 | 3 | 3.2 | 26554 | 9016
Controls ¦ Multi-System Controls ¦ Control Panel - Electrical Services (excluding Electrical Controllers and Pneumatic Relays) | 1 | Medium | B | 1 | 2025 | 5 | 3 | 3.2 | 26555 | 9017
HVAC ¦ Heat Emitters - Local ¦ Gas Fired Unit Heaters | 1 | Medium | B | 8 | 2032 | 5 | 3 | 3.2 | 26556 | 21015
Fire ¦ Fire Detection ¦ Fire Alarm System | 1 | Urgent | B | 1 | 2025 | 5 | 1 | 2.2 | 6035 | 1480
HVAC ¦ Fan ¦ Local and Special Ventilation ¦ Extract | 1 | Medium | B | 1 | 2025 | 5 | 3 | 3.2 | 26557 | 9018
HVAC ¦ Fan ¦ Local and Special Ventilation ¦ Extract | 1 | Medium | B | 1 | 2025 | 5 | 3 | 3.2 | 26558 | 9019
Water ¦ Local Hot Water ¦ Package Electric Water Heaters - Non-Drinking Water | 1 | Medium | B | 9 | 2033 | 5 | 3 | 3.2 | 26559 | 21796
Electrical ¦ LV Distribution ¦ Distribution Board ¦ Main | 1 | High | B | 1 | 2025 | 5 | 2 | 2.7 | 15109 | 4127
Fabric ¦ Superstructure ¦ Windows and External Doors ¦ External Doors ¦ Manual and Automatic Doors ¦ Auto / Powered Sliding Doors | 1 | High | B | 27 | 2051 | 5 | 2 | 2.7 | 15110 | 33574
Fabric ¦ Superstructure ¦ Windows and External Doors ¦ External Doors ¦ Manual and Automatic Doors ¦ Emergency and Panic Escape Doors | 1 | Urgent | B | 15 | 2039 | 5 | 1 | 2.2 | 6036 | 27907
Electrical ¦ Lighting ¦ Internal ¦ General | 16 | Medium | C | 1 | 2025 | 4 | 3 | 2.9 | 18726 | 5615
Electrical ¦ LV Distribution ¦ Distribution Board ¦ Sub | 1 | High | B | 6 | 2030 | 5 | 2 | 2.7 | 15111 | 17652
Fabric ¦ Superstructure ¦ Windows and External Doors ¦ External Doors ¦ Entrance Doors | 1 | High | B | 11 | 2035 | 5 | 2 | 2.7 | 15112 | 24516
Fabric ¦ Superstructure ¦ Internal Doors ¦ Roller Shutters ¦ Electric Roller Shutter | 1 | Medium | B | 17 | 2041 | 5 | 3 | 3.2 | 26560 | 30500
Fabric ¦ Superstructure ¦ Windows and External Doors ¦ Roller Shutters ¦ Electric Roller Shutter | 1 | High | B | 17 | 2041 | 5 | 2 | 2.7 | 15113 | 30343
HVAC ¦ Fan ¦ Central Ventilation Systems ¦ Ventilating - General | 1 | Low | B | 1 | 2025 | 5 | 4 | 3.7 | 33197 | 12099
Fabric ¦ Superstructure ¦ Windows and External Doors ¦ Roller Shutters ¦ Manual Roller Shutter | 1 | High | B | 1 | 2025 | 5 | 2 | 2.7 | 15114 | 4128
HVAC ¦ Central Heating (Internally Sourced) ¦ Pressurisation Unit ¦ Gas/Oil Fired Heating System | 1 | Low | B | 1 | 2025 | 5 | 4 | 3.7 | 33198 | 12100
Electrical ¦ LV Distribution ¦ Distribution Board ¦ Main | 1 | High | B | 1 | 2025 | 5 | 2 | 2.7 | 15115 | 4129
Fabric ¦ Superstructure ¦ Windows and External Doors ¦ External Doors ¦ Manual and Automatic Doors ¦ Auto / Powered Sliding Doors | 1 | High | B | 11 | 2035 | 5 | 2 | 2.7 | 15116 | 24517
Electrical ¦ Lighting ¦ External ¦ General - LED | 1 | Medium | B | 11 | 2035 | 5 | 3 | 3.2 | 26561 | 25311
Fire ¦ Fire Fighting ¦ Fire Extinguishers ¦ CO2 | 3 | Urgent | B | 6 | 2030 | 5 | 1 | 2.2 | 6037 | 16575
HVAC ¦ Heat Emitters - Local ¦ Electric Heaters | 5 | Medium | B | 1 | 2025 | 5 | 3 | 3.2 | 26562 | 9020
Electrical ¦ Lighting ¦ Internal ¦ Emergency ¦ Self Contained ¦ LED | 13 | Urgent | B | 21 | 2045 | 5 | 1 | 2.2 | 6038 | 32153
Fire ¦ Fire Fighting ¦ Fire Extinguishers ¦ Foam | 1 | Urgent | B | 1 | 2025 | 5 | 1 | 2.2 | 6039 | 1481
Electrical ¦ Lighting ¦ Internal ¦ Emergency ¦ Self Contained ¦ LED | 10 | Urgent | B | 20 | 2044 | 5 | 1 | 2.2 | 6040 | 31495
Electrical ¦ Specialist Lighting ¦ Internal ¦ Illuminated Fire Exit Signage | 4 | Urgent | B | 12 | 2036 | 5 | 1 | 2.2 | 6041 | 26043
Electrical ¦ Lighting ¦ External ¦ General - LED | 1 | Medium | A | 13 | 2037 | 6 | 3 | 3.5 | 32553 | 27293
HVAC ¦ Heat Emitters - Local ¦ Electric Heaters | 5 | Medium | B | 1 | 2025 | 5 | 3 | 3.2 | 26563 | 9021
HVAC ¦ Heat Emitters - Central ¦ Radiators ¦ Steel | 3 | Medium | B | 1 | 2025 | 5 | 3 | 3.2 | 26564 | 9022
Fire ¦ Fire Fighting ¦ Fire Extinguishers ¦ CO2 | 2 | Urgent | B | 2 | 2026 | 5 | 1 | 2.2 | 6042 | 12646
Fire ¦ Fire Fighting ¦ Fire Extinguishers ¦ Foam | 3 | Urgent | B | 2 | 2026 | 5 | 1 | 2.2 | 6043 | 12647
HVAC ¦ Central Air Conditioning ¦ Air Conditioning ¦ Multi-Split Evaporator - Split Systems/Heat Pumps - Air-cooled with Direct Expansion Evaporator (DX) | 1 | Medium | B | 10 | 2034 | 5 | 3 | 3.2 | 26565 | 22893
Electrical ¦ Lighting ¦ Internal ¦ Emergency ¦ Self Contained ¦ LED | 7 | Urgent | B | 17 | 2041 | 5 | 1 | 2.2 | 6044 | 30137
Electrical ¦ Specialist Lighting ¦ Internal ¦ Illuminated Fire Exit Signage | 4 | Urgent | B | 17 | 2041 | 5 | 1 | 2.2 | 6045 | 30138
HVAC ¦ Central Air Conditioning ¦ Air Conditioning ¦ Multi-Split Evaporator - Split Systems/Heat Pumps - Air-cooled with Direct Expansion Evaporator (DX) | 1 | Medium | B | 10 | 2034 | 5 | 3 | 3.2 | 26566 | 22894
Electrical ¦ LV Distribution ¦ Distribution Board ¦ Sub | 1 | High | B | 10 | 2034 | 5 | 2 | 2.7 | 15117 | 22392
Electrical ¦ Lighting ¦ Internal ¦ Emergency ¦ Self Contained ¦ LED | 4 | Urgent | B | 20 | 2044 | 5 | 1 | 2.2 | 6046 | 31496
Electrical ¦ Lighting ¦ Internal ¦ Emergency ¦ Self Contained ¦ LED | 13 | Urgent | B | 22 | 2046 | 5 | 1 | 2.2 | 6047 | 32925
Fire ¦ Fire Fighting ¦ Fire Extinguishers ¦ Foam | 5 | Urgent | B | 6 | 2030 | 5 | 1 | 2.2 | 6048 | 16576
HVAC ¦ Heat Emitters - Local ¦ Gas Fired Radiant Heaters | 1 | Medium | B | 1 | 2025 | 5 | 3 | 3.2 | 26567 | 9023
Fabric ¦ Superstructure ¦ Windows and External Doors ¦ Roller Shutters ¦ Manual Roller Shutter | 1 | High | B | 21 | 2045 | 5 | 2 | 2.7 | 15118 | 32662
HVAC ¦ Heat Emitters - Central ¦ Radiators ¦ Steel | 3 | Medium | B | 10 | 2034 | 5 | 3 | 3.2 | 26568 | 22895
Electrical ¦ Lighting ¦ Internal ¦ Emergency ¦ Self Contained ¦ LED | 2 | Urgent | B | 17 | 2041 | 5 | 1 | 2.2 | 6049 | 30139
Fabric ¦ Superstructure ¦ Windows and External Doors ¦ External Doors ¦ Manual and Automatic Doors ¦ Emergency and Panic Escape Doors | 1 | Urgent | B | 11 | 2035 | 5 | 1 | 2.2 | 6050 | 23718
HVAC ¦ Fan ¦ Central Heating & Cooling ¦ Bifurcated | 1 | Medium | B | 1 | 2025 | 5 | 3 | 3.2 | 26569 | 9024
HVAC ¦ Heat Emitters - Local ¦ Electric Heaters | 3 | Medium | B | 4 | 2028 | 5 | 3 | 3.2 | 26570 | 14140
Electrical ¦ Lighting ¦ Internal ¦ General | 2 | Medium | B | 2 | 2026 | 5 | 3 | 3.2 | 26571 | 13122
Fabric ¦ Superstructure ¦ Windows and External Doors ¦ Roller Shutters ¦ Electric Roller Shutter | 1 | High | B | 17 | 2041 | 5 | 2 | 2.7 | 15119 | 30344
Fire ¦ Fire Fighting ¦ Fire Extinguishers ¦ CO2 | 2 | Urgent | B | 6 | 2030 | 5 | 1 | 2.2 | 6051 | 16577
Electrical ¦ Lighting ¦ Internal ¦ Emergency ¦ Externally Powered ¦ Non LED | 3 | Urgent | B | 1 | 2025 | 5 | 1 | 2.2 | 6052 | 1482
Electrical ¦ Lighting ¦ Internal ¦ General | 8 | Medium | B | 6 | 2030 | 5 | 3 | 3.2 | 26572 | 18775
Fabric ¦ Superstructure ¦ Windows and External Doors ¦ Roller Shutters ¦ Manual Roller Shutter | 1 | High | B | 11 | 2035 | 5 | 2 | 2.7 | 15120 | 24518
Fire ¦ Fire Fighting ¦ Fire Extinguishers ¦ Foam | 5 | Urgent | B | 6 | 2030 | 5 | 1 | 2.2 | 6053 | 16578
Electrical ¦ Specialist Lighting ¦ Internal ¦ Illuminated Fire Exit Signage | 3 | Urgent | B | 16 | 2040 | 5 | 1 | 2.2 | 6054 | 28856
Security ¦ Access ¦ Access Control ¦ Door ¦ Local Lock / Keypad / Manual | 1 | Medium | D | 8 | 2032 | 3 | 3 | 2.6 | 11153 | 20668
Fabric ¦ Superstructure ¦ Windows and External Doors ¦ Roller Shutters ¦ Manual Roller Shutter | 1 | High | B | 5 | 2029 | 5 | 2 | 2.7 | 15121 | 14681
HVAC ¦ Heat Emitters - Local ¦ Gas Fired Unit Heaters | 1 | Medium | B | 1 | 2025 | 5 | 3 | 3.2 | 26573 | 9025
HVAC ¦ Fan ¦ Local and Special Ventilation ¦ Fans Window or Wall Mounted | 1 | Medium | B | 11 | 2035 | 5 | 3 | 3.2 | 26574 | 25312
Electrical ¦ Specialist Lighting ¦ Internal ¦ Illuminated Fire Exit Signage | 1 | Urgent | B | 1 | 2025 | 5 | 1 | 2.2 | 6055 | 1483
HVAC ¦ Heat Emitters - Local ¦ Electric Heaters | 1 | Medium | B | 1 | 2025 | 5 | 3 | 3.2 | 26575 | 9026
Electrical ¦ LV Distribution ¦ Distribution Board ¦ Sub | 1 | High | B | 6 | 2030 | 5 | 2 | 2.7 | 15122 | 17653
HVAC ¦ Heat Emitters - Local ¦ Gas Fired Natural and Fan Assisted Heaters | 1 | Medium | B | 7 | 2031 | 5 | 3 | 3.2 | 26576 | 20003
HVAC ¦ Heat Emitters - Local ¦ Gas Fired Radiant Heaters | 1 | Medium | B | 1 | 2025 | 5 | 3 | 3.2 | 26577 | 9027
Fire ¦ Fire Fighting ¦ Fire Extinguishers ¦ Powder | 1 | Urgent | B | 2 | 2026 | 5 | 1 | 2.2 | 6056 | 12648
Fire ¦ Fire Fighting ¦ Fire Extinguishers ¦ Foam | 1 | Urgent | B | 2 | 2026 | 5 | 1 | 2.2 | 6057 | 12649
HVAC ¦ Heat Emitters - Local ¦ Gas Fired Unit Heaters | 1 | Medium | B | 1 | 2025 | 5 | 3 | 3.2 | 26578 | 9028
Electrical ¦ Lighting ¦ Internal ¦ General | 35 | Medium | B | 1 | 2025 | 5 | 3 | 3.2 | 26579 | 9029
Electrical ¦ Lighting ¦ Internal ¦ General | 33 | Medium | C | 1 | 2025 | 4 | 3 | 2.9 | 18727 | 5616
Electrical ¦ Lighting ¦ Internal ¦ Emergency ¦ Self Contained ¦ LED | 6 | Urgent | B | 21 | 2045 | 5 | 1 | 2.2 | 6058 | 32154
HVAC ¦ Central Air Conditioning ¦ Air Conditioning ¦ Multi-Split Condenser - Split Systems/Heat Pumps - Air-cooled with Direct Expansion Evaporator (DX) | 1 | Medium | B | 10 | 2034 | 5 | 3 | 3.2 | 26580 | 22896
HVAC ¦ Fan ¦ Local and Special Ventilation ¦ Fans Window or Wall Mounted | 1 | Medium | B | 1 | 2025 | 5 | 3 | 3.2 | 26581 | 9030
Electrical ¦ Lighting ¦ Internal ¦ Emergency ¦ Self Contained ¦ LED | 2 | Urgent | B | 21 | 2045 | 5 | 1 | 2.2 | 6059 | 32155
HVAC ¦ Heat Emitters - Local ¦ Electric Heaters | 3 | Medium | B | 1 | 2025 | 5 | 3 | 3.2 | 26582 | 9031
HVAC ¦ Local Air Conditioning ¦ Single-Split Condenser - Split Systems/Heat Pumps - Air-cooled with Direct Expansion Evaporator (DX) | 1 | Medium | B | 11 | 2035 | 5 | 3 | 3.2 | 26583 | 25313
HVAC ¦ Fan ¦ Central Ventilation Systems ¦ Ventilating - General | 1 | Low | B | 1 | 2025 | 5 | 4 | 3.7 | 33199 | 12101
HVAC ¦ Fan ¦ Central Ventilation Systems ¦ Ventilating - General | 1 | Low | B | 1 | 2025 | 5 | 4 | 3.7 | 33200 | 12102
Fabric ¦ Superstructure ¦ Windows and External Doors ¦ External Doors ¦ Manual and Automatic Doors ¦ Auto / Powered Sliding Doors | 1 | High | B | 27 | 2051 | 5 | 2 | 2.7 | 15123 | 33575
HVAC ¦ Central Heating (Internally Sourced) ¦ Boiler ¦ Atmospheric Gas Burner/Condensing Combination Boiler (domestic type) | 1 | High | B | 4 | 2028 | 5 | 2 | 2.7 | 15124 | 13967
Fire ¦ Fire Fighting ¦ Fire Extinguishers ¦ Foam | 3 | Urgent | B | 6 | 2030 | 5 | 1 | 2.2 | 6060 | 16579
Fire ¦ Fire Fighting ¦ Fire Extinguishers ¦ Foam | 3 | Urgent | B | 6 | 2030 | 5 | 1 | 2.2 | 6061 | 16580
Security ¦ Access ¦ Access Control ¦ Gate Access - Local Lock / Keypad / Manual (External) | 1 | Medium | B | 1 | 2025 | 5 | 3 | 3.2 | 26584 | 9032
Security ¦ Access ¦ Access Control ¦ Gate Access - Local Lock / Keypad / Manual (External) | 1 | Medium | B | 7 | 2031 | 5 | 3 | 3.2 | 26585 | 20004
Electrical ¦ Specialist Lighting ¦ External ¦ Illuminated External Signs | 1 | Medium | B | 6 | 2030 | 5 | 3 | 3.2 | 26586 | 18776
Electrical ¦ Lighting ¦ External ¦ General - Non-LED | 1 | Medium | B | 1 | 2025 | 5 | 3 | 3.2 | 26587 | 9033
HVAC ¦ Fan ¦ Local and Special Ventilation ¦ Kitchen Vent ¦ Extract | 1 | Low | B | 10 | 2034 | 5 | 4 | 3.7 | 33201 | 23219
Fabric ¦ Superstructure ¦ Windows and External Doors ¦ Roller Shutters ¦ Manual Roller Shutter | 1 | High | B | 11 | 2035 | 5 | 2 | 2.7 | 15125 | 24519
Electrical ¦ Specialist Lighting ¦ Internal ¦ Illuminated Fire Exit Signage | 1 | Urgent | B | 12 | 2036 | 5 | 1 | 2.2 | 6062 | 26044
Security ¦ Access ¦ Access Control ¦ Door ¦ Local Lock / Keypad / Manual | 1 | Medium | B | 11 | 2035 | 5 | 3 | 3.2 | 26588 | 25314
HVAC ¦ Heat Emitters - Local ¦ Electric Heaters | 1 | Medium | B | 5 | 2029 | 5 | 3 | 3.2 | 26589 | 15228
HVAC ¦ Heat Emitters - Local ¦ Gas Fired Unit Heaters | 1 | Medium | B | 7 | 2031 | 5 | 3 | 3.2 | 26590 | 20005
Electrical ¦ Lighting ¦ Internal ¦ Emergency ¦ Self Contained ¦ Non LED | 3 | Urgent | B | 5 | 2029 | 5 | 1 | 2.2 | 6063 | 14413
HVAC ¦ Heat Emitters - Central ¦ Radiators ¦ Steel | 3 | Medium | B | 6 | 2030 | 5 | 3 | 3.2 | 26591 | 18777
Fabric ¦ Superstructure ¦ Windows and External Doors ¦ Roller Shutters ¦ Manual Roller Shutter | 1 | High | B | 11 | 2035 | 5 | 2 | 2.7 | 15126 | 24520
Fabric ¦ Superstructure ¦ Windows and External Doors ¦ External Doors ¦ Manual and Automatic Doors ¦ Emergency and Panic Escape Doors | 1 | Urgent | B | 11 | 2035 | 5 | 1 | 2.2 | 6064 | 23719
Fire ¦ Fire Fighting ¦ Fire Extinguishers ¦ Foam | 4 | Urgent | B | 2 | 2026 | 5 | 1 | 2.2 | 6065 | 12650
Fabric ¦ Superstructure ¦ Windows and External Doors ¦ Roller Shutters ¦ Electric Roller Shutter | 1 | High | B | 11 | 2035 | 5 | 2 | 2.7 | 15127 | 24521
Fabric ¦ Superstructure ¦ Windows and External Doors ¦ External Doors ¦ Manual and Automatic Doors ¦ Auto / Powered Sliding Doors | 1 | High | B | 27 | 2051 | 5 | 2 | 2.7 | 15128 | 33576
HVAC ¦ Fan ¦ Local and Special Ventilation ¦ Extract | 1 | Medium | CX | 1 | 2025 | 2 | 3 | 2.3 | 10222 | 2159
Electrical ¦ Lighting ¦ Internal ¦ General | 2 | Medium | B | 1 | 2025 | 5 | 3 | 3.2 | 26592 | 9034
Fire ¦ Fire Fighting ¦ Fire Extinguishers ¦ CO2 | 5 | Urgent | B | 2 | 2026 | 5 | 1 | 2.2 | 6066 | 12651
HVAC ¦ Fan ¦ Central Ventilation Systems ¦ Ventilating - General | 1 | Low | B | 1 | 2025 | 5 | 4 | 3.7 | 33202 | 12103
Fabric ¦ Superstructure ¦ Windows and External Doors ¦ Roller Shutters ¦ Manual Roller Shutter | 1 | High | B | 1 | 2025 | 5 | 2 | 2.7 | 15129 | 4130
Fire ¦ Fire Fighting ¦ Fire Extinguishers ¦ CO2 | 1 | Urgent | B | 6 | 2030 | 5 | 1 | 2.2 | 6067 | 16581
Electrical ¦ Specialist Lighting ¦ Internal ¦ Illuminated Fire Exit Signage | 3 | Urgent | B | 16 | 2040 | 5 | 1 | 2.2 | 6068 | 28857
Electrical ¦ Specialist Lighting ¦ Internal ¦ Illuminated Fire Exit Signage | 7 | Urgent | B | 12 | 2036 | 5 | 1 | 2.2 | 6069 | 26045
Electrical ¦ Lighting ¦ Internal ¦ Emergency ¦ Self Contained ¦ LED | 5 | Urgent | B | 21 | 2045 | 5 | 1 | 2.2 | 6070 | 32156
Electrical ¦ Specialist Lighting ¦ Internal ¦ Illuminated Fire Exit Signage | 1 | Urgent | B | 12 | 2036 | 5 | 1 | 2.2 | 6071 | 26046
Security ¦ Access ¦ Access Control ¦ Door ¦ Local Lock / Keypad / Manual | 1 | Medium | B | 7 | 2031 | 5 | 3 | 3.2 | 26593 | 20006
Electrical ¦ Lighting ¦ Internal ¦ General ¦ LED Fittings & Luminaires | 30 | Medium | B | 12 | 2036 | 5 | 3 | 3.2 | 26594 | 26584
Electrical ¦ Lighting ¦ External ¦ General - Non-LED | 15 | Medium | B | 1 | 2025 | 5 | 3 | 3.2 | 26595 | 9035
Fire ¦ Fire Fighting ¦ Fire Extinguishers ¦ CO2 | 4 | Urgent | B | 6 | 2030 | 5 | 1 | 2.2 | 6072 | 16582
Fire ¦ Fire Fighting ¦ Fire Extinguishers ¦ CO2 | 2 | Urgent | B | 6 | 2030 | 5 | 1 | 2.2 | 6073 | 16583
Fire ¦ Fire Fighting ¦ Fire Extinguishers ¦ Foam | 3 | Urgent | B | 2 | 2026 | 5 | 1 | 2.2 | 6074 | 12652
Fire ¦ Fire Fighting ¦ Fire Extinguishers ¦ CO2 | 2 | Urgent | B | 2 | 2026 | 5 | 1 | 2.2 | 6075 | 12653
Electrical ¦ Lighting ¦ Internal ¦ General | 18 | Medium | B | 1 | 2025 | 5 | 3 | 3.2 | 26596 | 9036
HVAC ¦ Central Air Conditioning ¦ Air Conditioning ¦ Multi-Split Condenser - Split Systems/Heat Pumps - Air-cooled with Direct Expansion Evaporator (DX) | 1 | Medium | B | 10 | 2034 | 5 | 3 | 3.2 | 26597 | 22897
Electrical ¦ LV Distribution ¦ Distribution Board ¦ Main | 1 | High | B | 1 | 2025 | 5 | 2 | 2.7 | 15130 | 4131
Water ¦ Local Hot Water ¦ Package Electric Water Heaters - Non-Drinking Water | 1 | Medium | B | 5 | 2029 | 5 | 3 | 3.2 | 26598 | 15229
HVAC ¦ Fan ¦ Local and Special Ventilation ¦ Extract | 1 | Medium | B | 7 | 2031 | 5 | 3 | 3.2 | 26599 | 20007
HVAC ¦ Fan ¦ Local and Special Ventilation ¦ Fans Window or Wall Mounted | 1 | Medium | B | 11 | 2035 | 5 | 3 | 3.2 | 26600 | 25315
HVAC ¦ Fan ¦ Local and Special Ventilation ¦ Fans Window or Wall Mounted | 1 | Medium | B | 5 | 2029 | 5 | 3 | 3.2 | 26601 | 15230
HVAC ¦ Fan ¦ Local and Special Ventilation ¦ Kitchen Vent ¦ Extract | 1 | Low | B | 10 | 2034 | 5 | 4 | 3.7 | 33203 | 23220
HVAC ¦ Local Air Conditioning ¦ Single-Split Evaporator - Split Systems/Heat Pumps - Air-cooled with Direct Expansion Evaporator (DX) | 1 | Medium | B | 13 | 2037 | 5 | 3 | 3.2 | 26602 | 27160
Fire ¦ Fire Fighting ¦ Fire Extinguishers ¦ CO2 | 4 | Urgent | B | 2 | 2026 | 5 | 1 | 2.2 | 6076 | 12654
HVAC ¦ Ventilation ¦ Air Handling Unit (AHU) ¦ Internal ¦ Central Air Conditioning ¦ Gas Fired | 1 | Medium | B | 1 | 2025 | 5 | 3 | 3.2 | 26603 | 9037
HVAC ¦ Local Air Conditioning ¦ Single-Split Condenser - Split Systems/Heat Pumps - Air-cooled with Direct Expansion Evaporator (DX) | 1 | Medium | B | 12 | 2036 | 5 | 3 | 3.2 | 26604 | 26585
Fabric ¦ Superstructure ¦ Windows and External Doors ¦ Roller Shutters ¦ Manual Roller Shutter | 1 | High | B | 1 | 2025 | 5 | 2 | 2.7 | 15131 | 4132
Fabric ¦ Superstructure ¦ Windows and External Doors ¦ External Doors ¦ Manual and Automatic Doors ¦ Auto / Powered Sliding Doors | 1 | High | B | 25 | 2049 | 5 | 2 | 2.7 | 15132 | 33405
Electrical ¦ LV Distribution ¦ Distribution Board ¦ Sub | 1 | High | B | 1 | 2025 | 5 | 2 | 2.7 | 15133 | 4133
Electrical ¦ LV Distribution ¦ Distribution Board ¦ Sub | 1 | High | B | 1 | 2025 | 5 | 2 | 2.7 | 15134 | 4134
Fabric ¦ Superstructure ¦ Windows and External Doors ¦ External Doors ¦ Manual and Automatic Doors ¦ Emergency and Panic Escape Doors | 1 | Urgent | B | 21 | 2045 | 5 | 1 | 2.2 | 6077 | 32157
HVAC ¦ Fan ¦ Local and Special Ventilation ¦ Extract | 1 | Medium | B | 1 | 2025 | 5 | 3 | 3.2 | 26605 | 9038
HVAC ¦ Fan ¦ Local and Special Ventilation ¦ Extract | 1 | Medium | CX | 1 | 2025 | 2 | 3 | 2.3 | 10223 | 2160
Fabric ¦ Superstructure ¦ Windows and External Doors ¦ Roller Shutters ¦ Manual Roller Shutter | 1 | High | B | 1 | 2025 | 5 | 2 | 2.7 | 15135 | 4135
Fire ¦ Fire Fighting ¦ Fire Extinguishers ¦ CO2 | 1 | Urgent | B | 2 | 2026 | 5 | 1 | 2.2 | 6078 | 12655
Fabric ¦ Superstructure ¦ Windows and External Doors ¦ External Doors ¦ Manual and Automatic Doors ¦ Emergency and Panic Escape Doors | 1 | Urgent | B | 11 | 2035 | 5 | 1 | 2.2 | 6079 | 23720
Fabric ¦ Superstructure ¦ Windows and External Doors ¦ Roller Shutters ¦ Manual Roller Shutter | 1 | High | B | 1 | 2025 | 5 | 2 | 2.7 | 15136 | 4136
Fire ¦ Fire Fighting ¦ Fire Extinguishers ¦ Foam | 2 | Urgent | B | 6 | 2030 | 5 | 1 | 2.2 | 6080 | 16584
Water ¦ Local Hot Water ¦ Instantaneous Electric Water Heater - Non-Drinking Water | 1 | Medium | B | 10 | 2034 | 5 | 3 | 3.2 | 26606 | 22898
Electrical ¦ Lighting ¦ Internal ¦ General | 13 | Medium | B | 6 | 2030 | 5 | 3 | 3.2 | 26607 | 18778
HVAC ¦ Heat Emitters - Local ¦ Gas Fired Natural and Fan Assisted Heaters | 1 | Medium | B | 7 | 2031 | 5 | 3 | 3.2 | 26608 | 20008
Electrical ¦ LV Distribution ¦ Distribution Board ¦ Sub | 1 | High | B | 1 | 2025 | 5 | 2 | 2.7 | 15137 | 4137
Fabric ¦ Superstructure ¦ Windows and External Doors ¦ Roller Shutters ¦ Manual Roller Shutter | 1 | High | B | 1 | 2025 | 5 | 2 | 2.7 | 15138 | 4138
Water ¦ Local Hot Water ¦ Package Electric Water Heaters - Non-Drinking Water | 1 | Medium | B | 7 | 2031 | 5 | 3 | 3.2 | 26609 | 20009
Fabric ¦ Superstructure ¦ Windows and External Doors ¦ External Doors ¦ Manual and Automatic Doors ¦ Emergency and Panic Escape Doors | 1 | Urgent | B | 15 | 2039 | 5 | 1 | 2.2 | 6081 | 27908
Fire ¦ Fire Detection ¦ Fire Alarm System | 1 | Urgent | B | 7 | 2031 | 5 | 1 | 2.2 | 6082 | 19372
HVAC ¦ Heat Emitters - Local ¦ Gas Fired Natural and Fan Assisted Heaters | 1 | Medium | B | 1 | 2025 | 5 | 3 | 3.2 | 26610 | 9039
HVAC ¦ Heat Emitters - Local ¦ Gas Fired Radiant Heaters | 1 | Medium | B | 2 | 2026 | 5 | 3 | 3.2 | 26611 | 13123
HVAC ¦ Fan ¦ Central Heating & Cooling ¦ Bifurcated | 1 | Medium | B | 1 | 2025 | 5 | 3 | 3.2 | 26612 | 9040
HVAC ¦ Fan ¦ Local and Special Ventilation ¦ Kitchen Vent ¦ Extract | 1 | Low | B | 5 | 2029 | 5 | 4 | 3.7 | 33204 | 15642
Fabric ¦ Superstructure ¦ Windows and External Doors ¦ External Doors ¦ Entrance Doors | 1 | High | B | 11 | 2035 | 5 | 2 | 2.7 | 15139 | 24522
Fire ¦ Fire Detection ¦ Fire Alarm Panel / Repeater | 1 | Urgent | B | 10 | 2034 | 5 | 1 | 2.2 | 6083 | 22085
Electrical ¦ LV Distribution ¦ Distribution Board ¦ Main | 1 | High | B | 1 | 2025 | 5 | 2 | 2.7 | 15140 | 4139
Fabric ¦ Superstructure ¦ Windows and External Doors ¦ External Doors ¦ Manual and Automatic Doors ¦ Emergency and Panic Escape Doors | 1 | Urgent | B | 21 | 2045 | 5 | 1 | 2.2 | 6084 | 32158
Controls ¦ Building Management System (BMS) ¦ BMS Control Panel | 1 | High | A | 9 | 2033 | 6 | 2 | 3 | 19571 | 21663
Fabric ¦ Superstructure ¦ Windows and External Doors ¦ Roller Shutters ¦ Electric Roller Shutter | 1 | High | B | 12 | 2036 | 5 | 2 | 2.7 | 15141 | 26200
Security ¦ Access ¦ Access Control ¦ Door ¦ Local Lock / Keypad / Manual | 1 | Medium | B | 13 | 2037 | 5 | 3 | 3.2 | 26613 | 27161
Fire ¦ Fire Fighting ¦ Fire Blanket | 1 | Urgent | B | 4 | 2028 | 5 | 1 | 2.2 | 6085 | 13836
HVAC ¦ Ductwork ¦ Ductwork, Fittings and Ancillaries ¦ Central Ventilation Systems ¦ Fire Dampers ¦ Fusible Link | 1 | Urgent | B | 7 | 2031 | 5 | 1 | 2.2 | 6086 | 19373
Fabric ¦ Superstructure ¦ Windows and External Doors ¦ External Doors ¦ Manual and Automatic Doors ¦ Auto / Powered Sliding Doors | 1 | High | B | 23 | 2047 | 5 | 2 | 2.7 | 15142 | 33206
Electrical ¦ Lighting ¦ Internal ¦ General | 9 | Medium | B | 1 | 2025 | 5 | 3 | 3.2 | 26614 | 9041
Water ¦ Local Hot Water ¦ Package Electric Water Heaters - Non-Drinking Water | 1 | Medium | B | 1 | 2025 | 5 | 3 | 3.2 | 26615 | 9042
Fabric ¦ Superstructure ¦ Windows and External Doors ¦ Roller Shutters ¦ Manual Roller Shutter | 1 | High | B | 1 | 2025 | 5 | 2 | 2.7 | 15143 | 4140
Water ¦ Local Hot Water ¦ Instantaneous Electric Water Heater - Non-Drinking Water | 1 | Medium | B | 7 | 2031 | 5 | 3 | 3.2 | 26616 | 20010
HVAC ¦ Fan ¦ Central Ventilation Systems ¦ Ventilating - General | 1 | Low | B | 1 | 2025 | 5 | 4 | 3.7 | 33205 | 12104
Fabric ¦ Superstructure ¦ Windows and External Doors ¦ Roller Shutters ¦ Manual Roller Shutter | 1 | High | B | 1 | 2025 | 5 | 2 | 2.7 | 15144 | 4141
HVAC ¦ Fan ¦ Local and Special Ventilation ¦ Kitchen Vent ¦ Extract | 1 | Low | B | 5 | 2029 | 5 | 4 | 3.7 | 33206 | 15643
HVAC ¦ Heat Emitters - Local ¦ Electric Heaters | 2 | Medium | B | 1 | 2025 | 5 | 3 | 3.2 | 26617 | 9043
HVAC ¦ Ventilation ¦ Air Handling Unit (AHU) ¦ Internal ¦ Central Heating & Cooling ¦ Electric & DX | 1 | Medium | B | 1 | 2025 | 5 | 3 | 3.2 | 26618 | 9044
Controls ¦ Multi-System Controls ¦ Motor Control Centre (MCC) | 1 | Low | B | 1 | 2025 | 5 | 4 | 3.7 | 33207 | 12105
Fabric ¦ Superstructure ¦ Windows and External Doors ¦ External Doors ¦ Entrance Doors | 1 | High | B | 22 | 2046 | 5 | 2 | 2.7 | 15145 | 33031
Electrical ¦ LV Distribution ¦ Distribution Board ¦ Sub | 1 | High | B | 1 | 2025 | 5 | 2 | 2.7 | 15146 | 4142
HVAC ¦ Heat Emitters - Local ¦ Gas Fired Unit Heaters | 1 | Medium | B | 7 | 2031 | 5 | 3 | 3.2 | 26619 | 20011
Water ¦ Local Hot Water ¦ Package Electric Water Heaters - Non-Drinking Water | 1 | Medium | B | 10 | 2034 | 5 | 3 | 3.2 | 26620 | 22899
Controls ¦ Building Management System (BMS) ¦ BMS Control Panel | 1 | High | A | 9 | 2033 | 6 | 2 | 3 | 19572 | 21664
HVAC ¦ Fan ¦ Local and Special Ventilation ¦ Extract | 1 | Medium | CX | 1 | 2025 | 2 | 3 | 2.3 | 10224 | 2161
Fabric ¦ Superstructure ¦ Windows and External Doors ¦ External Doors ¦ Entrance Doors | 1 | High | B | 11 | 2035 | 5 | 2 | 2.7 | 15147 | 24523
Water ¦ Local Hot Water ¦ Package Electric Water Heaters - Non-Drinking Water | 1 | Medium | B | 4 | 2028 | 5 | 3 | 3.2 | 26621 | 14141
Fabric ¦ Superstructure ¦ Windows and External Doors ¦ External Windows ¦ Roller Shutters ¦ External Window Shutters ¦ Electric | 1 | Medium | B | 6 | 2030 | 5 | 3 | 3.2 | 26622 | 18779
Electrical ¦ Lighting ¦ Internal ¦ General ¦ LED Fittings & Luminaires | 128 | Medium | B | 17 | 2041 | 5 | 3 | 3.2 | 26623 | 30501
Electrical ¦ Lighting ¦ Internal ¦ Emergency ¦ Self Contained ¦ Non LED | 14 | Urgent | B | 7 | 2031 | 5 | 1 | 2.2 | 6087 | 19374
HVAC ¦ Ventilation ¦ Air Handling Unit (AHU) ¦ Internal ¦ Central Air Conditioning ¦ Gas Fired | 1 | Medium | B | 7 | 2031 | 5 | 3 | 3.2 | 26624 | 20012
Fabric ¦ Superstructure ¦ Windows and External Doors ¦ External Doors ¦ Manual and Automatic Doors ¦ Emergency and Panic Escape Doors | 1 | Urgent | B | 14 | 2038 | 5 | 1 | 2.2 | 6088 | 27375
HVAC ¦ Fan ¦ Local and Special Ventilation ¦ Fans Window or Wall Mounted | 1 | Medium | B | 13 | 2037 | 5 | 3 | 3.2 | 26625 | 27162
Electrical ¦ LV Distribution ¦ Distribution Board ¦ Sub | 1 | High | B | 1 | 2025 | 5 | 2 | 2.7 | 15148 | 4143
Fabric ¦ Superstructure ¦ Windows and External Doors ¦ External Doors ¦ Manual and Automatic Doors ¦ Emergency and Panic Escape Doors | 1 | Urgent | B | 1 | 2025 | 5 | 1 | 2.2 | 6089 | 1484
Fire ¦ Fire Fighting ¦ Fire Extinguishers ¦ Foam | 1 | Urgent | B | 6 | 2030 | 5 | 1 | 2.2 | 6090 | 16585
HVAC ¦ Heat Emitters - Local ¦ Electric Heaters | 1 | Medium | B | 3 | 2027 | 5 | 3 | 3.2 | 26626 | 13580
Fabric ¦ Superstructure ¦ Internal Doors ¦ Roller Shutters ¦ Electric Roller Shutter | 1 | Medium | B | 10 | 2034 | 5 | 3 | 3.2 | 26627 | 22900
Fabric ¦ Superstructure ¦ Windows and External Doors ¦ External Doors ¦ Manual and Automatic Doors ¦ Auto / Powered Sliding Doors | 1 | High | B | 26 | 2050 | 5 | 2 | 2.7 | 15149 | 33505
Fabric ¦ Superstructure ¦ Windows and External Doors ¦ Roller Shutters ¦ Electric Roller Shutter | 1 | High | B | 11 | 2035 | 5 | 2 | 2.7 | 15150 | 24524
Electrical ¦ LV Distribution ¦ Distribution Board ¦ Sub | 1 | High | B | 12 | 2036 | 5 | 2 | 2.7 | 15151 | 26201
Fabric ¦ Superstructure ¦ Windows and External Doors ¦ Roller Shutters ¦ Manual Roller Shutter | 1 | High | B | 11 | 2035 | 5 | 2 | 2.7 | 15152 | 24525
Water ¦ Local Hot Water ¦ Electric Water Heater - Drinking Water ¦ Non-Pressurised | 1 | Medium | B | 8 | 2032 | 5 | 3 | 3.2 | 26628 | 21016
Fire ¦ Fire Detection ¦ Fire Alarm Panel / Repeater | 1 | Urgent | B | 7 | 2031 | 5 | 1 | 2.2 | 6091 | 19375
Electrical ¦ Lighting ¦ External ¦ General - LED | 1 | Medium | B | 10 | 2034 | 5 | 3 | 3.2 | 26629 | 22901
HVAC ¦ Central Air Conditioning ¦ Air Conditioning ¦ Multi-Split Condenser - Split Systems/Heat Pumps - Air-cooled with Direct Expansion Evaporator (DX) | 1 | Medium | B | 10 | 2034 | 5 | 3 | 3.2 | 26630 | 22902
HVAC ¦ Local Air Conditioning ¦ Single-Split Condenser - Split Systems/Heat Pumps - Air-cooled with Direct Expansion Evaporator (DX) | 1 | Medium | B | 12 | 2036 | 5 | 3 | 3.2 | 26631 | 26586
Fabric ¦ Superstructure ¦ Roof ¦ Roof Lights, Skylights and Openings ¦ Smoke vents ¦ Smoke Relief-Natural Ventilators | 1 | Urgent | B | 6 | 2030 | 5 | 1 | 2.2 | 6092 | 16586
HVAC ¦ Central Air Conditioning ¦ Air Conditioning ¦ Multi-Split Condenser - Split Systems/Heat Pumps - Air-cooled with Direct Expansion Evaporator (DX) | 1 | Medium | B | 11 | 2035 | 5 | 3 | 3.2 | 26632 | 25316
Fabric ¦ Superstructure ¦ Windows and External Doors ¦ External Doors ¦ Entrance Doors | 1 | High | B | 11 | 2035 | 5 | 2 | 2.7 | 15153 | 24526
Fabric ¦ Superstructure ¦ Windows and External Doors ¦ External Doors ¦ Manual and Automatic Doors ¦ Emergency and Panic Escape Doors | 1 | Urgent | B | 15 | 2039 | 5 | 1 | 2.2 | 6093 | 27909
HVAC ¦ Ventilation ¦ Air Handling Unit (AHU) ¦ Internal ¦ Central Air Conditioning ¦ Gas Fired | 1 | Medium | B | 6 | 2030 | 5 | 3 | 3.2 | 26633 | 18780
Fabric ¦ Superstructure ¦ Internal Doors ¦ Roller Shutters ¦ Electric Roller Shutter | 1 | Medium | B | 7 | 2031 | 5 | 3 | 3.2 | 26634 | 20013
Fire ¦ Fire Detection ¦ Fire Alarm System | 1 | Urgent | B | 11 | 2035 | 5 | 1 | 2.2 | 6094 | 23721
HVAC ¦ Ductwork ¦ Ductwork, Fittings and Ancillaries ¦ Central Ventilation Systems ¦ Fire Dampers ¦ Automatic | 1 | Urgent | D | 1 | 2025 | 3 | 1 | 1.6 | 447 | 380
Security ¦ Access ¦ Access Control ¦ Door ¦ Local Lock / Keypad / Manual | 1 | Medium | D | 7 | 2031 | 3 | 3 | 2.6 | 11154 | 19553
HVAC ¦ Central Air Conditioning ¦ Air Conditioning ¦ Multi-Split Condenser - DX Split Systems (With Gas, Electric or Hot Water Heaters) | 1 | Medium | B | 1 | 2025 | 5 | 3 | 3.2 | 26635 | 9045
HVAC ¦ Ventilation ¦ Air Handling Unit (AHU) ¦ Internal ¦ Central Air Conditioning ¦ Gas Fired | 1 | Medium | B | 1 | 2025 | 5 | 3 | 3.2 | 26636 | 9046
Electrical ¦ LV Distribution ¦ Distribution Board ¦ Main | 1 | High | B | 6 | 2030 | 5 | 2 | 2.7 | 15154 | 17654
HVAC ¦ Central Heating (Internally Sourced) ¦ Boiler ¦ Electric Boilers | 1 | Medium | B | 6 | 2030 | 5 | 3 | 3.2 | 26637 | 18781
HVAC ¦ Local Air Conditioning ¦ Single-Split Condenser - Split Systems/Heat Pumps - Air-cooled with Direct Expansion Evaporator (DX) | 1 | Medium | B | 1 | 2025 | 5 | 3 | 3.2 | 26638 | 9047
HVAC ¦ Fan ¦ Local and Special Ventilation ¦ Fans Window or Wall Mounted | 1 | Medium | B | 10 | 2034 | 5 | 3 | 3.2 | 26639 | 22903
Fabric ¦ Superstructure ¦ Windows and External Doors ¦ External Doors ¦ Manual and Automatic Doors ¦ Emergency and Panic Escape Doors | 1 | Urgent | B | 11 | 2035 | 5 | 1 | 2.2 | 6095 | 23722
Fabric ¦ Superstructure ¦ Windows and External Doors ¦ Roller Shutters ¦ Manual Roller Shutter | 1 | High | B | 5 | 2029 | 5 | 2 | 2.7 | 15155 | 14682
Fabric ¦ Superstructure ¦ Windows and External Doors ¦ Roller Shutters ¦ Manual Roller Shutter | 1 | High | B | 10 | 2034 | 5 | 2 | 2.7 | 15156 | 22393
Fabric ¦ Superstructure ¦ Windows and External Doors ¦ Roller Shutters ¦ Electric Roller Shutter | 1 | High | B | 10 | 2034 | 5 | 2 | 2.7 | 15157 | 22394
HVAC ¦ Fan ¦ Central Ventilation Systems ¦ Extract | 1 | Medium | B | 1 | 2025 | 5 | 3 | 3.2 | 26640 | 9048
HVAC ¦ Local Air Conditioning ¦ Single-Split Evaporator - Split Systems/Heat Pumps - Air-cooled with Direct Expansion Evaporator (DX) | 1 | Medium | B | 1 | 2025 | 5 | 3 | 3.2 | 26641 | 9049
Fabric ¦ Superstructure ¦ Windows and External Doors ¦ Roller Shutters ¦ Manual Roller Shutter | 1 | High | B | 11 | 2035 | 5 | 2 | 2.7 | 15158 | 24527
Fabric ¦ Superstructure ¦ Windows and External Doors ¦ External Doors ¦ Manual and Automatic Doors ¦ Emergency and Panic Escape Doors | 1 | Urgent | B | 15 | 2039 | 5 | 1 | 2.2 | 6096 | 27910
Fabric ¦ Superstructure ¦ Windows and External Doors ¦ Roller Shutters ¦ Electric Roller Shutter | 1 | High | B | 17 | 2041 | 5 | 2 | 2.7 | 15159 | 30345
HVAC ¦ Central Air Conditioning ¦ Air Conditioning ¦ Multi-Split Condenser - Split Systems/Heat Pumps - Air-cooled with Direct Expansion Evaporator (DX) | 1 | Medium | B | 1 | 2025 | 5 | 3 | 3.2 | 26642 | 9050
Fabric ¦ Superstructure ¦ Windows and External Doors ¦ Roller Shutters ¦ Electric Roller Shutter | 1 | High | B | 1 | 2025 | 5 | 2 | 2.7 | 15160 | 4144
HVAC ¦ Heat Emitters - Local ¦ Gas Fired Unit Heaters | 1 | Medium | B | 1 | 2025 | 5 | 3 | 3.2 | 26643 | 9051
Fabric ¦ Superstructure ¦ Windows and External Doors ¦ Roller Shutters ¦ Electric Roller Shutter | 1 | High | B | 8 | 2032 | 5 | 2 | 2.7 | 15161 | 20735
HVAC ¦ Heat Emitters - Local ¦ Gas Fired Natural and Fan Assisted Heaters | 1 | Medium | B | 8 | 2032 | 5 | 3 | 3.2 | 26644 | 21017
Electrical ¦ Lighting ¦ Internal ¦ General ¦ LED Fittings & Luminaires | 24 | Medium | B | 15 | 2039 | 5 | 3 | 3.2 | 26645 | 28453
Electrical ¦ Lighting ¦ Internal ¦ General ¦ LED Fittings & Luminaires | 32 | Medium | B | 16 | 2040 | 5 | 3 | 3.2 | 26646 | 29625
Electrical ¦ Lighting ¦ Internal ¦ General | 79 | Medium | B | 6 | 2030 | 5 | 3 | 3.2 | 26647 | 18782
Electrical ¦ Specialist Lighting ¦ Internal ¦ Illuminated Fire Exit Signage | 2 | Urgent | B | 6 | 2030 | 5 | 1 | 2.2 | 6097 | 16587
Electrical ¦ Lighting ¦ Internal ¦ Emergency ¦ Self Contained ¦ LED | 5 | Urgent | B | 21 | 2045 | 5 | 1 | 2.2 | 6098 | 32159
Fire ¦ Fire Fighting ¦ Fire Extinguishers ¦ Foam | 4 | Urgent | B | 6 | 2030 | 5 | 1 | 2.2 | 6099 | 16588
Fire ¦ Fire Fighting ¦ Fire Extinguishers ¦ Foam | 2 | Urgent | B | 6 | 2030 | 5 | 1 | 2.2 | 6100 | 16589
Electrical ¦ Lighting ¦ Internal ¦ General ¦ LED Fittings & Luminaires | 39 | Medium | B | 15 | 2039 | 5 | 3 | 3.2 | 26648 | 28454
Electrical ¦ Lighting ¦ External ¦ General - Non-LED | 3 | Medium | B | 1 | 2025 | 5 | 3 | 3.2 | 26649 | 9052
Electrical ¦ LV Distribution ¦ Distribution Board ¦ Sub | 1 | High | B | 11 | 2035 | 5 | 2 | 2.7 | 15162 | 24528
Fabric ¦ Superstructure ¦ Windows and External Doors ¦ Roller Shutters ¦ Manual Roller Shutter | 1 | High | B | 15 | 2039 | 5 | 2 | 2.7 | 15163 | 28210
Electrical ¦ Lighting ¦ Internal ¦ Emergency ¦ Self Contained ¦ LED | 10 | Urgent | B | 20 | 2044 | 5 | 1 | 2.2 | 6101 | 31497
Electrical ¦ Lighting ¦ Internal ¦ General ¦ LED Fittings & Luminaires | 12 | Medium | B | 16 | 2040 | 5 | 3 | 3.2 | 26650 | 29626
Fire ¦ Fire Fighting ¦ Fire Extinguishers ¦ Foam | 5 | Urgent | B | 6 | 2030 | 5 | 1 | 2.2 | 6102 | 16590
Fabric ¦ Superstructure ¦ Windows and External Doors ¦ External Doors ¦ Manual and Automatic Doors ¦ Emergency and Panic Escape Doors | 1 | Urgent | B | 11 | 2035 | 5 | 1 | 2.2 | 6103 | 23723
Fabric ¦ Superstructure ¦ Windows and External Doors ¦ Roller Shutters ¦ Manual Roller Shutter | 1 | High | B | 1 | 2025 | 5 | 2 | 2.7 | 15164 | 4145
HVAC ¦ Central Heating (Internally Sourced) ¦ Boiler ¦ Atmospheric Gas Burner/Condensing Combination Boiler (domestic type) | 1 | High | B | 2 | 2026 | 5 | 2 | 2.7 | 15165 | 12916
Fabric ¦ Superstructure ¦ Internal Doors ¦ Roller Shutters ¦ Internal Manual Roller Shutter | 1 | Medium | B | 1 | 2025 | 5 | 3 | 3.2 | 26651 | 9053
Electrical ¦ Specialist Lighting ¦ Internal ¦ Illuminated Fire Exit Signage | 3 | Urgent | B | 16 | 2040 | 5 | 1 | 2.2 | 6104 | 28858
HVAC ¦ Heat Emitters - Local ¦ Gas Fired Natural and Fan Assisted Heaters | 1 | Medium | B | 8 | 2032 | 5 | 3 | 3.2 | 26652 | 21018
HVAC ¦ Heat Emitters - Local ¦ Gas Fired Natural and Fan Assisted Heaters | 1 | Medium | B | 1 | 2025 | 5 | 3 | 3.2 | 26653 | 9054
Transport ¦ Lifts ¦ Passenger Lift electric ¦ Electric | 1 | Medium | B | 12 | 2036 | 5 | 3 | 3.2 | 26654 | 26587
Fabric ¦ Superstructure ¦ Windows and External Doors ¦ Roller Shutters ¦ Manual Roller Shutter | 1 | High | B | 1 | 2025 | 5 | 2 | 2.7 | 15166 | 4146
Fabric ¦ Superstructure ¦ Windows and External Doors ¦ External Doors ¦ Manual and Automatic Doors ¦ Emergency and Panic Escape Doors | 1 | Urgent | B | 20 | 2044 | 5 | 1 | 2.2 | 6105 | 31498
Fabric ¦ Superstructure ¦ Windows and External Doors ¦ External Doors ¦ Entrance Doors | 1 | High | A | 33 | 2057 | 6 | 2 | 3 | 19573 | 33855
Electrical ¦ Specialist Lighting ¦ Internal ¦ Illuminated Fire Exit Signage | 3 | Urgent | B | 16 | 2040 | 5 | 1 | 2.2 | 6106 | 28859
Fire ¦ Fire Fighting ¦ Fire Extinguishers ¦ Foam | 4 | Urgent | B | 2 | 2026 | 5 | 1 | 2.2 | 6107 | 12656
HVAC ¦ Fan ¦ Local and Special Ventilation ¦ Kitchen Vent ¦ Extract | 1 | Low | B | 5 | 2029 | 5 | 4 | 3.7 | 33208 | 15644
HVAC ¦ Fan ¦ Local and Special Ventilation ¦ Extract | 1 | Medium | B | 1 | 2025 | 5 | 3 | 3.2 | 26655 | 9055
Fire ¦ Fire Fighting ¦ Fire Extinguishers ¦ Foam | 2 | Urgent | B | 6 | 2030 | 5 | 1 | 2.2 | 6108 | 16591
Fabric ¦ Superstructure ¦ Windows and External Doors ¦ External Doors ¦ Manual and Automatic Doors ¦ Emergency and Panic Escape Doors | 1 | Urgent | B | 20 | 2044 | 5 | 1 | 2.2 | 6109 | 31499
Fabric ¦ Superstructure ¦ Windows and External Doors ¦ External Doors ¦ Entrance Doors | 1 | High | B | 25 | 2049 | 5 | 2 | 2.7 | 15167 | 33406
Electrical ¦ Lighting ¦ Internal ¦ Emergency ¦ Self Contained ¦ LED | 14 | Urgent | B | 21 | 2045 | 5 | 1 | 2.2 | 6110 | 32160
Fire ¦ Fire Fighting ¦ Fire Extinguishers ¦ Foam | 2 | Urgent | B | 1 | 2025 | 5 | 1 | 2.2 | 6111 | 1485
HVAC ¦ Fan ¦ Local and Special Ventilation ¦ Extract | 1 | Medium | CX | 7 | 2031 | 2 | 3 | 2.3 | 10225 | 19538
Electrical ¦ LV Distribution ¦ Distribution Board ¦ Main | 1 | High | B | 18 | 2042 | 5 | 2 | 2.7 | 15168 | 30839
HVAC ¦ Fan ¦ Central Ventilation Systems ¦ Extract | 1 | Medium | B | 1 | 2025 | 5 | 3 | 3.2 | 26656 | 9056
Fabric ¦ Superstructure ¦ Windows and External Doors ¦ Roller Shutters ¦ Manual Roller Shutter | 1 | High | B | 10 | 2034 | 5 | 2 | 2.7 | 15169 | 22395
Electrical ¦ LV Distribution ¦ Distribution Board ¦ Main | 1 | High | D | 6 | 2030 | 3 | 2 | 2.1 | 1202 | 15728
HVAC ¦ Fan ¦ Central Ventilation Systems ¦ Extract | 1 | Medium | B | 1 | 2025 | 5 | 3 | 3.2 | 26657 | 9057
Fabric ¦ Superstructure ¦ Windows and External Doors ¦ Roller Shutters ¦ Manual Roller Shutter | 1 | High | B | 5 | 2029 | 5 | 2 | 2.7 | 15170 | 14683
Fabric ¦ Superstructure ¦ Windows and External Doors ¦ Roller Shutters ¦ Manual Roller Shutter | 1 | High | B | 5 | 2029 | 5 | 2 | 2.7 | 15171 | 14684
Electrical ¦ Specialist Lighting ¦ Internal ¦ Illuminated Fire Exit Signage | 4 | Urgent | B | 15 | 2039 | 5 | 1 | 2.2 | 6112 | 27911
HVAC ¦ Heat Emitters - Local ¦ Gas Fired Unit Heaters | 1 | Medium | B | 1 | 2025 | 5 | 3 | 3.2 | 26658 | 9058
Fabric ¦ Superstructure ¦ Windows and External Doors ¦ Roller Shutters ¦ Electric Roller Shutter | 1 | High | C | 17 | 2041 | 4 | 2 | 2.4 | 10609 | 30267
Fabric ¦ Superstructure ¦ Windows and External Doors ¦ Roller Shutters ¦ Electric Roller Shutter | 1 | High | B | 8 | 2032 | 5 | 2 | 2.7 | 15172 | 20736
Electrical ¦ Lighting ¦ External ¦ General - Non-LED | 8 | Medium | B | 1 | 2025 | 5 | 3 | 3.2 | 26659 | 9059
HVAC ¦ Local Air Conditioning ¦ Single-Split Condenser - Split Systems/Heat Pumps - Air-cooled with Direct Expansion Evaporator (DX) | 1 | Medium | B | 1 | 2025 | 5 | 3 | 3.2 | 26660 | 9060
HVAC ¦ Fan ¦ Local and Special Ventilation ¦ Extract | 1 | Medium | B | 1 | 2025 | 5 | 3 | 3.2 | 26661 | 9061
Fire ¦ Fire Fighting ¦ Fire Extinguishers ¦ Foam | 3 | Urgent | B | 1 | 2025 | 5 | 1 | 2.2 | 6113 | 1486
HVAC ¦ Central Heating (Internally Sourced) ¦ Burner ¦ Forced draft gas burner | 1 | Medium | B | 1 | 2025 | 5 | 3 | 3.2 | 26662 | 9062
Fire ¦ Fire Fighting ¦ Fire Blanket | 1 | Urgent | C | 1 | 2025 | 4 | 1 | 1.9 | 678 | 472
Electrical ¦ Lighting ¦ Internal ¦ Emergency ¦ Self Contained ¦ LED | 10 | Urgent | B | 15 | 2039 | 5 | 1 | 2.2 | 6114 | 27912
HVAC ¦ Ventilation ¦ Air Handling Unit (AHU) ¦ Internal ¦ Central Heating & Cooling ¦ Electric & DX | 1 | Medium | B | 6 | 2030 | 5 | 3 | 3.2 | 26663 | 18783
Water ¦ Local Hot Water ¦ Package Electric Water Heaters - Non-Drinking Water | 1 | Medium | A | 11 | 2035 | 6 | 3 | 3.5 | 32554 | 25714
HVAC ¦ Fan ¦ Central Ventilation Systems ¦ Extract | 1 | Medium | B | 1 | 2025 | 5 | 3 | 3.2 | 26664 | 9063
Fire ¦ Fire Detection ¦ Fire Alarm System | 1 | Urgent | B | 1 | 2025 | 5 | 1 | 2.2 | 6115 | 1487
Electrical ¦ Specialist Lighting ¦ Internal ¦ Illuminated Fire Exit Signage | 2 | Urgent | B | 12 | 2036 | 5 | 1 | 2.2 | 6116 | 26047
Electrical ¦ Lighting ¦ Internal ¦ Emergency ¦ Self Contained ¦ Non LED | 3 | Urgent | B | 1 | 2025 | 5 | 1 | 2.2 | 6117 | 1488
HVAC ¦ Local Air Conditioning ¦ Single-Split Condenser - Split Systems/Heat Pumps - Air-cooled with Direct Expansion Evaporator (DX) | 1 | Medium | B | 7 | 2031 | 5 | 3 | 3.2 | 26665 | 20014
Electrical ¦ LV Distribution ¦ Distribution Board ¦ Sub | 1 | High | B | 1 | 2025 | 5 | 2 | 2.7 | 15173 | 4147
Controls ¦ Multi-System Controls ¦ Control Panel - Electrical Services (excluding Electrical Controllers and Pneumatic Relays) | 1 | Medium | B | 1 | 2025 | 5 | 3 | 3.2 | 26666 | 9064
HVAC ¦ Fan ¦ Local and Special Ventilation ¦ Extract | 1 | Medium | CX | 7 | 2031 | 2 | 3 | 2.3 | 10226 | 19539
HVAC ¦ Heat Emitters - Local ¦ Gas Fired Natural and Fan Assisted Heaters | 1 | Medium | B | 5 | 2029 | 5 | 3 | 3.2 | 26667 | 15231
Electrical ¦ Lighting ¦ External ¦ General - LED | 2 | Medium | B | 7 | 2031 | 5 | 3 | 3.2 | 26668 | 20015
HVAC ¦ Fan ¦ Local and Special Ventilation ¦ Fans Window or Wall Mounted | 1 | Medium | B | 10 | 2034 | 5 | 3 | 3.2 | 26669 | 22904
HVAC ¦ Fan ¦ Central Ventilation Systems ¦ Extract | 1 | Medium | B | 1 | 2025 | 5 | 3 | 3.2 | 26670 | 9065
HVAC ¦ Heat Emitters - Local ¦ Electric Heaters | 1 | Medium | B | 1 | 2025 | 5 | 3 | 3.2 | 26671 | 9066
Electrical ¦ LV Distribution ¦ Distribution Board ¦ Sub | 1 | High | B | 1 | 2025 | 5 | 2 | 2.7 | 15174 | 4148
HVAC ¦ Fan ¦ Local and Special Ventilation ¦ Extract | 1 | Medium | B | 1 | 2025 | 5 | 3 | 3.2 | 26672 | 9067
Electrical ¦ Lighting ¦ Internal ¦ General ¦ LED Fittings & Luminaires | 41 | Medium | B | 16 | 2040 | 5 | 3 | 3.2 | 26673 | 29627
Electrical ¦ Lighting ¦ Internal ¦ General ¦ LED Fittings & Luminaires | 91 | Medium | B | 15 | 2039 | 5 | 3 | 3.2 | 26674 | 28455
Fire ¦ Fire Fighting ¦ Fire Extinguishers ¦ Powder | 2 | Urgent | B | 6 | 2030 | 5 | 1 | 2.2 | 6118 | 16592
Electrical ¦ Lighting ¦ External ¦ General - LED | 2 | Medium | B | 10 | 2034 | 5 | 3 | 3.2 | 26675 | 22905
Electrical ¦ LV Distribution ¦ Distribution Board ¦ Main | 1 | High | B | 1 | 2025 | 5 | 2 | 2.7 | 15175 | 4149
Electrical ¦ Lighting ¦ Internal ¦ Emergency ¦ Self Contained ¦ LED | 12 | Urgent | B | 20 | 2044 | 5 | 1 | 2.2 | 6119 | 31500
HVAC ¦ Heat Emitters - Central ¦ Radiators ¦ Steel | 8 | Medium | B | 5 | 2029 | 5 | 3 | 3.2 | 26676 | 15232
Electrical ¦ Lighting ¦ External ¦ General - LED | 2 | Medium | B | 12 | 2036 | 5 | 3 | 3.2 | 26677 | 26588
Fire ¦ Fire Fighting ¦ Fire Extinguishers ¦ Foam | 2 | Urgent | B | 2 | 2026 | 5 | 1 | 2.2 | 6120 | 12657
Electrical ¦ LV Distribution ¦ Distribution Board ¦ Sub | 1 | High | B | 1 | 2025 | 5 | 2 | 2.7 | 15176 | 4150
Fabric ¦ Superstructure ¦ Windows and External Doors ¦ Roller Shutters ¦ Manual Roller Shutter | 1 | High | B | 5 | 2029 | 5 | 2 | 2.7 | 15177 | 14685
Fabric ¦ Superstructure ¦ Windows and External Doors ¦ External Doors ¦ Entrance Doors | 1 | High | B | 11 | 2035 | 5 | 2 | 2.7 | 15178 | 24529
Electrical ¦ Lighting ¦ Internal ¦ General ¦ LED Fittings & Luminaires | 14 | Medium | B | 12 | 2036 | 5 | 3 | 3.2 | 26678 | 26589
HVAC ¦ Heat Emitters - Central ¦ Radiators ¦ Aluminium | 2 | Medium | B | 15 | 2039 | 5 | 3 | 3.2 | 26679 | 28456
Electrical ¦ Lighting ¦ External ¦ General - LED | 4 | Medium | B | 13 | 2037 | 5 | 3 | 3.2 | 26680 | 27163
Electrical ¦ Lighting ¦ External ¦ General - LED | 7 | Medium | B | 1 | 2025 | 5 | 3 | 3.2 | 26681 | 9068
Fire ¦ Fire Detection ¦ Fire Alarm System | 1 | Urgent | B | 1 | 2025 | 5 | 1 | 2.2 | 6121 | 1489
Electrical ¦ Lighting ¦ Internal ¦ General ¦ LED Fittings & Luminaires | 97 | Medium | B | 17 | 2041 | 5 | 3 | 3.2 | 26682 | 30502
Fabric ¦ Superstructure ¦ Windows and External Doors ¦ External Doors ¦ Manual and Automatic Doors ¦ Auto / Powered Sliding Doors | 1 | High | B | 21 | 2045 | 5 | 2 | 2.7 | 15179 | 32663
HVAC ¦ Central Heating (Internally Sourced) ¦ Boiler ¦ Atmospheric Gas Burner/Condensing Combination Boiler | 1 | Medium | B | 1 | 2025 | 5 | 3 | 3.2 | 26683 | 9069
Fire ¦ Fire Fighting ¦ Fire Extinguishers ¦ Foam | 2 | Urgent | B | 6 | 2030 | 5 | 1 | 2.2 | 6122 | 16593
Electrical ¦ Lighting ¦ External ¦ General - LED | 7 | Medium | B | 1 | 2025 | 5 | 3 | 3.2 | 26684 | 9070
Fabric ¦ Superstructure ¦ Windows and External Doors ¦ Roller Shutters ¦ Manual Roller Shutter | 1 | High | B | 1 | 2025 | 5 | 2 | 2.7 | 15180 | 4151
Fabric ¦ Superstructure ¦ Windows and External Doors ¦ Roller Shutters ¦ Manual Roller Shutter | 1 | High | B | 5 | 2029 | 5 | 2 | 2.7 | 15181 | 14686
Fire ¦ Fire Fighting ¦ Fire Extinguishers ¦ Foam | 3 | Urgent | C | 6 | 2030 | 4 | 1 | 1.9 | 679 | 15709
Electrical ¦ Lighting ¦ Internal ¦ Emergency ¦ Self Contained ¦ LED | 7 | Urgent | B | 20 | 2044 | 5 | 1 | 2.2 | 6123 | 31501
Electrical ¦ LV Distribution ¦ Distribution Board ¦ Sub | 1 | High | B | 1 | 2025 | 5 | 2 | 2.7 | 15182 | 4152
Controls ¦ Multi-System Controls ¦ Control Panel - Electrical Services (excluding Electrical Controllers and Pneumatic Relays) | 1 | Medium | B | 10 | 2034 | 5 | 3 | 3.2 | 26685 | 22906
Fabric ¦ Superstructure ¦ Windows and External Doors ¦ Roller Shutters ¦ Electric Roller Shutter | 1 | High | B | 17 | 2041 | 5 | 2 | 2.7 | 15183 | 30346
Fabric ¦ Superstructure ¦ Internal Doors ¦ Roller Shutters ¦ Electric Roller Shutter | 1 | Medium | B | 5 | 2029 | 5 | 3 | 3.2 | 26686 | 15233
Electrical ¦ Lighting ¦ Internal ¦ General ¦ LED Fittings & Luminaires | 35 | Medium | B | 10 | 2034 | 5 | 3 | 3.2 | 26687 | 22907
Electrical ¦ Lighting ¦ External ¦ General - LED | 3 | Medium | B | 7 | 2031 | 5 | 3 | 3.2 | 26688 | 20016
Fabric ¦ Superstructure ¦ Windows and External Doors ¦ External Doors ¦ Entrance Doors | 1 | High | B | 11 | 2035 | 5 | 2 | 2.7 | 15184 | 24530
Fire ¦ Fire Detection ¦ Fire Alarm System | 1 | Urgent | B | 11 | 2035 | 5 | 1 | 2.2 | 6124 | 23724
Electrical ¦ Lighting ¦ External ¦ General - LED | 3 | Medium | B | 5 | 2029 | 5 | 3 | 3.2 | 26689 | 15234
Electrical ¦ LV Distribution ¦ Distribution Board ¦ Sub | 1 | High | B | 6 | 2030 | 5 | 2 | 2.7 | 15185 | 17655
Electrical ¦ LV Distribution ¦ Distribution Board ¦ Sub | 1 | High | B | 12 | 2036 | 5 | 2 | 2.7 | 15186 | 26202
Fabric ¦ Superstructure ¦ Windows and External Doors ¦ External Doors ¦ Entrance Doors | 1 | High | B | 27 | 2051 | 5 | 2 | 2.7 | 15187 | 33577
HVAC ¦ Ductwork ¦ Ductwork, Fittings and Ancillaries ¦ Central Ventilation Systems ¦ Fire Dampers ¦ Automatic | 1 | Urgent | B | 1 | 2025 | 5 | 1 | 2.2 | 6125 | 1490
Water ¦ Central Hot Water Distribution ¦ Hot water cylinders | 1 | High | B | 21 | 2045 | 5 | 2 | 2.7 | 15188 | 32664
HVAC ¦ Heat Emitters - Local ¦ Gas Fired Natural and Fan Assisted Heaters | 1 | Medium | B | 5 | 2029 | 5 | 3 | 3.2 | 26690 | 15235
Electrical ¦ LV Distribution ¦ Distribution Board ¦ Sub | 1 | High | B | 6 | 2030 | 5 | 2 | 2.7 | 15189 | 17656
Fabric ¦ Superstructure ¦ Windows and External Doors ¦ External Doors ¦ Manual and Automatic Doors ¦ Emergency and Panic Escape Doors | 1 | Urgent | B | 20 | 2044 | 5 | 1 | 2.2 | 6126 | 31502
Fire ¦ Fire Fighting ¦ Fire Blanket | 1 | Urgent | B | 4 | 2028 | 5 | 1 | 2.2 | 6127 | 13837
Electrical ¦ LV Distribution ¦ Distribution Board ¦ Sub | 1 | High | A | 19 | 2043 | 6 | 2 | 3 | 19574 | 31310
Fabric ¦ Superstructure ¦ Windows and External Doors ¦ Roller Shutters ¦ Manual Roller Shutter | 1 | High | B | 11 | 2035 | 5 | 2 | 2.7 | 15190 | 24531
Electrical ¦ Lighting ¦ Internal ¦ General ¦ LED Fittings & Luminaires | 12 | Medium | B | 14 | 2038 | 5 | 3 | 3.2 | 26691 | 27594
Electrical ¦ Specialist Lighting ¦ Internal ¦ Illuminated Fire Exit Signage | 2 | Urgent | B | 1 | 2025 | 5 | 1 | 2.2 | 6128 | 1491
Electrical ¦ Lighting ¦ Internal ¦ Emergency ¦ Self Contained ¦ LED | 5 | Urgent | B | 21 | 2045 | 5 | 1 | 2.2 | 6129 | 32161
Fire ¦ Fire Fighting ¦ Fire Extinguishers ¦ Foam | 4 | Urgent | B | 6 | 2030 | 5 | 1 | 2.2 | 6130 | 16594
Fabric ¦ Superstructure ¦ Windows and External Doors ¦ External Windows ¦ Roller Shutters ¦ External Window Shutters ¦ Electric | 1 | Medium | B | 12 | 2036 | 5 | 3 | 3.2 | 26692 | 26590
Fabric ¦ Superstructure ¦ Internal Doors ¦ Roller Shutters ¦ Electric Roller Shutter | 1 | Medium | B | 21 | 2045 | 5 | 3 | 3.2 | 26693 | 32797
Security ¦ Access ¦ Access Control ¦ Gate Access - Local Lock / Keypad / Manual (External) | 1 | Medium | B | 1 | 2025 | 5 | 3 | 3.2 | 26694 | 9071
Electrical ¦ Lighting ¦ Internal ¦ General ¦ LED Fittings & Luminaires | 13 | Medium | B | 12 | 2036 | 5 | 3 | 3.2 | 26695 | 26591
HVAC ¦ Central Heating (Internally Sourced) ¦ Boiler ¦ Atmospheric Gas Burner/Condensing Combination Boiler (domestic type) | 1 | High | B | 1 | 2025 | 5 | 2 | 2.7 | 15191 | 4153
Electrical ¦ Lighting ¦ Internal ¦ Emergency ¦ Self Contained ¦ LED | 4 | Urgent | B | 20 | 2044 | 5 | 1 | 2.2 | 6131 | 31503
Electrical ¦ LV Distribution ¦ Distribution Board ¦ Sub | 1 | High | B | 6 | 2030 | 5 | 2 | 2.7 | 15192 | 17657
Fabric ¦ Superstructure ¦ Windows and External Doors ¦ External Doors ¦ Manual and Automatic Doors ¦ Auto / Powered Sliding Doors | 1 | High | B | 21 | 2045 | 5 | 2 | 2.7 | 15193 | 32665
HVAC ¦ Fan ¦ Local and Special Ventilation ¦ Extract | 1 | Medium | B | 1 | 2025 | 5 | 3 | 3.2 | 26696 | 9072
HVAC ¦ Central Heating (Internally Sourced) ¦ Burner ¦ Forced draft gas burner | 1 | Medium | B | 1 | 2025 | 5 | 3 | 3.2 | 26697 | 9073
HVAC ¦ Fan ¦ Central Ventilation Systems ¦ Extract | 1 | Medium | B | 1 | 2025 | 5 | 3 | 3.2 | 26698 | 9074
HVAC ¦ Fan ¦ Local and Special Ventilation ¦ Extract | 1 | Medium | B | 1 | 2025 | 5 | 3 | 3.2 | 26699 | 9075
Electrical ¦ Lighting ¦ Internal ¦ Emergency ¦ Self Contained ¦ LED | 2 | Urgent | B | 21 | 2045 | 5 | 1 | 2.2 | 6132 | 32162
Electrical ¦ LV Distribution ¦ Distribution Board ¦ Sub | 1 | High | B | 12 | 2036 | 5 | 2 | 2.7 | 15194 | 26203
Fabric ¦ Superstructure ¦ Windows and External Doors ¦ External Doors ¦ Manual and Automatic Doors ¦ Emergency and Panic Escape Doors | 1 | Urgent | D | 11 | 2035 | 3 | 1 | 1.6 | 448 | 23244
Fabric ¦ Superstructure ¦ Windows and External Doors ¦ Roller Shutters ¦ Manual Roller Shutter | 1 | High | B | 1 | 2025 | 5 | 2 | 2.7 | 15195 | 4154
Fire ¦ Fire Fighting ¦ Fire Extinguishers ¦ Foam | 1 | Urgent | B | 2 | 2026 | 5 | 1 | 2.2 | 6133 | 12658
Fabric ¦ Superstructure ¦ Windows and External Doors ¦ External Doors ¦ Manual and Automatic Doors ¦ Emergency and Panic Escape Doors | 1 | Urgent | C | 23 | 2047 | 4 | 1 | 1.9 | 680 | 33060
Electrical ¦ LV Distribution ¦ Distribution Board ¦ Sub | 1 | High | B | 1 | 2025 | 5 | 2 | 2.7 | 15196 | 4155
HVAC ¦ Fan ¦ Central Heating ¦ Axial | 1 | High | B | 1 | 2025 | 5 | 2 | 2.7 | 15197 | 4156
Fabric ¦ Superstructure ¦ Windows and External Doors ¦ Roller Shutters ¦ Manual Roller Shutter | 1 | High | B | 16 | 2040 | 5 | 2 | 2.7 | 15198 | 29197
HVAC ¦ Central Air Conditioning ¦ Air Conditioning ¦ Multi-Split Evaporator - Split Systems/Heat Pumps - Air-cooled with Direct Expansion Evaporator (DX) | 1 | Medium | B | 10 | 2034 | 5 | 3 | 3.2 | 26700 | 22908
Electrical ¦ LV Distribution ¦ Distribution Board ¦ Main | 1 | High | B | 1 | 2025 | 5 | 2 | 2.7 | 15199 | 4157
HVAC ¦ Fan ¦ Local and Special Ventilation ¦ Extract | 1 | Medium | C | 1 | 2025 | 4 | 3 | 2.9 | 18728 | 5617
Water ¦ Local Hot Water ¦ Instantaneous Electric Water Heater - Non-Drinking Water | 1 | Medium | B | 1 | 2025 | 5 | 3 | 3.2 | 26701 | 9076
Fabric ¦ Superstructure ¦ Internal Doors ¦ Roller Shutters ¦ Electric Roller Shutter | 1 | Medium | B | 8 | 2032 | 5 | 3 | 3.2 | 26702 | 21019
Fabric ¦ Superstructure ¦ Windows and External Doors ¦ Roller Shutters ¦ Manual Roller Shutter | 1 | High | B | 1 | 2025 | 5 | 2 | 2.7 | 15200 | 4158
Water ¦ Central Hot Water Distribution ¦ Calorifier-LTHW ¦ Copper | 1 | High | B | 13 | 2037 | 5 | 2 | 2.7 | 15201 | 26993
Electrical ¦ LV Distribution ¦ Distribution Board ¦ Main | 1 | High | B | 15 | 2039 | 5 | 2 | 2.7 | 15202 | 28211
Electrical ¦ LV Distribution ¦ Distribution Board ¦ Main | 1 | High | B | 10 | 2034 | 5 | 2 | 2.7 | 15203 | 22396
Fabric ¦ Superstructure ¦ Windows and External Doors ¦ External Doors ¦ Manual and Automatic Doors ¦ Emergency and Panic Escape Doors | 1 | Urgent | B | 6 | 2030 | 5 | 1 | 2.2 | 6134 | 16595
HVAC ¦ Fan ¦ Local and Special Ventilation ¦ Axial | 1 | Medium | B | 1 | 2025 | 5 | 3 | 3.2 | 26703 | 9077
Electrical ¦ LV Distribution ¦ Distribution Board ¦ Sub | 1 | High | B | 1 | 2025 | 5 | 2 | 2.7 | 15204 | 4159
Fabric ¦ Superstructure ¦ Windows and External Doors ¦ External Doors ¦ Manual and Automatic Doors ¦ Auto / Powered Sliding Doors | 1 | High | B | 6 | 2030 | 5 | 2 | 2.7 | 15205 | 17658
Fabric ¦ Superstructure ¦ Windows and External Doors ¦ Roller Shutters ¦ Manual Roller Shutter | 1 | High | B | 15 | 2039 | 5 | 2 | 2.7 | 15206 | 28212
Fabric ¦ Superstructure ¦ Internal Doors ¦ Roller Shutters ¦ Internal Manual Roller Shutter | 1 | Medium | B | 1 | 2025 | 5 | 3 | 3.2 | 26704 | 9078
Electrical ¦ LV Distribution ¦ Distribution Board ¦ Sub | 1 | High | B | 8 | 2032 | 5 | 2 | 2.7 | 15207 | 20737
HVAC ¦ Local and Special Ventilation ¦ Unit extract fans. | 1 | Medium | DX | 1 | 2025 | 1 | 3 | 2 | 891 | 600
Electrical ¦ LV Distribution ¦ Distribution Board ¦ Sub | 1 | High | B | 14 | 2038 | 5 | 2 | 2.7 | 15208 | 27465
Fabric ¦ Superstructure ¦ Windows and External Doors ¦ External Doors ¦ Manual and Automatic Doors ¦ Emergency and Panic Escape Doors | 1 | Urgent | B | 18 | 2042 | 5 | 1 | 2.2 | 6135 | 30667
Fabric ¦ Superstructure ¦ Internal Doors ¦ Fire Doors ¦ Internal Roller Shutter- Fire Rated | 1 | Urgent | B | 20 | 2044 | 5 | 1 | 2.2 | 6136 | 31504
Fabric ¦ Superstructure ¦ Windows and External Doors ¦ External Doors ¦ Entrance Doors | 1 | High | B | 18 | 2042 | 5 | 2 | 2.7 | 15209 | 30840
Fabric ¦ Superstructure ¦ Windows and External Doors ¦ Roller Shutters ¦ Manual Roller Shutter | 1 | High | B | 11 | 2035 | 5 | 2 | 2.7 | 15210 | 24532
Electrical ¦ Lighting ¦ External ¦ General - LED | 1 | Medium | B | 1 | 2025 | 5 | 3 | 3.2 | 26705 | 9079
Fire ¦ Fire Fighting ¦ Fire Extinguishers ¦ Foam | 3 | Urgent | B | 5 | 2029 | 5 | 1 | 2.2 | 6137 | 14414
Fire ¦ Fire Fighting ¦ Fire Extinguishers ¦ CO2 | 2 | Urgent | B | 9 | 2033 | 5 | 1 | 2.2 | 6138 | 21377
Fire ¦ Fire Fighting ¦ Fire Extinguishers ¦ CO2 | 1 | Urgent | A | 10 | 2034 | 6 | 1 | 2.5 | 10913 | 22223
Electrical ¦ Lighting ¦ Internal ¦ General ¦ LED Fittings & Luminaires | 25 | Medium | B | 14 | 2038 | 5 | 3 | 3.2 | 26706 | 27595
Electrical ¦ Lighting ¦ Internal ¦ Emergency ¦ Self Contained ¦ LED | 5 | Urgent | B | 11 | 2035 | 5 | 1 | 2.2 | 6139 | 23725
Electrical ¦ Specialist Lighting ¦ Internal ¦ Illuminated Fire Exit Signage | 2 | Urgent | B | 15 | 2039 | 5 | 1 | 2.2 | 6140 | 27913
Fabric ¦ Superstructure ¦ Internal Doors ¦ Roller Shutters ¦ Internal Manual Roller Shutter | 1 | Medium | C | 1 | 2025 | 4 | 3 | 2.9 | 18729 | 5618
HVAC ¦ Local and Special Ventilation ¦ Unit extract fans. | 1 | Medium | CX | 1 | 2025 | 2 | 3 | 2.3 | 10227 | 2162
Electrical ¦ Specialist Lighting ¦ Internal ¦ Illuminated Fire Exit Signage | 2 | Urgent | B | 3 | 2027 | 5 | 1 | 2.2 | 6141 | 13294
Fabric ¦ Superstructure ¦ Windows and External Doors ¦ External Doors ¦ Manual and Automatic Doors ¦ Auto / Powered Sliding Doors | 1 | High | B | 30 | 2054 | 5 | 2 | 2.7 | 15211 | 33716
Fabric ¦ Superstructure ¦ Windows and External Doors ¦ Roller Shutters ¦ Manual Roller Shutter | 1 | High | B | 6 | 2030 | 5 | 2 | 2.7 | 15212 | 17659
Fire ¦ Fire Fighting ¦ Fire Extinguishers ¦ Powder | 3 | Urgent | B | 6 | 2030 | 5 | 1 | 2.2 | 6142 | 16596
Electrical ¦ LV Distribution ¦ Distribution Board ¦ Sub | 1 | High | B | 8 | 2032 | 5 | 2 | 2.7 | 15213 | 20738
Fabric ¦ Superstructure ¦ Internal Doors ¦ Roller Shutters ¦ Electric Roller Shutter | 1 | Medium | B | 1 | 2025 | 5 | 3 | 3.2 | 26707 | 9080
Fabric ¦ Superstructure ¦ Windows and External Doors ¦ Roller Shutters ¦ Manual Roller Shutter | 1 | High | B | 1 | 2025 | 5 | 2 | 2.7 | 15214 | 4160
Fire ¦ Fire Fighting ¦ Fire Extinguishers ¦ Foam - P50 | 1 | Urgent | B | 8 | 2032 | 5 | 1 | 2.2 | 6143 | 20458
Fire ¦ Fire Fighting ¦ Fire Extinguishers ¦ Foam | 4 | Urgent | B | 7 | 2031 | 5 | 1 | 2.2 | 6144 | 19376
Electrical ¦ LV Distribution ¦ Distribution Board ¦ Sub | 1 | High | B | 1 | 2025 | 5 | 2 | 2.7 | 15215 | 4161
Fabric ¦ Superstructure ¦ Windows and External Doors ¦ External Doors ¦ Manual and Automatic Doors ¦ Emergency and Panic Escape Doors | 1 | Urgent | B | 16 | 2040 | 5 | 1 | 2.2 | 6145 | 28860
Controls ¦ Building Management System (BMS) ¦ BMS Control Panel | 1 | High | B | 6 | 2030 | 5 | 2 | 2.7 | 15216 | 17660
HVAC ¦ Fan ¦ Local and Special Ventilation ¦ Axial | 1 | Medium | B | 10 | 2034 | 5 | 3 | 3.2 | 26708 | 22909
Electrical ¦ Lighting ¦ Internal ¦ General ¦ LED Fittings & Luminaires | 38 | Medium | B | 10 | 2034 | 5 | 3 | 3.2 | 26709 | 22910
HVAC ¦ Fan ¦ Local and Special Ventilation ¦ Kitchen Vent ¦ Ventilating - General | 1 | Medium | B | 3 | 2027 | 5 | 3 | 3.2 | 26710 | 13581
Fire ¦ Fire Fighting ¦ Fire Extinguishers ¦ Powder | 1 | Urgent | B | 6 | 2030 | 5 | 1 | 2.2 | 6146 | 16597
HVAC ¦ Local and Special Ventilation ¦ Unit extract fans. | 1 | Medium | CX | 1 | 2025 | 2 | 3 | 2.3 | 10228 | 2163
Fabric ¦ Superstructure ¦ Windows and External Doors ¦ Roller Shutters ¦ Manual Roller Shutter | 1 | High | C | 1 | 2025 | 4 | 2 | 2.4 | 10610 | 2436
Electrical ¦ Lighting ¦ Internal ¦ General ¦ LED Fittings & Luminaires | 14 | Medium | B | 17 | 2041 | 5 | 3 | 3.2 | 26711 | 30503
HVAC ¦ Central Air Conditioning ¦ Air Conditioning ¦ Multi-Split Evaporator - Split Systems/Heat Pumps - Air-cooled with Direct Expansion Evaporator (DX) | 1 | Medium | B | 10 | 2034 | 5 | 3 | 3.2 | 26712 | 22911
Fabric ¦ Superstructure ¦ Windows and External Doors ¦ External Doors ¦ Manual and Automatic Doors ¦ Emergency and Panic Escape Doors | 1 | Urgent | B | 6 | 2030 | 5 | 1 | 2.2 | 6147 | 16598
HVAC ¦ Fan ¦ Local and Special Ventilation ¦ Fans Window or Wall Mounted | 1 | Medium | B | 10 | 2034 | 5 | 3 | 3.2 | 26713 | 22912
Fabric ¦ Barriers and Guardrails ¦ Vehicle Crash Protection Barrier | 1 | V Low | B | 1 | 2025 | 5 | 4 | 3.7 | 33209 | 12106
Fabric ¦ Superstructure ¦ Windows and External Doors ¦ Roller Shutters ¦ Electric Roller Shutter | 1 | High | B | 13 | 2037 | 5 | 2 | 2.7 | 15217 | 26994
Fire ¦ Fire Fighting ¦ Fire Extinguishers ¦ Powder | 5 | Urgent | B | 9 | 2033 | 5 | 1 | 2.2 | 6148 | 21378
Fabric ¦ Superstructure ¦ Windows and External Doors ¦ External Doors ¦ Manual and Automatic Doors ¦ Emergency and Panic Escape Doors | 1 | Urgent | D | 8 | 2032 | 3 | 1 | 1.6 | 449 | 20231
Fabric ¦ Superstructure ¦ Windows and External Doors ¦ External Doors ¦ Manual and Automatic Doors ¦ High Security Door | 1 | High | B | 16 | 2040 | 5 | 2 | 2.7 | 15218 | 29198
Fabric ¦ Superstructure ¦ Windows and External Doors ¦ External Doors ¦ Entrance Doors | 1 | High | B | 16 | 2040 | 5 | 2 | 2.7 | 15219 | 29199
Electrical ¦ Lighting ¦ Internal ¦ General ¦ LED Fittings & Luminaires | 29 | Medium | B | 10 | 2034 | 5 | 3 | 3.2 | 26714 | 22913
HVAC ¦ Heat Emitters - Local ¦ Electric Overdoor Air Curtain/Heater | 1 | Medium | B | 1 | 2025 | 5 | 3 | 3.2 | 26715 | 9081
Fire ¦ Fire Fighting ¦ Fire Extinguishers ¦ CO2 | 1 | Urgent | B | 7 | 2031 | 5 | 1 | 2.2 | 6149 | 19377
Electrical ¦ Lighting ¦ External ¦ General - LED | 1 | Medium | B | 1 | 2025 | 5 | 3 | 3.2 | 26716 | 9082
HVAC ¦ Heat Emitters - Local ¦ Gas Fired Unit Heaters | 1 | Medium | CX | 1 | 2025 | 2 | 3 | 2.3 | 10229 | 2164
HVAC ¦ Local and Special Ventilation ¦ Unit extract fans. | 1 | Medium | CX | 1 | 2025 | 2 | 3 | 2.3 | 10230 | 2165
Electrical ¦ Lighting ¦ Internal ¦ Emergency ¦ Self Contained ¦ LED | 3 | Urgent | B | 15 | 2039 | 5 | 1 | 2.2 | 6150 | 27914
Fire ¦ Fire Fighting ¦ Fire Extinguishers ¦ Foam | 5 | Urgent | B | 5 | 2029 | 5 | 1 | 2.2 | 6151 | 14415
Electrical ¦ LV Distribution ¦ Distribution Board ¦ Sub | 1 | High | C | 1 | 2025 | 4 | 2 | 2.4 | 10611 | 2437
Fabric ¦ Superstructure ¦ Windows and External Doors ¦ External Doors ¦ Manual and Automatic Doors ¦ Emergency and Panic Escape Doors | 1 | Urgent | B | 23 | 2047 | 5 | 1 | 2.2 | 6152 | 33112
Electrical ¦ Lighting ¦ Internal ¦ General ¦ LED Fittings & Luminaires | 43 | Medium | C | 14 | 2038 | 4 | 3 | 2.9 | 18730 | 27512
Electrical ¦ LV Distribution ¦ Distribution Board ¦ Main | 1 | High | B | 1 | 2025 | 5 | 2 | 2.7 | 15220 | 4162
Electrical ¦ LV Distribution ¦ Distribution Board ¦ Sub | 1 | High | B | 9 | 2033 | 5 | 2 | 2.7 | 15221 | 21616
HVAC ¦ Ductwork ¦ Ductwork, Fittings and Ancillaries ¦ Central Ventilation Systems ¦ Fire Dampers ¦ Automatic | 1 | Urgent | B | 1 | 2025 | 5 | 1 | 2.2 | 6153 | 1492
Electrical ¦ Lighting ¦ Internal ¦ Emergency ¦ Self Contained ¦ LED | 5 | Urgent | B | 15 | 2039 | 5 | 1 | 2.2 | 6154 | 27915
Fabric ¦ Superstructure ¦ Windows and External Doors ¦ External Windows ¦ Roller Shutters ¦ External Window Shutters ¦ Manual | 1 | Medium | B | 1 | 2025 | 5 | 3 | 3.2 | 26717 | 9083
Electrical ¦ Lighting ¦ Internal ¦ Emergency ¦ Self Contained ¦ LED | 25 | Urgent | B | 20 | 2044 | 5 | 1 | 2.2 | 6155 | 31505
Electrical ¦ Specialist Lighting ¦ Internal ¦ Illuminated Fire Exit Signage | 4 | Urgent | D | 10 | 2034 | 3 | 1 | 1.6 | 450 | 21943
HVAC ¦ Heat Emitters - Central ¦ Radiators ¦ Steel | 1 | Medium | B | 1 | 2025 | 5 | 3 | 3.2 | 26718 | 9084
Electrical ¦ Lighting ¦ Internal ¦ General | 5 | Medium | C | 1 | 2025 | 4 | 3 | 2.9 | 18731 | 5619
Fabric ¦ Superstructure ¦ Windows and External Doors ¦ External Windows ¦ Roller Shutters ¦ External Window Shutters ¦ Electric | 1 | Medium | B | 1 | 2025 | 5 | 3 | 3.2 | 26719 | 9085
Fabric ¦ Barriers and Guardrails ¦ Vehicle Crash Protection Barrier | 1 | V Low | B | 1 | 2025 | 5 | 4 | 3.7 | 33210 | 12107
HVAC ¦ Central Heating (Internally Sourced) ¦ Boiler ¦ Burner Forced Draught [Pressure Jet] Oil | 1 | Medium | DX | 1 | 2025 | 1 | 3 | 2 | 892 | 601
HVAC ¦ Ventilation ¦ Air Handling Unit (AHU) ¦ Internal ¦ Central Heating (Internally Sourced) ¦ Gas Fired | 1 | Medium | B | 1 | 2025 | 5 | 3 | 3.2 | 26720 | 9086
Fabric ¦ Superstructure ¦ Windows and External Doors ¦ External Doors ¦ Manual and Automatic Doors ¦ Emergency and Panic Escape Doors | 1 | Urgent | B | 23 | 2047 | 5 | 1 | 2.2 | 6156 | 33113
Fabric ¦ Superstructure ¦ Windows and External Doors ¦ External Doors ¦ Manual and Automatic Doors ¦ Emergency and Panic Escape Doors | 1 | Urgent | B | 6 | 2030 | 5 | 1 | 2.2 | 6157 | 16599
Electrical ¦ Specialist Lighting ¦ Internal ¦ Illuminated Fire Exit Signage | 3 | Urgent | B | 10 | 2034 | 5 | 1 | 2.2 | 6158 | 22086
HVAC ¦ Local Air Conditioning ¦ Single-Split Evaporator - Split Systems/Heat Pumps - Air-cooled with Direct Expansion Evaporator (DX) | 1 | Medium | B | 5 | 2029 | 5 | 3 | 3.2 | 26721 | 15236
Electrical ¦ LV Distribution ¦ Distribution Board ¦ Sub | 1 | High | C | 1 | 2025 | 4 | 2 | 2.4 | 10612 | 2438
HVAC ¦ Local and Special Ventilation ¦ Unit extract fans. | 1 | Medium | B | 10 | 2034 | 5 | 3 | 3.2 | 26722 | 22914
Electrical ¦ Lighting ¦ Internal ¦ General ¦ LED Fittings & Luminaires | 30 | Medium | B | 14 | 2038 | 5 | 3 | 3.2 | 26723 | 27596
Fabric ¦ Superstructure ¦ Internal Doors ¦ Roller Shutters ¦ Electric Roller Shutter | 1 | Medium | C | 11 | 2035 | 4 | 3 | 2.9 | 18732 | 24873
Water ¦ Local Hot Water ¦ Instantaneous Electric Water Heater - Non-Drinking Water | 1 | Medium | C | 1 | 2025 | 4 | 3 | 2.9 | 18733 | 5620
Fabric ¦ Superstructure ¦ Windows and External Doors ¦ External Doors ¦ Entrance Doors | 1 | High | B | 6 | 2030 | 5 | 2 | 2.7 | 15222 | 17661
Fire ¦ Fire Detection ¦ Fire Alarm Panel / Repeater | 1 | Urgent | B | 5 | 2029 | 5 | 1 | 2.2 | 6159 | 14416
Security ¦ Access ¦ Access Control ¦ Door ¦ Local Lock / Keypad / Manual | 1 | Medium | B | 10 | 2034 | 5 | 3 | 3.2 | 26724 | 22915
Electrical ¦ Specialist Lighting ¦ Internal ¦ Illuminated Fire Exit Signage | 4 | Urgent | B | 1 | 2025 | 5 | 1 | 2.2 | 6160 | 1493
Electrical ¦ LV Distribution ¦ Distribution Board ¦ Main | 1 | High | B | 10 | 2034 | 5 | 2 | 2.7 | 15223 | 22397
Electrical ¦ LV Distribution ¦ Distribution Board ¦ Main | 1 | High | B | 10 | 2034 | 5 | 2 | 2.7 | 15224 | 22398
Fabric ¦ Superstructure ¦ Windows and External Doors ¦ Roller Shutters ¦ Manual Roller Shutter | 1 | High | B | 11 | 2035 | 5 | 2 | 2.7 | 15225 | 24533
Electrical ¦ LV Distribution ¦ Distribution Board ¦ Main | 1 | High | D | 15 | 2039 | 3 | 2 | 2.1 | 1203 | 27725
Electrical ¦ Lighting ¦ Internal ¦ General ¦ LED Fittings & Luminaires | 31 | Medium | B | 14 | 2038 | 5 | 3 | 3.2 | 26725 | 27597
Electrical ¦ Lighting ¦ Internal ¦ General ¦ LED Fittings & Luminaires | 56 | Medium | B | 18 | 2042 | 5 | 3 | 3.2 | 26726 | 30965
Electrical ¦ Lighting ¦ External ¦ General - Non-LED | 6 | Medium | B | 1 | 2025 | 5 | 3 | 3.2 | 26727 | 9087
Electrical ¦ Lighting ¦ Internal ¦ Emergency ¦ Self Contained ¦ LED | 10 | Urgent | B | 19 | 2043 | 5 | 1 | 2.2 | 6161 | 31080
HVAC ¦ Ventilation ¦ Air Handling Unit (AHU) ¦ Internal ¦ Central Heating (Internally Sourced) ¦ Gas Fired | 1 | Medium | B | 1 | 2025 | 5 | 3 | 3.2 | 26728 | 9088
Fabric ¦ Superstructure ¦ Internal Doors ¦ Roller Shutters ¦ Internal Manual Roller Shutter | 1 | Medium | B | 1 | 2025 | 5 | 3 | 3.2 | 26729 | 9089
Electrical ¦ Specialist Lighting ¦ Internal ¦ Illuminated Fire Exit Signage | 3 | Urgent | B | 14 | 2038 | 5 | 1 | 2.2 | 6162 | 27376
HVAC ¦ Heat Emitters - Central ¦ Radiators ¦ Aluminium | 4 | Medium | B | 15 | 2039 | 5 | 3 | 3.2 | 26730 | 28457
Fire ¦ Fire Fighting ¦ Fire Extinguishers ¦ Powder | 3 | Urgent | B | 5 | 2029 | 5 | 1 | 2.2 | 6163 | 14417
HVAC ¦ Fan ¦ Local and Special Ventilation ¦ Axial | 1 | Medium | B | 10 | 2034 | 5 | 3 | 3.2 | 26731 | 22916
Electrical ¦ LV Distribution ¦ Distribution Board ¦ Sub | 1 | High | B | 10 | 2034 | 5 | 2 | 2.7 | 15226 | 22399
Water ¦ Local Hot Water ¦ Instantaneous Electric Water Heater - Non-Drinking Water | 1 | Medium | B | 12 | 2036 | 5 | 3 | 3.2 | 26732 | 26592
Fabric ¦ Superstructure ¦ Windows and External Doors ¦ External Doors ¦ Manual and Automatic Doors ¦ Emergency and Panic Escape Doors | 1 | Urgent | B | 11 | 2035 | 5 | 1 | 2.2 | 6164 | 23726
Electrical ¦ Lighting ¦ Internal ¦ Emergency ¦ Self Contained ¦ LED | 10 | Urgent | B | 15 | 2039 | 5 | 1 | 2.2 | 6165 | 27916
Electrical ¦ LV Distribution ¦ Distribution Board ¦ Sub | 1 | High | D | 1 | 2025 | 3 | 2 | 2.1 | 1204 | 819
HVAC ¦ Fan ¦ Local and Special Ventilation ¦ Axial | 1 | Medium | B | 1 | 2025 | 5 | 3 | 3.2 | 26733 | 9090
Water ¦ Central Hot Water Distribution ¦ Hot water cylinders | 1 | High | B | 18 | 2042 | 5 | 2 | 2.7 | 15227 | 30841
Water ¦ Local Hot Water ¦ Instantaneous Electric Water Heater - Non-Drinking Water | 1 | Medium | B | 6 | 2030 | 5 | 3 | 3.2 | 26734 | 18784
Electrical ¦ LV Distribution ¦ Distribution Board ¦ Sub | 1 | High | B | 6 | 2030 | 5 | 2 | 2.7 | 15228 | 17662
Fabric ¦ Superstructure ¦ Windows and External Doors ¦ External Doors ¦ Manual and Automatic Doors ¦ Emergency and Panic Escape Doors | 1 | Urgent | DX | 16 | 2040 | 1 | 1 | 1 | 13 | 28591
HVAC ¦ Fan ¦ Local and Special Ventilation ¦ Kitchen Vent ¦ Ventilating - General | 1 | Medium | B | 3 | 2027 | 5 | 3 | 3.2 | 26735 | 13582
Controls ¦ Multi-System Controls ¦ Control Panel - Electrical Services (excluding Electrical Controllers and Pneumatic Relays) | 1 | Medium | B | 1 | 2025 | 5 | 3 | 3.2 | 26736 | 9091
Fabric ¦ Superstructure ¦ Windows and External Doors ¦ Roller Shutters ¦ Manual Roller Shutter | 1 | High | B | 1 | 2025 | 5 | 2 | 2.7 | 15229 | 4163
Fabric ¦ Superstructure ¦ Windows and External Doors ¦ External Doors ¦ Entrance Doors | 1 | High | B | 8 | 2032 | 5 | 2 | 2.7 | 15230 | 20739
Electrical ¦ Specialist Lighting ¦ Internal ¦ Illuminated Fire Exit Signage | 6 | Urgent | B | 10 | 2034 | 5 | 1 | 2.2 | 6166 | 22087
Electrical ¦ LV Distribution ¦ Distribution Board ¦ Sub | 1 | High | B | 15 | 2039 | 5 | 2 | 2.7 | 15231 | 28213
HVAC ¦ Fan ¦ Local and Special Ventilation ¦ Fans Window or Wall Mounted | 1 | Medium | B | 1 | 2025 | 5 | 3 | 3.2 | 26737 | 9092
HVAC ¦ Heat Emitters - Local ¦ Electric Overdoor Air Curtain/Heater | 1 | Medium | A | 15 | 2039 | 6 | 3 | 3.5 | 32555 | 28575
Electrical ¦ Lighting ¦ Internal ¦ General ¦ LED Fittings & Luminaires | 79 | Medium | B | 17 | 2041 | 5 | 3 | 3.2 | 26738 | 30504
Electrical ¦ Specialist Lighting ¦ Internal ¦ Illuminated Fire Exit Signage | 1 | Urgent | A | 18 | 2042 | 6 | 1 | 2.5 | 10914 | 30745
Water ¦ Local Hot Water ¦ Instantaneous Electric Water Heater - Non-Drinking Water | 1 | Medium | D | 1 | 2025 | 3 | 3 | 2.6 | 11155 | 2655
HVAC ¦ Heat Emitters - Local ¦ Gas Fired Unit Heaters | 1 | Medium | B | 1 | 2025 | 5 | 3 | 3.2 | 26739 | 9093
HVAC ¦ Central Heating (Internally Sourced) ¦ Burner ¦ Atmospheric Gas Burner | 1 | Medium | B | 1 | 2025 | 5 | 3 | 3.2 | 26740 | 9094
Fire ¦ Fire Fighting ¦ Fire Extinguishers ¦ CO2 | 3 | Urgent | B | 7 | 2031 | 5 | 1 | 2.2 | 6167 | 19378
Security ¦ Access ¦ Access Control ¦ Gate Access - Local Lock / Keypad / Manual (External) | 1 | Medium | B | 1 | 2025 | 5 | 3 | 3.2 | 26741 | 9095
Electrical ¦ Lighting ¦ External ¦ General - LED | 3 | Medium | B | 5 | 2029 | 5 | 3 | 3.2 | 26742 | 15237
HVAC ¦ Fan ¦ Central Ventilation Systems ¦ Ventilating - General | 1 | Low | B | 1 | 2025 | 5 | 4 | 3.7 | 33211 | 12108
HVAC ¦ Local and Special Ventilation ¦ Unit extract fans. | 1 | Medium | CX | 1 | 2025 | 2 | 3 | 2.3 | 10231 | 2166
Fabric ¦ Superstructure ¦ Internal Doors ¦ Roller Shutters ¦ Internal Manual Roller Shutter | 1 | Medium | B | 1 | 2025 | 5 | 3 | 3.2 | 26743 | 9096
Fabric ¦ Superstructure ¦ Windows and External Doors ¦ Roller Shutters ¦ Electric Roller Shutter | 1 | High | B | 6 | 2030 | 5 | 2 | 2.7 | 15232 | 17663
HVAC ¦ Heat Emitters - Local ¦ Electric Heaters | 2 | Medium | CX | 1 | 2025 | 2 | 3 | 2.3 | 10232 | 2167
Electrical ¦ Lighting ¦ Internal ¦ General | 17 | Medium | B | 10 | 2034 | 5 | 3 | 3.2 | 26744 | 22917
HVAC ¦ Central Air Conditioning ¦ Air Conditioning ¦ Multi-Split Evaporator - Split Systems/Heat Pumps - Air-cooled with Direct Expansion Evaporator (DX) | 1 | Medium | B | 10 | 2034 | 5 | 3 | 3.2 | 26745 | 22918
HVAC ¦ Fan ¦ Local and Special Ventilation ¦ Fans Window or Wall Mounted | 1 | Medium | B | 10 | 2034 | 5 | 3 | 3.2 | 26746 | 22919
Electrical ¦ Lighting ¦ Internal ¦ General | 41 | Medium | C | 1 | 2025 | 4 | 3 | 2.9 | 18734 | 5621
HVAC ¦ Local and Special Ventilation ¦ Unit extract fans. | 1 | Medium | DX | 1 | 2025 | 1 | 3 | 2 | 893 | 602
Electrical ¦ LV Distribution ¦ Distribution Board ¦ Sub | 1 | High | B | 1 | 2025 | 5 | 2 | 2.7 | 15233 | 4164
HVAC ¦ Local and Special Ventilation ¦ Unit extract fans. | 1 | Medium | C | 1 | 2025 | 4 | 3 | 2.9 | 18735 | 5622
Electrical ¦ Lighting ¦ Internal ¦ Emergency ¦ Self Contained ¦ LED | 3 | Urgent | B | 15 | 2039 | 5 | 1 | 2.2 | 6168 | 27917
Electrical ¦ LV Distribution ¦ Distribution Board ¦ Sub | 1 | High | D | 1 | 2025 | 3 | 2 | 2.1 | 1205 | 820
Electrical ¦ LV Distribution ¦ Distribution Board ¦ Sub | 1 | High | B | 10 | 2034 | 5 | 2 | 2.7 | 15234 | 22400
Fabric ¦ Superstructure ¦ Windows and External Doors ¦ Roller Shutters ¦ Manual Roller Shutter | 1 | High | B | 15 | 2039 | 5 | 2 | 2.7 | 15235 | 28214
Electrical ¦ Specialist Lighting ¦ Internal ¦ Illuminated Fire Exit Signage | 2 | Urgent | B | 10 | 2034 | 5 | 1 | 2.2 | 6169 | 22088
Electrical ¦ LV Distribution ¦ Distribution Board ¦ Sub | 1 | High | D | 1 | 2025 | 3 | 2 | 2.1 | 1206 | 821
Electrical ¦ LV Distribution ¦ Distribution Board ¦ Sub | 1 | High | B | 6 | 2030 | 5 | 2 | 2.7 | 15236 | 17664
Fabric ¦ Superstructure ¦ Internal Doors ¦ Roller Shutters ¦ Electric Roller Shutter | 1 | Medium | B | 13 | 2037 | 5 | 3 | 3.2 | 26747 | 27164
Water ¦ Local Hot Water ¦ Instantaneous Electric Water Heater - Non-Drinking Water | 1 | Medium | B | 10 | 2034 | 5 | 3 | 3.2 | 26748 | 22920
Fabric ¦ Superstructure ¦ Internal Doors ¦ Roller Shutters ¦ Electric Roller Shutter | 1 | Medium | B | 25 | 2049 | 5 | 3 | 3.2 | 26749 | 33450
Fire ¦ Fire Detection ¦ Fire Alarm Panel / Repeater | 1 | Urgent | B | 11 | 2035 | 5 | 1 | 2.2 | 6170 | 23727
Electrical ¦ Lighting ¦ Internal ¦ Emergency ¦ Self Contained ¦ Non LED | 4 | Urgent | B | 23 | 2047 | 5 | 1 | 2.2 | 6171 | 33114
Electrical ¦ Lighting ¦ External ¦ General - Non-LED | 1 | Medium | B | 5 | 2029 | 5 | 3 | 3.2 | 26750 | 15238
Electrical ¦ Lighting ¦ Internal ¦ General | 1 | Medium | DX | 1 | 2025 | 1 | 3 | 2 | 894 | 603
Electrical ¦ LV Distribution ¦ Distribution Board ¦ Sub | 1 | High | B | 16 | 2040 | 5 | 2 | 2.7 | 15237 | 29200
Water ¦ Local Hot Water ¦ Instantaneous Electric Water Heater - Non-Drinking Water | 1 | Medium | B | 1 | 2025 | 5 | 3 | 3.2 | 26751 | 9097
Fire ¦ Fire Fighting ¦ Fire Extinguishers ¦ Foam | 3 | Urgent | B | 7 | 2031 | 5 | 1 | 2.2 | 6172 | 19379
HVAC ¦ Heat Emitters - Local ¦ Gas Fired Natural and Fan Assisted Heaters | 1 | Medium | B | 1 | 2025 | 5 | 3 | 3.2 | 26752 | 9098
Fabric ¦ Superstructure ¦ Windows and External Doors ¦ Roller Shutters ¦ Electric Roller Shutter | 1 | High | B | 15 | 2039 | 5 | 2 | 2.7 | 15238 | 28215
Fabric ¦ Superstructure ¦ Windows and External Doors ¦ External Doors ¦ Manual and Automatic Doors ¦ Emergency and Panic Escape Doors | 1 | Urgent | B | 25 | 2049 | 5 | 1 | 2.2 | 6173 | 33311
Fire ¦ Fire Detection ¦ Fire Alarm System | 1 | Urgent | A | 13 | 2037 | 6 | 1 | 2.5 | 10915 | 26920
HVAC ¦ Fan ¦ Local and Special Ventilation ¦ Ventilating - General | 1 | Medium | B | 10 | 2034 | 5 | 3 | 3.2 | 26753 | 22921
Electrical ¦ LV Distribution ¦ Distribution Board ¦ Sub | 1 | High | B | 1 | 2025 | 5 | 2 | 2.7 | 15239 | 4165
Electrical ¦ Lighting ¦ Internal ¦ General | 18 | Medium | D | 6 | 2030 | 3 | 3 | 2.6 | 11156 | 17342
Electrical ¦ Lighting ¦ External ¦ General - Non-LED | 1 | Medium | CX | 5 | 2029 | 2 | 3 | 2.3 | 10233 | 14533
Electrical ¦ Specialist Lighting ¦ Internal ¦ Illuminated Fire Exit Signage | 5 | Urgent | B | 14 | 2038 | 5 | 1 | 2.2 | 6174 | 27377
HVAC ¦ Heat Emitters - Local ¦ Gas Fired Unit Heaters | 1 | Medium | DX | 1 | 2025 | 1 | 3 | 2 | 895 | 604
HVAC ¦ Heat Emitters - Local ¦ Electric Heaters | 3 | Medium | C | 1 | 2025 | 4 | 3 | 2.9 | 18736 | 5623
Electrical ¦ Lighting ¦ Internal ¦ Emergency ¦ Self Contained ¦ LED | 6 | Urgent | A | 23 | 2047 | 6 | 1 | 2.5 | 10916 | 33171
Electrical ¦ LV Distribution ¦ Distribution Board ¦ Sub | 1 | High | B | 1 | 2025 | 5 | 2 | 2.7 | 15240 | 4166
Electrical ¦ LV Distribution ¦ Distribution Board ¦ Sub | 1 | High | C | 16 | 2040 | 4 | 2 | 2.4 | 10613 | 29070
Water ¦ Local Hot Water ¦ Instantaneous Electric Water Heater - Non-Drinking Water | 1 | Medium | D | 11 | 2035 | 3 | 3 | 2.6 | 11157 | 24067
Electrical ¦ Lighting ¦ Internal ¦ Emergency ¦ Self Contained ¦ Non LED | 1 | Urgent | B | 11 | 2035 | 5 | 1 | 2.2 | 6175 | 23728
Fabric ¦ Superstructure ¦ Windows and External Doors ¦ External Doors ¦ Manual and Automatic Doors ¦ Emergency and Panic Escape Doors | 1 | Urgent | B | 31 | 2055 | 5 | 1 | 2.2 | 6176 | 33758
Fire ¦ Fire Detection ¦ Fire Alarm Panel / Repeater | 1 | Urgent | B | 11 | 2035 | 5 | 1 | 2.2 | 6177 | 23729
Fire ¦ Fire Detection ¦ Fire Alarm System | 1 | Urgent | B | 1 | 2025 | 5 | 1 | 2.2 | 6178 | 1494
HVAC ¦ Fan ¦ Local and Special Ventilation ¦ Extract | 1 | Medium | C | 11 | 2035 | 4 | 3 | 2.9 | 18737 | 24874
Security ¦ Barriers and Guardrails ¦ Security Controlled Barrier | 1 | High | B | 11 | 2035 | 5 | 2 | 2.7 | 15241 | 24534
HVAC ¦ Fan ¦ Local and Special Ventilation ¦ Extract | 1 | Medium | B | 1 | 2025 | 5 | 3 | 3.2 | 26754 | 9099
Controls ¦ Building Management System (BMS) ¦ BMS Control Panel | 1 | High | B | 6 | 2030 | 5 | 2 | 2.7 | 15242 | 17665
Electrical ¦ Lighting ¦ Internal ¦ General ¦ LED Fittings & Luminaires | 45 | Medium | B | 19 | 2043 | 5 | 3 | 3.2 | 26755 | 31363
Fabric ¦ Barriers and Guardrails ¦ Vehicle Crash Protection Barrier | 1 | V Low | B | 1 | 2025 | 5 | 4 | 3.7 | 33212 | 12109
Fabric ¦ Superstructure ¦ Windows and External Doors ¦ External Doors ¦ Manual and Automatic Doors ¦ Emergency and Panic Escape Doors | 1 | Urgent | CX | 1 | 2025 | 2 | 1 | 1.3 | 345 | 318
Fabric ¦ Superstructure ¦ Windows and External Doors ¦ Roller Shutters ¦ Electric Roller Shutter | 1 | High | B | 11 | 2035 | 5 | 2 | 2.7 | 15243 | 24535
Fabric ¦ Superstructure ¦ Windows and External Doors ¦ Roller Shutters ¦ Manual Roller Shutter | 1 | High | B | 11 | 2035 | 5 | 2 | 2.7 | 15244 | 24536
Fabric ¦ Barriers and Guardrails ¦ Vehicle Crash Protection Barrier | 1 | V Low | B | 1 | 2025 | 5 | 4 | 3.7 | 33213 | 12110
Fabric ¦ Barriers and Guardrails ¦ Vehicle Crash Protection Barrier | 1 | V Low | B | 1 | 2025 | 5 | 4 | 3.7 | 33214 | 12111
Fabric ¦ Superstructure ¦ Internal Doors ¦ Fire Doors ¦ Internal Roller Shutter- Fire Rated | 1 | Urgent | B | 11 | 2035 | 5 | 1 | 2.2 | 6179 | 23730
Fire ¦ Fire Detection ¦ Fire Alarm Panel / Repeater | 1 | Urgent | B | 15 | 2039 | 5 | 1 | 2.2 | 6180 | 27918
HVAC ¦ Fan ¦ Local and Special Ventilation ¦ Extract | 1 | Medium | B | 1 | 2025 | 5 | 3 | 3.2 | 26756 | 9100
Fabric ¦ Barriers and Guardrails ¦ Vehicle Crash Protection Barrier | 1 | V Low | B | 1 | 2025 | 5 | 4 | 3.7 | 33215 | 12112
Fabric ¦ Superstructure ¦ Windows and External Doors ¦ External Doors ¦ Entrance Doors | 1 | High | B | 31 | 2055 | 5 | 2 | 2.7 | 15245 | 33797
HVAC ¦ Fan ¦ Local and Special Ventilation ¦ Ventilating - General | 1 | Medium | B | 9 | 2033 | 5 | 3 | 3.2 | 26757 | 21797
HVAC ¦ Fan ¦ Local and Special Ventilation ¦ Ventilating - General | 1 | Medium | DX | 1 | 2025 | 1 | 3 | 2 | 896 | 605
Fabric ¦ Superstructure ¦ Windows and External Doors ¦ External Doors ¦ Entrance Doors | 1 | High | B | 26 | 2050 | 5 | 2 | 2.7 | 15246 | 33506
Fabric ¦ Superstructure ¦ Windows and External Doors ¦ Roller Shutters ¦ Manual Roller Shutter | 1 | High | B | 16 | 2040 | 5 | 2 | 2.7 | 15247 | 29201
Fabric ¦ Superstructure ¦ Internal Doors ¦ Roller Shutters ¦ Internal Manual Roller Shutter | 1 | Medium | B | 21 | 2045 | 5 | 3 | 3.2 | 26758 | 32798
HVAC ¦ Fan ¦ Local and Special Ventilation ¦ Centrifugal | 1 | Medium | B | 1 | 2025 | 5 | 3 | 3.2 | 26759 | 9101
Electrical ¦ LV Distribution ¦ Distribution Board ¦ Main | 1 | High | B | 1 | 2025 | 5 | 2 | 2.7 | 15248 | 4167
Fire ¦ Fire Detection ¦ Fire Alarm System | 1 | Urgent | B | 1 | 2025 | 5 | 1 | 2.2 | 6181 | 1495
HVAC ¦ Local Air Conditioning ¦ Single-Split Condenser - Split Systems/Heat Pumps - Air-cooled with Direct Expansion Evaporator (DX) | 1 | Medium | B | 1 | 2025 | 5 | 3 | 3.2 | 26760 | 9102
HVAC ¦ Heat Emitters - Local ¦ Electric Overdoor Air Curtain/Heater | 1 | Medium | B | 1 | 2025 | 5 | 3 | 3.2 | 26761 | 9103
Electrical ¦ Lighting ¦ Internal ¦ Emergency ¦ Self Contained ¦ LED | 11 | Urgent | B | 21 | 2045 | 5 | 1 | 2.2 | 6182 | 32163
Electrical ¦ Lighting ¦ Internal ¦ Emergency ¦ Self Contained ¦ Non LED | 7 | Urgent | B | 11 | 2035 | 5 | 1 | 2.2 | 6183 | 23731
HVAC ¦ Local Air Conditioning ¦ Single-Split Condenser - Split Systems/Heat Pumps - Air-cooled with Direct Expansion Evaporator (DX) | 1 | Medium | B | 1 | 2025 | 5 | 3 | 3.2 | 26762 | 9104
Electrical ¦ LV Distribution ¦ Distribution Board ¦ Sub | 1 | High | D | 2 | 2026 | 3 | 2 | 2.1 | 1207 | 12438
HVAC ¦ Fan ¦ Local and Special Ventilation ¦ Axial | 1 | Medium | B | 13 | 2037 | 5 | 3 | 3.2 | 26763 | 27165
Security ¦ Access ¦ Access Control ¦ Gate Access - Local Lock / Keypad / Manual (External) | 1 | Medium | B | 1 | 2025 | 5 | 3 | 3.2 | 26764 | 9105
Electrical ¦ Lighting ¦ Internal ¦ Emergency ¦ Self Contained ¦ LED | 3 | Urgent | B | 21 | 2045 | 5 | 1 | 2.2 | 6184 | 32164
HVAC ¦ Local Air Conditioning ¦ Single-Split Condenser - Split Systems/Heat Pumps - Air-cooled with Direct Expansion Evaporator (DX) | 1 | Medium | B | 1 | 2025 | 5 | 3 | 3.2 | 26765 | 9106
Electrical ¦ LV Distribution ¦ Distribution Board ¦ Sub | 1 | High | B | 4 | 2028 | 5 | 2 | 2.7 | 15249 | 13968
Electrical ¦ LV Distribution ¦ Distribution Board ¦ Sub | 1 | High | B | 16 | 2040 | 5 | 2 | 2.7 | 15250 | 29202
Controls ¦ Building Management System (BMS) ¦ BMS Control Panel | 1 | High | B | 7 | 2031 | 5 | 2 | 2.7 | 15251 | 19643
Fabric ¦ Barriers and Guardrails ¦ Vehicle Crash Protection Barrier | 1 | V Low | B | 1 | 2025 | 5 | 4 | 3.7 | 33216 | 12113
Fire ¦ Fire Fighting ¦ Fire Extinguishers ¦ Powder | 1 | Urgent | B | 7 | 2031 | 5 | 1 | 2.2 | 6185 | 19380
Fire ¦ Fire Fighting ¦ Fire Extinguishers ¦ Foam | 2 | Urgent | B | 7 | 2031 | 5 | 1 | 2.2 | 6186 | 19381
Fire ¦ Fire Fighting ¦ Fire Extinguishers ¦ CO2 | 4 | Urgent | B | 1 | 2025 | 5 | 1 | 2.2 | 6187 | 1496
HVAC ¦ Local Air Conditioning ¦ Single-Split Condenser - Split Systems/Heat Pumps - Air-cooled with Direct Expansion Evaporator (DX) | 1 | Medium | DX | 1 | 2025 | 1 | 3 | 2 | 897 | 606
Security ¦ Access ¦ Access Control ¦ Gate Access - Local Lock / Keypad / Manual (External) | 2 | Medium | B | 11 | 2035 | 5 | 3 | 3.2 | 26766 | 25317
Fabric ¦ Superstructure ¦ Windows and External Doors ¦ External Doors ¦ Manual and Automatic Doors ¦ Emergency and Panic Escape Doors | 1 | Urgent | B | 21 | 2045 | 5 | 1 | 2.2 | 6188 | 32165
Fire ¦ Fire Fighting ¦ Fire Extinguishers ¦ CO2 | 3 | Urgent | B | 7 | 2031 | 5 | 1 | 2.2 | 6189 | 19382
HVAC ¦ Heat Emitters - Local ¦ Electric Overdoor Air Curtain/Heater | 1 | Medium | B | 1 | 2025 | 5 | 3 | 3.2 | 26767 | 9107
Fire ¦ Fire Fighting ¦ Fire Extinguishers ¦ Foam | 1 | Urgent | B | 6 | 2030 | 5 | 1 | 2.2 | 6190 | 16600
Electrical ¦ Lighting ¦ External ¦ General - LED | 6 | Medium | B | 11 | 2035 | 5 | 3 | 3.2 | 26768 | 25318
Fabric ¦ Superstructure ¦ Windows and External Doors ¦ External Doors ¦ Manual and Automatic Doors ¦ Emergency and Panic Escape Doors | 1 | Urgent | B | 1 | 2025 | 5 | 1 | 2.2 | 6191 | 1497
HVAC ¦ Fan ¦ Local and Special Ventilation ¦ Ventilating - General | 1 | Medium | B | 6 | 2030 | 5 | 3 | 3.2 | 26769 | 18785
Electrical ¦ Lighting ¦ Internal ¦ Emergency ¦ Self Contained ¦ LED | 8 | Urgent | B | 16 | 2040 | 5 | 1 | 2.2 | 6192 | 28861
Fabric ¦ Superstructure ¦ Windows and External Doors ¦ External Doors ¦ Manual and Automatic Doors ¦ Emergency and Panic Escape Doors | 1 | Urgent | B | 21 | 2045 | 5 | 1 | 2.2 | 6193 | 32166
Electrical ¦ Lighting ¦ Internal ¦ Emergency ¦ Self Contained ¦ LED | 2 | Urgent | B | 19 | 2043 | 5 | 1 | 2.2 | 6194 | 31081
Electrical ¦ Lighting ¦ External ¦ General - LED | 7 | Medium | B | 12 | 2036 | 5 | 3 | 3.2 | 26770 | 26593
Fire ¦ Fire Fighting ¦ Fire Extinguishers ¦ CO2 | 4 | Urgent | B | 1 | 2025 | 5 | 1 | 2.2 | 6195 | 1498
Fire ¦ Fire Fighting ¦ Fire Extinguishers ¦ Foam | 5 | Urgent | B | 5 | 2029 | 5 | 1 | 2.2 | 6196 | 14418
Fire ¦ Fire Fighting ¦ Fire Extinguishers ¦ Foam | 1 | Urgent | B | 6 | 2030 | 5 | 1 | 2.2 | 6197 | 16601
Fabric ¦ Superstructure ¦ Windows and External Doors ¦ Roller Shutters ¦ Manual Roller Shutter | 1 | High | DX | 1 | 2025 | 1 | 2 | 1.5 | 396 | 355
Fire ¦ Fire Fighting ¦ Fire Extinguishers ¦ Foam | 7 | Urgent | B | 6 | 2030 | 5 | 1 | 2.2 | 6198 | 16602
Fire ¦ Fire Fighting ¦ Fire Extinguishers ¦ Powder - P50 | 1 | Urgent | B | 6 | 2030 | 5 | 1 | 2.2 | 6199 | 16603
HVAC ¦ Fan ¦ Local and Special Ventilation ¦ Ventilating - General | 1 | Medium | B | 1 | 2025 | 5 | 3 | 3.2 | 26771 | 9108
HVAC ¦ Fan ¦ Local and Special Ventilation ¦ Centrifugal | 1 | Medium | B | 1 | 2025 | 5 | 3 | 3.2 | 26772 | 9109
Security ¦ Access ¦ Access Control ¦ Door ¦ Local Lock / Keypad / Manual | 2 | Medium | B | 1 | 2025 | 5 | 3 | 3.2 | 26773 | 9110
HVAC ¦ Fan ¦ Central Ventilation Systems ¦ Extract | 1 | Medium | B | 1 | 2025 | 5 | 3 | 3.2 | 26774 | 9111
Electrical ¦ LV Distribution ¦ Distribution Board ¦ Sub | 1 | High | B | 20 | 2044 | 5 | 2 | 2.7 | 15252 | 31633
HVAC ¦ Heat Emitters - Local ¦ Gas Fired Unit Heaters | 1 | Medium | B | 4 | 2028 | 5 | 3 | 3.2 | 26775 | 14142
HVAC ¦ Fan ¦ Local and Special Ventilation ¦ Centrifugal | 1 | Medium | B | 1 | 2025 | 5 | 3 | 3.2 | 26776 | 9112
Fire ¦ Fire Fighting ¦ Fire Extinguishers ¦ Powder | 1 | Urgent | B | 5 | 2029 | 5 | 1 | 2.2 | 6200 | 14419
Fire ¦ Fire Fighting ¦ Fire Extinguishers ¦ Foam | 1 | Urgent | B | 6 | 2030 | 5 | 1 | 2.2 | 6201 | 16604
HVAC ¦ Fan ¦ Local and Special Ventilation ¦ Extract | 1 | Medium | B | 1 | 2025 | 5 | 3 | 3.2 | 26777 | 9113
HVAC ¦ Fan ¦ Local and Special Ventilation ¦ Centrifugal | 1 | Medium | B | 1 | 2025 | 5 | 3 | 3.2 | 26778 | 9114
Electrical ¦ Lighting ¦ Internal ¦ General ¦ LED Fittings & Luminaires | 27 | Medium | B | 16 | 2040 | 5 | 3 | 3.2 | 26779 | 29628
HVAC ¦ Local Air Conditioning ¦ Single-Split Condenser - Split Systems/Heat Pumps - Air-cooled with Direct Expansion Evaporator (DX) | 1 | Medium | B | 1 | 2025 | 5 | 3 | 3.2 | 26780 | 9115
HVAC ¦ Central Heating (Internally Sourced) ¦ Boiler ¦ Combination Atmospheric Burner Gas Boiler | 1 | High | B | 1 | 2025 | 5 | 2 | 2.7 | 15253 | 4168
HVAC ¦ Central Heating (Internally Sourced) ¦ Burner ¦ Forced draft gas burner | 1 | Medium | B | 13 | 2037 | 5 | 3 | 3.2 | 26781 | 27166
Fabric ¦ Superstructure ¦ Windows and External Doors ¦ External Doors ¦ Entrance Doors | 1 | High | B | 6 | 2030 | 5 | 2 | 2.7 | 15254 | 17666
HVAC ¦ Heat Emitters - Local ¦ Electric Heaters | 3 | Medium | B | 8 | 2032 | 5 | 3 | 3.2 | 26782 | 21020
HVAC ¦ Heat Emitters - Local ¦ Electric Heaters | 1 | Medium | B | 1 | 2025 | 5 | 3 | 3.2 | 26783 | 9116
Fire ¦ Fire Fighting ¦ Fire Extinguishers ¦ Foam | 3 | Urgent | B | 5 | 2029 | 5 | 1 | 2.2 | 6202 | 14420
Fabric ¦ Superstructure ¦ Windows and External Doors ¦ External Doors ¦ Entrance Doors | 1 | High | CX | 21 | 2045 | 2 | 2 | 1.8 | 525 | 31710
HVAC ¦ Local and Special Ventilation ¦ Unit extract fans. | 1 | Medium | B | 5 | 2029 | 5 | 3 | 3.2 | 26784 | 15239
Fabric ¦ Barriers and Guardrails ¦ Vehicle Crash Protection Barrier | 1 | V Low | B | 1 | 2025 | 5 | 4 | 3.7 | 33217 | 12114
HVAC ¦ Heat Emitters - Local ¦ Gas Fired Unit Heaters | 1 | Medium | B | 1 | 2025 | 5 | 3 | 3.2 | 26785 | 9117
Fabric ¦ Superstructure ¦ Windows and External Doors ¦ External Doors ¦ Entrance Doors | 1 | High | B | 1 | 2025 | 5 | 2 | 2.7 | 15255 | 4169
HVAC ¦ Local and Special Ventilation ¦ Unit extract fans. | 1 | Medium | DX | 1 | 2025 | 1 | 3 | 2 | 898 | 607
Electrical ¦ LV Distribution ¦ Distribution Board ¦ Main | 1 | High | B | 16 | 2040 | 5 | 2 | 2.7 | 15256 | 29203
Fabric ¦ Superstructure ¦ Windows and External Doors ¦ Roller Shutters ¦ Electric Roller Shutter | 1 | High | B | 11 | 2035 | 5 | 2 | 2.7 | 15257 | 24537
HVAC ¦ Fan ¦ Local and Special Ventilation ¦ Axial | 1 | Medium | B | 1 | 2025 | 5 | 3 | 3.2 | 26786 | 9118
Security ¦ Access ¦ Access Control ¦ Door ¦ Local Lock / Keypad / Manual | 2 | Medium | B | 11 | 2035 | 5 | 3 | 3.2 | 26787 | 25319
Fabric ¦ Superstructure ¦ Windows and External Doors ¦ External Doors ¦ Entrance Doors | 1 | High | B | 1 | 2025 | 5 | 2 | 2.7 | 15258 | 4170
HVAC ¦ Ductwork ¦ Ductwork, Fittings and Ancillaries ¦ Central Ventilation Systems ¦ Fire Dampers ¦ Fusible Link | 1 | Urgent | B | 13 | 2037 | 5 | 1 | 2.2 | 6203 | 26867
HVAC ¦ Fan ¦ Local and Special Ventilation ¦ Fans Window or Wall Mounted | 1 | Medium | A | 14 | 2038 | 6 | 3 | 3.5 | 32556 | 27676
Transport ¦ Lifts ¦ Disabled Lift ¦ Electric | 1 | High | B | 1 | 2025 | 5 | 2 | 2.7 | 15259 | 4171
HVAC ¦ Fan ¦ Local and Special Ventilation ¦ Kitchen Vent ¦ Extract | 1 | Low | B | 11 | 2035 | 5 | 4 | 3.7 | 33218 | 25726
HVAC ¦ Fan ¦ Local and Special Ventilation ¦ Extract | 1 | Medium | B | 13 | 2037 | 5 | 3 | 3.2 | 26788 | 27167
Fabric ¦ Barriers and Guardrails ¦ Vehicle Crash Protection Barrier | 1 | V Low | B | 6 | 2030 | 5 | 4 | 3.7 | 33219 | 19107
HVAC ¦ Local Air Conditioning ¦ Single-Split Condenser - Split Systems/Heat Pumps - Air-cooled with Direct Expansion Evaporator (DX) | 1 | Medium | B | 1 | 2025 | 5 | 3 | 3.2 | 26789 | 9119
HVAC ¦ Fan ¦ Local and Special Ventilation ¦ Ventilating - General | 1 | Medium | DX | 1 | 2025 | 1 | 3 | 2 | 899 | 608
HVAC ¦ Fan ¦ Local and Special Ventilation ¦ Axial | 1 | Medium | B | 1 | 2025 | 5 | 3 | 3.2 | 26790 | 9120
Electrical ¦ Specialist Lighting ¦ Internal ¦ Illuminated Fire Exit Signage | 2 | Urgent | B | 6 | 2030 | 5 | 1 | 2.2 | 6204 | 16605
Fire ¦ Fire Fighting ¦ Fire Extinguishers ¦ Foam | 6 | Urgent | B | 8 | 2032 | 5 | 1 | 2.2 | 6205 | 20459
Electrical ¦ LV Distribution ¦ Distribution Board ¦ Main | 1 | High | B | 19 | 2043 | 5 | 2 | 2.7 | 15260 | 31214
HVAC ¦ Heat Emitters - Local ¦ Electric Overdoor Air Curtain/Heater | 1 | Medium | B | 6 | 2030 | 5 | 3 | 3.2 | 26791 | 18786
Electrical ¦ Lighting ¦ Internal ¦ General ¦ LED Fittings & Luminaires | 32 | Medium | B | 16 | 2040 | 5 | 3 | 3.2 | 26792 | 29629
Electrical ¦ LV Distribution ¦ Distribution Board ¦ Main | 1 | High | B | 1 | 2025 | 5 | 2 | 2.7 | 15261 | 4172
Fabric ¦ Superstructure ¦ Windows and External Doors ¦ External Doors ¦ Manual and Automatic Doors ¦ Emergency and Panic Escape Doors | 1 | Urgent | B | 31 | 2055 | 5 | 1 | 2.2 | 6206 | 33759
Fabric ¦ Superstructure ¦ Windows and External Doors ¦ External Doors ¦ Manual and Automatic Doors ¦ Emergency and Panic Escape Doors | 1 | Urgent | B | 26 | 2050 | 5 | 1 | 2.2 | 6207 | 33461
Electrical ¦ Lighting ¦ Internal ¦ General ¦ LED Fittings & Luminaires | 29 | Medium | B | 16 | 2040 | 5 | 3 | 3.2 | 26793 | 29630
Electrical ¦ Lighting ¦ Internal ¦ General ¦ LED Fittings & Luminaires | 23 | Medium | B | 16 | 2040 | 5 | 3 | 3.2 | 26794 | 29631
Electrical ¦ Specialist Lighting ¦ Internal ¦ Illuminated Fire Exit Signage | 3 | Urgent | B | 11 | 2035 | 5 | 1 | 2.2 | 6208 | 23732
Fire ¦ Fire Fighting ¦ Fire Extinguishers ¦ Foam | 3 | Urgent | B | 8 | 2032 | 5 | 1 | 2.2 | 6209 | 20460
Fabric ¦ Barriers and Guardrails ¦ Vehicle Crash Protection Barrier | 1 | V Low | B | 1 | 2025 | 5 | 4 | 3.7 | 33220 | 12115
HVAC ¦ Fan ¦ Local and Special Ventilation ¦ Extract | 1 | Medium | DX | 1 | 2025 | 1 | 3 | 2 | 900 | 609
Controls ¦ Building Management System (BMS) ¦ BMS Control Panel | 1 | High | C | 8 | 2032 | 4 | 2 | 2.4 | 10614 | 20647
Electrical ¦ Specialist Lighting ¦ Internal ¦ Illuminated Fire Exit Signage | 1 | Urgent | B | 1 | 2025 | 5 | 1 | 2.2 | 6210 | 1499
Electrical ¦ Lighting ¦ Internal ¦ General | 133 | Medium | CX | 6 | 2030 | 2 | 3 | 2.3 | 10234 | 17320
Electrical ¦ Specialist Lighting ¦ Internal ¦ Illuminated Fire Exit Signage | 3 | Urgent | B | 6 | 2030 | 5 | 1 | 2.2 | 6211 | 16606
Electrical ¦ Lighting ¦ Internal ¦ Emergency ¦ Self Contained ¦ LED | 4 | Urgent | B | 21 | 2045 | 5 | 1 | 2.2 | 6212 | 32167
Electrical ¦ Lighting ¦ Internal ¦ Emergency ¦ Self Contained ¦ LED | 4 | Urgent | B | 16 | 2040 | 5 | 1 | 2.2 | 6213 | 28862
Fabric ¦ Superstructure ¦ Windows and External Doors ¦ External Doors ¦ Entrance Doors | 1 | High | B | 21 | 2045 | 5 | 2 | 2.7 | 15262 | 32666
Electrical ¦ Lighting ¦ Internal ¦ Emergency ¦ Self Contained ¦ LED | 16 | Urgent | B | 21 | 2045 | 5 | 1 | 2.2 | 6214 | 32168
HVAC ¦ Local Air Conditioning ¦ Single-Split Condenser - Split Systems/Heat Pumps - Air-cooled with Direct Expansion Evaporator (DX) | 1 | Medium | DX | 1 | 2025 | 1 | 3 | 2 | 901 | 610
Fabric ¦ Superstructure ¦ Windows and External Doors ¦ External Doors ¦ Manual and Automatic Doors ¦ Emergency and Panic Escape Doors | 1 | Urgent | B | 11 | 2035 | 5 | 1 | 2.2 | 6215 | 23733
Electrical ¦ Lighting ¦ Internal ¦ General | 6 | Medium | CX | 1 | 2025 | 2 | 3 | 2.3 | 10235 | 2168
Electrical ¦ LV Distribution ¦ Distribution Board ¦ Sub | 1 | High | B | 12 | 2036 | 5 | 2 | 2.7 | 15263 | 26204
Electrical ¦ LV Distribution ¦ Distribution Board ¦ Main | 1 | High | D | 6 | 2030 | 3 | 2 | 2.1 | 1208 | 15729
Fabric ¦ Superstructure ¦ Windows and External Doors ¦ External Doors ¦ Manual and Automatic Doors ¦ Emergency and Panic Escape Doors | 1 | Urgent | B | 27 | 2051 | 5 | 1 | 2.2 | 6216 | 33550
Fabric ¦ Superstructure ¦ Windows and External Doors ¦ External Doors ¦ Manual and Automatic Doors ¦ Emergency and Panic Escape Doors | 1 | Urgent | B | 29 | 2053 | 5 | 1 | 2.2 | 6217 | 33641
Fabric ¦ Barriers and Guardrails ¦ Vehicle Crash Protection Barrier | 1 | V Low | B | 1 | 2025 | 5 | 4 | 3.7 | 33221 | 12116
Electrical ¦ Lighting ¦ Internal ¦ Emergency ¦ Self Contained ¦ LED | 12 | Urgent | B | 21 | 2045 | 5 | 1 | 2.2 | 6218 | 32169
Electrical ¦ Lighting ¦ External ¦ General - LED | 2 | Medium | B | 11 | 2035 | 5 | 3 | 3.2 | 26795 | 25320
Fabric ¦ Superstructure ¦ Internal Doors ¦ Roller Shutters ¦ Internal Manual Roller Shutter | 1 | Medium | B | 21 | 2045 | 5 | 3 | 3.2 | 26796 | 32799
Fabric ¦ Superstructure ¦ Windows and External Doors ¦ External Doors ¦ Manual and Automatic Doors ¦ Emergency and Panic Escape Doors | 1 | Urgent | B | 11 | 2035 | 5 | 1 | 2.2 | 6219 | 23734
HVAC ¦ Fan ¦ Local and Special Ventilation ¦ Ventilating - General | 1 | Medium | C | 13 | 2037 | 4 | 3 | 2.9 | 18738 | 27048
HVAC ¦ Local and Special Ventilation ¦ Unit extract fans. | 1 | Medium | DX | 1 | 2025 | 1 | 3 | 2 | 902 | 611
Electrical ¦ Lighting ¦ Internal ¦ General ¦ LED Fittings & Luminaires | 99 | Medium | B | 16 | 2040 | 5 | 3 | 3.2 | 26797 | 29632
HVAC ¦ Local Air Conditioning ¦ Single-Split Condenser - Split Systems/Heat Pumps - Air-cooled with Direct Expansion Evaporator (DX) | 1 | Medium | B | 1 | 2025 | 5 | 3 | 3.2 | 26798 | 9121
Fabric ¦ Superstructure ¦ Windows and External Doors ¦ External Doors ¦ Manual and Automatic Doors ¦ Emergency and Panic Escape Doors | 1 | Urgent | B | 31 | 2055 | 5 | 1 | 2.2 | 6220 | 33760
HVAC ¦ Fan ¦ Local and Special Ventilation ¦ Ventilating - General | 1 | Medium | B | 9 | 2033 | 5 | 3 | 3.2 | 26799 | 21798
HVAC ¦ Fan ¦ Local and Special Ventilation ¦ Fans Window or Wall Mounted | 1 | Medium | B | 13 | 2037 | 5 | 3 | 3.2 | 26800 | 27168
Electrical ¦ Specialist Lighting ¦ External ¦ Illuminated External Signs | 1 | Medium | DX | 1 | 2025 | 1 | 3 | 2 | 903 | 612
Security ¦ Access ¦ Access Control ¦ Door ¦ Local Lock / Keypad / Manual | 1 | Medium | B | 1 | 2025 | 5 | 3 | 3.2 | 26801 | 9122
HVAC ¦ Fan ¦ Local and Special Ventilation ¦ Extract | 1 | Medium | B | 1 | 2025 | 5 | 3 | 3.2 | 26802 | 9123
Electrical ¦ Lighting ¦ External ¦ General - LED | 4 | Medium | B | 11 | 2035 | 5 | 3 | 3.2 | 26803 | 25321
Fabric ¦ Superstructure ¦ Windows and External Doors ¦ Roller Shutters ¦ Electric Roller Shutter | 1 | High | B | 11 | 2035 | 5 | 2 | 2.7 | 15264 | 24538
Electrical ¦ Lighting ¦ Internal ¦ General ¦ LED Fittings & Luminaires | 66 | Medium | B | 16 | 2040 | 5 | 3 | 3.2 | 26804 | 29633
Fire ¦ Fire Fighting ¦ Fire Extinguishers ¦ CO2 | 2 | Urgent | B | 7 | 2031 | 5 | 1 | 2.2 | 6221 | 19383
Fabric ¦ Superstructure ¦ Windows and External Doors ¦ Roller Shutters ¦ Electric Roller Shutter | 1 | High | B | 11 | 2035 | 5 | 2 | 2.7 | 15265 | 24539
Electrical ¦ Specialist Lighting ¦ Internal ¦ Illuminated Fire Exit Signage | 2 | Urgent | B | 10 | 2034 | 5 | 1 | 2.2 | 6222 | 22089
Fire ¦ Fire Fighting ¦ Fire Extinguishers ¦ Foam | 5 | Urgent | B | 4 | 2028 | 5 | 1 | 2.2 | 6223 | 13838
Fabric ¦ Barriers and Guardrails ¦ Vehicle Crash Protection Barrier | 1 | V Low | B | 1 | 2025 | 5 | 4 | 3.7 | 33222 | 12117
Fabric ¦ Superstructure ¦ Windows and External Doors ¦ External Doors ¦ Entrance Doors | 1 | High | B | 26 | 2050 | 5 | 2 | 2.7 | 15266 | 33507
HVAC ¦ Heat Emitters - Local ¦ Gas Fired Natural and Fan Assisted Heaters | 1 | Medium | B | 11 | 2035 | 5 | 3 | 3.2 | 26805 | 25322
Fire ¦ Fire Detection ¦ Fire Alarm Panel / Repeater | 1 | Urgent | B | 11 | 2035 | 5 | 1 | 2.2 | 6224 | 23735
HVAC ¦ Heat Emitters - Central ¦ Radiators ¦ Steel | 4 | Medium | B | 1 | 2025 | 5 | 3 | 3.2 | 26806 | 9124
Fire ¦ Fire Fighting ¦ Fire Extinguishers ¦ Foam | 3 | Urgent | B | 7 | 2031 | 5 | 1 | 2.2 | 6225 | 19384
Fabric ¦ Barriers and Guardrails ¦ Vehicle Crash Protection Barrier | 1 | V Low | B | 1 | 2025 | 5 | 4 | 3.7 | 33223 | 12118
Fabric ¦ Superstructure ¦ Windows and External Doors ¦ Roller Shutters ¦ Electric Roller Shutter | 1 | High | B | 11 | 2035 | 5 | 2 | 2.7 | 15267 | 24540
Electrical ¦ Specialist Lighting ¦ Internal ¦ Illuminated Fire Exit Signage | 3 | Urgent | B | 7 | 2031 | 5 | 1 | 2.2 | 6226 | 19385
HVAC ¦ Heat Emitters - Local ¦ Gas Fired Natural and Fan Assisted Heaters | 1 | Medium | B | 11 | 2035 | 5 | 3 | 3.2 | 26807 | 25323
Electrical ¦ LV Distribution ¦ Distribution Board ¦ Main | 1 | High | B | 16 | 2040 | 5 | 2 | 2.7 | 15268 | 29204
HVAC ¦ Fan ¦ Local and Special Ventilation ¦ Ventilating - General | 1 | Medium | C | 13 | 2037 | 4 | 3 | 2.9 | 18739 | 27049
Electrical ¦ Lighting ¦ External ¦ General - Non-LED | 1 | Medium | B | 3 | 2027 | 5 | 3 | 3.2 | 26808 | 13583
Electrical ¦ Lighting ¦ External ¦ General - LED | 1 | Medium | B | 13 | 2037 | 5 | 3 | 3.2 | 26809 | 27169
Fire ¦ Fire Fighting ¦ Fire Extinguishers ¦ Foam | 4 | Urgent | B | 6 | 2030 | 5 | 1 | 2.2 | 6227 | 16607
Electrical ¦ Specialist Lighting ¦ External ¦ Illuminated External Signs | 1 | Medium | DX | 1 | 2025 | 1 | 3 | 2 | 904 | 613
Fire ¦ Fire Fighting ¦ Fire Extinguishers ¦ Foam | 5 | Urgent | B | 6 | 2030 | 5 | 1 | 2.2 | 6228 | 16608
Electrical ¦ Lighting ¦ Internal ¦ General ¦ LED Fittings & Luminaires | 65 | Medium | B | 17 | 2041 | 5 | 3 | 3.2 | 26810 | 30505
Electrical ¦ Lighting ¦ Internal ¦ Emergency ¦ Self Contained ¦ LED | 25 | Urgent | B | 21 | 2045 | 5 | 1 | 2.2 | 6229 | 32170
HVAC ¦ Heat Emitters - Local ¦ Electric Heaters | 3 | Medium | C | 1 | 2025 | 4 | 3 | 2.9 | 18740 | 5624
HVAC ¦ Heat Emitters - Local ¦ Gas Fired Natural and Fan Assisted Heaters | 1 | Medium | B | 11 | 2035 | 5 | 3 | 3.2 | 26811 | 25324
Water ¦ Local Hot Water ¦ Package Electric Water Heaters - Non-Drinking Water | 1 | Medium | CX | 1 | 2025 | 2 | 3 | 2.3 | 10236 | 2169
Electrical ¦ LV Distribution ¦ Distribution Board ¦ Sub | 1 | High | B | 19 | 2043 | 5 | 2 | 2.7 | 15269 | 31215
Electrical ¦ Lighting ¦ Internal ¦ General ¦ LED Fittings & Luminaires | 43 | Medium | B | 20 | 2044 | 5 | 3 | 3.2 | 26812 | 31679
Electrical ¦ Specialist Lighting ¦ Internal ¦ Illuminated Fire Exit Signage | 1 | Urgent | B | 16 | 2040 | 5 | 1 | 2.2 | 6230 | 28863
Fire ¦ Fire Fighting ¦ Fire Extinguishers ¦ Foam | 2 | Urgent | B | 7 | 2031 | 5 | 1 | 2.2 | 6231 | 19386
Electrical ¦ LV Distribution ¦ Distribution Board ¦ Main | 1 | High | B | 1 | 2025 | 5 | 2 | 2.7 | 15270 | 4173
Fabric ¦ Superstructure ¦ Windows and External Doors ¦ External Doors ¦ Manual and Automatic Doors ¦ High Security Door | 1 | High | C | 21 | 2045 | 4 | 2 | 2.4 | 10615 | 32514
Fabric ¦ Barriers and Guardrails ¦ Vehicle Crash Protection Barrier | 1 | V Low | B | 1 | 2025 | 5 | 4 | 3.7 | 33224 | 12119
HVAC ¦ Fan ¦ Central Air Conditioning ¦ Centrifugal | 1 | Medium | D | 1 | 2025 | 3 | 3 | 2.6 | 11158 | 2656
HVAC ¦ Central Heating (Internally Sourced) ¦ Burner ¦ Atmospheric Gas Burner | 1 | Medium | B | 1 | 2025 | 5 | 3 | 3.2 | 26813 | 9125
Fabric ¦ Superstructure ¦ Windows and External Doors ¦ External Doors ¦ Manual and Automatic Doors ¦ Emergency and Panic Escape Doors | 1 | Urgent | B | 21 | 2045 | 5 | 1 | 2.2 | 6232 | 32171
Fire ¦ Fire Detection ¦ Fire Alarm Panel / Repeater | 1 | Urgent | B | 11 | 2035 | 5 | 1 | 2.2 | 6233 | 23736
Fabric ¦ Barriers and Guardrails ¦ Vehicle Crash Protection Barrier | 1 | V Low | B | 1 | 2025 | 5 | 4 | 3.7 | 33225 | 12120
Fabric ¦ Superstructure ¦ Windows and External Doors ¦ External Doors ¦ Manual and Automatic Doors ¦ Auto / Powered Sliding Doors | 1 | High | B | 21 | 2045 | 5 | 2 | 2.7 | 15271 | 32667
HVAC ¦ Fan ¦ Local and Special Ventilation ¦ Extract | 1 | Medium | C | 1 | 2025 | 4 | 3 | 2.9 | 18741 | 5625
Fabric ¦ Superstructure ¦ Windows and External Doors ¦ External Doors ¦ Entrance Doors | 1 | High | B | 11 | 2035 | 5 | 2 | 2.7 | 15272 | 24541
HVAC ¦ Heat Emitters - Local ¦ Electric Heaters | 2 | Medium | B | 1 | 2025 | 5 | 3 | 3.2 | 26814 | 9126
Water ¦ Local Hot Water ¦ Instantaneous Electric Water Heater - Non-Drinking Water | 1 | Medium | B | 11 | 2035 | 5 | 3 | 3.2 | 26815 | 25325
Fabric ¦ Barriers and Guardrails ¦ Vehicle Crash Protection Barrier | 19 | V Low | B | 1 | 2025 | 5 | 4 | 3.7 | 33226 | 12121
Fabric ¦ Superstructure ¦ Windows and External Doors ¦ External Doors ¦ Manual and Automatic Doors ¦ Emergency and Panic Escape Doors | 1 | Urgent | B | 21 | 2045 | 5 | 1 | 2.2 | 6234 | 32172
HVAC ¦ Fan ¦ Local and Special Ventilation ¦ Fans Window or Wall Mounted | 1 | Medium | B | 7 | 2031 | 5 | 3 | 3.2 | 26816 | 20017
Fabric ¦ Superstructure ¦ Internal Doors ¦ Roller Shutters ¦ Internal Manual Roller Shutter | 1 | Medium | B | 19 | 2043 | 5 | 3 | 3.2 | 26817 | 31364
Electrical ¦ Specialist Lighting ¦ Internal ¦ Illuminated Fire Exit Signage | 1 | Urgent | B | 7 | 2031 | 5 | 1 | 2.2 | 6235 | 19387
Fire ¦ Fire Fighting ¦ Fire Extinguishers ¦ Powder | 1 | Urgent | B | 6 | 2030 | 5 | 1 | 2.2 | 6236 | 16609
Electrical ¦ Lighting ¦ Internal ¦ General | 52 | Medium | B | 11 | 2035 | 5 | 3 | 3.2 | 26818 | 25326
Water ¦ Local Hot Water ¦ Instantaneous Electric Water Heater - Non-Drinking Water | 1 | Medium | D | 1 | 2025 | 3 | 3 | 2.6 | 11159 | 2657
HVAC ¦ Heat Emitters - Local ¦ Gas Fired Unit Heaters | 1 | Medium | CX | 1 | 2025 | 2 | 3 | 2.3 | 10237 | 2170
HVAC ¦ Local and Special Ventilation ¦ Unit extract fans. | 1 | Medium | DX | 1 | 2025 | 1 | 3 | 2 | 905 | 614
HVAC ¦ Fan ¦ Local and Special Ventilation ¦ Axial | 1 | Medium | B | 1 | 2025 | 5 | 3 | 3.2 | 26819 | 9127
Security ¦ Barriers and Guardrails ¦ Manual Vehicle Barrier | 1 | Medium | B | 11 | 2035 | 5 | 3 | 3.2 | 26820 | 25327
Lightning Protection ¦ System | 1 | High | B | 6 | 2030 | 5 | 2 | 2.7 | 15273 | 17667
Fabric ¦ Superstructure ¦ Windows and External Doors ¦ External Doors ¦ Manual and Automatic Doors ¦ Emergency and Panic Escape Doors | 1 | Urgent | B | 21 | 2045 | 5 | 1 | 2.2 | 6237 | 32173
Electrical ¦ Specialist Lighting ¦ Internal ¦ Illuminated Fire Exit Signage | 2 | Urgent | B | 10 | 2034 | 5 | 1 | 2.2 | 6238 | 22090
Fire ¦ Fire Fighting ¦ Fire Extinguishers ¦ Foam | 4 | Urgent | B | 6 | 2030 | 5 | 1 | 2.2 | 6239 | 16610
Electrical ¦ LV Distribution ¦ Distribution Board ¦ Sub | 1 | High | B | 6 | 2030 | 5 | 2 | 2.7 | 15274 | 17668
Electrical ¦ Lighting ¦ Internal ¦ Emergency ¦ Self Contained ¦ LED | 2 | Urgent | B | 21 | 2045 | 5 | 1 | 2.2 | 6240 | 32174
Security ¦ Barriers and Guardrails ¦ Manual Vehicle Barrier | 1 | Medium | B | 1 | 2025 | 5 | 3 | 3.2 | 26821 | 9128
Fabric ¦ Superstructure ¦ Windows and External Doors ¦ External Doors ¦ Entrance Doors | 1 | High | B | 24 | 2048 | 5 | 2 | 2.7 | 15275 | 33268
Fabric ¦ Superstructure ¦ Windows and External Doors ¦ Roller Shutters ¦ Electric Roller Shutter | 1 | High | B | 11 | 2035 | 5 | 2 | 2.7 | 15276 | 24542
Electrical ¦ LV Distribution ¦ Distribution Board ¦ Sub | 1 | High | B | 1 | 2025 | 5 | 2 | 2.7 | 15277 | 4174
Electrical ¦ LV Distribution ¦ Distribution Board ¦ Sub | 1 | High | B | 4 | 2028 | 5 | 2 | 2.7 | 15278 | 13969
Communication and Control ¦ Communication Systems ¦ Public Address (PA) System | 1 | Medium | B | 6 | 2030 | 5 | 3 | 3.2 | 26822 | 18787
HVAC ¦ Local Air Conditioning ¦ Single-Split Evaporator - Split Systems/Heat Pumps - Air-cooled with Direct Expansion Evaporator (DX) | 1 | Medium | B | 13 | 2037 | 5 | 3 | 3.2 | 26823 | 27170
HVAC ¦ Fan ¦ Local and Special Ventilation ¦ Fans Window or Wall Mounted | 1 | Medium | DX | 1 | 2025 | 1 | 3 | 2 | 906 | 615
Electrical ¦ LV Distribution ¦ Distribution Board ¦ Sub | 1 | High | B | 1 | 2025 | 5 | 2 | 2.7 | 15279 | 4175
Communication and Control ¦ Communication Systems ¦ Public Address (PA) System | 1 | Medium | CX | 12 | 2036 | 2 | 3 | 2.3 | 10238 | 26126
Electrical ¦ LV Distribution ¦ Distribution Board ¦ Sub | 1 | High | C | 1 | 2025 | 4 | 2 | 2.4 | 10616 | 2439
Fire ¦ Fire Detection ¦ Fire Alarm System | 1 | Urgent | B | 7 | 2031 | 5 | 1 | 2.2 | 6241 | 19388
Electrical ¦ LV Distribution ¦ Distribution Board ¦ Sub | 1 | High | B | 8 | 2032 | 5 | 2 | 2.7 | 15280 | 20740
HVAC ¦ Fan ¦ Local and Special Ventilation ¦ Extract | 1 | Medium | B | 7 | 2031 | 5 | 3 | 3.2 | 26824 | 20018
HVAC ¦ Heat Emitters - Local ¦ Gas Fired Unit Heaters | 1 | Medium | B | 8 | 2032 | 5 | 3 | 3.2 | 26825 | 21021
Fabric ¦ Superstructure ¦ Windows and External Doors ¦ External Doors ¦ Manual and Automatic Doors ¦ Emergency and Panic Escape Doors | 3 | Urgent | B | 26 | 2050 | 5 | 1 | 2.2 | 6242 | 33462
Fabric ¦ Barriers and Guardrails ¦ Vehicle Crash Protection Barrier | 1 | V Low | B | 1 | 2025 | 5 | 4 | 3.7 | 33227 | 12122
Electrical ¦ LV Distribution ¦ Distribution Board ¦ Main | 1 | High | D | 1 | 2025 | 3 | 2 | 2.1 | 1209 | 822
HVAC ¦ Heat Emitters - Local ¦ Gas Fired Unit Heaters | 1 | Medium | B | 8 | 2032 | 5 | 3 | 3.2 | 26826 | 21022
Electrical ¦ LV Distribution ¦ Distribution Board ¦ Main | 1 | High | B | 15 | 2039 | 5 | 2 | 2.7 | 15281 | 28216
Electrical ¦ Specialist Lighting ¦ External ¦ Illuminated External Signs | 2 | Medium | C | 1 | 2025 | 4 | 3 | 2.9 | 18742 | 5626
Fire ¦ Fire Detection ¦ Fire Alarm Panel / Repeater | 1 | Urgent | B | 6 | 2030 | 5 | 1 | 2.2 | 6243 | 16611
Fabric ¦ Superstructure ¦ Windows and External Doors ¦ External Doors ¦ Manual and Automatic Doors ¦ Emergency and Panic Escape Doors | 1 | Urgent | B | 15 | 2039 | 5 | 1 | 2.2 | 6244 | 27919
Electrical ¦ Lighting ¦ Internal ¦ General ¦ LED Fittings & Luminaires | 106 | Medium | B | 16 | 2040 | 5 | 3 | 3.2 | 26827 | 29634
Electrical ¦ Lighting ¦ Internal ¦ Emergency ¦ Self Contained ¦ LED | 5 | Urgent | B | 20 | 2044 | 5 | 1 | 2.2 | 6245 | 31506
Security ¦ Access ¦ Access Control ¦ Gate Access - Local Lock / Keypad / Manual (External) | 2 | Medium | B | 1 | 2025 | 5 | 3 | 3.2 | 26828 | 9129
HVAC ¦ Heat Emitters - Local ¦ Electric Heaters | 1 | Medium | B | 3 | 2027 | 5 | 3 | 3.2 | 26829 | 13584
Fabric ¦ Superstructure ¦ Windows and External Doors ¦ External Doors ¦ Manual and Automatic Doors ¦ Emergency and Panic Escape Doors | 1 | Urgent | B | 9 | 2033 | 5 | 1 | 2.2 | 6246 | 21379
Fabric ¦ Superstructure ¦ Internal Doors ¦ Roller Shutters ¦ Electric Roller Shutter | 1 | Medium | B | 11 | 2035 | 5 | 3 | 3.2 | 26830 | 25328
Electrical ¦ Lighting ¦ Internal ¦ Emergency ¦ Self Contained ¦ LED | 9 | Urgent | B | 22 | 2046 | 5 | 1 | 2.2 | 6247 | 32926
HVAC ¦ Heat Emitters - Central ¦ Radiators ¦ Steel | 1 | Medium | B | 10 | 2034 | 5 | 3 | 3.2 | 26831 | 22922
Electrical ¦ Lighting ¦ Internal ¦ Emergency ¦ Self Contained ¦ LED | 3 | Urgent | B | 22 | 2046 | 5 | 1 | 2.2 | 6248 | 32927
Fire ¦ Fire Fighting ¦ Fire Extinguishers ¦ Foam | 2 | Urgent | B | 8 | 2032 | 5 | 1 | 2.2 | 6249 | 20461
Electrical ¦ Lighting ¦ Internal ¦ Emergency ¦ Self Contained ¦ Non LED | 7 | Urgent | CX | 4 | 2028 | 2 | 1 | 1.3 | 346 | 13737
Security ¦ Access ¦ Access Control ¦ Door ¦ Local Lock / Keypad / Manual | 1 | Medium | B | 10 | 2034 | 5 | 3 | 3.2 | 26832 | 22923
HVAC ¦ Heat Emitters - Central ¦ Radiators ¦ Steel | 1 | Medium | B | 10 | 2034 | 5 | 3 | 3.2 | 26833 | 22924
Fire ¦ Fire Fighting ¦ Fire Extinguishers ¦ Foam | 6 | Urgent | B | 8 | 2032 | 5 | 1 | 2.2 | 6250 | 20462
Electrical ¦ Lighting ¦ Internal ¦ Emergency ¦ Self Contained ¦ Non LED | 4 | Urgent | B | 15 | 2039 | 5 | 1 | 2.2 | 6251 | 27920
HVAC ¦ Fan ¦ Central Cooling ¦ Ventilating - General | 1 | Medium | B | 1 | 2025 | 5 | 3 | 3.2 | 26834 | 9130
Security ¦ Access ¦ Access Control ¦ Door ¦ Local Lock / Keypad / Manual | 1 | Medium | B | 10 | 2034 | 5 | 3 | 3.2 | 26835 | 22925
Fire ¦ Fire Fighting ¦ Fire Extinguishers ¦ Foam - P50 | 6 | Urgent | A | 9 | 2033 | 6 | 1 | 2.5 | 10917 | 21543
Fire ¦ Fire Fighting ¦ Fire Extinguishers ¦ CO2 | 2 | Urgent | B | 7 | 2031 | 5 | 1 | 2.2 | 6252 | 19389
Fire ¦ Fire Fighting ¦ Fire Extinguishers ¦ Foam - P50 | 2 | Urgent | B | 3 | 2027 | 5 | 1 | 2.2 | 6253 | 13295
Water ¦ Local Hot Water ¦ Package Electric Water Heaters - Non-Drinking Water | 1 | Medium | CX | 1 | 2025 | 2 | 3 | 2.3 | 10239 | 2171
Water ¦ Local Hot Water ¦ Instantaneous Electric Water Heater - Non-Drinking Water | 1 | Medium | B | 1 | 2025 | 5 | 3 | 3.2 | 26836 | 9131
HVAC ¦ Fan ¦ Local and Special Ventilation ¦ Kitchen Vent ¦ Fans Window or Wall Mounted | 1 | Medium | B | 9 | 2033 | 5 | 3 | 3.2 | 26837 | 21799
Electrical ¦ Lighting ¦ Internal ¦ General ¦ LED Fittings & Luminaires | 77 | Medium | B | 16 | 2040 | 5 | 3 | 3.2 | 26838 | 29635
Fire ¦ Fire Fighting ¦ Fire Extinguishers ¦ CO2 | 1 | Urgent | B | 2 | 2026 | 5 | 1 | 2.2 | 6254 | 12659
Fire ¦ Fire Fighting ¦ Fire Extinguishers ¦ CO2 | 2 | Urgent | B | 2 | 2026 | 5 | 1 | 2.2 | 6255 | 12660
HVAC ¦ Local Air Conditioning ¦ Single-Split Condenser - Split Systems/Heat Pumps - Air-cooled with Direct Expansion Evaporator (DX) | 1 | Medium | B | 1 | 2025 | 5 | 3 | 3.2 | 26839 | 9132
Electrical ¦ LV Distribution ¦ Distribution Board ¦ Main | 1 | High | B | 1 | 2025 | 5 | 2 | 2.7 | 15282 | 4176
HVAC ¦ Heat Emitters - Local ¦ Gas Fired Unit Heaters | 1 | Medium | B | 8 | 2032 | 5 | 3 | 3.2 | 26840 | 21023
Fabric ¦ Superstructure ¦ Windows and External Doors ¦ External Doors ¦ Entrance Doors | 1 | High | B | 11 | 2035 | 5 | 2 | 2.7 | 15283 | 24543
Electrical ¦ Lighting ¦ Internal ¦ Emergency ¦ Self Contained ¦ LED | 13 | Urgent | B | 21 | 2045 | 5 | 1 | 2.2 | 6256 | 32175
HVAC ¦ Central Air Conditioning ¦ Air Conditioning ¦ Multi-Split Condenser - Split Systems/Heat Pumps - Air-cooled with Direct Expansion Evaporator (DX) | 1 | Medium | B | 7 | 2031 | 5 | 3 | 3.2 | 26841 | 20019
Electrical ¦ LV Distribution ¦ Distribution Board ¦ Main | 1 | High | B | 1 | 2025 | 5 | 2 | 2.7 | 15284 | 4177
Electrical ¦ LV Distribution ¦ Distribution Board ¦ Sub | 1 | High | B | 4 | 2028 | 5 | 2 | 2.7 | 15285 | 13970
HVAC ¦ Fan ¦ Local and Special Ventilation ¦ Extract Fans - Twin Toilet | 1 | Medium | B | 9 | 2033 | 5 | 3 | 3.2 | 26842 | 21800
Electrical ¦ Lighting ¦ Internal ¦ General ¦ LED Fittings & Luminaires | 15 | Medium | B | 12 | 2036 | 5 | 3 | 3.2 | 26843 | 26594
Electrical ¦ Lighting ¦ Internal ¦ General ¦ LED Fittings & Luminaires | 1 | Medium | B | 16 | 2040 | 5 | 3 | 3.2 | 26844 | 29636
HVAC ¦ Fan ¦ Local and Special Ventilation ¦ Extract | 1 | Medium | C | 1 | 2025 | 4 | 3 | 2.9 | 18743 | 5627
Electrical ¦ Lighting ¦ Internal ¦ Emergency ¦ Self Contained ¦ LED | 2 | Urgent | B | 21 | 2045 | 5 | 1 | 2.2 | 6257 | 32176
Electrical ¦ Lighting ¦ External ¦ General - Non-LED | 1 | Medium | B | 9 | 2033 | 5 | 3 | 3.2 | 26845 | 21801
Fabric ¦ Superstructure ¦ Internal Doors ¦ Roller Shutters ¦ Internal Manual Roller Shutter | 1 | Medium | B | 1 | 2025 | 5 | 3 | 3.2 | 26846 | 9133
Fabric ¦ Superstructure ¦ Internal Doors ¦ Roller Shutters ¦ Internal Manual Roller Shutter | 1 | Medium | B | 1 | 2025 | 5 | 3 | 3.2 | 26847 | 9134
Fabric ¦ Superstructure ¦ Windows and External Doors ¦ External Doors ¦ Entrance Doors | 1 | High | B | 21 | 2045 | 5 | 2 | 2.7 | 15286 | 32668
Electrical ¦ Lighting ¦ Internal ¦ Emergency ¦ Self Contained ¦ Non LED | 3 | Urgent | B | 1 | 2025 | 5 | 1 | 2.2 | 6258 | 1500
Water ¦ Local Hot Water ¦ Package Electric Water Heaters - Non-Drinking Water | 1 | Medium | A | 11 | 2035 | 6 | 3 | 3.5 | 32557 | 25715
Security ¦ Access ¦ Access Control ¦ Door ¦ Local Lock / Keypad / Manual | 1 | Medium | B | 10 | 2034 | 5 | 3 | 3.2 | 26848 | 22926
Electrical ¦ Lighting ¦ Internal ¦ General ¦ LED Fittings & Luminaires | 2 | Medium | B | 17 | 2041 | 5 | 3 | 3.2 | 26849 | 30506
Electrical ¦ Lighting ¦ Internal ¦ General ¦ LED Fittings & Luminaires | 74 | Medium | B | 16 | 2040 | 5 | 3 | 3.2 | 26850 | 29637
HVAC ¦ Fan ¦ Local and Special Ventilation ¦ Fans Window or Wall Mounted | 1 | Medium | B | 11 | 2035 | 5 | 3 | 3.2 | 26851 | 25329
HVAC ¦ Fan ¦ Local and Special Ventilation ¦ Fans Window or Wall Mounted | 1 | Medium | B | 11 | 2035 | 5 | 3 | 3.2 | 26852 | 25330
HVAC ¦ Central Air Conditioning ¦ Air Conditioning ¦ Multi-Split Condenser - Split Systems/Heat Pumps - Air-cooled with Direct Expansion Evaporator (DX) | 1 | Medium | B | 10 | 2034 | 5 | 3 | 3.2 | 26853 | 22927
HVAC ¦ Local and Special Ventilation ¦ Unit extract fans. | 1 | Medium | B | 11 | 2035 | 5 | 3 | 3.2 | 26854 | 25331
Fire ¦ Fire Detection ¦ Fire Alarm Panel / Repeater | 1 | Urgent | B | 11 | 2035 | 5 | 1 | 2.2 | 6259 | 23737
HVAC ¦ Fan ¦ Local and Special Ventilation ¦ Centrifugal | 1 | Medium | B | 1 | 2025 | 5 | 3 | 3.2 | 26855 | 9135
HVAC ¦ Local Air Conditioning ¦ Single-Split Condenser - Split Systems/Heat Pumps - Air-cooled with Direct Expansion Evaporator (DX) | 1 | Medium | B | 1 | 2025 | 5 | 3 | 3.2 | 26856 | 9136
Electrical ¦ Lighting ¦ Internal ¦ General ¦ LED Fittings & Luminaires | 35 | Medium | B | 16 | 2040 | 5 | 3 | 3.2 | 26857 | 29638
HVAC ¦ Heat Emitters - Local ¦ Electric Heaters | 1 | Medium | C | 1 | 2025 | 4 | 3 | 2.9 | 18744 | 5628
Fabric ¦ Superstructure ¦ Internal Doors ¦ Roller Shutters ¦ Electric Roller Shutter | 1 | Medium | B | 11 | 2035 | 5 | 3 | 3.2 | 26858 | 25332
Fabric ¦ Superstructure ¦ Internal Doors ¦ Roller Shutters ¦ Automatic Fabric Roll Up Door | 1 | High | B | 1 | 2025 | 5 | 2 | 2.7 | 15287 | 4178
Fabric ¦ Superstructure ¦ Internal Doors ¦ Roller Shutters ¦ Electric Roller Shutter | 1 | Medium | CX | 1 | 2025 | 2 | 3 | 2.3 | 10240 | 2172
Fabric ¦ Superstructure ¦ Windows and External Doors ¦ External Doors ¦ Entrance Doors | 1 | High | B | 11 | 2035 | 5 | 2 | 2.7 | 15288 | 24544
Electrical ¦ Lighting ¦ External ¦ General - LED | 1 | Medium | B | 11 | 2035 | 5 | 3 | 3.2 | 26859 | 25333
HVAC ¦ Fan ¦ Local and Special Ventilation ¦ Kitchen Vent ¦ Fans Window or Wall Mounted | 1 | Medium | B | 12 | 2036 | 5 | 3 | 3.2 | 26860 | 26595
HVAC ¦ Local and Special Ventilation ¦ Unit extract fans. | 1 | Medium | B | 10 | 2034 | 5 | 3 | 3.2 | 26861 | 22928
Fire ¦ Fire Fighting ¦ Fire Extinguishers ¦ Foam - P50 | 1 | Urgent | B | 1 | 2025 | 5 | 1 | 2.2 | 6260 | 1501
HVAC ¦ Fan ¦ Local and Special Ventilation ¦ Extract | 1 | Medium | B | 7 | 2031 | 5 | 3 | 3.2 | 26862 | 20020
Fire ¦ Fire Fighting ¦ Fire Extinguishers ¦ Foam | 2 | Urgent | B | 8 | 2032 | 5 | 1 | 2.2 | 6261 | 20463
Fabric ¦ Superstructure ¦ Windows and External Doors ¦ External Doors ¦ Entrance Doors | 1 | High | B | 15 | 2039 | 5 | 2 | 2.7 | 15289 | 28217
Electrical ¦ Lighting ¦ Internal ¦ Emergency ¦ Self Contained ¦ LED | 1 | Urgent | B | 5 | 2029 | 5 | 1 | 2.2 | 6262 | 14421
Fire ¦ Fire Fighting ¦ Fire Extinguishers ¦ Foam | 5 | Urgent | A | 9 | 2033 | 6 | 1 | 2.5 | 10918 | 21544
HVAC ¦ Local Air Conditioning ¦ Single-Split Condenser - Split Systems/Heat Pumps - Air-cooled with Direct Expansion Evaporator (DX) | 1 | Medium | B | 5 | 2029 | 5 | 3 | 3.2 | 26863 | 15240
Water ¦ Local Hot Water ¦ Electric Water Heater - Drinking Water ¦ Non-Pressurised | 1 | Medium | B | 1 | 2025 | 5 | 3 | 3.2 | 26864 | 9137
Electrical ¦ Lighting ¦ Internal ¦ Emergency ¦ Self Contained ¦ Non LED | 1 | Urgent | B | 1 | 2025 | 5 | 1 | 2.2 | 6263 | 1502
Electrical ¦ Lighting ¦ Internal ¦ General ¦ LED Fittings & Luminaires | 8 | Medium | B | 1 | 2025 | 5 | 3 | 3.2 | 26865 | 9138
Electrical ¦ Lighting ¦ Internal ¦ General ¦ LED Fittings & Luminaires | 4 | Medium | B | 16 | 2040 | 5 | 3 | 3.2 | 26866 | 29639
HVAC ¦ Central Heating (Internally Sourced) ¦ Burner ¦ Blown gas burner | 1 | Medium | B | 1 | 2025 | 5 | 3 | 3.2 | 26867 | 9139
Communication and Control ¦ Communication Systems ¦ Public Address (PA) System | 1 | Medium | B | 1 | 2025 | 5 | 3 | 3.2 | 26868 | 9140
Fabric ¦ Superstructure ¦ Windows and External Doors ¦ External Doors ¦ Manual and Automatic Doors ¦ Emergency and Panic Escape Doors | 1 | Urgent | B | 23 | 2047 | 5 | 1 | 2.2 | 6264 | 33115
Electrical ¦ Lighting ¦ Internal ¦ General ¦ LED Fittings & Luminaires | 5 | Medium | B | 16 | 2040 | 5 | 3 | 3.2 | 26869 | 29640
HVAC ¦ Heat Emitters - Local ¦ Gas Fired Unit Heaters | 1 | Medium | B | 7 | 2031 | 5 | 3 | 3.2 | 26870 | 20021
Fabric ¦ Superstructure ¦ Windows and External Doors ¦ External Doors ¦ Entrance Doors | 1 | High | B | 30 | 2054 | 5 | 2 | 2.7 | 15290 | 33717
Fire ¦ Fire Fighting ¦ Fire Extinguishers ¦ Foam | 2 | Urgent | B | 8 | 2032 | 5 | 1 | 2.2 | 6265 | 20464
Electrical ¦ Lighting ¦ Internal ¦ General | 8 | Medium | B | 1 | 2025 | 5 | 3 | 3.2 | 26871 | 9141
Electrical ¦ Lighting ¦ Internal ¦ General | 3 | Medium | B | 8 | 2032 | 5 | 3 | 3.2 | 26872 | 21024
Electrical ¦ Lighting ¦ Internal ¦ Emergency ¦ Self Contained ¦ LED | 5 | Urgent | B | 21 | 2045 | 5 | 1 | 2.2 | 6266 | 32177
Electrical ¦ Lighting ¦ Internal ¦ Emergency ¦ Self Contained ¦ LED | 7 | Urgent | B | 22 | 2046 | 5 | 1 | 2.2 | 6267 | 32928
HVAC ¦ Heat Emitters - Central ¦ Radiators ¦ Steel | 1 | Medium | B | 10 | 2034 | 5 | 3 | 3.2 | 26873 | 22929
Electrical ¦ Lighting ¦ Internal ¦ General ¦ LED Fittings & Luminaires | 1 | Medium | B | 6 | 2030 | 5 | 3 | 3.2 | 26874 | 18788
Electrical ¦ Lighting ¦ Internal ¦ General ¦ LED Fittings & Luminaires | 9 | Medium | B | 6 | 2030 | 5 | 3 | 3.2 | 26875 | 18789
Electrical ¦ Lighting ¦ Internal ¦ Emergency ¦ Self Contained ¦ LED | 1 | Urgent | A | 24 | 2048 | 6 | 1 | 2.5 | 10919 | 33254
Fire ¦ Fire Fighting ¦ Fire Extinguishers ¦ Foam | 4 | Urgent | B | 8 | 2032 | 5 | 1 | 2.2 | 6268 | 20465
Electrical ¦ Lighting ¦ Internal ¦ Emergency ¦ Self Contained ¦ LED | 1 | Urgent | B | 23 | 2047 | 5 | 1 | 2.2 | 6269 | 33116
Electrical ¦ Lighting ¦ Internal ¦ General ¦ LED Fittings & Luminaires | 63 | Medium | B | 18 | 2042 | 5 | 3 | 3.2 | 26876 | 30966
HVAC ¦ Fan ¦ Local and Special Ventilation ¦ Fans Window or Wall Mounted | 1 | Medium | B | 1 | 2025 | 5 | 3 | 3.2 | 26877 | 9142
HVAC ¦ Heat Emitters - Local ¦ Gas Fired Unit Heaters | 1 | Medium | B | 3 | 2027 | 5 | 3 | 3.2 | 26878 | 13585
Fire ¦ Fire Fighting ¦ Fire Extinguishers ¦ Foam | 1 | Urgent | B | 6 | 2030 | 5 | 1 | 2.2 | 6270 | 16612
Electrical ¦ LV Distribution ¦ Distribution Board ¦ Sub | 1 | High | B | 1 | 2025 | 5 | 2 | 2.7 | 15291 | 4179
HVAC ¦ Fan ¦ Local and Special Ventilation ¦ Extract | 1 | Medium | C | 1 | 2025 | 4 | 3 | 2.9 | 18745 | 5629
Electrical ¦ Lighting ¦ Internal ¦ Emergency ¦ Self Contained ¦ LED | 6 | Urgent | B | 19 | 2043 | 5 | 1 | 2.2 | 6271 | 31082
HVAC ¦ Local Air Conditioning ¦ Single-Split Evaporator - Split Systems/Heat Pumps - Air-cooled with Direct Expansion Evaporator (DX) | 1 | Medium | B | 11 | 2035 | 5 | 3 | 3.2 | 26879 | 25334
Fabric ¦ Superstructure ¦ Windows and External Doors ¦ External Doors ¦ Entrance Doors | 1 | High | B | 1 | 2025 | 5 | 2 | 2.7 | 15292 | 4180
Fabric ¦ Barriers and Guardrails ¦ Vehicle Crash Protection Barrier | 1 | V Low | B | 1 | 2025 | 5 | 4 | 3.7 | 33228 | 12123
Fire ¦ Fire Fighting ¦ Fire Extinguishers ¦ Foam | 6 | Urgent | B | 7 | 2031 | 5 | 1 | 2.2 | 6272 | 19390
Electrical ¦ LV Distribution ¦ Distribution Board ¦ Sub | 1 | High | B | 1 | 2025 | 5 | 2 | 2.7 | 15293 | 4181
Electrical ¦ LV Distribution ¦ Distribution Board ¦ Sub | 1 | High | B | 6 | 2030 | 5 | 2 | 2.7 | 15294 | 17669
HVAC ¦ Fan ¦ Local and Special Ventilation ¦ Extract | 1 | Medium | B | 7 | 2031 | 5 | 3 | 3.2 | 26880 | 20022
Fire ¦ Fire Fighting ¦ Fire Extinguishers ¦ Powder | 1 | Urgent | B | 8 | 2032 | 5 | 1 | 2.2 | 6273 | 20466
Fire ¦ Fire Fighting ¦ Fire Extinguishers ¦ CO2 | 1 | Urgent | B | 6 | 2030 | 5 | 1 | 2.2 | 6274 | 16613
Electrical ¦ Lighting ¦ Internal ¦ General | 31 | Medium | B | 1 | 2025 | 5 | 3 | 3.2 | 26881 | 9143
HVAC ¦ Heat Emitters - Local ¦ Electric Heaters | 5 | Medium | DX | 1 | 2025 | 1 | 3 | 2 | 907 | 616
Electrical ¦ Specialist Lighting ¦ Internal ¦ Illuminated Fire Exit Signage | 2 | Urgent | B | 15 | 2039 | 5 | 1 | 2.2 | 6275 | 27921
Electrical ¦ Lighting ¦ Internal ¦ General ¦ LED Fittings & Luminaires | 41 | Medium | B | 16 | 2040 | 5 | 3 | 3.2 | 26882 | 29641
Electrical ¦ Lighting ¦ Internal ¦ General ¦ LED Fittings & Luminaires | 51 | Medium | B | 16 | 2040 | 5 | 3 | 3.2 | 26883 | 29642
Fire ¦ Fire Fighting ¦ Fire Extinguishers ¦ Foam | 4 | Urgent | B | 5 | 2029 | 5 | 1 | 2.2 | 6276 | 14422
HVAC ¦ Fan ¦ Local and Special Ventilation ¦ Fans Window or Wall Mounted | 1 | Medium | B | 11 | 2035 | 5 | 3 | 3.2 | 26884 | 25335
Electrical ¦ LV Distribution ¦ Distribution Board ¦ Sub | 1 | High | B | 1 | 2025 | 5 | 2 | 2.7 | 15295 | 4182
Electrical ¦ LV Distribution ¦ Distribution Board ¦ Sub | 1 | High | B | 6 | 2030 | 5 | 2 | 2.7 | 15296 | 17670
Fire ¦ Fire Detection ¦ Fire Alarm Panel / Repeater | 1 | Urgent | B | 7 | 2031 | 5 | 1 | 2.2 | 6277 | 19391
HVAC ¦ Heat Emitters - Central ¦ Radiators ¦ Steel | 3 | Medium | B | 11 | 2035 | 5 | 3 | 3.2 | 26885 | 25336
Electrical ¦ Specialist Lighting ¦ Internal ¦ Illuminated Fire Exit Signage | 2 | Urgent | B | 11 | 2035 | 5 | 1 | 2.2 | 6278 | 23738
Electrical ¦ Lighting ¦ Internal ¦ Emergency ¦ Self Contained ¦ LED | 1 | Urgent | B | 21 | 2045 | 5 | 1 | 2.2 | 6279 | 32178
HVAC ¦ Local Air Conditioning ¦ Single-Split Condenser - Split Systems/Heat Pumps - Air-cooled with Direct Expansion Evaporator (DX) | 1 | Medium | B | 9 | 2033 | 5 | 3 | 3.2 | 26886 | 21802
Fabric ¦ Barriers and Guardrails ¦ Vehicle Crash Protection Barrier | 9 | V Low | B | 1 | 2025 | 5 | 4 | 3.7 | 33229 | 12124
HVAC ¦ Heat Emitters - Local ¦ Gas Fired Natural and Fan Assisted Heaters | 1 | Medium | B | 1 | 2025 | 5 | 3 | 3.2 | 26887 | 9144
Fire ¦ Fire Detection ¦ Fire Alarm System | 1 | Urgent | B | 7 | 2031 | 5 | 1 | 2.2 | 6280 | 19392
Electrical ¦ Lighting ¦ Internal ¦ General ¦ LED Fittings & Luminaires | 6 | Medium | B | 19 | 2043 | 5 | 3 | 3.2 | 26888 | 31365
Electrical ¦ LV Distribution ¦ Distribution Board ¦ Sub | 1 | High | B | 14 | 2038 | 5 | 2 | 2.7 | 15297 | 27466
HVAC ¦ Fan ¦ Local and Special Ventilation ¦ Fans Window or Wall Mounted | 1 | Medium | B | 11 | 2035 | 5 | 3 | 3.2 | 26889 | 25337
HVAC ¦ Heat Emitters - Central ¦ Radiators ¦ Steel | 1 | Medium | B | 10 | 2034 | 5 | 3 | 3.2 | 26890 | 22930
Water ¦ Local Hot Water ¦ Instantaneous Electric Water Heater - Non-Drinking Water | 1 | Medium | B | 1 | 2025 | 5 | 3 | 3.2 | 26891 | 9145
HVAC ¦ Heat Emitters - Local ¦ Gas Fired Unit Heaters | 1 | Medium | B | 7 | 2031 | 5 | 3 | 3.2 | 26892 | 20023
Fabric ¦ Barriers and Guardrails ¦ Vehicle Crash Protection Barrier | 1 | V Low | B | 1 | 2025 | 5 | 4 | 3.7 | 33230 | 12125
Electrical ¦ Lighting ¦ Internal ¦ Emergency ¦ Self Contained ¦ LED | 6 | Urgent | B | 22 | 2046 | 5 | 1 | 2.2 | 6281 | 32929
Electrical ¦ LV Distribution ¦ Distribution Board ¦ Main | 1 | High | B | 6 | 2030 | 5 | 2 | 2.7 | 15298 | 17671
Fabric ¦ Superstructure ¦ Windows and External Doors ¦ External Doors ¦ Entrance Doors | 1 | High | B | 30 | 2054 | 5 | 2 | 2.7 | 15299 | 33718
Controls ¦ Multi-System Controls ¦ Multi-Input Controllers | 1 | Medium | B | 4 | 2028 | 5 | 3 | 3.2 | 26893 | 14143
Fire ¦ Fire Fighting ¦ Fire Extinguishers ¦ CO2 | 1 | Urgent | B | 3 | 2027 | 5 | 1 | 2.2 | 6282 | 13296
Electrical ¦ Lighting ¦ Internal ¦ Emergency ¦ Self Contained ¦ LED | 3 | Urgent | B | 17 | 2041 | 5 | 1 | 2.2 | 6283 | 30140
Fire ¦ Fire Fighting ¦ Fire Extinguishers ¦ Foam | 2 | Urgent | B | 8 | 2032 | 5 | 1 | 2.2 | 6284 | 20467
Electrical ¦ LV Distribution ¦ Distribution Board ¦ Sub | 1 | High | B | 1 | 2025 | 5 | 2 | 2.7 | 15300 | 4183
Electrical ¦ LV Distribution ¦ Distribution Board ¦ Sub | 1 | High | C | 1 | 2025 | 4 | 2 | 2.4 | 10617 | 2440
Electrical ¦ Lighting ¦ Internal ¦ Emergency ¦ Self Contained ¦ LED | 2 | Urgent | B | 23 | 2047 | 5 | 1 | 2.2 | 6285 | 33117
Electrical ¦ Lighting ¦ Internal ¦ Emergency ¦ Self Contained ¦ LED | 14 | Urgent | B | 20 | 2044 | 5 | 1 | 2.2 | 6286 | 31507
HVAC ¦ Local Air Conditioning ¦ Single-Split Evaporator - Split Systems/Heat Pumps - Air-cooled with Direct Expansion Evaporator (DX) | 1 | Medium | B | 9 | 2033 | 5 | 3 | 3.2 | 26894 | 21803
Fabric ¦ Superstructure ¦ Windows and External Doors ¦ Roller Shutters ¦ Manual Roller Shutter | 1 | High | B | 11 | 2035 | 5 | 2 | 2.7 | 15301 | 24545
Fabric ¦ Barriers and Guardrails ¦ Vehicle Crash Protection Barrier | 1 | V Low | B | 1 | 2025 | 5 | 4 | 3.7 | 33231 | 12126
Fire ¦ Fire Fighting ¦ Fire Extinguishers ¦ Foam | 3 | Urgent | B | 7 | 2031 | 5 | 1 | 2.2 | 6287 | 19393
Electrical ¦ Lighting ¦ Internal ¦ General ¦ LED Fittings & Luminaires | 40 | Medium | B | 12 | 2036 | 5 | 3 | 3.2 | 26895 | 26596
Electrical ¦ Lighting ¦ Internal ¦ Emergency ¦ Self Contained ¦ LED | 1 | Urgent | B | 21 | 2045 | 5 | 1 | 2.2 | 6288 | 32179
Electrical ¦ LV Distribution ¦ Distribution Board ¦ Sub | 1 | High | B | 10 | 2034 | 5 | 2 | 2.7 | 15302 | 22401
Electrical ¦ LV Distribution ¦ Distribution Board ¦ Main | 1 | High | B | 1 | 2025 | 5 | 2 | 2.7 | 15303 | 4184
HVAC ¦ Fan ¦ Local and Special Ventilation ¦ Fans Window or Wall Mounted | 1 | Medium | B | 1 | 2025 | 5 | 3 | 3.2 | 26896 | 9146
Fabric ¦ Superstructure ¦ Windows and External Doors ¦ External Doors ¦ Manual and Automatic Doors ¦ Emergency and Panic Escape Doors | 1 | Urgent | B | 15 | 2039 | 5 | 1 | 2.2 | 6289 | 27922
Electrical ¦ LV Distribution ¦ Distribution Board ¦ Main | 1 | High | D | 19 | 2043 | 3 | 2 | 2.1 | 1210 | 31034
Fabric ¦ Superstructure ¦ Windows and External Doors ¦ External Doors ¦ Manual and Automatic Doors ¦ Emergency and Panic Escape Doors | 1 | Urgent | B | 11 | 2035 | 5 | 1 | 2.2 | 6290 | 23739
Communication and Control ¦ Communication Systems ¦ Public Address (PA) System | 1 | Medium | DX | 6 | 2030 | 1 | 3 | 2 | 908 | 15716
Security ¦ Access ¦ Access Control ¦ Door ¦ Local Lock / Keypad / Manual | 1 | Medium | B | 10 | 2034 | 5 | 3 | 3.2 | 26897 | 22931
HVAC ¦ Heat Emitters - Central ¦ Radiators ¦ Steel | 1 | Medium | B | 10 | 2034 | 5 | 3 | 3.2 | 26898 | 22932
HVAC ¦ Central Air Conditioning ¦ Air Conditioning ¦ Multi-Split Condenser - Split Systems/Heat Pumps - Air-cooled with Direct Expansion Evaporator (DX) | 1 | Medium | B | 9 | 2033 | 5 | 3 | 3.2 | 26899 | 21804
HVAC ¦ Fan ¦ Local and Special Ventilation ¦ Fans Window or Wall Mounted | 1 | Medium | B | 12 | 2036 | 5 | 3 | 3.2 | 26900 | 26597
Fire ¦ Fire Fighting ¦ Fire Extinguishers ¦ CO2 | 2 | Urgent | B | 6 | 2030 | 5 | 1 | 2.2 | 6291 | 16614
Electrical ¦ LV Distribution ¦ Distribution Board ¦ Sub | 1 | High | B | 1 | 2025 | 5 | 2 | 2.7 | 15304 | 4185
Fabric ¦ Superstructure ¦ Windows and External Doors ¦ External Doors ¦ Entrance Doors | 1 | High | C | 21 | 2045 | 4 | 2 | 2.4 | 10618 | 32515
HVAC ¦ Fan ¦ Local and Special Ventilation ¦ Extract | 1 | Medium | B | 7 | 2031 | 5 | 3 | 3.2 | 26901 | 20024
Electrical ¦ Lighting ¦ Internal ¦ Emergency ¦ Self Contained ¦ LED | 2 | Urgent | B | 21 | 2045 | 5 | 1 | 2.2 | 6292 | 32180
HVAC ¦ Local Air Conditioning ¦ Single-Split Evaporator - Split Systems/Heat Pumps - Air-cooled with Direct Expansion Evaporator (DX) | 1 | Medium | B | 1 | 2025 | 5 | 3 | 3.2 | 26902 | 9147
Fabric ¦ Superstructure ¦ Windows and External Doors ¦ Roller Shutters ¦ Manual Roller Shutter | 1 | High | B | 3 | 2027 | 5 | 2 | 2.7 | 15305 | 13372
HVAC ¦ Fan ¦ Local and Special Ventilation ¦ Fans Window or Wall Mounted | 1 | Medium | B | 11 | 2035 | 5 | 3 | 3.2 | 26903 | 25338
HVAC ¦ Central Heating (Internally Sourced) ¦ Boiler ¦ Atmospheric Gas Burner/Condensing Combination Boiler (domestic type) | 1 | High | B | 6 | 2030 | 5 | 2 | 2.7 | 15306 | 17672
HVAC ¦ Fan ¦ Local and Special Ventilation ¦ Fans Window or Wall Mounted | 1 | Medium | DX | 1 | 2025 | 1 | 3 | 2 | 909 | 617
Fabric ¦ Superstructure ¦ Windows and External Doors ¦ Roller Shutters ¦ Manual Roller Shutter | 1 | High | B | 1 | 2025 | 5 | 2 | 2.7 | 15307 | 4186
Fabric ¦ Superstructure ¦ Windows and External Doors ¦ External Doors ¦ Manual and Automatic Doors ¦ Emergency and Panic Escape Doors | 1 | Urgent | B | 25 | 2049 | 5 | 1 | 2.2 | 6293 | 33312
Fabric ¦ Superstructure ¦ Windows and External Doors ¦ External Doors ¦ Manual and Automatic Doors ¦ Emergency and Panic Escape Doors | 1 | Urgent | B | 25 | 2049 | 5 | 1 | 2.2 | 6294 | 33313
Fire ¦ Fire Fighting ¦ Fire Extinguishers ¦ Foam | 4 | Urgent | B | 8 | 2032 | 5 | 1 | 2.2 | 6295 | 20468
HVAC ¦ Local Air Conditioning ¦ Single-Split Condenser - Split Systems/Heat Pumps - Air-cooled with Direct Expansion Evaporator (DX) | 1 | Medium | B | 5 | 2029 | 5 | 3 | 3.2 | 26904 | 15241
HVAC ¦ Central Air Conditioning ¦ Air Conditioning ¦ Multi-Split Condenser - Split Systems/Heat Pumps - Air-cooled with Direct Expansion Evaporator (DX) | 1 | Medium | B | 10 | 2034 | 5 | 3 | 3.2 | 26905 | 22933
Fabric ¦ Superstructure ¦ Windows and External Doors ¦ External Doors ¦ Manual and Automatic Doors ¦ Emergency and Panic Escape Doors | 2 | Urgent | B | 11 | 2035 | 5 | 1 | 2.2 | 6296 | 23740
Electrical ¦ LV Distribution ¦ Distribution Board ¦ Sub | 1 | High | C | 1 | 2025 | 4 | 2 | 2.4 | 10619 | 2441
Fire ¦ Fire Fighting ¦ Fire Extinguishers ¦ Foam | 2 | Urgent | B | 7 | 2031 | 5 | 1 | 2.2 | 6297 | 19394
Fire ¦ Fire Fighting ¦ Fire Extinguishers ¦ CO2 | 1 | Urgent | B | 8 | 2032 | 5 | 1 | 2.2 | 6298 | 20469
Fabric ¦ Superstructure ¦ Windows and External Doors ¦ External Doors ¦ Entrance Doors | 1 | High | B | 1 | 2025 | 5 | 2 | 2.7 | 15308 | 4187
Fabric ¦ Superstructure ¦ Windows and External Doors ¦ External Doors ¦ Entrance Doors | 1 | High | B | 26 | 2050 | 5 | 2 | 2.7 | 15309 | 33508
Electrical ¦ Lighting ¦ Internal ¦ Emergency ¦ Self Contained ¦ Non LED | 6 | Urgent | B | 1 | 2025 | 5 | 1 | 2.2 | 6299 | 1503
HVAC ¦ Heat Emitters - Local ¦ Gas Fired Unit Heaters | 1 | Medium | B | 1 | 2025 | 5 | 3 | 3.2 | 26906 | 9148
HVAC ¦ Local and Special Ventilation ¦ Unit extract fans. | 1 | Medium | B | 1 | 2025 | 5 | 3 | 3.2 | 26907 | 9149
Electrical ¦ LV Distribution ¦ Distribution Board ¦ Main | 1 | High | B | 1 | 2025 | 5 | 2 | 2.7 | 15310 | 4188
HVAC ¦ Fan ¦ Local and Special Ventilation ¦ Extract | 1 | Medium | B | 1 | 2025 | 5 | 3 | 3.2 | 26908 | 9150
HVAC ¦ Heat Emitters - Local ¦ Electric Overdoor Air Curtain/Heater | 1 | Medium | B | 1 | 2025 | 5 | 3 | 3.2 | 26909 | 9151
Water ¦ Local Hot Water ¦ Instantaneous Electric Water Heater - Non-Drinking Water | 1 | Medium | B | 7 | 2031 | 5 | 3 | 3.2 | 26910 | 20025
HVAC ¦ Fan ¦ Local and Special Ventilation ¦ Axial | 1 | Medium | B | 1 | 2025 | 5 | 3 | 3.2 | 26911 | 9152
Electrical ¦ LV Distribution ¦ Distribution Board ¦ Sub | 1 | High | B | 1 | 2025 | 5 | 2 | 2.7 | 15311 | 4189
HVAC ¦ Fan ¦ Local and Special Ventilation ¦ Fans Window or Wall Mounted | 1 | Medium | CX | 9 | 2033 | 2 | 3 | 2.3 | 10241 | 21520
Fabric ¦ Superstructure ¦ Windows and External Doors ¦ Roller Shutters ¦ Electric Roller Shutter | 1 | High | B | 1 | 2025 | 5 | 2 | 2.7 | 15312 | 4190
Fabric ¦ Superstructure ¦ Windows and External Doors ¦ External Doors ¦ Entrance Doors | 1 | High | B | 21 | 2045 | 5 | 2 | 2.7 | 15313 | 32669
HVAC ¦ Fan ¦ Local and Special Ventilation ¦ Extract | 1 | Medium | B | 11 | 2035 | 5 | 3 | 3.2 | 26912 | 25339
Fabric ¦ Superstructure ¦ Windows and External Doors ¦ Roller Shutters ¦ Manual Roller Shutter | 1 | High | C | 1 | 2025 | 4 | 2 | 2.4 | 10620 | 2442
Electrical ¦ LV Distribution ¦ Distribution Board ¦ Sub | 1 | High | B | 16 | 2040 | 5 | 2 | 2.7 | 15314 | 29205
Fabric ¦ Superstructure ¦ Windows and External Doors ¦ External Doors ¦ Manual and Automatic Doors ¦ High Security Door | 1 | High | B | 8 | 2032 | 5 | 2 | 2.7 | 15315 | 20741
Controls ¦ Building Management System (BMS) ¦ BMS Control Panel | 1 | High | B | 7 | 2031 | 5 | 2 | 2.7 | 15316 | 19644
Electrical ¦ Lighting ¦ Internal ¦ General | 9 | Medium | B | 1 | 2025 | 5 | 3 | 3.2 | 26913 | 9153
Electrical ¦ Lighting ¦ Internal ¦ General ¦ LED Fittings & Luminaires | 92 | Medium | B | 14 | 2038 | 5 | 3 | 3.2 | 26914 | 27598
Electrical ¦ Lighting ¦ Internal ¦ General ¦ LED Fittings & Luminaires | 3 | Medium | B | 16 | 2040 | 5 | 3 | 3.2 | 26915 | 29643
Electrical ¦ Lighting ¦ Internal ¦ Emergency ¦ Self Contained ¦ LED | 1 | Urgent | B | 11 | 2035 | 5 | 1 | 2.2 | 6300 | 23741
Electrical ¦ Lighting ¦ Internal ¦ General | 32 | Medium | B | 15 | 2039 | 5 | 3 | 3.2 | 26916 | 28458
Fabric ¦ Superstructure ¦ Windows and External Doors ¦ Roller Shutters ¦ Electric Roller Shutter | 1 | High | B | 1 | 2025 | 5 | 2 | 2.7 | 15317 | 4191
Fabric ¦ Superstructure ¦ Windows and External Doors ¦ Roller Shutters ¦ Manual Roller Shutter | 1 | High | B | 1 | 2025 | 5 | 2 | 2.7 | 15318 | 4192
HVAC ¦ Heat Emitters - Central ¦ Radiators ¦ Steel | 3 | Medium | B | 6 | 2030 | 5 | 3 | 3.2 | 26917 | 18790
Electrical ¦ Specialist Lighting ¦ Internal ¦ Illuminated Fire Exit Signage | 2 | Urgent | B | 11 | 2035 | 5 | 1 | 2.2 | 6301 | 23742
HVAC ¦ Fan ¦ Local and Special Ventilation ¦ Fans Window or Wall Mounted | 1 | Medium | B | 1 | 2025 | 5 | 3 | 3.2 | 26918 | 9154
HVAC ¦ Heat Emitters - Central ¦ Radiators ¦ Steel | 5 | Medium | B | 1 | 2025 | 5 | 3 | 3.2 | 26919 | 9155
HVAC ¦ Central Air Conditioning ¦ Air Conditioning ¦ Multi-Split Condenser - Split Systems/Heat Pumps - Air-cooled with Direct Expansion Evaporator (DX) | 1 | Medium | B | 1 | 2025 | 5 | 3 | 3.2 | 26920 | 9156
HVAC ¦ Heat Emitters - Local ¦ Gas Fired Unit Heaters | 1 | Medium | B | 10 | 2034 | 5 | 3 | 3.2 | 26921 | 22934
Water ¦ Local Hot Water ¦ Instantaneous Electric Water Heater - Non-Drinking Water | 1 | Medium | B | 11 | 2035 | 5 | 3 | 3.2 | 26922 | 25340
Electrical ¦ Lighting ¦ Internal ¦ Emergency ¦ Self Contained ¦ LED | 12 | Urgent | B | 21 | 2045 | 5 | 1 | 2.2 | 6302 | 32181
Electrical ¦ LV Distribution ¦ Distribution Board ¦ Main | 1 | High | B | 19 | 2043 | 5 | 2 | 2.7 | 15319 | 31216
Electrical ¦ LV Distribution ¦ Distribution Board ¦ Sub | 1 | High | B | 10 | 2034 | 5 | 2 | 2.7 | 15320 | 22402
Fabric ¦ Superstructure ¦ Windows and External Doors ¦ Roller Shutters ¦ Manual Roller Shutter | 1 | High | B | 1 | 2025 | 5 | 2 | 2.7 | 15321 | 4193
Fabric ¦ Superstructure ¦ Internal Doors ¦ Roller Shutters ¦ Electric Roller Shutter | 1 | Medium | B | 18 | 2042 | 5 | 3 | 3.2 | 26923 | 30967
Electrical ¦ Lighting ¦ Internal ¦ General ¦ LED Fittings & Luminaires | 84 | Medium | B | 17 | 2041 | 5 | 3 | 3.2 | 26924 | 30507
HVAC ¦ Central Heating (Internally Sourced) ¦ Boiler ¦ Atmospheric Gas Burner/Condensing Combination Boiler (domestic type) | 1 | High | B | 6 | 2030 | 5 | 2 | 2.7 | 15322 | 17673
Fabric ¦ Superstructure ¦ Windows and External Doors ¦ External Doors ¦ Manual and Automatic Doors ¦ Emergency and Panic Escape Doors | 1 | Urgent | B | 15 | 2039 | 5 | 1 | 2.2 | 6303 | 27923
Electrical ¦ Lighting ¦ Internal ¦ Emergency ¦ Self Contained ¦ Non LED | 1 | Urgent | B | 1 | 2025 | 5 | 1 | 2.2 | 6304 | 1504
HVAC ¦ Heat Emitters - Local ¦ Gas Fired Natural and Fan Assisted Heaters | 1 | Medium | B | 1 | 2025 | 5 | 3 | 3.2 | 26925 | 9157
Fabric ¦ Superstructure ¦ Windows and External Doors ¦ External Windows ¦ Roller Shutters ¦ External Window Shutters ¦ Manual | 1 | Medium | B | 1 | 2025 | 5 | 3 | 3.2 | 26926 | 9158
Electrical ¦ Lighting ¦ Internal ¦ General ¦ LED Fittings & Luminaires | 61 | Medium | B | 17 | 2041 | 5 | 3 | 3.2 | 26927 | 30508
Electrical ¦ Lighting ¦ External ¦ General - Non-LED | 8 | Medium | B | 1 | 2025 | 5 | 3 | 3.2 | 26928 | 9159
Fire ¦ Fire Fighting ¦ Fire Extinguishers ¦ Powder | 2 | Urgent | B | 4 | 2028 | 5 | 1 | 2.2 | 6305 | 13839
HVAC ¦ Local and Special Ventilation ¦ Unit extract fans. | 1 | Medium | B | 1 | 2025 | 5 | 3 | 3.2 | 26929 | 9160
Electrical ¦ Specialist Lighting ¦ Internal ¦ Illuminated Fire Exit Signage | 1 | Urgent | B | 16 | 2040 | 5 | 1 | 2.2 | 6306 | 28864
Electrical ¦ Lighting ¦ Internal ¦ General | 2 | Medium | B | 1 | 2025 | 5 | 3 | 3.2 | 26930 | 9161
HVAC ¦ Heat Emitters - Local ¦ Electric Overdoor Air Curtain/Heater | 1 | Medium | B | 1 | 2025 | 5 | 3 | 3.2 | 26931 | 9162
Electrical ¦ Lighting ¦ Internal ¦ General | 3 | Medium | B | 1 | 2025 | 5 | 3 | 3.2 | 26932 | 9163
HVAC ¦ Fan ¦ Local and Special Ventilation ¦ Fans Window or Wall Mounted | 1 | Medium | B | 9 | 2033 | 5 | 3 | 3.2 | 26933 | 21805
HVAC ¦ Heat Emitters - Local ¦ Electric Heaters | 2 | Medium | B | 1 | 2025 | 5 | 3 | 3.2 | 26934 | 9164
Fire ¦ Fire Fighting ¦ Fire Extinguishers ¦ Powder | 3 | Urgent | B | 6 | 2030 | 5 | 1 | 2.2 | 6307 | 16615
HVAC ¦ Fan ¦ Local and Special Ventilation ¦ Fans Window or Wall Mounted | 1 | Medium | B | 10 | 2034 | 5 | 3 | 3.2 | 26935 | 22935
Electrical ¦ LV Distribution ¦ Distribution Board ¦ Sub | 1 | High | B | 1 | 2025 | 5 | 2 | 2.7 | 15323 | 4194
Electrical ¦ Specialist Lighting ¦ Internal ¦ Illuminated Fire Exit Signage | 1 | Urgent | B | 6 | 2030 | 5 | 1 | 2.2 | 6308 | 16616
Electrical ¦ Lighting ¦ Internal ¦ General ¦ LED Fittings & Luminaires | 30 | Medium | B | 16 | 2040 | 5 | 3 | 3.2 | 26936 | 29644
Electrical ¦ Lighting ¦ Internal ¦ General ¦ LED Fittings & Luminaires | 3 | Medium | B | 16 | 2040 | 5 | 3 | 3.2 | 26937 | 29645
Electrical ¦ Lighting ¦ External ¦ General - LED | 2 | Medium | B | 5 | 2029 | 5 | 3 | 3.2 | 26938 | 15242
Electrical ¦ Lighting ¦ Internal ¦ Emergency ¦ Self Contained ¦ LED | 14 | Urgent | B | 21 | 2045 | 5 | 1 | 2.2 | 6309 | 32182
HVAC ¦ Local and Special Ventilation ¦ Unit extract fans. | 1 | Medium | DX | 1 | 2025 | 1 | 3 | 2 | 910 | 618
HVAC ¦ Fan ¦ Local and Special Ventilation ¦ Centrifugal | 1 | Medium | B | 1 | 2025 | 5 | 3 | 3.2 | 26939 | 9165
Electrical ¦ Lighting ¦ Internal ¦ Emergency ¦ Self Contained ¦ Non LED | 2 | Urgent | B | 1 | 2025 | 5 | 1 | 2.2 | 6310 | 1505
Electrical ¦ Lighting ¦ Internal ¦ General ¦ LED Fittings & Luminaires | 6 | Medium | B | 10 | 2034 | 5 | 3 | 3.2 | 26940 | 22936
Fabric ¦ Superstructure ¦ Windows and External Doors ¦ External Windows ¦ Roller Shutters ¦ External Window Shutters ¦ Manual | 1 | Medium | B | 1 | 2025 | 5 | 3 | 3.2 | 26941 | 9166
Fire ¦ Fire Detection ¦ Fire Alarm Panel / Repeater | 1 | Urgent | B | 1 | 2025 | 5 | 1 | 2.2 | 6311 | 1506
Fabric ¦ Superstructure ¦ Windows and External Doors ¦ Roller Shutters ¦ Electric Roller Shutter | 1 | High | B | 11 | 2035 | 5 | 2 | 2.7 | 15324 | 24546
Fabric ¦ Superstructure ¦ Internal Doors ¦ Roller Shutters ¦ Electric Roller Shutter | 1 | Medium | B | 11 | 2035 | 5 | 3 | 3.2 | 26942 | 25341
Electrical ¦ Lighting ¦ Internal ¦ Emergency ¦ Self Contained ¦ Non LED | 2 | Urgent | B | 1 | 2025 | 5 | 1 | 2.2 | 6312 | 1507
HVAC ¦ Fan ¦ Local and Special Ventilation ¦ Ventilating - General | 1 | Medium | B | 5 | 2029 | 5 | 3 | 3.2 | 26943 | 15243
Fabric ¦ Superstructure ¦ Windows and External Doors ¦ Roller Shutters ¦ Electric Roller Shutter | 1 | High | B | 1 | 2025 | 5 | 2 | 2.7 | 15325 | 4195
Electrical ¦ Lighting ¦ External ¦ General - Non-LED | 1 | Medium | B | 1 | 2025 | 5 | 3 | 3.2 | 26944 | 9167
Electrical ¦ LV Distribution ¦ Distribution Board ¦ Sub | 1 | High | D | 1 | 2025 | 3 | 2 | 2.1 | 1211 | 823
HVAC ¦ Central Heating (Internally Sourced) ¦ Boiler ¦ Atmospheric Gas Burner Boiler - Small and/or Wall Hung for Domestic Installation | 1 | Medium | B | 4 | 2028 | 5 | 3 | 3.2 | 26945 | 14144
Electrical ¦ LV Distribution ¦ Distribution Board ¦ Sub | 1 | High | B | 1 | 2025 | 5 | 2 | 2.7 | 15326 | 4196
Electrical ¦ LV Distribution ¦ Distribution Board ¦ Sub | 1 | High | B | 1 | 2025 | 5 | 2 | 2.7 | 15327 | 4197
Fabric ¦ Barriers and Guardrails ¦ Vehicle Crash Protection Barrier | 1 | V Low | B | 1 | 2025 | 5 | 4 | 3.7 | 33232 | 12127
HVAC ¦ Local Air Conditioning ¦ Single-Split Condenser - Split Systems/Heat Pumps - Air-cooled with Direct Expansion Evaporator (DX) | 1 | Medium | B | 8 | 2032 | 5 | 3 | 3.2 | 26946 | 21025
Fabric ¦ Superstructure ¦ Windows and External Doors ¦ External Doors ¦ Entrance Doors | 1 | High | B | 6 | 2030 | 5 | 2 | 2.7 | 15328 | 17674
HVAC ¦ Heat Emitters - Local ¦ Electric Heaters | 1 | Medium | B | 1 | 2025 | 5 | 3 | 3.2 | 26947 | 9168
HVAC ¦ Heat Emitters - Local ¦ Electric Overdoor Air Curtain/Heater | 1 | Medium | B | 1 | 2025 | 5 | 3 | 3.2 | 26948 | 9169
Fabric ¦ Barriers and Guardrails ¦ Vehicle Crash Protection Barrier | 1 | V Low | B | 1 | 2025 | 5 | 4 | 3.7 | 33233 | 12128
Electrical ¦ Lighting ¦ External ¦ General - Non-LED | 3 | Medium | B | 1 | 2025 | 5 | 3 | 3.2 | 26949 | 9170
Electrical ¦ Specialist Lighting ¦ Internal ¦ Illuminated Fire Exit Signage | 1 | Urgent | B | 15 | 2039 | 5 | 1 | 2.2 | 6313 | 27924
Electrical ¦ Lighting ¦ Internal ¦ General | 17 | Medium | B | 1 | 2025 | 5 | 3 | 3.2 | 26950 | 9171
HVAC ¦ Fan ¦ Local and Special Ventilation ¦ Centrifugal | 1 | Medium | B | 1 | 2025 | 5 | 3 | 3.2 | 26951 | 9172
HVAC ¦ Heat Emitters - Local ¦ Electric Heaters | 4 | Medium | B | 1 | 2025 | 5 | 3 | 3.2 | 26952 | 9173
Fire ¦ Fire Fighting ¦ Fire Extinguishers ¦ CO2 | 4 | Urgent | B | 6 | 2030 | 5 | 1 | 2.2 | 6314 | 16617
Electrical ¦ Lighting ¦ Internal ¦ Emergency ¦ Self Contained ¦ LED | 8 | Urgent | A | 23 | 2047 | 6 | 1 | 2.5 | 10920 | 33172
HVAC ¦ Heat Emitters - Local ¦ Electric Heaters | 4 | Medium | B | 1 | 2025 | 5 | 3 | 3.2 | 26953 | 9174
Fire ¦ Fire Fighting ¦ Fire Extinguishers ¦ Foam | 1 | Urgent | B | 8 | 2032 | 5 | 1 | 2.2 | 6315 | 20470
Fabric ¦ Superstructure ¦ Internal Doors ¦ Roller Shutters ¦ Electric Roller Shutter | 1 | Medium | B | 18 | 2042 | 5 | 3 | 3.2 | 26954 | 30968
Electrical ¦ LV Distribution ¦ Distribution Board ¦ Sub | 1 | High | D | 1 | 2025 | 3 | 2 | 2.1 | 1212 | 824
Water ¦ Local Hot Water ¦ Instantaneous Electric Water Heater - Non-Drinking Water | 1 | Medium | B | 6 | 2030 | 5 | 3 | 3.2 | 26955 | 18791
HVAC ¦ Central Heating (Internally Sourced) ¦ Burner ¦ Atmospheric Gas Burner | 1 | Medium | B | 10 | 2034 | 5 | 3 | 3.2 | 26956 | 22937
Electrical ¦ Lighting ¦ Internal ¦ Emergency ¦ Self Contained ¦ LED | 20 | Urgent | A | 23 | 2047 | 6 | 1 | 2.5 | 10921 | 33173
HVAC ¦ Heat Emitters - Local ¦ Gas Fired Unit Heaters | 1 | Medium | B | 5 | 2029 | 5 | 3 | 3.2 | 26957 | 15244
HVAC ¦ Central Air Conditioning ¦ Air Conditioning ¦ Multi-Split Evaporator - Split Systems/Heat Pumps - Air-cooled with Direct Expansion Evaporator (DX) | 1 | Medium | B | 11 | 2035 | 5 | 3 | 3.2 | 26958 | 25342
Fabric ¦ Superstructure ¦ Windows and External Doors ¦ External Doors ¦ Manual and Automatic Doors ¦ Auto / Powered Sliding Doors | 1 | High | B | 11 | 2035 | 5 | 2 | 2.7 | 15329 | 24547
Fire ¦ Fire Fighting ¦ Fire Extinguishers ¦ CO2 | 1 | Urgent | B | 2 | 2026 | 5 | 1 | 2.2 | 6316 | 12661
Electrical ¦ Lighting ¦ Internal ¦ Emergency ¦ Self Contained ¦ LED | 6 | Urgent | B | 21 | 2045 | 5 | 1 | 2.2 | 6317 | 32183
Fire ¦ Fire Fighting ¦ Fire Extinguishers ¦ Powder | 1 | Urgent | B | 10 | 2034 | 5 | 1 | 2.2 | 6318 | 22091
Electrical ¦ LV Distribution ¦ Distribution Board ¦ Main | 1 | High | B | 1 | 2025 | 5 | 2 | 2.7 | 15330 | 4198
Fabric ¦ Superstructure ¦ Windows and External Doors ¦ Roller Shutters ¦ Manual Roller Shutter | 1 | High | B | 1 | 2025 | 5 | 2 | 2.7 | 15331 | 4199
Electrical ¦ Lighting ¦ Internal ¦ General ¦ LED Fittings & Luminaires | 1 | Medium | B | 1 | 2025 | 5 | 3 | 3.2 | 26959 | 9175
Fire ¦ Fire Fighting ¦ Fire Extinguishers ¦ Foam | 4 | Urgent | B | 6 | 2030 | 5 | 1 | 2.2 | 6319 | 16618
Fire ¦ Fire Fighting ¦ Fire Extinguishers ¦ Foam | 6 | Urgent | B | 7 | 2031 | 5 | 1 | 2.2 | 6320 | 19395
Electrical ¦ LV Distribution ¦ Distribution Board ¦ Sub | 1 | High | B | 14 | 2038 | 5 | 2 | 2.7 | 15332 | 27467
HVAC ¦ Fan ¦ Local and Special Ventilation ¦ Fans Window or Wall Mounted | 1 | Medium | B | 1 | 2025 | 5 | 3 | 3.2 | 26960 | 9176
Electrical ¦ Lighting ¦ Internal ¦ General ¦ LED Fittings & Luminaires | 10 | Medium | B | 6 | 2030 | 5 | 3 | 3.2 | 26961 | 18792
HVAC ¦ Fan ¦ Local and Special Ventilation ¦ Extract | 1 | Medium | B | 1 | 2025 | 5 | 3 | 3.2 | 26962 | 9177
Fabric ¦ Superstructure ¦ Windows and External Doors ¦ External Doors ¦ Manual and Automatic Doors ¦ Emergency and Panic Escape Doors | 1 | Urgent | B | 28 | 2052 | 5 | 1 | 2.2 | 6321 | 33606
HVAC ¦ Fan ¦ Local and Special Ventilation ¦ Extract | 1 | Medium | B | 11 | 2035 | 5 | 3 | 3.2 | 26963 | 25343
Fire ¦ Fire Fighting ¦ Fire Extinguishers ¦ Foam | 1 | Urgent | B | 2 | 2026 | 5 | 1 | 2.2 | 6322 | 12662
HVAC ¦ Heat Emitters - Local ¦ Electric Heaters | 1 | Medium | CX | 1 | 2025 | 2 | 3 | 2.3 | 10242 | 2173
Fire ¦ Fire Detection ¦ Fire Alarm Panel / Repeater | 1 | Urgent | B | 11 | 2035 | 5 | 1 | 2.2 | 6323 | 23743
HVAC ¦ Fan ¦ Local and Special Ventilation ¦ Extract | 1 | Medium | B | 1 | 2025 | 5 | 3 | 3.2 | 26964 | 9178
Electrical ¦ Lighting ¦ Internal ¦ General | 56 | Medium | B | 1 | 2025 | 5 | 3 | 3.2 | 26965 | 9179
Electrical ¦ LV Distribution ¦ Distribution Board ¦ Sub | 1 | High | B | 1 | 2025 | 5 | 2 | 2.7 | 15333 | 4200
Fabric ¦ Superstructure ¦ Windows and External Doors ¦ External Doors ¦ Entrance Doors | 1 | High | B | 6 | 2030 | 5 | 2 | 2.7 | 15334 | 17675
HVAC ¦ Fan ¦ Local and Special Ventilation ¦ Fans Window or Wall Mounted | 1 | Medium | B | 5 | 2029 | 5 | 3 | 3.2 | 26966 | 15245
HVAC ¦ Heat Emitters - Local ¦ Electric Heaters | 4 | Medium | B | 1 | 2025 | 5 | 3 | 3.2 | 26967 | 9180
Fire ¦ Fire Fighting ¦ Fire Extinguishers ¦ Foam | 6 | Urgent | B | 8 | 2032 | 5 | 1 | 2.2 | 6324 | 20471
HVAC ¦ Local Air Conditioning ¦ Single-Split Condenser - Split Systems/Heat Pumps - Air-cooled with Direct Expansion Evaporator (DX) | 1 | Medium | B | 8 | 2032 | 5 | 3 | 3.2 | 26968 | 21026
Electrical ¦ LV Distribution ¦ Distribution Board ¦ Main | 1 | High | B | 1 | 2025 | 5 | 2 | 2.7 | 15335 | 4201
Fabric ¦ Superstructure ¦ Windows and External Doors ¦ Roller Shutters ¦ Manual Roller Shutter | 1 | High | B | 1 | 2025 | 5 | 2 | 2.7 | 15336 | 4202
Fabric ¦ Superstructure ¦ Windows and External Doors ¦ External Doors ¦ Manual and Automatic Doors ¦ Emergency and Panic Escape Doors | 1 | Urgent | B | 1 | 2025 | 5 | 1 | 2.2 | 6325 | 1508
Fire ¦ Fire Detection ¦ Fire Alarm Panel / Repeater | 1 | Urgent | B | 1 | 2025 | 5 | 1 | 2.2 | 6326 | 1509
Fire ¦ Fire Fighting ¦ Fire Extinguishers ¦ Foam | 2 | Urgent | B | 7 | 2031 | 5 | 1 | 2.2 | 6327 | 19396
Water ¦ Local Hot Water ¦ Package Electric Water Heaters - Non-Drinking Water | 1 | Medium | B | 8 | 2032 | 5 | 3 | 3.2 | 26969 | 21027
HVAC ¦ Central Heating (Internally Sourced) ¦ Boiler ¦ Electric Boilers | 1 | Medium | B | 20 | 2044 | 5 | 3 | 3.2 | 26970 | 31680
Electrical ¦ LV Distribution ¦ Distribution Board ¦ Sub | 1 | High | B | 1 | 2025 | 5 | 2 | 2.7 | 15337 | 4203
Water ¦ Local Hot Water ¦ Instantaneous Electric Water Heater - Non-Drinking Water | 1 | Medium | B | 1 | 2025 | 5 | 3 | 3.2 | 26971 | 9181
Fabric ¦ Superstructure ¦ Windows and External Doors ¦ Roller Shutters ¦ Manual Roller Shutter | 1 | High | B | 1 | 2025 | 5 | 2 | 2.7 | 15338 | 4204
Fire ¦ Fire Detection ¦ Fire Alarm System | 1 | Urgent | A | 13 | 2037 | 6 | 1 | 2.5 | 10922 | 26921
HVAC ¦ Fan ¦ Local and Special Ventilation ¦ Centrifugal | 1 | Medium | B | 1 | 2025 | 5 | 3 | 3.2 | 26972 | 9182
HVAC ¦ Heat Emitters - Central ¦ Radiators ¦ Steel | 3 | Medium | B | 1 | 2025 | 5 | 3 | 3.2 | 26973 | 9183
Fire ¦ Fire Fighting ¦ Fire Extinguishers ¦ Foam | 2 | Urgent | B | 6 | 2030 | 5 | 1 | 2.2 | 6328 | 16619
Electrical ¦ Lighting ¦ Internal ¦ Emergency ¦ Self Contained ¦ LED | 2 | Urgent | B | 21 | 2045 | 5 | 1 | 2.2 | 6329 | 32184
Fire ¦ Fire Fighting ¦ Fire Extinguishers ¦ Powder | 1 | Urgent | B | 9 | 2033 | 5 | 1 | 2.2 | 6330 | 21380
Fabric ¦ Superstructure ¦ Windows and External Doors ¦ Roller Shutters ¦ Manual Roller Shutter | 1 | High | B | 1 | 2025 | 5 | 2 | 2.7 | 15339 | 4205
Security ¦ Access ¦ Access Control ¦ Gate Access - Local Lock / Keypad / Manual (External) | 4 | Medium | B | 1 | 2025 | 5 | 3 | 3.2 | 26974 | 9184
Electrical ¦ Lighting ¦ Internal ¦ General ¦ LED Fittings & Luminaires | 3 | Medium | B | 16 | 2040 | 5 | 3 | 3.2 | 26975 | 29646
Electrical ¦ Lighting ¦ Internal ¦ General ¦ LED Fittings & Luminaires | 34 | Medium | B | 16 | 2040 | 5 | 3 | 3.2 | 26976 | 29647
HVAC ¦ Central Air Conditioning ¦ Air Conditioning ¦ Multi-Split Evaporator - Split Systems/Heat Pumps - Air-cooled with Direct Expansion Evaporator (DX) | 1 | Medium | B | 11 | 2035 | 5 | 3 | 3.2 | 26977 | 25344
HVAC ¦ Heat Emitters - Local ¦ Electric Overdoor Air Curtain/Heater | 1 | Medium | B | 14 | 2038 | 5 | 3 | 3.2 | 26978 | 27599
Controls ¦ Building Management System (BMS) ¦ BMS Control Panel | 1 | High | A | 9 | 2033 | 6 | 2 | 3 | 19575 | 21665
Electrical ¦ Lighting ¦ Internal ¦ General ¦ LED Fittings & Luminaires | 41 | Medium | B | 11 | 2035 | 5 | 3 | 3.2 | 26979 | 25345
HVAC ¦ Fan ¦ Local and Special Ventilation ¦ Extract | 1 | Medium | B | 1 | 2025 | 5 | 3 | 3.2 | 26980 | 9185
Fire ¦ Fire Fighting ¦ Fire Extinguishers ¦ Foam | 4 | Urgent | A | 8 | 2032 | 6 | 1 | 2.5 | 10923 | 20658
Electrical ¦ Lighting ¦ Internal ¦ Emergency ¦ Self Contained ¦ LED | 7 | Urgent | B | 19 | 2043 | 5 | 1 | 2.2 | 6331 | 31083
Electrical ¦ LV Distribution ¦ Distribution Board ¦ Sub | 1 | High | D | 1 | 2025 | 3 | 2 | 2.1 | 1213 | 825
Fabric ¦ Superstructure ¦ Windows and External Doors ¦ External Doors ¦ Manual and Automatic Doors ¦ Emergency and Panic Escape Doors | 1 | Urgent | D | 23 | 2047 | 3 | 1 | 1.6 | 451 | 33056
Fire ¦ Fire Detection ¦ Fire Alarm System | 1 | Urgent | A | 13 | 2037 | 6 | 1 | 2.5 | 10924 | 26922
HVAC ¦ Heat Emitters - Local ¦ Electric Heaters | 1 | Medium | C | 1 | 2025 | 4 | 3 | 2.9 | 18746 | 5630
Fire ¦ Fire Fighting ¦ Fire Extinguishers ¦ CO2 | 4 | Urgent | B | 6 | 2030 | 5 | 1 | 2.2 | 6332 | 16620
Electrical ¦ LV Distribution ¦ LV Switch Panel | 1 | High | B | 1 | 2025 | 5 | 2 | 2.7 | 15340 | 4206
HVAC ¦ Central Air Conditioning ¦ Air Conditioning ¦ Multi-Split Evaporator - Split Systems/Heat Pumps - Air-cooled with Direct Expansion Evaporator (DX) | 1 | Medium | B | 11 | 2035 | 5 | 3 | 3.2 | 26981 | 25346
Electrical ¦ LV Distribution ¦ Distribution Board ¦ Sub | 1 | High | B | 3 | 2027 | 5 | 2 | 2.7 | 15341 | 13373
Electrical ¦ LV Distribution ¦ Distribution Board ¦ Sub | 1 | High | B | 1 | 2025 | 5 | 2 | 2.7 | 15342 | 4207
HVAC ¦ Fan ¦ Local and Special Ventilation ¦ Extract | 1 | Medium | B | 1 | 2025 | 5 | 3 | 3.2 | 26982 | 9186
Fire ¦ Fire Fighting ¦ Fire Extinguishers ¦ Powder | 2 | Urgent | B | 9 | 2033 | 5 | 1 | 2.2 | 6333 | 21381
Fire ¦ Fire Fighting ¦ Fire Extinguishers ¦ CO2 | 2 | Urgent | B | 10 | 2034 | 5 | 1 | 2.2 | 6334 | 22092
Electrical ¦ LV Distribution ¦ Distribution Board ¦ Main | 1 | High | B | 1 | 2025 | 5 | 2 | 2.7 | 15343 | 4208
Fabric ¦ Superstructure ¦ Windows and External Doors ¦ Roller Shutters ¦ Manual Roller Shutter | 1 | High | B | 1 | 2025 | 5 | 2 | 2.7 | 15344 | 4209
HVAC ¦ Fan ¦ Local and Special Ventilation ¦ Axial | 1 | Medium | C | 1 | 2025 | 4 | 3 | 2.9 | 18747 | 5631
Electrical ¦ Lighting ¦ Internal ¦ Emergency ¦ Self Contained ¦ LED | 1 | Urgent | C | 19 | 2043 | 4 | 1 | 1.9 | 681 | 31033
Electrical ¦ Lighting ¦ Internal ¦ General ¦ LED Fittings & Luminaires | 1 | Medium | B | 12 | 2036 | 5 | 3 | 3.2 | 26983 | 26598
Electrical ¦ Lighting ¦ Internal ¦ Emergency ¦ Self Contained ¦ LED | 1 | Urgent | B | 11 | 2035 | 5 | 1 | 2.2 | 6335 | 23744
Electrical ¦ LV Distribution ¦ Distribution Board ¦ Sub | 1 | High | B | 20 | 2044 | 5 | 2 | 2.7 | 15345 | 31634
Fabric ¦ Superstructure ¦ Windows and External Doors ¦ Roller Shutters ¦ Electric Roller Shutter | 1 | High | B | 1 | 2025 | 5 | 2 | 2.7 | 15346 | 4210
Fabric ¦ Superstructure ¦ Windows and External Doors ¦ Roller Shutters ¦ Manual Roller Shutter | 1 | High | B | 1 | 2025 | 5 | 2 | 2.7 | 15347 | 4211
HVAC ¦ Heat Emitters - Local ¦ Electric Heaters | 2 | Medium | B | 1 | 2025 | 5 | 3 | 3.2 | 26984 | 9187
Fire ¦ Fire Fighting ¦ Fire Extinguishers ¦ Foam | 2 | Urgent | B | 6 | 2030 | 5 | 1 | 2.2 | 6336 | 16621
Fabric ¦ Superstructure ¦ Windows and External Doors ¦ Roller Shutters ¦ Electric Roller Shutter | 1 | High | D | 8 | 2032 | 3 | 2 | 2.1 | 1214 | 20248
HVAC ¦ Local and Special Ventilation ¦ Unit extract fans. | 1 | Medium | CX | 6 | 2030 | 2 | 3 | 2.3 | 10243 | 17321
Water ¦ Local Hot Water ¦ Package Electric Water Heaters - Non-Drinking Water | 1 | Medium | B | 6 | 2030 | 5 | 3 | 3.2 | 26985 | 18793
Communication and Control ¦ Communication Systems ¦ Public Address (PA) System | 1 | Medium | B | 6 | 2030 | 5 | 3 | 3.2 | 26986 | 18794
Electrical ¦ Lighting ¦ Internal ¦ General ¦ LED Fittings & Luminaires | 29 | Medium | B | 10 | 2034 | 5 | 3 | 3.2 | 26987 | 22938
Water ¦ Local Hot Water ¦ Package Electric Water Heaters - Non-Drinking Water | 1 | Medium | B | 3 | 2027 | 5 | 3 | 3.2 | 26988 | 13586
Fire ¦ Fire Detection ¦ Fire Alarm Panel / Repeater | 1 | Urgent | B | 9 | 2033 | 5 | 1 | 2.2 | 6337 | 21382
HVAC ¦ Local Air Conditioning ¦ Single-Split Condenser - Split Systems/Heat Pumps - Air-cooled with Direct Expansion Evaporator (DX) | 1 | Medium | D | 1 | 2025 | 3 | 3 | 2.6 | 11160 | 2658
HVAC ¦ Heat Emitters - Local ¦ Gas Fired Unit Heaters | 1 | Medium | B | 1 | 2025 | 5 | 3 | 3.2 | 26989 | 9188
HVAC ¦ Heat Emitters - Local ¦ Electric Heaters | 4 | Medium | C | 1 | 2025 | 4 | 3 | 2.9 | 18748 | 5632
Electrical ¦ LV Distribution ¦ Distribution Board ¦ Sub | 1 | High | B | 6 | 2030 | 5 | 2 | 2.7 | 15348 | 17676
HVAC ¦ Fan ¦ Local and Special Ventilation ¦ Ventilating - General | 1 | Medium | B | 1 | 2025 | 5 | 3 | 3.2 | 26990 | 9189
Electrical ¦ LV Distribution ¦ Distribution Board ¦ Sub | 1 | High | B | 1 | 2025 | 5 | 2 | 2.7 | 15349 | 4212
Fire ¦ Fire Detection ¦ Fire Alarm Panel / Repeater | 1 | Urgent | B | 14 | 2038 | 5 | 1 | 2.2 | 6338 | 27378
Transport ¦ Lifts ¦ Passenger Lift electric ¦ Electric | 1 | Medium | B | 1 | 2025 | 5 | 3 | 3.2 | 26991 | 9190
Fabric ¦ Superstructure ¦ Windows and External Doors ¦ Roller Shutters ¦ Manual Roller Shutter | 1 | High | B | 14 | 2038 | 5 | 2 | 2.7 | 15350 | 27468
HVAC ¦ Fan ¦ Local and Special Ventilation ¦ Extract | 1 | Medium | B | 6 | 2030 | 5 | 3 | 3.2 | 26992 | 18795
Fire ¦ Fire Detection ¦ Fire Alarm Panel / Repeater | 1 | Urgent | B | 13 | 2037 | 5 | 1 | 2.2 | 6339 | 26868
Fabric ¦ Superstructure ¦ Windows and External Doors ¦ External Doors ¦ Manual and Automatic Doors ¦ High Security Door | 1 | High | B | 26 | 2050 | 5 | 2 | 2.7 | 15351 | 33509
Fabric ¦ Superstructure ¦ Windows and External Doors ¦ External Doors ¦ Entrance Doors | 1 | High | B | 21 | 2045 | 5 | 2 | 2.7 | 15352 | 32670
HVAC ¦ Fan ¦ Local and Special Ventilation ¦ Ventilating - General | 1 | Medium | A | 14 | 2038 | 6 | 3 | 3.5 | 32558 | 27677
HVAC ¦ Central Heating (Internally Sourced) ¦ Boiler ¦ Atmospheric Gas Burner/Condensing Combination Boiler (domestic type) | 1 | High | B | 5 | 2029 | 5 | 2 | 2.7 | 15353 | 14687
HVAC ¦ Central Heating (Internally Sourced) ¦ Boiler ¦ Atmospheric Gas Burner/Condensing Combination Boiler (domestic type) | 1 | High | B | 4 | 2028 | 5 | 2 | 2.7 | 15354 | 13971
Fabric ¦ Superstructure ¦ Windows and External Doors ¦ Roller Shutters ¦ Manual Roller Shutter | 1 | High | B | 11 | 2035 | 5 | 2 | 2.7 | 15355 | 24548
Fire ¦ Fire Fighting ¦ Fire Extinguishers ¦ Foam | 7 | Urgent | B | 9 | 2033 | 5 | 1 | 2.2 | 6340 | 21383
HVAC ¦ Local Air Conditioning ¦ Single-Split Condenser - Split Systems/Heat Pumps - Air-cooled with Direct Expansion Evaporator (DX) | 1 | Medium | B | 5 | 2029 | 5 | 3 | 3.2 | 26993 | 15246
HVAC ¦ Local and Special Ventilation ¦ Unit extract fans. | 1 | Medium | C | 1 | 2025 | 4 | 3 | 2.9 | 18749 | 5633
HVAC ¦ Fan ¦ Local and Special Ventilation ¦ Centrifugal | 1 | Medium | B | 5 | 2029 | 5 | 3 | 3.2 | 26994 | 15247
HVAC ¦ Fan ¦ Local and Special Ventilation ¦ Fans Window or Wall Mounted | 1 | Medium | B | 10 | 2034 | 5 | 3 | 3.2 | 26995 | 22939
Electrical ¦ Lighting ¦ Internal ¦ General ¦ LED Fittings & Luminaires | 2 | Medium | B | 18 | 2042 | 5 | 3 | 3.2 | 26996 | 30969
Electrical ¦ Lighting ¦ External ¦ General - LED | 3 | Medium | B | 11 | 2035 | 5 | 3 | 3.2 | 26997 | 25347
Electrical ¦ Lighting ¦ Internal ¦ General ¦ LED Fittings & Luminaires | 36 | Medium | B | 18 | 2042 | 5 | 3 | 3.2 | 26998 | 30970
Fire ¦ Fire Fighting ¦ Fire Extinguishers ¦ Foam | 3 | Urgent | B | 5 | 2029 | 5 | 1 | 2.2 | 6341 | 14423
Electrical ¦ Lighting ¦ Internal ¦ Emergency ¦ Self Contained ¦ Non LED | 1 | Urgent | B | 6 | 2030 | 5 | 1 | 2.2 | 6342 | 16622
Fire ¦ Fire Fighting ¦ Fire Extinguishers ¦ CO2 | 1 | Urgent | B | 2 | 2026 | 5 | 1 | 2.2 | 6343 | 12663
Electrical ¦ LV Distribution ¦ Distribution Board ¦ Sub | 1 | High | B | 17 | 2041 | 5 | 2 | 2.7 | 15356 | 30347
Electrical ¦ Lighting ¦ Internal ¦ General ¦ LED Fittings & Luminaires | 30 | Medium | B | 10 | 2034 | 5 | 3 | 3.2 | 26999 | 22940
Fire ¦ Fire Fighting ¦ Fire Extinguishers ¦ Foam | 6 | Urgent | B | 8 | 2032 | 5 | 1 | 2.2 | 6344 | 20472
Fire ¦ Fire Fighting ¦ Fire Extinguishers ¦ Foam | 1 | Urgent | B | 5 | 2029 | 5 | 1 | 2.2 | 6345 | 14424
Electrical ¦ LV Distribution ¦ Distribution Board ¦ Sub | 1 | High | B | 3 | 2027 | 5 | 2 | 2.7 | 15357 | 13374
Electrical ¦ Lighting ¦ Internal ¦ General ¦ LED Fittings & Luminaires | 46 | Medium | B | 18 | 2042 | 5 | 3 | 3.2 | 27000 | 30971
HVAC ¦ Fan ¦ Central Heating ¦ Axial | 1 | High | B | 1 | 2025 | 5 | 2 | 2.7 | 15358 | 4213
Electrical ¦ Lighting ¦ External ¦ General - LED | 2 | Medium | B | 11 | 2035 | 5 | 3 | 3.2 | 27001 | 25348
Water ¦ Local Hot Water ¦ Instantaneous Electric Water Heater - Non-Drinking Water | 1 | Medium | B | 4 | 2028 | 5 | 3 | 3.2 | 27002 | 14145
Electrical ¦ Specialist Lighting ¦ Internal ¦ Illuminated Fire Exit Signage | 4 | Urgent | B | 14 | 2038 | 5 | 1 | 2.2 | 6346 | 27379
Electrical ¦ Lighting ¦ External ¦ General - Non-LED | 4 | Medium | DX | 1 | 2025 | 1 | 3 | 2 | 911 | 619
Fire ¦ Fire Fighting ¦ Fire Extinguishers ¦ Foam | 1 | Urgent | B | 9 | 2033 | 5 | 1 | 2.2 | 6347 | 21384
Electrical ¦ Lighting ¦ Internal ¦ Emergency ¦ Self Contained ¦ LED | 2 | Urgent | B | 11 | 2035 | 5 | 1 | 2.2 | 6348 | 23745
Water ¦ Local Hot Water ¦ Instantaneous Electric Water Heater - Non-Drinking Water | 1 | Medium | B | 1 | 2025 | 5 | 3 | 3.2 | 27003 | 9191
Water ¦ Local Hot Water ¦ Package Electric Water Heaters - Non-Drinking Water | 1 | Medium | B | 11 | 2035 | 5 | 3 | 3.2 | 27004 | 25349
Electrical ¦ Lighting ¦ Internal ¦ General ¦ LED Fittings & Luminaires | 54 | Medium | B | 12 | 2036 | 5 | 3 | 3.2 | 27005 | 26599
Electrical ¦ Lighting ¦ Internal ¦ Emergency ¦ Self Contained ¦ LED | 18 | Urgent | B | 15 | 2039 | 5 | 1 | 2.2 | 6349 | 27925
HVAC ¦ Fan ¦ Local and Special Ventilation ¦ Extract | 1 | Medium | B | 11 | 2035 | 5 | 3 | 3.2 | 27006 | 25350
Fabric ¦ Superstructure ¦ Windows and External Doors ¦ Roller Shutters ¦ Manual Roller Shutter | 1 | High | B | 14 | 2038 | 5 | 2 | 2.7 | 15359 | 27469
Electrical ¦ Lighting ¦ Internal ¦ General ¦ LED Fittings & Luminaires | 50 | Medium | A | 18 | 2042 | 6 | 3 | 3.5 | 32559 | 31019
Electrical ¦ Lighting ¦ Internal ¦ Emergency ¦ Self Contained ¦ LED | 6 | Urgent | B | 15 | 2039 | 5 | 1 | 2.2 | 6350 | 27926
Fire ¦ Fire Fighting ¦ Fire Extinguishers ¦ CO2 | 1 | Urgent | B | 2 | 2026 | 5 | 1 | 2.2 | 6351 | 12664
HVAC ¦ Ventilation ¦ Air Handling Unit (AHU) ¦ Internal ¦ Central Ventilation Systems ¦ Ventilation Only | 1 | Medium | B | 1 | 2025 | 5 | 3 | 3.2 | 27007 | 9192
Fabric ¦ Superstructure ¦ Windows and External Doors ¦ Roller Shutters ¦ Manual Roller Shutter | 1 | High | B | 1 | 2025 | 5 | 2 | 2.7 | 15360 | 4214
Electrical ¦ Lighting ¦ Internal ¦ Emergency ¦ Self Contained ¦ Non LED | 1 | Urgent | B | 21 | 2045 | 5 | 1 | 2.2 | 6352 | 32185
Electrical ¦ Lighting ¦ Internal ¦ General ¦ LED Fittings & Luminaires | 38 | Medium | B | 15 | 2039 | 5 | 3 | 3.2 | 27008 | 28459
Fire ¦ Fire Fighting ¦ Fire Extinguishers ¦ CO2 | 1 | Urgent | B | 6 | 2030 | 5 | 1 | 2.2 | 6353 | 16623
Fire ¦ Fire Fighting ¦ Fire Extinguishers ¦ CO2 | 1 | Urgent | B | 8 | 2032 | 5 | 1 | 2.2 | 6354 | 20473
Fabric ¦ Barriers and Guardrails ¦ Vehicle Crash Protection Barrier | 1 | V Low | B | 1 | 2025 | 5 | 4 | 3.7 | 33234 | 12129
Fabric ¦ Superstructure ¦ Windows and External Doors ¦ Roller Shutters ¦ Electric Roller Shutter | 1 | High | B | 8 | 2032 | 5 | 2 | 2.7 | 15361 | 20742
HVAC ¦ Heat Emitters - Central ¦ Radiators ¦ Steel | 2 | Medium | B | 6 | 2030 | 5 | 3 | 3.2 | 27009 | 18796
HVAC ¦ Heat Emitters - Local ¦ Electric Heaters | 4 | Medium | B | 1 | 2025 | 5 | 3 | 3.2 | 27010 | 9193
Electrical ¦ Lighting ¦ Internal ¦ General ¦ LED Fittings & Luminaires | 5 | Medium | B | 11 | 2035 | 5 | 3 | 3.2 | 27011 | 25351
HVAC ¦ Fan ¦ Local and Special Ventilation ¦ Axial | 1 | Medium | B | 5 | 2029 | 5 | 3 | 3.2 | 27012 | 15248
Fabric ¦ Superstructure ¦ Windows and External Doors ¦ External Doors ¦ Manual and Automatic Doors ¦ Emergency and Panic Escape Doors | 1 | Urgent | B | 21 | 2045 | 5 | 1 | 2.2 | 6355 | 32186
Electrical ¦ Lighting ¦ Internal ¦ General ¦ LED Fittings & Luminaires | 42 | Medium | B | 16 | 2040 | 5 | 3 | 3.2 | 27013 | 29648
Electrical ¦ Specialist Lighting ¦ Internal ¦ Illuminated Fire Exit Signage | 8 | Urgent | B | 3 | 2027 | 5 | 1 | 2.2 | 6356 | 13297
Fire ¦ Fire Fighting ¦ Fire Extinguishers ¦ CO2 | 1 | Urgent | B | 8 | 2032 | 5 | 1 | 2.2 | 6357 | 20474
Electrical ¦ Lighting ¦ Internal ¦ Emergency ¦ Self Contained ¦ Non LED | 1 | Urgent | B | 1 | 2025 | 5 | 1 | 2.2 | 6358 | 1510
Electrical ¦ LV Distribution ¦ Distribution Board ¦ Main | 1 | High | CX | 1 | 2025 | 2 | 2 | 1.8 | 526 | 422
Fabric ¦ Superstructure ¦ Windows and External Doors ¦ External Doors ¦ Manual and Automatic Doors ¦ Emergency and Panic Escape Doors | 1 | Urgent | C | 11 | 2035 | 4 | 1 | 1.9 | 682 | 23281
Fabric ¦ Superstructure ¦ Windows and External Doors ¦ External Windows ¦ Roller Shutters ¦ External Window Shutters ¦ Manual | 1 | Medium | B | 6 | 2030 | 5 | 3 | 3.2 | 27014 | 18797
Electrical ¦ Lighting ¦ Internal ¦ General ¦ LED Fittings & Luminaires | 4 | Medium | B | 16 | 2040 | 5 | 3 | 3.2 | 27015 | 29649
Electrical ¦ Lighting ¦ Internal ¦ General ¦ LED Fittings & Luminaires | 25 | Medium | A | 18 | 2042 | 6 | 3 | 3.5 | 32560 | 31020
Electrical ¦ Lighting ¦ Internal ¦ General ¦ LED Fittings & Luminaires | 91 | Medium | B | 17 | 2041 | 5 | 3 | 3.2 | 27016 | 30509
Security ¦ Access ¦ Access Control ¦ Door ¦ Local Lock / Keypad / Manual | 1 | Medium | B | 11 | 2035 | 5 | 3 | 3.2 | 27017 | 25352
HVAC ¦ Central Air Conditioning ¦ Air Conditioning ¦ Multi-Split Condenser - Split Systems/Heat Pumps - Air-cooled with Direct Expansion Evaporator (DX) | 1 | Medium | B | 3 | 2027 | 5 | 3 | 3.2 | 27018 | 13587
Electrical ¦ LV Distribution ¦ Distribution Board ¦ Main | 1 | High | B | 19 | 2043 | 5 | 2 | 2.7 | 15362 | 31217
Fabric ¦ Superstructure ¦ Windows and External Doors ¦ Roller Shutters ¦ Electric Roller Shutter | 1 | High | B | 1 | 2025 | 5 | 2 | 2.7 | 15363 | 4215
Electrical ¦ Lighting ¦ Internal ¦ General ¦ LED Fittings & Luminaires | 27 | Medium | B | 15 | 2039 | 5 | 3 | 3.2 | 27019 | 28460
Fabric ¦ Superstructure ¦ Windows and External Doors ¦ External Doors ¦ Manual and Automatic Doors ¦ Emergency and Panic Escape Doors | 1 | Urgent | B | 26 | 2050 | 5 | 1 | 2.2 | 6359 | 33463
HVAC ¦ Fan ¦ Local and Special Ventilation ¦ Hazardous Area Extract Fan | 1 | Medium | B | 1 | 2025 | 5 | 3 | 3.2 | 27020 | 9194
Electrical ¦ Lighting ¦ Internal ¦ General | 2 | Medium | B | 2 | 2026 | 5 | 3 | 3.2 | 27021 | 13124
HVAC ¦ Heat Emitters - Local ¦ Electric Overdoor Air Curtain/Heater | 1 | Medium | B | 1 | 2025 | 5 | 3 | 3.2 | 27022 | 9195
Fabric ¦ Superstructure ¦ Windows and External Doors ¦ External Doors ¦ Manual and Automatic Doors ¦ Emergency and Panic Escape Doors | 1 | Urgent | B | 11 | 2035 | 5 | 1 | 2.2 | 6360 | 23746
HVAC ¦ Fan ¦ Local and Special Ventilation ¦ Extract | 1 | Medium | B | 1 | 2025 | 5 | 3 | 3.2 | 27023 | 9196
Fabric ¦ Superstructure ¦ Windows and External Doors ¦ Roller Shutters ¦ Manual Roller Shutter | 1 | High | B | 1 | 2025 | 5 | 2 | 2.7 | 15364 | 4216
Fabric ¦ Superstructure ¦ Windows and External Doors ¦ Roller Shutters ¦ Manual Roller Shutter | 1 | High | B | 14 | 2038 | 5 | 2 | 2.7 | 15365 | 27470
HVAC ¦ Central Heating (Internally Sourced) ¦ Boiler ¦ Electric Boilers | 1 | Medium | B | 10 | 2034 | 5 | 3 | 3.2 | 27024 | 22941
Fire ¦ Fire Fighting ¦ Fire Extinguishers ¦ CO2 | 1 | Urgent | B | 5 | 2029 | 5 | 1 | 2.2 | 6361 | 14425
Electrical ¦ Lighting ¦ Internal ¦ General ¦ LED Fittings & Luminaires | 36 | Medium | B | 12 | 2036 | 5 | 3 | 3.2 | 27025 | 26600
HVAC ¦ Heat Emitters - Local ¦ Electric Overdoor Air Curtain/Heater | 1 | Medium | B | 1 | 2025 | 5 | 3 | 3.2 | 27026 | 9197
Water ¦ Local Hot Water ¦ Instantaneous Electric Water Heater - Non-Drinking Water | 1 | Medium | B | 1 | 2025 | 5 | 3 | 3.2 | 27027 | 9198
HVAC ¦ Heat Emitters - Central ¦ Radiators ¦ Aluminium | 1 | Medium | B | 15 | 2039 | 5 | 3 | 3.2 | 27028 | 28461
HVAC ¦ Heat Emitters - Local ¦ Electric Heaters | 2 | Medium | B | 1 | 2025 | 5 | 3 | 3.2 | 27029 | 9199
Fabric ¦ Superstructure ¦ Internal Doors ¦ Roller Shutters ¦ Electric Roller Shutter | 1 | Medium | B | 15 | 2039 | 5 | 3 | 3.2 | 27030 | 28462
HVAC ¦ Fan ¦ Local and Special Ventilation ¦ Extract | 1 | Medium | B | 1 | 2025 | 5 | 3 | 3.2 | 27031 | 9200
Fabric ¦ Superstructure ¦ Windows and External Doors ¦ Roller Shutters ¦ Manual Roller Shutter | 1 | High | B | 1 | 2025 | 5 | 2 | 2.7 | 15366 | 4217
Electrical ¦ Specialist Lighting ¦ Internal ¦ Illuminated Fire Exit Signage | 1 | Urgent | B | 16 | 2040 | 5 | 1 | 2.2 | 6362 | 28865
Electrical ¦ Lighting ¦ Internal ¦ General | 3 | Medium | B | 6 | 2030 | 5 | 3 | 3.2 | 27032 | 18798
Electrical ¦ LV Distribution ¦ Distribution Board ¦ Main | 1 | High | B | 15 | 2039 | 5 | 2 | 2.7 | 15367 | 28218
Fabric ¦ Superstructure ¦ Windows and External Doors ¦ Roller Shutters ¦ Manual Roller Shutter | 1 | High | B | 20 | 2044 | 5 | 2 | 2.7 | 15368 | 31635
Security ¦ Barriers and Guardrails ¦ Manual Vehicle Barrier | 1 | Medium | B | 1 | 2025 | 5 | 3 | 3.2 | 27033 | 9201
Electrical ¦ Specialist Lighting ¦ Internal ¦ Illuminated Fire Exit Signage | 2 | Urgent | B | 1 | 2025 | 5 | 1 | 2.2 | 6363 | 1511
HVAC ¦ Fan ¦ Local and Special Ventilation ¦ Ventilating - General | 1 | Medium | B | 1 | 2025 | 5 | 3 | 3.2 | 27034 | 9202
Fabric ¦ Superstructure ¦ Internal Doors ¦ Roller Shutters ¦ Electric Roller Shutter | 1 | Medium | B | 11 | 2035 | 5 | 3 | 3.2 | 27035 | 25353
Fabric ¦ Superstructure ¦ Windows and External Doors ¦ External Doors ¦ Manual and Automatic Doors ¦ Emergency and Panic Escape Doors | 1 | Urgent | B | 30 | 2054 | 5 | 1 | 2.2 | 6364 | 33683
Fabric ¦ Superstructure ¦ Windows and External Doors ¦ External Doors ¦ Manual and Automatic Doors ¦ Emergency and Panic Escape Doors | 1 | Urgent | B | 18 | 2042 | 5 | 1 | 2.2 | 6365 | 30668
Electrical ¦ Lighting ¦ Internal ¦ Emergency ¦ Self Contained ¦ LED | 1 | Urgent | B | 21 | 2045 | 5 | 1 | 2.2 | 6366 | 32187
Electrical ¦ Lighting ¦ Internal ¦ Emergency ¦ Self Contained ¦ Non LED | 3 | Urgent | B | 15 | 2039 | 5 | 1 | 2.2 | 6367 | 27927
HVAC ¦ Fan ¦ Local and Special Ventilation ¦ Ventilating - General | 1 | Medium | B | 1 | 2025 | 5 | 3 | 3.2 | 27036 | 9203
Electrical ¦ Lighting ¦ Internal ¦ General ¦ LED Fittings & Luminaires | 34 | Medium | B | 10 | 2034 | 5 | 3 | 3.2 | 27037 | 22942
Electrical ¦ Lighting ¦ External ¦ General - Non-LED | 6 | Medium | B | 1 | 2025 | 5 | 3 | 3.2 | 27038 | 9204
Fire ¦ Fire Fighting ¦ Fire Extinguishers ¦ CO2 | 1 | Urgent | B | 4 | 2028 | 5 | 1 | 2.2 | 6368 | 13840
HVAC ¦ Ductwork ¦ Ductwork, Fittings and Ancillaries ¦ Central Ventilation Systems ¦ Fire Dampers ¦ Manual | 1 | Urgent | B | 1 | 2025 | 5 | 1 | 2.2 | 6369 | 1512
Electrical ¦ Lighting ¦ Internal ¦ Emergency ¦ Self Contained ¦ Non LED | 4 | Urgent | B | 11 | 2035 | 5 | 1 | 2.2 | 6370 | 23747
Fire ¦ Fire Fighting ¦ Fire Extinguishers ¦ CO2 | 3 | Urgent | B | 5 | 2029 | 5 | 1 | 2.2 | 6371 | 14426
Electrical ¦ Lighting ¦ External ¦ General - Non-LED | 2 | Medium | B | 1 | 2025 | 5 | 3 | 3.2 | 27039 | 9205
Electrical ¦ Lighting ¦ External ¦ General - LED | 2 | Medium | B | 5 | 2029 | 5 | 3 | 3.2 | 27040 | 15249
Electrical ¦ Lighting ¦ Internal ¦ Emergency ¦ Self Contained ¦ LED | 3 | Urgent | B | 23 | 2047 | 5 | 1 | 2.2 | 6372 | 33118
HVAC ¦ Central Air Conditioning ¦ Air Conditioning ¦ Multi-Split Evaporator - Split Systems/Heat Pumps - Air-cooled with Direct Expansion Evaporator (DX) | 1 | Medium | B | 12 | 2036 | 5 | 3 | 3.2 | 27041 | 26601
HVAC ¦ Heat Emitters - Local ¦ Gas Fired Unit Heaters | 1 | Medium | B | 11 | 2035 | 5 | 3 | 3.2 | 27042 | 25354
Fabric ¦ Superstructure ¦ Windows and External Doors ¦ Roller Shutters ¦ Manual Roller Shutter | 1 | High | B | 1 | 2025 | 5 | 2 | 2.7 | 15369 | 4218
Fire ¦ Fire Fighting ¦ Fire Extinguishers ¦ Foam | 1 | Urgent | B | 1 | 2025 | 5 | 1 | 2.2 | 6373 | 1513
Electrical ¦ LV Distribution ¦ Distribution Board ¦ Main | 1 | High | D | 10 | 2034 | 3 | 2 | 2.1 | 1215 | 21961
Electrical ¦ LV Distribution ¦ Distribution Board ¦ Main | 1 | High | B | 1 | 2025 | 5 | 2 | 2.7 | 15370 | 4219
Fabric ¦ Superstructure ¦ Internal Doors ¦ Roller Shutters ¦ Electric Roller Shutter | 1 | Medium | B | 21 | 2045 | 5 | 3 | 3.2 | 27043 | 32800
Controls ¦ Building Management System (BMS) ¦ BMS Control Panel | 1 | High | B | 4 | 2028 | 5 | 2 | 2.7 | 15371 | 13972
HVAC ¦ Fan ¦ Local and Special Ventilation ¦ Ventilating - General | 1 | Medium | B | 1 | 2025 | 5 | 3 | 3.2 | 27044 | 9206
Fabric ¦ Superstructure ¦ Windows and External Doors ¦ External Doors ¦ Entrance Doors | 1 | High | B | 21 | 2045 | 5 | 2 | 2.7 | 15372 | 32671
HVAC ¦ Fan ¦ Local and Special Ventilation ¦ Centrifugal | 1 | Medium | B | 5 | 2029 | 5 | 3 | 3.2 | 27045 | 15250
HVAC ¦ Heat Emitters - Local ¦ Electric Heaters | 2 | Medium | B | 1 | 2025 | 5 | 3 | 3.2 | 27046 | 9207
Electrical ¦ Specialist Lighting ¦ Internal ¦ Illuminated Fire Exit Signage | 2 | Urgent | B | 10 | 2034 | 5 | 1 | 2.2 | 6374 | 22093
Electrical ¦ LV Distribution ¦ Distribution Board ¦ Sub | 1 | High | D | 1 | 2025 | 3 | 2 | 2.1 | 1216 | 826
Electrical ¦ LV Distribution ¦ Distribution Board ¦ Sub | 1 | High | D | 10 | 2034 | 3 | 2 | 2.1 | 1217 | 21962
HVAC ¦ Ductwork ¦ Ductwork, Fittings and Ancillaries ¦ Central Ventilation Systems ¦ Fire Dampers ¦ Fusible Link | 1 | Urgent | B | 1 | 2025 | 5 | 1 | 2.2 | 6375 | 1514
Electrical ¦ LV Distribution ¦ Distribution Board ¦ Main | 1 | High | B | 15 | 2039 | 5 | 2 | 2.7 | 15373 | 28219
Fabric ¦ Superstructure ¦ Internal Doors ¦ Roller Shutters ¦ Electric Roller Shutter | 1 | Medium | B | 2 | 2026 | 5 | 3 | 3.2 | 27047 | 13125
Fire ¦ Fire Fighting ¦ Fire Extinguishers ¦ CO2 | 4 | Urgent | B | 6 | 2030 | 5 | 1 | 2.2 | 6376 | 16624
HVAC ¦ Heat Emitters - Local ¦ Electric Heaters | 4 | Medium | B | 1 | 2025 | 5 | 3 | 3.2 | 27048 | 9208
Electrical ¦ LV Distribution ¦ Distribution Board ¦ Sub | 1 | High | D | 1 | 2025 | 3 | 2 | 2.1 | 1218 | 827
Electrical ¦ LV Distribution ¦ Distribution Board ¦ Main | 1 | High | B | 19 | 2043 | 5 | 2 | 2.7 | 15374 | 31218
Fire ¦ Fire Fighting ¦ Fire Extinguishers ¦ Powder | 2 | Urgent | B | 4 | 2028 | 5 | 1 | 2.2 | 6377 | 13841
HVAC ¦ Fan ¦ Local and Special Ventilation ¦ Fans Window or Wall Mounted | 1 | Medium | B | 1 | 2025 | 5 | 3 | 3.2 | 27049 | 9209
Fabric ¦ Superstructure ¦ Windows and External Doors ¦ External Doors ¦ Manual and Automatic Doors ¦ Emergency and Panic Escape Doors | 1 | Urgent | B | 18 | 2042 | 5 | 1 | 2.2 | 6378 | 30669
Fire ¦ Fire Detection ¦ Fire Alarm Panel / Repeater | 1 | Urgent | B | 11 | 2035 | 5 | 1 | 2.2 | 6379 | 23748
Electrical ¦ Specialist Lighting ¦ Internal ¦ Illuminated Fire Exit Signage | 1 | Urgent | B | 16 | 2040 | 5 | 1 | 2.2 | 6380 | 28866
Fire ¦ Fire Fighting ¦ Fire Extinguishers ¦ CO2 | 2 | Urgent | B | 5 | 2029 | 5 | 1 | 2.2 | 6381 | 14427
HVAC ¦ Fan ¦ Local and Special Ventilation ¦ Ventilating - General | 1 | Medium | B | 1 | 2025 | 5 | 3 | 3.2 | 27050 | 9210
Electrical ¦ LV Distribution ¦ Distribution Board ¦ Sub | 1 | High | D | 3 | 2027 | 3 | 2 | 2.1 | 1219 | 13265
Fabric ¦ Superstructure ¦ Windows and External Doors ¦ Roller Shutters ¦ Manual Roller Shutter | 1 | High | B | 1 | 2025 | 5 | 2 | 2.7 | 15375 | 4220
Fire ¦ Fire Detection ¦ Fire Alarm System | 1 | Urgent | B | 11 | 2035 | 5 | 1 | 2.2 | 6382 | 23749
Fabric ¦ Superstructure ¦ Windows and External Doors ¦ External Doors ¦ Manual and Automatic Doors ¦ Emergency and Panic Escape Doors | 1 | Urgent | B | 30 | 2054 | 5 | 1 | 2.2 | 6383 | 33684
Controls ¦ Building Management System (BMS) ¦ Central Operating Station | 1 | High | B | 4 | 2028 | 5 | 2 | 2.7 | 15376 | 13973
Electrical ¦ Lighting ¦ Internal ¦ Emergency ¦ Self Contained ¦ LED | 8 | Urgent | B | 21 | 2045 | 5 | 1 | 2.2 | 6384 | 32188
Electrical ¦ Lighting ¦ Internal ¦ General | 2 | Medium | B | 6 | 2030 | 5 | 3 | 3.2 | 27051 | 18799
Fabric ¦ Superstructure ¦ Windows and External Doors ¦ Roller Shutters ¦ Manual Roller Shutter | 1 | High | B | 1 | 2025 | 5 | 2 | 2.7 | 15377 | 4221
Fire ¦ Fire Fighting ¦ Fire Extinguishers ¦ Foam | 2 | Urgent | B | 6 | 2030 | 5 | 1 | 2.2 | 6385 | 16625
Electrical ¦ Lighting ¦ Internal ¦ Emergency ¦ Self Contained ¦ LED | 2 | Urgent | B | 21 | 2045 | 5 | 1 | 2.2 | 6386 | 32189
Electrical ¦ LV Distribution ¦ Distribution Board ¦ Sub | 1 | High | D | 3 | 2027 | 3 | 2 | 2.1 | 1220 | 13266
Fabric ¦ Superstructure ¦ Windows and External Doors ¦ External Doors ¦ Entrance Doors | 1 | High | B | 21 | 2045 | 5 | 2 | 2.7 | 15378 | 32672
Fabric ¦ Superstructure ¦ Windows and External Doors ¦ Roller Shutters ¦ Manual Roller Shutter | 1 | High | B | 1 | 2025 | 5 | 2 | 2.7 | 15379 | 4222
Electrical ¦ Lighting ¦ Internal ¦ Emergency ¦ Self Contained ¦ LED | 1 | Urgent | B | 21 | 2045 | 5 | 1 | 2.2 | 6387 | 32190
Electrical ¦ Lighting ¦ External ¦ General - Non-LED | 3 | Medium | B | 1 | 2025 | 5 | 3 | 3.2 | 27052 | 9211
HVAC ¦ Heat Emitters - Local ¦ Electric Heaters | 2 | Medium | B | 2 | 2026 | 5 | 3 | 3.2 | 27053 | 13126
Electrical ¦ LV Distribution ¦ Distribution Board ¦ Main | 1 | High | B | 11 | 2035 | 5 | 2 | 2.7 | 15380 | 24549
Fabric ¦ Superstructure ¦ Windows and External Doors ¦ Roller Shutters ¦ Manual Roller Shutter | 1 | High | B | 1 | 2025 | 5 | 2 | 2.7 | 15381 | 4223
Controls ¦ Multi-System Controls ¦ Control Panel - Electrical Services (excluding Electrical Controllers and Pneumatic Relays) | 1 | Medium | B | 6 | 2030 | 5 | 3 | 3.2 | 27054 | 18800
HVAC ¦ Heat Emitters - Local ¦ Gas Fired Unit Heaters | 1 | Medium | B | 11 | 2035 | 5 | 3 | 3.2 | 27055 | 25355
Fabric ¦ Superstructure ¦ Windows and External Doors ¦ External Windows ¦ Roller Shutters ¦ External Window Shutters ¦ Manual | 1 | Medium | B | 1 | 2025 | 5 | 3 | 3.2 | 27056 | 9212
HVAC ¦ Heat Emitters - Central ¦ Radiators ¦ Steel | 1 | Medium | B | 6 | 2030 | 5 | 3 | 3.2 | 27057 | 18801
Electrical ¦ Lighting ¦ Internal ¦ General | 1 | Medium | B | 1 | 2025 | 5 | 3 | 3.2 | 27058 | 9213
HVAC ¦ Fan ¦ Central Heating ¦ Axial | 1 | High | B | 1 | 2025 | 5 | 2 | 2.7 | 15382 | 4224
HVAC ¦ Fan ¦ Local and Special Ventilation ¦ Ventilating - General | 1 | Medium | A | 14 | 2038 | 6 | 3 | 3.5 | 32561 | 27678
Fire ¦ Fire Detection ¦ Fire Alarm System | 1 | Urgent | B | 10 | 2034 | 5 | 1 | 2.2 | 6388 | 22094
Electrical ¦ Lighting ¦ Internal ¦ Emergency ¦ Self Contained ¦ Non LED | 1 | Urgent | B | 1 | 2025 | 5 | 1 | 2.2 | 6389 | 1515
Electrical ¦ Lighting ¦ Internal ¦ Emergency ¦ Self Contained ¦ LED | 4 | Urgent | B | 24 | 2048 | 5 | 1 | 2.2 | 6390 | 33243
Electrical ¦ Lighting ¦ Internal ¦ General | 1 | Medium | B | 10 | 2034 | 5 | 3 | 3.2 | 27059 | 22943
Fire ¦ Fire Fighting ¦ Fire Extinguishers ¦ Powder | 2 | Urgent | B | 6 | 2030 | 5 | 1 | 2.2 | 6391 | 16626
HVAC ¦ Central Air Conditioning ¦ Air Conditioning ¦ Multi-Split Evaporator - Split Systems/Heat Pumps - Air-cooled with Direct Expansion Evaporator (DX) | 1 | Medium | B | 1 | 2025 | 5 | 3 | 3.2 | 27060 | 9214
Fabric ¦ Barriers and Guardrails ¦ Vehicle Crash Protection Barrier | 1 | V Low | B | 14 | 2038 | 5 | 4 | 3.7 | 33235 | 27699
Fabric ¦ Superstructure ¦ Windows and External Doors ¦ Roller Shutters ¦ Electric Roller Shutter | 1 | High | B | 1 | 2025 | 5 | 2 | 2.7 | 15383 | 4225
Electrical ¦ LV Distribution ¦ Distribution Board ¦ Main | 1 | High | B | 10 | 2034 | 5 | 2 | 2.7 | 15384 | 22403
Lightning Protection ¦ System | 1 | High | B | 11 | 2035 | 5 | 2 | 2.7 | 15385 | 24550
Security ¦ Access ¦ Access Control ¦ Gate Access - Local Lock / Keypad / Manual (External) | 1 | Medium | B | 1 | 2025 | 5 | 3 | 3.2 | 27061 | 9215
Fabric ¦ Superstructure ¦ Windows and External Doors ¦ Roller Shutters ¦ Electric Roller Shutter | 1 | High | B | 16 | 2040 | 5 | 2 | 2.7 | 15386 | 29206
Fabric ¦ Superstructure ¦ Windows and External Doors ¦ External Windows ¦ Roller Shutters ¦ External Window Shutters ¦ Manual | 1 | Medium | B | 1 | 2025 | 5 | 3 | 3.2 | 27062 | 9216
HVAC ¦ Heat Emitters - Local ¦ Electric Heaters | 4 | Medium | B | 4 | 2028 | 5 | 3 | 3.2 | 27063 | 14146
Fabric ¦ Superstructure ¦ Windows and External Doors ¦ Roller Shutters ¦ Manual Roller Shutter | 1 | High | B | 11 | 2035 | 5 | 2 | 2.7 | 15387 | 24551
Electrical ¦ Lighting ¦ Internal ¦ General ¦ LED Fittings & Luminaires | 2 | Medium | B | 1 | 2025 | 5 | 3 | 3.2 | 27064 | 9217
Electrical ¦ Lighting ¦ Internal ¦ Emergency ¦ Self Contained ¦ LED | 1 | Urgent | B | 11 | 2035 | 5 | 1 | 2.2 | 6392 | 23750
Electrical ¦ Lighting ¦ Internal ¦ Emergency ¦ Self Contained ¦ LED | 18 | Urgent | B | 15 | 2039 | 5 | 1 | 2.2 | 6393 | 27928
Electrical ¦ Lighting ¦ Internal ¦ General ¦ LED Fittings & Luminaires | 36 | Medium | B | 15 | 2039 | 5 | 3 | 3.2 | 27065 | 28463
HVAC ¦ Fan ¦ Local and Special Ventilation ¦ Ventilating - General | 1 | Medium | B | 5 | 2029 | 5 | 3 | 3.2 | 27066 | 15251
Fabric ¦ Superstructure ¦ Windows and External Doors ¦ External Doors ¦ Manual and Automatic Doors ¦ Emergency and Panic Escape Doors | 1 | Urgent | B | 11 | 2035 | 5 | 1 | 2.2 | 6394 | 23751
Electrical ¦ LV Distribution ¦ Distribution Board ¦ Sub | 1 | High | B | 12 | 2036 | 5 | 2 | 2.7 | 15388 | 26205
Electrical ¦ Lighting ¦ Internal ¦ Emergency ¦ Self Contained ¦ LED | 1 | Urgent | B | 18 | 2042 | 5 | 1 | 2.2 | 6395 | 30670
Fire ¦ Fire Detection ¦ Fire Alarm Panel / Repeater | 1 | Urgent | B | 11 | 2035 | 5 | 1 | 2.2 | 6396 | 23752
Electrical ¦ Specialist Lighting ¦ Internal ¦ Illuminated Fire Exit Signage | 2 | Urgent | B | 15 | 2039 | 5 | 1 | 2.2 | 6397 | 27929
HVAC ¦ Central Heating (Internally Sourced) ¦ Boiler ¦ Atmospheric Gas Burner/Condensing Combination Boiler (domestic type) | 1 | High | B | 10 | 2034 | 5 | 2 | 2.7 | 15389 | 22404
Fabric ¦ Superstructure ¦ Internal Doors ¦ Roller Shutters ¦ Electric Roller Shutter | 1 | Medium | B | 11 | 2035 | 5 | 3 | 3.2 | 27067 | 25356
HVAC ¦ Central Air Conditioning ¦ Air Conditioning ¦ Multi-Split Evaporator - Split Systems/Heat Pumps - Air-cooled with Direct Expansion Evaporator (DX) | 1 | Medium | B | 6 | 2030 | 5 | 3 | 3.2 | 27068 | 18802
HVAC ¦ Heat Emitters - Local ¦ Gas Fired Unit Heaters | 1 | Medium | B | 5 | 2029 | 5 | 3 | 3.2 | 27069 | 15252
Electrical ¦ LV Distribution ¦ Distribution Board ¦ Sub | 1 | High | B | 14 | 2038 | 5 | 2 | 2.7 | 15390 | 27471
HVAC ¦ Ductwork ¦ Ductwork, Fittings and Ancillaries ¦ Central Ventilation Systems ¦ Fire Dampers ¦ Automatic | 1 | Urgent | B | 10 | 2034 | 5 | 1 | 2.2 | 6398 | 22095
HVAC ¦ Heat Emitters - Local ¦ Gas Fired Unit Heaters | 1 | Medium | A | 15 | 2039 | 6 | 3 | 3.5 | 32562 | 28576
Water ¦ Local Hot Water ¦ Instantaneous Electric Water Heater - Non-Drinking Water | 1 | Medium | B | 5 | 2029 | 5 | 3 | 3.2 | 27070 | 15253
Fabric ¦ Superstructure ¦ Windows and External Doors ¦ External Doors ¦ Manual and Automatic Doors ¦ Emergency and Panic Escape Doors | 1 | Urgent | B | 12 | 2036 | 5 | 1 | 2.2 | 6399 | 26048
HVAC ¦ Fan ¦ Local and Special Ventilation ¦ Axial | 1 | Medium | B | 5 | 2029 | 5 | 3 | 3.2 | 27071 | 15254
HVAC ¦ Central Heating (Internally Sourced) ¦ Burner ¦ Forced draft gas burner | 1 | Medium | B | 4 | 2028 | 5 | 3 | 3.2 | 27072 | 14147
HVAC ¦ Heat Emitters - Local ¦ Electric Heaters | 1 | Medium | B | 1 | 2025 | 5 | 3 | 3.2 | 27073 | 9218
Electrical ¦ LV Distribution ¦ Distribution Board ¦ Sub | 1 | High | B | 1 | 2025 | 5 | 2 | 2.7 | 15391 | 4226
Electrical ¦ LV Distribution ¦ Distribution Board ¦ Sub | 1 | High | D | 1 | 2025 | 3 | 2 | 2.1 | 1221 | 828
Fire ¦ Fire Detection ¦ Fire Alarm System | 1 | Urgent | B | 1 | 2025 | 5 | 1 | 2.2 | 6400 | 1516
HVAC ¦ Heat Emitters - Central ¦ Radiators ¦ Steel | 1 | Medium | B | 6 | 2030 | 5 | 3 | 3.2 | 27074 | 18803
Electrical ¦ LV Distribution ¦ Distribution Board ¦ Sub | 1 | High | CX | 1 | 2025 | 2 | 2 | 1.8 | 527 | 423
Fabric ¦ Superstructure ¦ Windows and External Doors ¦ External Windows ¦ Roller Shutters ¦ External Window Shutters ¦ Manual | 1 | Medium | B | 1 | 2025 | 5 | 3 | 3.2 | 27075 | 9219
Fabric ¦ Superstructure ¦ Windows and External Doors ¦ External Doors ¦ Manual and Automatic Doors ¦ Emergency and Panic Escape Doors | 1 | Urgent | B | 25 | 2049 | 5 | 1 | 2.2 | 6401 | 33314
Fabric ¦ Superstructure ¦ Windows and External Doors ¦ External Doors ¦ Manual and Automatic Doors ¦ High Security Door | 1 | High | B | 11 | 2035 | 5 | 2 | 2.7 | 15392 | 24552
Electrical ¦ Lighting ¦ Internal ¦ Emergency ¦ Self Contained ¦ Non LED | 3 | Urgent | B | 11 | 2035 | 5 | 1 | 2.2 | 6402 | 23753
HVAC ¦ Heat Emitters - Local ¦ Electric Overdoor Air Curtain/Heater | 1 | Medium | B | 1 | 2025 | 5 | 3 | 3.2 | 27076 | 9220
Fabric ¦ Superstructure ¦ Windows and External Doors ¦ Roller Shutters ¦ Electric Roller Shutter | 1 | High | B | 11 | 2035 | 5 | 2 | 2.7 | 15393 | 24553
Fire ¦ Fire Fighting ¦ Fire Extinguishers ¦ CO2 | 1 | Urgent | B | 7 | 2031 | 5 | 1 | 2.2 | 6403 | 19397
HVAC ¦ Fan ¦ Local and Special Ventilation ¦ Extract | 1 | Medium | C | 1 | 2025 | 4 | 3 | 2.9 | 18750 | 5634
Fabric ¦ Superstructure ¦ Windows and External Doors ¦ External Doors ¦ Manual and Automatic Doors ¦ Emergency and Panic Escape Doors | 1 | Urgent | B | 20 | 2044 | 5 | 1 | 2.2 | 6404 | 31508
Controls ¦ Building Management System (BMS) ¦ BMS Control Panel | 1 | High | B | 1 | 2025 | 5 | 2 | 2.7 | 15394 | 4227
Electrical ¦ Lighting ¦ Internal ¦ General ¦ LED Fittings & Luminaires | 4 | Medium | B | 17 | 2041 | 5 | 3 | 3.2 | 27077 | 30510
Electrical ¦ Lighting ¦ Internal ¦ General ¦ LED Fittings & Luminaires | 8 | Medium | B | 16 | 2040 | 5 | 3 | 3.2 | 27078 | 29650
Water ¦ Local Hot Water ¦ Instantaneous Electric Water Heater - Non-Drinking Water | 1 | Medium | B | 5 | 2029 | 5 | 3 | 3.2 | 27079 | 15255
HVAC ¦ Fan ¦ Local and Special Ventilation ¦ Extract | 1 | Medium | B | 1 | 2025 | 5 | 3 | 3.2 | 27080 | 9221
HVAC ¦ Local Air Conditioning ¦ Single-Split Evaporator - Split Systems/Heat Pumps - Air-cooled with Direct Expansion Evaporator (DX) | 1 | Medium | B | 9 | 2033 | 5 | 3 | 3.2 | 27081 | 21806
HVAC ¦ Fan ¦ Local and Special Ventilation ¦ Extract | 1 | Medium | C | 1 | 2025 | 4 | 3 | 2.9 | 18751 | 5635
HVAC ¦ Fan ¦ Local and Special Ventilation ¦ Axial | 1 | Medium | C | 5 | 2029 | 4 | 3 | 2.9 | 18752 | 14781
HVAC ¦ Central Heating (Internally Sourced) ¦ Boiler ¦ Atmospheric Gas Burner/Condensing Combination Boiler (domestic type) | 1 | High | B | 7 | 2031 | 5 | 2 | 2.7 | 15395 | 19645
HVAC ¦ Fan ¦ Local and Special Ventilation ¦ Kitchen Vent ¦ Extract | 1 | Low | B | 1 | 2025 | 5 | 4 | 3.7 | 33236 | 12130
HVAC ¦ Fan ¦ Local and Special Ventilation ¦ Extract | 1 | Medium | B | 1 | 2025 | 5 | 3 | 3.2 | 27082 | 9222
Fabric ¦ Superstructure ¦ Windows and External Doors ¦ External Doors ¦ Manual and Automatic Doors ¦ Auto / Powered Sliding Doors | 1 | High | B | 27 | 2051 | 5 | 2 | 2.7 | 15396 | 33578
Fire ¦ Fire Fighting ¦ Fire Extinguishers ¦ Foam | 3 | Urgent | B | 6 | 2030 | 5 | 1 | 2.2 | 6405 | 16627
Electrical ¦ Specialist Lighting ¦ External ¦ Illuminated External Signs | 4 | Medium | B | 1 | 2025 | 5 | 3 | 3.2 | 27083 | 9223
Electrical ¦ LV Distribution ¦ Distribution Board ¦ Main | 1 | High | A | 20 | 2044 | 6 | 2 | 3 | 19576 | 31666
Electrical ¦ Lighting ¦ Internal ¦ General ¦ LED Fittings & Luminaires | 34 | Medium | B | 15 | 2039 | 5 | 3 | 3.2 | 27084 | 28464
Electrical ¦ Lighting ¦ Internal ¦ Emergency ¦ Self Contained ¦ LED | 12 | Urgent | B | 21 | 2045 | 5 | 1 | 2.2 | 6406 | 32191
Fire ¦ Fire Fighting ¦ Fire Extinguishers ¦ Foam | 3 | Urgent | B | 2 | 2026 | 5 | 1 | 2.2 | 6407 | 12665
HVAC ¦ Heat Emitters - Local ¦ Gas Fired Natural and Fan Assisted Heaters | 1 | Medium | B | 1 | 2025 | 5 | 3 | 3.2 | 27085 | 9224
Fabric ¦ Superstructure ¦ Windows and External Doors ¦ External Doors ¦ Manual and Automatic Doors ¦ Auto / Powered Sliding Doors | 1 | High | C | 21 | 2045 | 4 | 2 | 2.4 | 10621 | 32516
Fire ¦ Fire Fighting ¦ Fire Extinguishers ¦ CO2 | 4 | Urgent | B | 6 | 2030 | 5 | 1 | 2.2 | 6408 | 16628
Fabric ¦ Superstructure ¦ Windows and External Doors ¦ Roller Shutters ¦ Manual Roller Shutter | 1 | High | B | 1 | 2025 | 5 | 2 | 2.7 | 15397 | 4228
HVAC ¦ Central Heating (Internally Sourced) ¦ Burner ¦ Forced draft gas burner | 1 | Medium | B | 9 | 2033 | 5 | 3 | 3.2 | 27086 | 21807
Electrical ¦ Lighting ¦ Internal ¦ General ¦ LED Fittings & Luminaires | 94 | Medium | B | 18 | 2042 | 5 | 3 | 3.2 | 27087 | 30972
Fire ¦ Fire Fighting ¦ Fire Extinguishers ¦ Foam | 6 | Urgent | B | 6 | 2030 | 5 | 1 | 2.2 | 6409 | 16629
Security ¦ Access ¦ Access Control ¦ Door ¦ Local Lock / Keypad / Manual | 1 | Medium | B | 14 | 2038 | 5 | 3 | 3.2 | 27088 | 27600
Fire ¦ Fire Fighting ¦ Fire Blanket | 1 | Urgent | B | 4 | 2028 | 5 | 1 | 2.2 | 6410 | 13842
HVAC ¦ Heat Emitters - Local ¦ Fan Convector - Electric | 1 | Medium | D | 1 | 2025 | 3 | 3 | 2.6 | 11161 | 2659
HVAC ¦ Fan ¦ Central Ventilation Systems ¦ Ventilating - General | 1 | Low | B | 1 | 2025 | 5 | 4 | 3.7 | 33237 | 12131
Electrical ¦ LV Distribution ¦ Distribution Board ¦ Sub | 1 | High | B | 19 | 2043 | 5 | 2 | 2.7 | 15398 | 31219
Fire ¦ Fire Fighting ¦ Fire Extinguishers ¦ CO2 | 3 | Urgent | B | 6 | 2030 | 5 | 1 | 2.2 | 6411 | 16630
HVAC ¦ Heat Emitters - Local ¦ Gas Fired Natural and Fan Assisted Heaters | 1 | Medium | C | 1 | 2025 | 4 | 3 | 2.9 | 18753 | 5636
Electrical ¦ Lighting ¦ Internal ¦ General | 8 | Medium | B | 6 | 2030 | 5 | 3 | 3.2 | 27089 | 18804
Electrical ¦ Specialist Lighting ¦ Internal ¦ Illuminated Fire Exit Signage | 3 | Urgent | B | 16 | 2040 | 5 | 1 | 2.2 | 6412 | 28867
HVAC ¦ Central Air Conditioning ¦ Air Conditioning ¦ Multi-Split Condenser - Split Systems/Heat Pumps - Air-cooled with Direct Expansion Evaporator (DX) | 1 | Medium | B | 9 | 2033 | 5 | 3 | 3.2 | 27090 | 21808
Electrical ¦ LV Distribution ¦ Distribution Board ¦ Sub | 1 | High | B | 12 | 2036 | 5 | 2 | 2.7 | 15399 | 26206
Electrical ¦ LV Distribution ¦ Distribution Board ¦ Sub | 1 | High | B | 1 | 2025 | 5 | 2 | 2.7 | 15400 | 4229
Fabric ¦ Superstructure ¦ Windows and External Doors ¦ External Doors ¦ Manual and Automatic Doors ¦ Emergency and Panic Escape Doors | 1 | Urgent | B | 30 | 2054 | 5 | 1 | 2.2 | 6413 | 33685
Electrical ¦ Lighting ¦ Internal ¦ Emergency ¦ Self Contained ¦ LED | 14 | Urgent | B | 23 | 2047 | 5 | 1 | 2.2 | 6414 | 33119
HVAC ¦ Heat Emitters - Local ¦ Electric Heaters | 2 | Medium | B | 1 | 2025 | 5 | 3 | 3.2 | 27091 | 9225
Fire ¦ Fire Fighting ¦ Fire Extinguishers ¦ CO2 | 3 | Urgent | B | 8 | 2032 | 5 | 1 | 2.2 | 6415 | 20475
Transport ¦ Lifts ¦ Disabled Lift ¦ Electric | 1 | High | CX | 1 | 2025 | 2 | 2 | 1.8 | 528 | 424
Water ¦ Local Hot Water ¦ Package Electric Water Heaters - Non-Drinking Water | 1 | Medium | CX | 1 | 2025 | 2 | 3 | 2.3 | 10244 | 2174
HVAC ¦ Heat Emitters - Local ¦ Gas Fired Natural and Fan Assisted Heaters | 1 | Medium | B | 1 | 2025 | 5 | 3 | 3.2 | 27092 | 9226
HVAC ¦ Fan ¦ Local and Special Ventilation ¦ Kitchen Vent ¦ Fans Window or Wall Mounted | 1 | Medium | B | 10 | 2034 | 5 | 3 | 3.2 | 27093 | 22944
Fabric ¦ Superstructure ¦ Internal Doors ¦ Roller Shutters ¦ Electric Roller Shutter | 1 | Medium | B | 17 | 2041 | 5 | 3 | 3.2 | 27094 | 30511
Fabric ¦ Superstructure ¦ Windows and External Doors ¦ External Doors ¦ Manual and Automatic Doors ¦ Emergency and Panic Escape Doors | 1 | Urgent | B | 25 | 2049 | 5 | 1 | 2.2 | 6416 | 33315
Fabric ¦ Superstructure ¦ Windows and External Doors ¦ External Doors ¦ Manual and Automatic Doors ¦ Emergency and Panic Escape Doors | 1 | Urgent | B | 11 | 2035 | 5 | 1 | 2.2 | 6417 | 23754
Electrical ¦ Lighting ¦ Internal ¦ Emergency ¦ Self Contained ¦ LED | 13 | Urgent | B | 21 | 2045 | 5 | 1 | 2.2 | 6418 | 32192
Fire ¦ Fire Fighting ¦ Fire Extinguishers ¦ Foam | 5 | Urgent | B | 2 | 2026 | 5 | 1 | 2.2 | 6419 | 12666
HVAC ¦ Fan ¦ Central Ventilation Systems ¦ Ventilating - General | 1 | Low | B | 1 | 2025 | 5 | 4 | 3.7 | 33238 | 12132
Electrical ¦ Specialist Lighting ¦ Internal ¦ Illuminated Fire Exit Signage | 7 | Urgent | B | 15 | 2039 | 5 | 1 | 2.2 | 6420 | 27930
Electrical ¦ Lighting ¦ Internal ¦ Emergency ¦ Self Contained ¦ Non LED | 2 | Urgent | C | 1 | 2025 | 4 | 1 | 1.9 | 683 | 473
Fire ¦ Fire Fighting ¦ Fire Extinguishers ¦ Foam | 4 | Urgent | B | 2 | 2026 | 5 | 1 | 2.2 | 6421 | 12667
HVAC ¦ Fan ¦ Local and Special Ventilation ¦ Kitchen Vent ¦ Fans Window or Wall Mounted | 1 | Medium | CX | 10 | 2034 | 2 | 3 | 2.3 | 10245 | 22188
Electrical ¦ LV Distribution ¦ Distribution Board ¦ Main | 1 | High | D | 1 | 2025 | 3 | 2 | 2.1 | 1222 | 829
HVAC ¦ Fan ¦ Central Ventilation Systems ¦ Axial | 1 | Medium | B | 1 | 2025 | 5 | 3 | 3.2 | 27095 | 9227
HVAC ¦ Fan ¦ Local and Special Ventilation ¦ Extract | 1 | Medium | B | 1 | 2025 | 5 | 3 | 3.2 | 27096 | 9228
Fire ¦ Fire Fighting ¦ Fire Extinguishers ¦ CO2 | 5 | Urgent | B | 6 | 2030 | 5 | 1 | 2.2 | 6422 | 16631
HVAC ¦ Heat Emitters - Local ¦ Fan Convector - Electric | 1 | Medium | B | 1 | 2025 | 5 | 3 | 3.2 | 27097 | 9229
Water ¦ Local Hot Water ¦ Instantaneous Electric Water Heater - Non-Drinking Water | 1 | Medium | B | 5 | 2029 | 5 | 3 | 3.2 | 27098 | 15256
HVAC ¦ Central Air Conditioning ¦ Air Conditioning ¦ Multi-Split Condenser - Split Systems/Heat Pumps - Air-cooled with Direct Expansion Evaporator (DX) | 1 | Medium | B | 7 | 2031 | 5 | 3 | 3.2 | 27099 | 20026
Controls ¦ Multi-System Controls ¦ Motor Control Centre (MCC) | 1 | Low | B | 1 | 2025 | 5 | 4 | 3.7 | 33239 | 12133
Fabric ¦ Superstructure ¦ Windows and External Doors ¦ External Doors ¦ Manual and Automatic Doors ¦ Emergency and Panic Escape Doors | 1 | Urgent | B | 23 | 2047 | 5 | 1 | 2.2 | 6423 | 33120
Fire ¦ Fire Detection ¦ Fire Alarm Panel / Repeater | 1 | Urgent | B | 7 | 2031 | 5 | 1 | 2.2 | 6424 | 19398
HVAC ¦ Fan ¦ Local and Special Ventilation ¦ Kitchen Vent ¦ Extract | 1 | Low | B | 5 | 2029 | 5 | 4 | 3.7 | 33240 | 15645
Fabric ¦ Superstructure ¦ Windows and External Doors ¦ Roller Shutters ¦ Electric Roller Shutter | 1 | High | B | 13 | 2037 | 5 | 2 | 2.7 | 15401 | 26995
Electrical ¦ Specialist Lighting ¦ Internal ¦ Illuminated Fire Exit Signage | 2 | Urgent | B | 15 | 2039 | 5 | 1 | 2.2 | 6425 | 27931
HVAC ¦ Heat Emitters - Local ¦ Fan Convector - Electric | 1 | Medium | B | 1 | 2025 | 5 | 3 | 3.2 | 27100 | 9230
Electrical ¦ LV Distribution ¦ Distribution Board ¦ Sub | 1 | High | B | 6 | 2030 | 5 | 2 | 2.7 | 15402 | 17677
HVAC ¦ Central Air Conditioning ¦ Air Conditioning ¦ Multi-Split Condenser - Split Systems/Heat Pumps - Air-cooled with Direct Expansion Evaporator (DX) | 1 | Medium | B | 9 | 2033 | 5 | 3 | 3.2 | 27101 | 21809
HVAC ¦ Heat Emitters - Local ¦ Gas Fired Natural and Fan Assisted Heaters | 1 | Medium | B | 9 | 2033 | 5 | 3 | 3.2 | 27102 | 21810
Electrical ¦ LV Distribution ¦ Distribution Board ¦ Main | 1 | High | B | 1 | 2025 | 5 | 2 | 2.7 | 15403 | 4230
Fabric ¦ Superstructure ¦ Windows and External Doors ¦ External Doors ¦ Manual and Automatic Doors ¦ Auto / Powered Sliding Doors | 1 | High | B | 14 | 2038 | 5 | 2 | 2.7 | 15404 | 27472
Fabric ¦ Superstructure ¦ Windows and External Doors ¦ Roller Shutters ¦ Electric Roller Shutter | 1 | High | B | 7 | 2031 | 5 | 2 | 2.7 | 15405 | 19646
HVAC ¦ Fan ¦ Central Ventilation Systems ¦ Ventilating - General | 1 | Low | B | 1 | 2025 | 5 | 4 | 3.7 | 33241 | 12134
Fire ¦ Fire Detection ¦ Fire Alarm System | 1 | Urgent | B | 1 | 2025 | 5 | 1 | 2.2 | 6426 | 1517
Fabric ¦ Superstructure ¦ Windows and External Doors ¦ External Doors ¦ Manual and Automatic Doors ¦ Emergency and Panic Escape Doors | 1 | Urgent | B | 17 | 2041 | 5 | 1 | 2.2 | 6427 | 30141
Fabric ¦ Superstructure ¦ Windows and External Doors ¦ External Doors ¦ Entrance Doors | 1 | High | B | 25 | 2049 | 5 | 2 | 2.7 | 15406 | 33407
HVAC ¦ Heat Emitters - Local ¦ Electric Heaters | 1 | Medium | B | 1 | 2025 | 5 | 3 | 3.2 | 27103 | 9231
Fabric ¦ Superstructure ¦ Internal Doors ¦ Fire Doors ¦ Internal Roller Shutter- Fire Rated | 1 | Urgent | B | 11 | 2035 | 5 | 1 | 2.2 | 6428 | 23755
HVAC ¦ Heat Emitters - Local ¦ Electric Heaters | 1 | Medium | B | 1 | 2025 | 5 | 3 | 3.2 | 27104 | 9232
Electrical ¦ Lighting ¦ Internal ¦ General ¦ LED Fittings & Luminaires | 43 | Medium | B | 14 | 2038 | 5 | 3 | 3.2 | 27105 | 27601
Fire ¦ Fire Fighting ¦ Fire Extinguishers ¦ CO2 | 4 | Urgent | B | 6 | 2030 | 5 | 1 | 2.2 | 6429 | 16632
Fire ¦ Fire Fighting ¦ Fire Extinguishers ¦ CO2 | 6 | Urgent | B | 2 | 2026 | 5 | 1 | 2.2 | 6430 | 12668
HVAC ¦ Ventilation ¦ Air Handling Unit (AHU) ¦ Internal ¦ Central Heating & Cooling ¦ Electric & DX | 1 | Medium | B | 14 | 2038 | 5 | 3 | 3.2 | 27106 | 27602
HVAC ¦ Fan ¦ Central Ventilation Systems ¦ Ventilating - General | 1 | Low | B | 1 | 2025 | 5 | 4 | 3.7 | 33242 | 12135
HVAC ¦ Fan ¦ Local and Special Ventilation ¦ Fans Window or Wall Mounted | 1 | Medium | B | 6 | 2030 | 5 | 3 | 3.2 | 27107 | 18805
Fabric ¦ Superstructure ¦ Windows and External Doors ¦ External Doors ¦ Manual and Automatic Doors ¦ Emergency and Panic Escape Doors | 1 | Urgent | B | 30 | 2054 | 5 | 1 | 2.2 | 6431 | 33686
Fire ¦ Fire Fighting ¦ Fire Extinguishers ¦ CO2 | 1 | Urgent | B | 6 | 2030 | 5 | 1 | 2.2 | 6432 | 16633
HVAC ¦ Heat Emitters - Central ¦ Radiators ¦ Aluminium | 3 | Medium | B | 1 | 2025 | 5 | 3 | 3.2 | 27108 | 9233
HVAC ¦ Fan ¦ Central Ventilation Systems ¦ Ventilating - General | 1 | Low | B | 1 | 2025 | 5 | 4 | 3.7 | 33243 | 12136
Electrical ¦ LV Distribution ¦ Distribution Board ¦ Main | 1 | High | B | 1 | 2025 | 5 | 2 | 2.7 | 15407 | 4231
HVAC ¦ Fan ¦ Local and Special Ventilation ¦ Extract | 1 | Medium | B | 6 | 2030 | 5 | 3 | 3.2 | 27109 | 18806
Security ¦ Access ¦ Access Control ¦ Door ¦ Local Lock / Keypad / Manual | 3 | Medium | B | 7 | 2031 | 5 | 3 | 3.2 | 27110 | 20027
HVAC ¦ Fan ¦ Local and Special Ventilation ¦ Kitchen Vent ¦ Fans Window or Wall Mounted | 1 | Medium | B | 10 | 2034 | 5 | 3 | 3.2 | 27111 | 22945
Fabric ¦ Superstructure ¦ Windows and External Doors ¦ External Doors ¦ Manual and Automatic Doors ¦ Auto / Powered Sliding Doors | 1 | High | B | 23 | 2047 | 5 | 2 | 2.7 | 15408 | 33207
Fabric ¦ Superstructure ¦ Windows and External Doors ¦ External Doors ¦ Manual and Automatic Doors ¦ Emergency and Panic Escape Doors | 1 | Urgent | B | 21 | 2045 | 5 | 1 | 2.2 | 6433 | 32193
Electrical ¦ LV Distribution ¦ Distribution Board ¦ Sub | 1 | High | D | 19 | 2043 | 3 | 2 | 2.1 | 1223 | 31035
Fabric ¦ Superstructure ¦ Windows and External Doors ¦ External Doors ¦ Manual and Automatic Doors ¦ Emergency and Panic Escape Doors | 1 | Urgent | B | 31 | 2055 | 5 | 1 | 2.2 | 6434 | 33761
Electrical ¦ Specialist Lighting ¦ Internal ¦ Illuminated Fire Exit Signage | 3 | Urgent | B | 18 | 2042 | 5 | 1 | 2.2 | 6435 | 30671
HVAC ¦ Local Air Conditioning ¦ Single-Split Condenser - Split Systems/Heat Pumps - Air-cooled with Direct Expansion Evaporator (DX) | 1 | Medium | B | 10 | 2034 | 5 | 3 | 3.2 | 27112 | 22946
Controls ¦ Multi-System Controls ¦ Instrument Control Panel | 1 | Medium | DX | 1 | 2025 | 1 | 3 | 2 | 912 | 620
Fabric ¦ Superstructure ¦ Windows and External Doors ¦ External Doors ¦ Manual and Automatic Doors ¦ Emergency and Panic Escape Doors | 1 | Urgent | C | 11 | 2035 | 4 | 1 | 1.9 | 684 | 23282
HVAC ¦ Central Heating (Internally Sourced) ¦ Boiler ¦ Atmospheric Gas Burner Boiler - Small and/or Wall Hung for Light Commercial Installation | 1 | Medium | B | 1 | 2025 | 5 | 3 | 3.2 | 27113 | 9234
HVAC ¦ Local and Special Ventilation ¦ Unit extract fans. | 1 | Medium | D | 1 | 2025 | 3 | 3 | 2.6 | 11162 | 2660
Electrical ¦ LV Distribution ¦ Distribution Board ¦ Sub | 1 | High | B | 6 | 2030 | 5 | 2 | 2.7 | 15409 | 17678
Water ¦ Local Hot Water ¦ Instantaneous Electric Water Heater - Non-Drinking Water | 1 | Medium | B | 1 | 2025 | 5 | 3 | 3.2 | 27114 | 9235
HVAC ¦ Local Air Conditioning ¦ Single-Split Condenser - Split Systems/Heat Pumps - Air-cooled with Direct Expansion Evaporator (DX) | 1 | Medium | B | 5 | 2029 | 5 | 3 | 3.2 | 27115 | 15257
Electrical ¦ LV Distribution ¦ Distribution Board ¦ Sub | 1 | High | B | 12 | 2036 | 5 | 2 | 2.7 | 15410 | 26207
Electrical ¦ LV Distribution ¦ Distribution Board ¦ Sub | 1 | High | A | 18 | 2042 | 6 | 2 | 3 | 19577 | 30911
HVAC ¦ Local Air Conditioning ¦ Single-Split Evaporator - Split Systems/Heat Pumps - Air-cooled with Direct Expansion Evaporator (DX) | 1 | Medium | B | 3 | 2027 | 5 | 3 | 3.2 | 27116 | 13588
HVAC ¦ Fan ¦ Local and Special Ventilation ¦ Fans Window or Wall Mounted | 1 | Medium | B | 1 | 2025 | 5 | 3 | 3.2 | 27117 | 9236
HVAC ¦ Fan ¦ Local and Special Ventilation ¦ Axial | 1 | Medium | B | 4 | 2028 | 5 | 3 | 3.2 | 27118 | 14148
HVAC ¦ Fan ¦ Local and Special Ventilation ¦ Axial | 1 | Medium | B | 4 | 2028 | 5 | 3 | 3.2 | 27119 | 14149
Fire ¦ Fire Detection ¦ Fire Alarm Panel / Repeater | 1 | Urgent | B | 9 | 2033 | 5 | 1 | 2.2 | 6436 | 21385
Fire ¦ Fire Detection ¦ Fire Alarm System | 1 | Urgent | B | 11 | 2035 | 5 | 1 | 2.2 | 6437 | 23756
Electrical ¦ LV Distribution ¦ Distribution Board ¦ Main | 1 | High | B | 1 | 2025 | 5 | 2 | 2.7 | 15411 | 4232
HVAC ¦ Central Heating (Internally Sourced) ¦ Burner ¦ Light oil vaporising pot burner | 1 | Urgent | B | 1 | 2025 | 5 | 1 | 2.2 | 6438 | 1518
Electrical ¦ LV Distribution ¦ Distribution Board ¦ Sub | 1 | High | B | 1 | 2025 | 5 | 2 | 2.7 | 15412 | 4233
Fabric ¦ Superstructure ¦ Windows and External Doors ¦ External Doors ¦ Manual and Automatic Doors ¦ Emergency and Panic Escape Doors | 1 | Urgent | B | 11 | 2035 | 5 | 1 | 2.2 | 6439 | 23757
Electrical ¦ LV Distribution ¦ Distribution Board ¦ Sub | 1 | High | B | 1 | 2025 | 5 | 2 | 2.7 | 15413 | 4234
HVAC ¦ Fan ¦ Local and Special Ventilation ¦ Axial | 1 | Medium | B | 1 | 2025 | 5 | 3 | 3.2 | 27120 | 9237
HVAC ¦ Fan ¦ Local and Special Ventilation ¦ Fans Window or Wall Mounted | 1 | Medium | B | 10 | 2034 | 5 | 3 | 3.2 | 27121 | 22947
Water ¦ Local Hot Water ¦ Instantaneous Electric Water Heater - Non-Drinking Water | 1 | Medium | B | 10 | 2034 | 5 | 3 | 3.2 | 27122 | 22948
Controls ¦ Building Management System (BMS) ¦ BMS Control Panel | 1 | High | B | 6 | 2030 | 5 | 2 | 2.7 | 15414 | 17679
Fire ¦ Fire Fighting ¦ Fire Extinguishers ¦ Powder | 1 | Urgent | B | 6 | 2030 | 5 | 1 | 2.2 | 6440 | 16634
Fire ¦ Fire Fighting ¦ Fire Extinguishers ¦ CO2 | 3 | Urgent | A | 10 | 2034 | 6 | 1 | 2.5 | 10925 | 22224
Electrical ¦ Lighting ¦ Internal ¦ General | 1 | Medium | DX | 1 | 2025 | 1 | 3 | 2 | 913 | 621
Fire ¦ Fire Fighting ¦ Fire Extinguishers ¦ CO2 | 1 | Urgent | B | 8 | 2032 | 5 | 1 | 2.2 | 6441 | 20476
Fire ¦ Fire Fighting ¦ Fire Extinguishers ¦ Foam | 2 | Urgent | B | 1 | 2025 | 5 | 1 | 2.2 | 6442 | 1519
Fabric ¦ Superstructure ¦ Windows and External Doors ¦ External Doors ¦ Manual and Automatic Doors ¦ Emergency and Panic Escape Doors | 1 | Urgent | B | 6 | 2030 | 5 | 1 | 2.2 | 6443 | 16635
Electrical ¦ Lighting ¦ Internal ¦ Emergency ¦ Self Contained ¦ LED | 9 | Urgent | B | 15 | 2039 | 5 | 1 | 2.2 | 6444 | 27932
Electrical ¦ Lighting ¦ Internal ¦ General | 4 | Medium | B | 1 | 2025 | 5 | 3 | 3.2 | 27123 | 9238
Electrical ¦ Lighting ¦ Internal ¦ General | 7 | Medium | B | 8 | 2032 | 5 | 3 | 3.2 | 27124 | 21028
Fire ¦ Fire Fighting ¦ Fire Extinguishers ¦ CO2 | 4 | Urgent | B | 6 | 2030 | 5 | 1 | 2.2 | 6445 | 16636
Electrical ¦ Lighting ¦ Internal ¦ General ¦ LED Fittings & Luminaires | 2 | Medium | B | 16 | 2040 | 5 | 3 | 3.2 | 27125 | 29651
Electrical ¦ LV Distribution ¦ Distribution Board ¦ Sub | 1 | High | D | 10 | 2034 | 3 | 2 | 2.1 | 1224 | 21963
Electrical ¦ Lighting ¦ Internal ¦ General | 28 | Medium | C | 1 | 2025 | 4 | 3 | 2.9 | 18754 | 5637
Electrical ¦ Lighting ¦ Internal ¦ General ¦ LED Fittings & Luminaires | 14 | Medium | C | 19 | 2043 | 4 | 3 | 2.9 | 18755 | 31277
Electrical ¦ Lighting ¦ Internal ¦ Emergency ¦ Self Contained ¦ LED | 4 | Urgent | C | 17 | 2041 | 4 | 1 | 1.9 | 685 | 29973
HVAC ¦ Fan ¦ Local and Special Ventilation ¦ Axial | 1 | Medium | B | 1 | 2025 | 5 | 3 | 3.2 | 27126 | 9239
Fire ¦ Fire Detection ¦ Fire Alarm Panel / Repeater | 1 | Urgent | B | 1 | 2025 | 5 | 1 | 2.2 | 6446 | 1520
Electrical ¦ LV Distribution ¦ Distribution Board ¦ Main | 1 | High | B | 16 | 2040 | 5 | 2 | 2.7 | 15415 | 29207
Fabric ¦ Superstructure ¦ Internal Doors ¦ Roller Shutters ¦ Electric Roller Shutter | 1 | Medium | B | 1 | 2025 | 5 | 3 | 3.2 | 27127 | 9240
Electrical ¦ Specialist Lighting ¦ Internal ¦ Illuminated Fire Exit Signage | 7 | Urgent | B | 16 | 2040 | 5 | 1 | 2.2 | 6447 | 28868
Fire ¦ Fire Fighting ¦ Fire Extinguishers ¦ CO2 | 1 | Urgent | B | 6 | 2030 | 5 | 1 | 2.2 | 6448 | 16637
Water ¦ Local Hot Water ¦ Package Electric Water Heaters - Non-Drinking Water | 1 | Medium | B | 2 | 2026 | 5 | 3 | 3.2 | 27128 | 13127
Electrical ¦ LV Distribution ¦ Distribution Board ¦ Sub | 1 | High | B | 1 | 2025 | 5 | 2 | 2.7 | 15416 | 4235
Electrical ¦ LV Distribution ¦ Distribution Board ¦ Sub | 1 | High | B | 1 | 2025 | 5 | 2 | 2.7 | 15417 | 4236
HVAC ¦ Central Heating (Internally Sourced) ¦ Burner ¦ Forced draft gas burner | 1 | Medium | B | 1 | 2025 | 5 | 3 | 3.2 | 27129 | 9241
Fire ¦ Fire Fighting ¦ Fire Extinguishers ¦ Foam | 3 | Urgent | B | 8 | 2032 | 5 | 1 | 2.2 | 6449 | 20477
Fabric ¦ Superstructure ¦ Windows and External Doors ¦ External Doors ¦ Manual and Automatic Doors ¦ Emergency and Panic Escape Doors | 1 | Urgent | B | 11 | 2035 | 5 | 1 | 2.2 | 6450 | 23758
Fabric ¦ Superstructure ¦ Windows and External Doors ¦ External Doors ¦ Manual and Automatic Doors ¦ High Security Door | 1 | High | B | 23 | 2047 | 5 | 2 | 2.7 | 15418 | 33208
Electrical ¦ Lighting ¦ External ¦ General - LED | 1 | Medium | B | 5 | 2029 | 5 | 3 | 3.2 | 27130 | 15258
Fire ¦ Fire Fighting ¦ Fire Extinguishers ¦ Foam | 1 | Urgent | B | 6 | 2030 | 5 | 1 | 2.2 | 6451 | 16638
Fire ¦ Fire Fighting ¦ Fire Extinguishers ¦ Foam | 3 | Urgent | B | 8 | 2032 | 5 | 1 | 2.2 | 6452 | 20478
HVAC ¦ Fan ¦ Local and Special Ventilation ¦ Ventilating - General | 1 | Medium | B | 1 | 2025 | 5 | 3 | 3.2 | 27131 | 9242
Fabric ¦ Superstructure ¦ Internal Doors ¦ Roller Shutters ¦ Automatic Roller Shutter | 1 | High | B | 18 | 2042 | 5 | 2 | 2.7 | 15419 | 30842
Fire ¦ Fire Fighting ¦ Fire Extinguishers ¦ CO2 | 6 | Urgent | B | 6 | 2030 | 5 | 1 | 2.2 | 6453 | 16639
Electrical ¦ Lighting ¦ Internal ¦ General ¦ LED Fittings & Luminaires | 4 | Medium | B | 16 | 2040 | 5 | 3 | 3.2 | 27132 | 29652
Fire ¦ Fire Fighting ¦ Fire Extinguishers ¦ CO2 | 1 | Urgent | B | 6 | 2030 | 5 | 1 | 2.2 | 6454 | 16640
Security ¦ Access ¦ Access Control ¦ Door ¦ Local Lock / Keypad / Manual | 1 | Medium | B | 9 | 2033 | 5 | 3 | 3.2 | 27133 | 21811
HVAC ¦ Heat Emitters - Local ¦ Electric Heaters | 4 | Medium | B | 1 | 2025 | 5 | 3 | 3.2 | 27134 | 9243
Security ¦ Access ¦ Access Control ¦ Gate Access - Local Lock / Keypad / Manual (External) | 1 | Medium | B | 1 | 2025 | 5 | 3 | 3.2 | 27135 | 9244
Fire ¦ Fire Fighting ¦ Fire Extinguishers ¦ Foam | 6 | Urgent | B | 8 | 2032 | 5 | 1 | 2.2 | 6455 | 20479
Fire ¦ Fire Detection ¦ Fire Alarm Panel / Repeater | 1 | Urgent | D | 1 | 2025 | 3 | 1 | 1.6 | 452 | 381
Electrical ¦ Lighting ¦ Internal ¦ Emergency ¦ Self Contained ¦ LED | 1 | Urgent | B | 21 | 2045 | 5 | 1 | 2.2 | 6456 | 32194
HVAC ¦ Heat Emitters - Central ¦ Radiators ¦ Steel | 4 | Medium | B | 1 | 2025 | 5 | 3 | 3.2 | 27136 | 9245
Fabric ¦ Superstructure ¦ Internal Doors ¦ Roller Shutters ¦ Electric Roller Shutter | 1 | Medium | C | 13 | 2037 | 4 | 3 | 2.9 | 18756 | 27050
Electrical ¦ LV Distribution ¦ Distribution Board ¦ Main | 1 | High | B | 1 | 2025 | 5 | 2 | 2.7 | 15420 | 4237
Security ¦ Access ¦ Access Control ¦ Door ¦ Local Lock / Keypad / Manual | 1 | Medium | B | 1 | 2025 | 5 | 3 | 3.2 | 27137 | 9246
Electrical ¦ Lighting ¦ Internal ¦ Emergency ¦ Self Contained ¦ Non LED | 7 | Urgent | B | 15 | 2039 | 5 | 1 | 2.2 | 6457 | 27933
Fire ¦ Fire Fighting ¦ Fire Blanket | 1 | Urgent | B | 4 | 2028 | 5 | 1 | 2.2 | 6458 | 13843
HVAC ¦ Local Air Conditioning ¦ Single-Split Condenser - Split Systems/Heat Pumps - Air-cooled with Direct Expansion Evaporator (DX) | 1 | Medium | B | 7 | 2031 | 5 | 3 | 3.2 | 27138 | 20028
Electrical ¦ LV Distribution ¦ Distribution Board ¦ Sub | 1 | High | D | 10 | 2034 | 3 | 2 | 2.1 | 1225 | 21964
Fabric ¦ Superstructure ¦ Windows and External Doors ¦ External Doors ¦ Manual and Automatic Doors ¦ Emergency and Panic Escape Doors | 1 | Urgent | B | 21 | 2045 | 5 | 1 | 2.2 | 6459 | 32195
Water ¦ Local Hot Water ¦ Instantaneous Electric Water Heater - Non-Drinking Water | 1 | Medium | B | 1 | 2025 | 5 | 3 | 3.2 | 27139 | 9247
Fabric ¦ Superstructure ¦ Windows and External Doors ¦ Roller Shutters ¦ Electric Roller Shutter | 1 | High | B | 21 | 2045 | 5 | 2 | 2.7 | 15421 | 32673
Electrical ¦ LV Distribution ¦ Distribution Board ¦ Main | 1 | High | B | 1 | 2025 | 5 | 2 | 2.7 | 15422 | 4238
HVAC ¦ Fan ¦ Local and Special Ventilation ¦ Extract | 1 | Medium | B | 1 | 2025 | 5 | 3 | 3.2 | 27140 | 9248
Electrical ¦ Lighting ¦ Internal ¦ Emergency ¦ Self Contained ¦ LED | 1 | Urgent | B | 17 | 2041 | 5 | 1 | 2.2 | 6460 | 30142
Fabric ¦ Superstructure ¦ Internal Doors ¦ Roller Shutters ¦ Electric Roller Shutter | 1 | Medium | B | 1 | 2025 | 5 | 3 | 3.2 | 27141 | 9249
Fabric ¦ Superstructure ¦ Windows and External Doors ¦ Roller Shutters ¦ Electric Roller Shutter | 1 | High | B | 15 | 2039 | 5 | 2 | 2.7 | 15423 | 28220
Electrical ¦ LV Distribution ¦ Main Switch Panel at Supply Intake | 1 | Medium | B | 1 | 2025 | 5 | 3 | 3.2 | 27142 | 9250
Fire ¦ Fire Fighting ¦ Fire Extinguishers ¦ CO2 | 2 | Urgent | B | 6 | 2030 | 5 | 1 | 2.2 | 6461 | 16641
Electrical ¦ Lighting ¦ Internal ¦ Emergency ¦ Self Contained ¦ LED | 2 | Urgent | B | 22 | 2046 | 5 | 1 | 2.2 | 6462 | 32930
Electrical ¦ Lighting ¦ Internal ¦ Emergency ¦ Self Contained ¦ LED | 12 | Urgent | B | 22 | 2046 | 5 | 1 | 2.2 | 6463 | 32931
Electrical ¦ Lighting ¦ Internal ¦ Emergency ¦ Self Contained ¦ LED | 10 | Urgent | B | 21 | 2045 | 5 | 1 | 2.2 | 6464 | 32196
HVAC ¦ Fan ¦ Central Ventilation Systems ¦ Ventilating - General | 1 | Low | B | 5 | 2029 | 5 | 4 | 3.7 | 33244 | 15646
Fabric ¦ Superstructure ¦ Windows and External Doors ¦ External Doors ¦ Manual and Automatic Doors ¦ Auto / Powered Sliding Doors | 1 | High | B | 6 | 2030 | 5 | 2 | 2.7 | 15424 | 17680
Fabric ¦ Superstructure ¦ Windows and External Doors ¦ External Doors ¦ Manual and Automatic Doors ¦ Emergency and Panic Escape Doors | 1 | Urgent | B | 25 | 2049 | 5 | 1 | 2.2 | 6465 | 33316
Fire ¦ Fire Fighting ¦ Fire Extinguishers ¦ Foam | 3 | Urgent | B | 6 | 2030 | 5 | 1 | 2.2 | 6466 | 16642
Electrical ¦ Lighting ¦ Internal ¦ General | 4 | Medium | B | 1 | 2025 | 5 | 3 | 3.2 | 27143 | 9251
Water ¦ Central Hot Water Distribution ¦ Hot water cylinders Domestic Type | 1 | Low | B | 1 | 2025 | 5 | 4 | 3.7 | 33245 | 12137
HVAC ¦ Fan ¦ Local and Special Ventilation ¦ Axial | 1 | Medium | B | 1 | 2025 | 5 | 3 | 3.2 | 27144 | 9252
Fabric ¦ Superstructure ¦ Windows and External Doors ¦ Roller Shutters ¦ Electric Roller Shutter | 1 | High | B | 1 | 2025 | 5 | 2 | 2.7 | 15425 | 4239
Electrical ¦ Lighting ¦ Internal ¦ General ¦ LED Fittings & Luminaires | 3 | Medium | B | 17 | 2041 | 5 | 3 | 3.2 | 27145 | 30512
HVAC ¦ Heat Emitters - Central ¦ Radiators ¦ Steel | 1 | Medium | B | 6 | 2030 | 5 | 3 | 3.2 | 27146 | 18807
Fire ¦ Fire Fighting ¦ Fire Extinguishers ¦ Foam - P50 | 3 | Urgent | B | 7 | 2031 | 5 | 1 | 2.2 | 6467 | 19399
HVAC ¦ Heat Emitters - Local ¦ Electric Heaters | 1 | Medium | B | 1 | 2025 | 5 | 3 | 3.2 | 27147 | 9253
Electrical ¦ Lighting ¦ Internal ¦ Emergency ¦ Self Contained ¦ LED | 11 | Urgent | B | 22 | 2046 | 5 | 1 | 2.2 | 6468 | 32932
Electrical ¦ Lighting ¦ Internal ¦ Emergency ¦ Self Contained ¦ LED | 1 | Urgent | B | 21 | 2045 | 5 | 1 | 2.2 | 6469 | 32197
Fabric ¦ Superstructure ¦ Windows and External Doors ¦ External Doors ¦ Manual and Automatic Doors ¦ Auto / Powered Sliding Doors | 1 | High | B | 21 | 2045 | 5 | 2 | 2.7 | 15426 | 32674
Electrical ¦ Lighting ¦ Internal ¦ General | 26 | Medium | B | 1 | 2025 | 5 | 3 | 3.2 | 27148 | 9254
Fire ¦ Fire Fighting ¦ Fire Extinguishers ¦ Powder | 1 | Urgent | B | 6 | 2030 | 5 | 1 | 2.2 | 6470 | 16643
Electrical ¦ Lighting ¦ Internal ¦ General ¦ LED Fittings & Luminaires | 3 | Medium | B | 16 | 2040 | 5 | 3 | 3.2 | 27149 | 29653
Fabric ¦ Superstructure ¦ Internal Doors ¦ Roller Shutters ¦ Electric Roller Shutter | 1 | Medium | B | 1 | 2025 | 5 | 3 | 3.2 | 27150 | 9255
Controls ¦ Multi-System Controls ¦ Instrument Control Panel | 1 | Medium | B | 12 | 2036 | 5 | 3 | 3.2 | 27151 | 26602
Electrical ¦ LV Distribution ¦ Distribution Board ¦ Sub | 1 | High | B | 6 | 2030 | 5 | 2 | 2.7 | 15427 | 17681
Controls ¦ Building Management System (BMS) ¦ Central Operating Station | 1 | High | B | 6 | 2030 | 5 | 2 | 2.7 | 15428 | 17682
Fabric ¦ Superstructure ¦ Windows and External Doors ¦ External Doors ¦ Manual and Automatic Doors ¦ Emergency and Panic Escape Doors | 1 | Urgent | B | 21 | 2045 | 5 | 1 | 2.2 | 6471 | 32198
Fire ¦ Fire Fighting ¦ Fire Extinguishers ¦ CO2 | 1 | Urgent | B | 2 | 2026 | 5 | 1 | 2.2 | 6472 | 12669
HVAC ¦ Fan ¦ Local and Special Ventilation ¦ Extract | 1 | Medium | B | 1 | 2025 | 5 | 3 | 3.2 | 27152 | 9256
Fabric ¦ Superstructure ¦ Windows and External Doors ¦ External Doors ¦ Manual and Automatic Doors ¦ Emergency and Panic Escape Doors | 1 | Urgent | B | 8 | 2032 | 5 | 1 | 2.2 | 6473 | 20480
HVAC ¦ Local Air Conditioning ¦ Single-Split Condenser - Split Systems/Heat Pumps - Air-cooled with Direct Expansion Evaporator (DX) | 1 | Medium | B | 1 | 2025 | 5 | 3 | 3.2 | 27153 | 9257
Electrical ¦ LV Distribution ¦ Distribution Board ¦ Main | 1 | High | B | 4 | 2028 | 5 | 2 | 2.7 | 15429 | 13974
Fabric ¦ Superstructure ¦ Windows and External Doors ¦ External Doors ¦ Manual and Automatic Doors ¦ Auto / Powered Sliding Doors | 1 | High | C | 23 | 2047 | 4 | 2 | 2.4 | 10622 | 33159
Electrical ¦ Lighting ¦ External ¦ General - Non-LED | 9 | Medium | B | 1 | 2025 | 5 | 3 | 3.2 | 27154 | 9258
Fabric ¦ Superstructure ¦ Windows and External Doors ¦ External Doors ¦ Manual and Automatic Doors ¦ High Security Door | 1 | High | B | 19 | 2043 | 5 | 2 | 2.7 | 15430 | 31220
Water ¦ Local Hot Water ¦ Package Electric Water Heaters - Non-Drinking Water | 1 | Medium | B | 4 | 2028 | 5 | 3 | 3.2 | 27155 | 14150
Controls ¦ Building Management System (BMS) ¦ BMS Control Panel | 1 | High | B | 5 | 2029 | 5 | 2 | 2.7 | 15431 | 14688
Fire ¦ Fire Detection ¦ Fire Alarm System | 1 | Urgent | B | 11 | 2035 | 5 | 1 | 2.2 | 6474 | 23759
Electrical ¦ LV Distribution ¦ Distribution Board ¦ Sub | 1 | High | B | 6 | 2030 | 5 | 2 | 2.7 | 15432 | 17683
Electrical ¦ Lighting ¦ Internal ¦ General ¦ LED Fittings & Luminaires | 22 | Medium | B | 16 | 2040 | 5 | 3 | 3.2 | 27156 | 29654
Electrical ¦ Lighting ¦ Internal ¦ Emergency ¦ Self Contained ¦ LED | 3 | Urgent | B | 17 | 2041 | 5 | 1 | 2.2 | 6475 | 30143
HVAC ¦ Heat Emitters - Local ¦ Gas Fired Unit Heaters | 1 | Medium | B | 6 | 2030 | 5 | 3 | 3.2 | 27157 | 18808
Fire ¦ Fire Detection ¦ Fire Alarm System | 1 | Urgent | B | 1 | 2025 | 5 | 1 | 2.2 | 6476 | 1521
Controls ¦ Building Management System (BMS) ¦ BMS Control Panel | 1 | High | B | 1 | 2025 | 5 | 2 | 2.7 | 15433 | 4240
Electrical ¦ LV Distribution ¦ Distribution Board ¦ Main | 1 | High | B | 1 | 2025 | 5 | 2 | 2.7 | 15434 | 4241
HVAC ¦ Fan ¦ Central Heating ¦ Axial | 1 | High | B | 1 | 2025 | 5 | 2 | 2.7 | 15435 | 4242
HVAC ¦ Fan ¦ Local and Special Ventilation ¦ Axial | 1 | Medium | B | 4 | 2028 | 5 | 3 | 3.2 | 27158 | 14151
Fire ¦ Fire Detection ¦ Fire Alarm System | 1 | Urgent | B | 11 | 2035 | 5 | 1 | 2.2 | 6477 | 23760
Fire ¦ Fire Fighting ¦ Fire Extinguishers ¦ Foam | 3 | Urgent | B | 6 | 2030 | 5 | 1 | 2.2 | 6478 | 16644
Fire ¦ Fire Fighting ¦ Fire Extinguishers ¦ Foam | 1 | Urgent | B | 6 | 2030 | 5 | 1 | 2.2 | 6479 | 16645
HVAC ¦ Heat Emitters - Local ¦ Electric Heaters | 3 | Medium | B | 4 | 2028 | 5 | 3 | 3.2 | 27159 | 14152
HVAC ¦ Fan ¦ Local and Special Ventilation ¦ Ventilating - General | 1 | Medium | B | 1 | 2025 | 5 | 3 | 3.2 | 27160 | 9259
Fabric ¦ Superstructure ¦ Internal Doors ¦ Roller Shutters ¦ Electric Roller Shutter | 1 | Medium | B | 1 | 2025 | 5 | 3 | 3.2 | 27161 | 9260
Fabric ¦ Superstructure ¦ Internal Doors ¦ Roller Shutters ¦ Electric Roller Shutter | 1 | Medium | B | 11 | 2035 | 5 | 3 | 3.2 | 27162 | 25357
Fire ¦ Fire Fighting ¦ Fire Extinguishers ¦ CO2 | 1 | Urgent | B | 6 | 2030 | 5 | 1 | 2.2 | 6480 | 16646
Water ¦ Local Hot Water ¦ Instantaneous Electric Water Heater - Non-Drinking Water | 1 | Medium | B | 12 | 2036 | 5 | 3 | 3.2 | 27163 | 26603
Fabric ¦ Superstructure ¦ Internal Doors ¦ Roller Shutters ¦ Electric Roller Shutter | 1 | Medium | B | 19 | 2043 | 5 | 3 | 3.2 | 27164 | 31366
Fire ¦ Fire Fighting ¦ Fire Extinguishers ¦ Powder | 1 | Urgent | B | 7 | 2031 | 5 | 1 | 2.2 | 6481 | 19400
Fire ¦ Fire Fighting ¦ Fire Extinguishers ¦ CO2 | 1 | Urgent | B | 6 | 2030 | 5 | 1 | 2.2 | 6482 | 16647
HVAC ¦ Fan ¦ Local and Special Ventilation ¦ Ventilating - General | 1 | Medium | B | 1 | 2025 | 5 | 3 | 3.2 | 27165 | 9261
Electrical ¦ Lighting ¦ External ¦ General - LED | 3 | Medium | B | 1 | 2025 | 5 | 3 | 3.2 | 27166 | 9262
HVAC ¦ Fan ¦ Local and Special Ventilation ¦ Extract | 1 | Medium | B | 1 | 2025 | 5 | 3 | 3.2 | 27167 | 9263
Fabric ¦ Superstructure ¦ Windows and External Doors ¦ Roller Shutters ¦ Manual Roller Shutter | 1 | High | B | 5 | 2029 | 5 | 2 | 2.7 | 15436 | 14689
Electrical ¦ Lighting ¦ Internal ¦ Emergency ¦ Self Contained ¦ LED | 3 | Urgent | B | 21 | 2045 | 5 | 1 | 2.2 | 6483 | 32199
HVAC ¦ Central Air Conditioning ¦ Air Conditioning ¦ Multi-Split Condenser - Split Systems/Heat Pumps - Air-cooled with Direct Expansion Evaporator (DX) | 1 | Medium | B | 10 | 2034 | 5 | 3 | 3.2 | 27168 | 22949
HVAC ¦ Heat Emitters - Local ¦ Gas Fired Natural and Fan Assisted Heaters | 1 | Medium | B | 1 | 2025 | 5 | 3 | 3.2 | 27169 | 9264
Fabric ¦ Superstructure ¦ Windows and External Doors ¦ External Doors ¦ Entrance Doors | 1 | High | B | 6 | 2030 | 5 | 2 | 2.7 | 15437 | 17684
Fabric ¦ Superstructure ¦ Internal Doors ¦ Roller Shutters ¦ Electric Roller Shutter | 1 | Medium | B | 11 | 2035 | 5 | 3 | 3.2 | 27170 | 25358
Fabric ¦ Superstructure ¦ Windows and External Doors ¦ Roller Shutters ¦ Electric Roller Shutter | 1 | High | B | 1 | 2025 | 5 | 2 | 2.7 | 15438 | 4243
Electrical ¦ Lighting ¦ Internal ¦ Emergency ¦ Self Contained ¦ LED | 13 | Urgent | B | 22 | 2046 | 5 | 1 | 2.2 | 6484 | 32933
Fabric ¦ Superstructure ¦ Windows and External Doors ¦ External Doors ¦ Manual and Automatic Doors ¦ Emergency and Panic Escape Doors | 1 | Urgent | B | 6 | 2030 | 5 | 1 | 2.2 | 6485 | 16648
Electrical ¦ Specialist Lighting ¦ Internal ¦ Illuminated Fire Exit Signage | 2 | Urgent | B | 16 | 2040 | 5 | 1 | 2.2 | 6486 | 28869
HVAC ¦ Central Air Conditioning ¦ Air Conditioning ¦ Multi-Split Condenser - Split Systems/Heat Pumps - Air-cooled with Direct Expansion Evaporator (DX) | 1 | Medium | B | 7 | 2031 | 5 | 3 | 3.2 | 27171 | 20029
Fabric ¦ Superstructure ¦ Internal Doors ¦ Roller Shutters ¦ Electric Roller Shutter | 1 | Medium | B | 9 | 2033 | 5 | 3 | 3.2 | 27172 | 21812
HVAC ¦ Fan ¦ Central Heating ¦ Axial | 1 | High | B | 1 | 2025 | 5 | 2 | 2.7 | 15439 | 4244
Electrical ¦ Lighting ¦ Internal ¦ General | 18 | Medium | B | 1 | 2025 | 5 | 3 | 3.2 | 27173 | 9265
HVAC ¦ Fan ¦ Local and Special Ventilation ¦ Axial | 1 | Medium | B | 4 | 2028 | 5 | 3 | 3.2 | 27174 | 14153
Fabric ¦ Superstructure ¦ Windows and External Doors ¦ External Doors ¦ Entrance Doors | 1 | High | B | 15 | 2039 | 5 | 2 | 2.7 | 15440 | 28221
Electrical ¦ LV Distribution ¦ Distribution Board ¦ Sub | 1 | High | D | 1 | 2025 | 3 | 2 | 2.1 | 1226 | 830
HVAC ¦ Central Heating (Internally Sourced) ¦ Boiler ¦ Boiler Superheaters Commercial | 1 | Medium | B | 1 | 2025 | 5 | 3 | 3.2 | 27175 | 9266
Fabric ¦ Superstructure ¦ Internal Doors ¦ Roller Shutters ¦ Electric Roller Shutter | 1 | Medium | B | 1 | 2025 | 5 | 3 | 3.2 | 27176 | 9267
Fabric ¦ Superstructure ¦ Windows and External Doors ¦ External Doors ¦ Manual and Automatic Doors ¦ Emergency and Panic Escape Doors | 1 | Urgent | B | 1 | 2025 | 5 | 1 | 2.2 | 6487 | 1522
HVAC ¦ Fan ¦ Local and Special Ventilation ¦ Kitchen Vent ¦ Extract | 1 | Low | B | 5 | 2029 | 5 | 4 | 3.7 | 33246 | 15647
Water ¦ Local Hot Water ¦ Package Electric Water Heaters - Non-Drinking Water | 1 | Medium | B | 4 | 2028 | 5 | 3 | 3.2 | 27177 | 14154
Electrical ¦ Lighting ¦ Internal ¦ General ¦ LED Fittings & Luminaires | 45 | Medium | B | 16 | 2040 | 5 | 3 | 3.2 | 27178 | 29655
HVAC ¦ Fan ¦ Central Ventilation Systems ¦ Ventilating - General | 1 | Low | B | 1 | 2025 | 5 | 4 | 3.7 | 33247 | 12138
Electrical ¦ LV Distribution ¦ Distribution Board ¦ Sub | 1 | High | B | 14 | 2038 | 5 | 2 | 2.7 | 15441 | 27473
Fabric ¦ Superstructure ¦ Internal Doors ¦ Roller Shutters ¦ Electric Roller Shutter | 1 | Medium | B | 15 | 2039 | 5 | 3 | 3.2 | 27179 | 28465
Electrical ¦ Lighting ¦ Internal ¦ General ¦ LED Fittings & Luminaires | 26 | Medium | B | 18 | 2042 | 5 | 3 | 3.2 | 27180 | 30973
Fire ¦ Fire Fighting ¦ Fire Extinguishers ¦ Powder | 8 | Urgent | B | 9 | 2033 | 5 | 1 | 2.2 | 6488 | 21386
Electrical ¦ LV Distribution ¦ Distribution Board ¦ Sub | 1 | High | A | 19 | 2043 | 6 | 2 | 3 | 19578 | 31311
HVAC ¦ Fan ¦ Central Ventilation Systems ¦ Ventilating - General | 1 | Low | B | 1 | 2025 | 5 | 4 | 3.7 | 33248 | 12139
Controls ¦ Multi-System Controls ¦ Instrument Control Panel | 1 | Medium | B | 3 | 2027 | 5 | 3 | 3.2 | 27181 | 13589
Fire ¦ Fire Fighting ¦ Fire Extinguishers ¦ Powder | 1 | Urgent | B | 9 | 2033 | 5 | 1 | 2.2 | 6489 | 21387
Electrical ¦ LV Distribution ¦ Distribution Board ¦ Sub | 1 | High | B | 1 | 2025 | 5 | 2 | 2.7 | 15442 | 4245
Fire ¦ Fire Fighting ¦ Fire Extinguishers ¦ CO2 | 3 | Urgent | B | 6 | 2030 | 5 | 1 | 2.2 | 6490 | 16649
Electrical ¦ Specialist Lighting ¦ Internal ¦ Illuminated Fire Exit Signage | 1 | Urgent | A | 19 | 2043 | 6 | 1 | 2.5 | 10926 | 31129
Electrical ¦ Lighting ¦ Internal ¦ Emergency ¦ Self Contained ¦ LED | 2 | Urgent | B | 20 | 2044 | 5 | 1 | 2.2 | 6491 | 31509
Fire ¦ Fire Fighting ¦ Fire Extinguishers ¦ CO2 | 4 | Urgent | A | 10 | 2034 | 6 | 1 | 2.5 | 10927 | 22225
Fire ¦ Fire Fighting ¦ Fire Extinguishers ¦ Foam | 5 | Urgent | B | 2 | 2026 | 5 | 1 | 2.2 | 6492 | 12670
Fire ¦ Fire Detection ¦ Fire Alarm Panel / Repeater | 1 | Urgent | B | 12 | 2036 | 5 | 1 | 2.2 | 6493 | 26049
Fabric ¦ Superstructure ¦ Windows and External Doors ¦ External Doors ¦ Entrance Doors | 1 | High | B | 15 | 2039 | 5 | 2 | 2.7 | 15443 | 28222
Fabric ¦ Superstructure ¦ Windows and External Doors ¦ External Doors ¦ Entrance Doors | 1 | High | B | 15 | 2039 | 5 | 2 | 2.7 | 15444 | 28223
Electrical ¦ Lighting ¦ Internal ¦ General | 39 | Medium | B | 1 | 2025 | 5 | 3 | 3.2 | 27182 | 9268
Fire ¦ Fire Fighting ¦ Fire Extinguishers ¦ Foam | 7 | Urgent | B | 2 | 2026 | 5 | 1 | 2.2 | 6494 | 12671
Water ¦ Local Hot Water ¦ Instantaneous Electric Water Heater - Non-Drinking Water | 1 | Medium | B | 1 | 2025 | 5 | 3 | 3.2 | 27183 | 9269
Water ¦ Local Hot Water ¦ Instantaneous Electric Water Heater - Non-Drinking Water | 1 | Medium | B | 9 | 2033 | 5 | 3 | 3.2 | 27184 | 21813
HVAC ¦ Fan ¦ Central Ventilation Systems ¦ Ventilating - General | 1 | Low | B | 1 | 2025 | 5 | 4 | 3.7 | 33249 | 12140
Electrical ¦ LV Distribution ¦ Distribution Board ¦ Sub | 1 | High | B | 1 | 2025 | 5 | 2 | 2.7 | 15445 | 4246
Electrical ¦ Lighting ¦ Internal ¦ Emergency ¦ Self Contained ¦ LED | 7 | Urgent | B | 22 | 2046 | 5 | 1 | 2.2 | 6495 | 32934
Fire ¦ Fire Fighting ¦ Fire Extinguishers ¦ Foam | 1 | Urgent | B | 6 | 2030 | 5 | 1 | 2.2 | 6496 | 16650
HVAC ¦ Fan ¦ Local and Special Ventilation ¦ Axial | 1 | Medium | C | 6 | 2030 | 4 | 3 | 2.9 | 18757 | 17942
HVAC ¦ Ductwork ¦ Ductwork, Fittings and Ancillaries ¦ Central Ventilation Systems ¦ Fire Dampers ¦ Fusible Link | 1 | Urgent | B | 1 | 2025 | 5 | 1 | 2.2 | 6497 | 1523
Fabric ¦ Superstructure ¦ Windows and External Doors ¦ Roller Shutters ¦ Electric Roller Shutter | 1 | High | B | 19 | 2043 | 5 | 2 | 2.7 | 15446 | 31221
Fire ¦ Fire Fighting ¦ Fire Extinguishers ¦ CO2 | 1 | Urgent | B | 2 | 2026 | 5 | 1 | 2.2 | 6498 | 12672
HVAC ¦ Fan ¦ Central Ventilation Systems ¦ Ventilating - General | 1 | Low | B | 1 | 2025 | 5 | 4 | 3.7 | 33250 | 12141
Transport ¦ Lifts ¦ Goods Lift electric ¦ Electric | 1 | Medium | B | 6 | 2030 | 5 | 3 | 3.2 | 27185 | 18809
Electrical ¦ Lighting ¦ External ¦ General - Non-LED | 5 | Medium | C | 1 | 2025 | 4 | 3 | 2.9 | 18758 | 5638
Fire ¦ Fire Fighting ¦ Fire Extinguishers ¦ CO2 | 6 | Urgent | B | 2 | 2026 | 5 | 1 | 2.2 | 6499 | 12673
Electrical ¦ Lighting ¦ Internal ¦ Emergency ¦ Self Contained ¦ LED | 5 | Urgent | B | 21 | 2045 | 5 | 1 | 2.2 | 6500 | 32200
Electrical ¦ LV Distribution ¦ Distribution Board ¦ Main | 1 | High | B | 1 | 2025 | 5 | 2 | 2.7 | 15447 | 4247
Fabric ¦ Superstructure ¦ Windows and External Doors ¦ External Doors ¦ Manual and Automatic Doors ¦ Emergency and Panic Escape Doors | 1 | Urgent | B | 11 | 2035 | 5 | 1 | 2.2 | 6501 | 23761
Fire ¦ Fire Fighting ¦ Fire Extinguishers ¦ CO2 | 1 | Urgent | B | 6 | 2030 | 5 | 1 | 2.2 | 6502 | 16651
Fire ¦ Fire Detection ¦ Fire Alarm Panel / Repeater | 1 | Urgent | B | 1 | 2025 | 5 | 1 | 2.2 | 6503 | 1524
Electrical ¦ Lighting ¦ Internal ¦ Emergency ¦ Self Contained ¦ LED | 11 | Urgent | B | 23 | 2047 | 5 | 1 | 2.2 | 6504 | 33121
Electrical ¦ Lighting ¦ Internal ¦ Emergency ¦ Self Contained ¦ Non LED | 3 | Urgent | B | 11 | 2035 | 5 | 1 | 2.2 | 6505 | 23762
Fire ¦ Fire Fighting ¦ Fire Extinguishers ¦ Powder | 3 | Urgent | A | 9 | 2033 | 6 | 1 | 2.5 | 10928 | 21545
HVAC ¦ Central Air Conditioning ¦ Air Conditioning ¦ Multi-Split Condenser - Split Systems/Heat Pumps - Air-cooled with Direct Expansion Evaporator (DX) | 1 | Medium | B | 1 | 2025 | 5 | 3 | 3.2 | 27186 | 9270
HVAC ¦ Central Air Conditioning ¦ Air Conditioning ¦ Multi-Split Condenser - Split Systems/Heat Pumps - Air-cooled with Direct Expansion Evaporator (DX) | 1 | Medium | B | 10 | 2034 | 5 | 3 | 3.2 | 27187 | 22950
HVAC ¦ Central Heating (Internally Sourced) ¦ Boiler ¦ Atmospheric Gas Burner/Condensing Combination Boiler (domestic type) | 1 | High | B | 7 | 2031 | 5 | 2 | 2.7 | 15448 | 19647
Electrical ¦ Specialist Lighting ¦ Internal ¦ Illuminated Fire Exit Signage | 2 | Urgent | B | 6 | 2030 | 5 | 1 | 2.2 | 6506 | 16652
Electrical ¦ Lighting ¦ External ¦ General - Non-LED | 2 | Medium | B | 1 | 2025 | 5 | 3 | 3.2 | 27188 | 9271
HVAC ¦ Central Heating (Internally Sourced) ¦ Burner ¦ Forced draft gas burner | 1 | Medium | B | 1 | 2025 | 5 | 3 | 3.2 | 27189 | 9272
Electrical ¦ Lighting ¦ Internal ¦ Emergency ¦ Self Contained ¦ LED | 12 | Urgent | B | 22 | 2046 | 5 | 1 | 2.2 | 6507 | 32935
Fire ¦ Fire Fighting ¦ Fire Extinguishers ¦ Foam | 2 | Urgent | B | 6 | 2030 | 5 | 1 | 2.2 | 6508 | 16653
Electrical ¦ LV Distribution ¦ Distribution Board ¦ Sub | 1 | High | D | 1 | 2025 | 3 | 2 | 2.1 | 1227 | 831
HVAC ¦ Fan ¦ Local and Special Ventilation ¦ Extract | 1 | Medium | B | 5 | 2029 | 5 | 3 | 3.2 | 27190 | 15259
Fire ¦ Fire Fighting ¦ Fire Extinguishers ¦ Foam | 4 | Urgent | B | 6 | 2030 | 5 | 1 | 2.2 | 6509 | 16654
Electrical ¦ LV Distribution ¦ Distribution Board ¦ Sub | 1 | High | B | 1 | 2025 | 5 | 2 | 2.7 | 15449 | 4248
HVAC ¦ Heat Emitters - Local ¦ Gas Fired Natural and Fan Assisted Heaters | 1 | Medium | CX | 1 | 2025 | 2 | 3 | 2.3 | 10246 | 2175
Electrical ¦ LV Distribution ¦ Distribution Board ¦ Main | 1 | High | B | 1 | 2025 | 5 | 2 | 2.7 | 15450 | 4249
HVAC ¦ Heat Emitters - Local ¦ Gas Fired Natural and Fan Assisted Heaters | 1 | Medium | B | 10 | 2034 | 5 | 3 | 3.2 | 27191 | 22951
HVAC ¦ Heat Emitters - Central ¦ Radiators ¦ Steel | 1 | Medium | B | 1 | 2025 | 5 | 3 | 3.2 | 27192 | 9273
Fabric ¦ Superstructure ¦ Windows and External Doors ¦ External Doors ¦ Entrance Doors | 1 | High | B | 15 | 2039 | 5 | 2 | 2.7 | 15451 | 28224
HVAC ¦ Fan ¦ Central Ventilation Systems ¦ Ventilating - General | 1 | Low | B | 1 | 2025 | 5 | 4 | 3.7 | 33251 | 12142
Electrical ¦ LV Distribution ¦ Distribution Board ¦ Main | 1 | High | B | 1 | 2025 | 5 | 2 | 2.7 | 15452 | 4250
Water ¦ Local Hot Water ¦ Instantaneous Electric Water Heater - Non-Drinking Water | 1 | Medium | B | 1 | 2025 | 5 | 3 | 3.2 | 27193 | 9274
Fabric ¦ Superstructure ¦ Windows and External Doors ¦ Roller Shutters ¦ Manual Roller Shutter | 1 | High | B | 1 | 2025 | 5 | 2 | 2.7 | 15453 | 4251
Fabric ¦ Superstructure ¦ Windows and External Doors ¦ External Doors ¦ Manual and Automatic Doors ¦ Emergency and Panic Escape Doors | 1 | Urgent | B | 26 | 2050 | 5 | 1 | 2.2 | 6510 | 33464
Electrical ¦ LV Distribution ¦ Distribution Board ¦ Sub | 1 | High | B | 16 | 2040 | 5 | 2 | 2.7 | 15454 | 29208
Electrical ¦ LV Distribution ¦ Distribution Board ¦ Main | 1 | High | B | 6 | 2030 | 5 | 2 | 2.7 | 15455 | 17685
Fabric ¦ Superstructure ¦ Windows and External Doors ¦ External Doors ¦ Entrance Doors | 1 | High | B | 15 | 2039 | 5 | 2 | 2.7 | 15456 | 28225
Fire ¦ Fire Fighting ¦ Fire Blanket | 2 | Urgent | B | 1 | 2025 | 5 | 1 | 2.2 | 6511 | 1525
HVAC ¦ Central Air Conditioning ¦ Air Conditioning ¦ Multi-Split Condenser - DX Split Systems (With Gas, Electric or Hot Water Heaters) | 1 | Medium | B | 1 | 2025 | 5 | 3 | 3.2 | 27194 | 9275
HVAC ¦ Ductwork ¦ Ductwork, Fittings and Ancillaries ¦ Central Ventilation Systems ¦ Fire Dampers ¦ Fusible Link | 1 | Urgent | B | 1 | 2025 | 5 | 1 | 2.2 | 6512 | 1526
Electrical ¦ LV Distribution ¦ Distribution Board ¦ Sub | 1 | High | B | 10 | 2034 | 5 | 2 | 2.7 | 15457 | 22405
Electrical ¦ Specialist Lighting ¦ Internal ¦ Illuminated Fire Exit Signage | 1 | Urgent | B | 12 | 2036 | 5 | 1 | 2.2 | 6513 | 26050
HVAC ¦ Heat Emitters - Central ¦ Radiators ¦ Steel | 1 | Medium | B | 1 | 2025 | 5 | 3 | 3.2 | 27195 | 9276
HVAC ¦ Heat Emitters - Central ¦ Radiators ¦ Steel | 1 | Medium | B | 1 | 2025 | 5 | 3 | 3.2 | 27196 | 9277
Fire ¦ Fire Fighting ¦ Fire Extinguishers ¦ CO2 | 2 | Urgent | A | 10 | 2034 | 6 | 1 | 2.5 | 10929 | 22226
HVAC ¦ Local Air Conditioning ¦ Single-Split Evaporator - Split Systems/Heat Pumps - Air-cooled with Direct Expansion Evaporator (DX) | 1 | Medium | B | 5 | 2029 | 5 | 3 | 3.2 | 27197 | 15260
Fabric ¦ Superstructure ¦ Windows and External Doors ¦ External Doors ¦ Entrance Doors | 1 | High | B | 11 | 2035 | 5 | 2 | 2.7 | 15458 | 24554
HVAC ¦ Heat Emitters - Local ¦ Electric Overdoor Air Curtain/Heater | 1 | Medium | D | 1 | 2025 | 3 | 3 | 2.6 | 11163 | 2661
HVAC ¦ Fan ¦ Local and Special Ventilation ¦ Fans Window or Wall Mounted | 1 | Medium | B | 1 | 2025 | 5 | 3 | 3.2 | 27198 | 9278
Fabric ¦ Superstructure ¦ Internal Doors ¦ Roller Shutters ¦ Automatic Fabric Roll Up Door | 1 | High | B | 1 | 2025 | 5 | 2 | 2.7 | 15459 | 4252
Fabric ¦ Superstructure ¦ Internal Doors ¦ Roller Shutters ¦ Automatic Fabric Roll Up Door | 1 | High | C | 1 | 2025 | 4 | 2 | 2.4 | 10623 | 2443
Fabric ¦ Superstructure ¦ Windows and External Doors ¦ External Doors ¦ Entrance Doors | 1 | High | B | 11 | 2035 | 5 | 2 | 2.7 | 15460 | 24555
HVAC ¦ Fan ¦ Local and Special Ventilation ¦ Axial | 1 | Medium | C | 14 | 2038 | 4 | 3 | 2.9 | 18759 | 27513
Water ¦ Local Hot Water ¦ Instantaneous Electric Water Heater - Non-Drinking Water | 1 | Medium | B | 10 | 2034 | 5 | 3 | 3.2 | 27199 | 22952
Water ¦ Local Hot Water ¦ Instantaneous Electric Water Heater - Non-Drinking Water | 1 | Medium | B | 5 | 2029 | 5 | 3 | 3.2 | 27200 | 15261
Fabric ¦ Superstructure ¦ Windows and External Doors ¦ External Doors ¦ Entrance Doors | 1 | High | B | 11 | 2035 | 5 | 2 | 2.7 | 15461 | 24556
Electrical ¦ LV Distribution ¦ Distribution Board ¦ Sub | 1 | High | B | 1 | 2025 | 5 | 2 | 2.7 | 15462 | 4253
HVAC ¦ Heat Emitters - Central ¦ Unit Heaters | 1 | Medium | B | 1 | 2025 | 5 | 3 | 3.2 | 27201 | 9279
Fabric ¦ Superstructure ¦ Windows and External Doors ¦ External Doors ¦ Manual and Automatic Doors ¦ Auto / Powered Sliding Doors | 1 | High | B | 21 | 2045 | 5 | 2 | 2.7 | 15463 | 32675
Fabric ¦ Superstructure ¦ Internal Doors ¦ Roller Shutters ¦ Automatic Fabric Roll Up Door | 1 | High | B | 1 | 2025 | 5 | 2 | 2.7 | 15464 | 4254
HVAC ¦ Fan ¦ Local and Special Ventilation ¦ Extract | 1 | Medium | B | 1 | 2025 | 5 | 3 | 3.2 | 27202 | 9280
HVAC ¦ Fan ¦ Central Cooling ¦ Axial | 1 | Medium | B | 1 | 2025 | 5 | 3 | 3.2 | 27203 | 9281
HVAC ¦ Local Air Conditioning ¦ Single-Split Evaporator - Split Systems/Heat Pumps - Air-cooled with Direct Expansion Evaporator (DX) | 1 | Medium | B | 8 | 2032 | 5 | 3 | 3.2 | 27204 | 21029
HVAC ¦ Ventilation ¦ Air Handling Unit (AHU) ¦ Internal ¦ Central Air Conditioning ¦ DX Cooling | 1 | High | B | 6 | 2030 | 5 | 2 | 2.7 | 15465 | 17686
Controls ¦ Multi-System Controls ¦ Control Panel - Electrical Services (excluding Electrical Controllers and Pneumatic Relays) | 1 | Medium | B | 1 | 2025 | 5 | 3 | 3.2 | 27205 | 9282
HVAC ¦ Fan ¦ Central Heating & Cooling ¦ Mixed Flow | 1 | Medium | B | 1 | 2025 | 5 | 3 | 3.2 | 27206 | 9283
HVAC ¦ Fan ¦ Local and Special Ventilation ¦ Axial | 1 | Medium | B | 1 | 2025 | 5 | 3 | 3.2 | 27207 | 9284
HVAC ¦ Fan ¦ Central Ventilation Systems ¦ Ventilating - General | 1 | Low | B | 1 | 2025 | 5 | 4 | 3.7 | 33252 | 12143
Electrical ¦ LV Distribution ¦ Distribution Board ¦ Sub | 1 | High | B | 12 | 2036 | 5 | 2 | 2.7 | 15466 | 26208
Fabric ¦ Superstructure ¦ Internal Doors ¦ Roller Shutters ¦ Electric Roller Shutter | 1 | Medium | B | 11 | 2035 | 5 | 3 | 3.2 | 27208 | 25359
HVAC ¦ Local Air Conditioning ¦ Single-Split Condenser - Split Systems/Heat Pumps - Air-cooled with Direct Expansion Evaporator (DX) | 1 | Medium | B | 11 | 2035 | 5 | 3 | 3.2 | 27209 | 25360
HVAC ¦ Local Air Conditioning ¦ Single-Split Evaporator - Split Systems/Heat Pumps - Air-cooled with Direct Expansion Evaporator (DX) | 1 | Medium | B | 13 | 2037 | 5 | 3 | 3.2 | 27210 | 27171
HVAC ¦ Heat Emitters - Central ¦ Radiators ¦ Steel | 11 | Medium | B | 1 | 2025 | 5 | 3 | 3.2 | 27211 | 9285
Electrical ¦ LV Distribution ¦ Distribution Board ¦ Sub | 1 | High | B | 1 | 2025 | 5 | 2 | 2.7 | 15467 | 4255
HVAC ¦ Local Air Conditioning ¦ Single-Split Evaporator - Split Systems/Heat Pumps - Air-cooled with Direct Expansion Evaporator (DX) | 1 | Medium | B | 13 | 2037 | 5 | 3 | 3.2 | 27212 | 27172
HVAC ¦ Local Air Conditioning ¦ Single-Split Evaporator - Split Systems/Heat Pumps - Air-cooled with Direct Expansion Evaporator (DX) | 1 | Medium | B | 13 | 2037 | 5 | 3 | 3.2 | 27213 | 27173
Electrical ¦ LV Distribution ¦ Distribution Board ¦ Sub | 1 | High | B | 1 | 2025 | 5 | 2 | 2.7 | 15468 | 4256
Fabric ¦ Superstructure ¦ Windows and External Doors ¦ Roller Shutters ¦ Manual Roller Shutter | 1 | High | B | 1 | 2025 | 5 | 2 | 2.7 | 15469 | 4257
HVAC ¦ Central Heating (Internally Sourced) ¦ Boiler ¦ Combination Atmospheric Burner Gas Boiler | 1 | High | B | 7 | 2031 | 5 | 2 | 2.7 | 15470 | 19648
HVAC ¦ Local Air Conditioning ¦ Single-Split Condenser - Split Systems/Heat Pumps - Air-cooled with Direct Expansion Evaporator (DX) | 1 | Medium | B | 13 | 2037 | 5 | 3 | 3.2 | 27214 | 27174
HVAC ¦ Local Air Conditioning ¦ Single-Split Condenser - Split Systems/Heat Pumps - Air-cooled with Direct Expansion Evaporator (DX) | 1 | Medium | B | 13 | 2037 | 5 | 3 | 3.2 | 27215 | 27175
Electrical ¦ Lighting ¦ Internal ¦ Emergency ¦ Self Contained ¦ LED | 15 | Urgent | B | 22 | 2046 | 5 | 1 | 2.2 | 6514 | 32936
Fire ¦ Fire Fighting ¦ Fire Extinguishers ¦ CO2 | 4 | Urgent | B | 1 | 2025 | 5 | 1 | 2.2 | 6515 | 1527
HVAC ¦ Local Air Conditioning ¦ Single-Split Evaporator - Split Systems/Heat Pumps - Air-cooled with Direct Expansion Evaporator (DX) | 1 | Medium | B | 13 | 2037 | 5 | 3 | 3.2 | 27216 | 27176
Electrical ¦ LV Distribution ¦ Distribution Board ¦ Sub | 1 | High | B | 1 | 2025 | 5 | 2 | 2.7 | 15471 | 4258
Water ¦ Central Hot Water Distribution ¦ Pumps ¦ Secondary Hot Water Circulating | 1 | Medium | B | 17 | 2041 | 5 | 3 | 3.2 | 27217 | 30513
HVAC ¦ Pump ¦ Central Heating (Internally Sourced) ¦ Circulating | 1 | High | B | 17 | 2041 | 5 | 2 | 2.7 | 15472 | 30348
HVAC ¦ Local Air Conditioning ¦ Single-Split Condenser - Split Systems/Heat Pumps - Air-cooled with Direct Expansion Evaporator (DX) | 1 | Medium | B | 13 | 2037 | 5 | 3 | 3.2 | 27218 | 27177
HVAC ¦ Local Air Conditioning ¦ Single-Split Evaporator - Split Systems/Heat Pumps - Air-cooled with Direct Expansion Evaporator (DX) | 1 | Medium | B | 13 | 2037 | 5 | 3 | 3.2 | 27219 | 27178
HVAC ¦ Fan ¦ Local and Special Ventilation ¦ Extract | 1 | Medium | B | 1 | 2025 | 5 | 3 | 3.2 | 27220 | 9286
Fabric ¦ Superstructure ¦ Roof ¦ Roof Lights, Skylights and Openings ¦ Smoke vents ¦ Smoke Relief-Natural Ventilators | 1 | Urgent | B | 2 | 2026 | 5 | 1 | 2.2 | 6516 | 12674
Fabric ¦ Superstructure ¦ Windows and External Doors ¦ External Doors ¦ Manual and Automatic Doors ¦ Emergency and Panic Escape Doors | 1 | Urgent | B | 15 | 2039 | 5 | 1 | 2.2 | 6517 | 27934
Fabric ¦ Superstructure ¦ Windows and External Doors ¦ External Doors ¦ Entrance Doors | 1 | High | B | 11 | 2035 | 5 | 2 | 2.7 | 15473 | 24557
Fire ¦ Fire Fighting ¦ Fire Blanket | 1 | Urgent | B | 1 | 2025 | 5 | 1 | 2.2 | 6518 | 1528
Fire ¦ Fire Fighting ¦ Fire Extinguishers ¦ Foam | 2 | Urgent | B | 9 | 2033 | 5 | 1 | 2.2 | 6519 | 21388
HVAC ¦ Fan ¦ Local and Special Ventilation ¦ Ventilating - General | 1 | Medium | C | 1 | 2025 | 4 | 3 | 2.9 | 18760 | 5639
Controls ¦ Multi-System Controls ¦ Instrument Control Panel | 1 | Medium | D | 1 | 2025 | 3 | 3 | 2.6 | 11164 | 2662
HVAC ¦ Heat Emitters - Local ¦ Gas Radiant Tube Heaters | 1 | Medium | DX | 1 | 2025 | 1 | 3 | 2 | 914 | 622
HVAC ¦ Fan ¦ Local and Special Ventilation ¦ Ventilating - General | 1 | Medium | C | 1 | 2025 | 4 | 3 | 2.9 | 18761 | 5640
HVAC ¦ Fan ¦ Local and Special Ventilation ¦ Ventilating - General | 1 | Medium | C | 1 | 2025 | 4 | 3 | 2.9 | 18762 | 5641
Controls ¦ Multi-System Controls ¦ Control Panel - Electrical Services (excluding Electrical Controllers and Pneumatic Relays) | 1 | Medium | DX | 1 | 2025 | 1 | 3 | 2 | 915 | 623
HVAC ¦ Pump ¦ Central Heating (Internally Sourced) ¦ General | 1 | V Low | DX | 1 | 2025 | 1 | 4 | 2.5 | 10930 | 2562
HVAC ¦ Fan ¦ Local and Special Ventilation ¦ Ventilating - General | 1 | Medium | DX | 1 | 2025 | 1 | 3 | 2 | 916 | 624
HVAC ¦ Local and Special Ventilation ¦ Unit extract fans. | 1 | Medium | D | 10 | 2034 | 3 | 3 | 2.6 | 11165 | 22245
HVAC ¦ Heat Emitters - Local ¦ Gas Fired Natural and Fan Assisted Heaters | 1 | Medium | B | 5 | 2029 | 5 | 3 | 3.2 | 27221 | 15262
HVAC ¦ Fan ¦ Local and Special Ventilation ¦ Axial | 1 | Medium | DX | 1 | 2025 | 1 | 3 | 2 | 917 | 625
Electrical ¦ Lighting ¦ External ¦ General - LED | 3 | Medium | D | 5 | 2029 | 3 | 3 | 2.6 | 11166 | 14557
Electrical ¦ LV Distribution ¦ Distribution Board ¦ Sub | 1 | High | B | 1 | 2025 | 5 | 2 | 2.7 | 15474 | 4259
Fire ¦ Fire Detection ¦ Fire Alarm Panel / Repeater | 1 | Urgent | B | 1 | 2025 | 5 | 1 | 2.2 | 6520 | 1529
Electrical ¦ LV Distribution ¦ Distribution Board ¦ Main | 1 | High | D | 1 | 2025 | 3 | 2 | 2.1 | 1228 | 832
Fabric ¦ Superstructure ¦ Internal Doors ¦ Roller Shutters ¦ Electric Roller Shutter | 1 | Medium | B | 15 | 2039 | 5 | 3 | 3.2 | 27222 | 28466
Fabric ¦ Superstructure ¦ Internal Doors ¦ Roller Shutters ¦ Electric Roller Shutter | 1 | Medium | B | 15 | 2039 | 5 | 3 | 3.2 | 27223 | 28467
HVAC ¦ Central Air Conditioning ¦ Air Conditioning ¦ Multi-Split Condenser - Split Systems/Heat Pumps - Air-cooled with Direct Expansion Evaporator (DX) | 1 | Medium | B | 1 | 2025 | 5 | 3 | 3.2 | 27224 | 9287
HVAC ¦ Fan ¦ Local and Special Ventilation ¦ Fans Window or Wall Mounted | 1 | Medium | CX | 11 | 2035 | 2 | 3 | 2.3 | 10247 | 24042
Fabric ¦ Barriers and Guardrails ¦ Vehicle Crash Protection Barrier | 4 | V Low | D | 1 | 2025 | 3 | 4 | 3.1 | 19654 | 5874
HVAC ¦ Fan ¦ Local and Special Ventilation ¦ Extract | 1 | Medium | B | 1 | 2025 | 5 | 3 | 3.2 | 27225 | 9288
HVAC ¦ Heat Emitters - Local ¦ Electric Heaters | 2 | Medium | B | 1 | 2025 | 5 | 3 | 3.2 | 27226 | 9289
HVAC ¦ Fan ¦ Local and Special Ventilation ¦ Fans Window or Wall Mounted | 1 | Medium | B | 6 | 2030 | 5 | 3 | 3.2 | 27227 | 18810
HVAC ¦ Fan ¦ Local and Special Ventilation ¦ Fans Window or Wall Mounted | 1 | Medium | C | 1 | 2025 | 4 | 3 | 2.9 | 18763 | 5642
HVAC ¦ Fan ¦ Central Heating ¦ Ventilating - General | 1 | Medium | B | 5 | 2029 | 5 | 3 | 3.2 | 27228 | 15263
Fabric ¦ Superstructure ¦ Windows and External Doors ¦ External Doors ¦ Entrance Doors | 1 | High | B | 1 | 2025 | 5 | 2 | 2.7 | 15475 | 4260
Electrical ¦ Lighting ¦ Internal ¦ General | 2 | Medium | C | 1 | 2025 | 4 | 3 | 2.9 | 18764 | 5643
Electrical ¦ Lighting ¦ Internal ¦ General | 20 | Medium | D | 6 | 2030 | 3 | 3 | 2.6 | 11167 | 17343
Electrical ¦ LV Distribution ¦ Distribution Board ¦ Sub | 1 | High | B | 1 | 2025 | 5 | 2 | 2.7 | 15476 | 4261
HVAC ¦ Fan ¦ Local and Special Ventilation ¦ Extract | 1 | Medium | D | 1 | 2025 | 3 | 3 | 2.6 | 11168 | 2663
Electrical ¦ Lighting ¦ Internal ¦ General | 11 | Medium | D | 6 | 2030 | 3 | 3 | 2.6 | 11169 | 17344
HVAC ¦ Local and Special Ventilation ¦ Unit extract fans. | 1 | Medium | C | 1 | 2025 | 4 | 3 | 2.9 | 18765 | 5644
Electrical ¦ LV Distribution ¦ Distribution Board ¦ Sub | 1 | High | B | 1 | 2025 | 5 | 2 | 2.7 | 15477 | 4262
HVAC ¦ Local and Special Ventilation ¦ Unit extract fans. | 1 | Medium | B | 5 | 2029 | 5 | 3 | 3.2 | 27229 | 15264
Electrical ¦ Specialist Lighting ¦ External ¦ Illuminated External Signs | 1 | Medium | C | 6 | 2030 | 4 | 3 | 2.9 | 18766 | 17943
HVAC ¦ Local and Special Ventilation ¦ Unit extract fans. | 1 | Medium | CX | 1 | 2025 | 2 | 3 | 2.3 | 10248 | 2176
Fabric ¦ Superstructure ¦ Internal Doors ¦ Roller Shutters ¦ Electric Roller Shutter | 1 | Medium | B | 12 | 2036 | 5 | 3 | 3.2 | 27230 | 26604
HVAC ¦ Fan ¦ Local and Special Ventilation ¦ Centrifugal | 1 | Medium | C | 1 | 2025 | 4 | 3 | 2.9 | 18767 | 5645
HVAC ¦ Heat Emitters - Local ¦ Electric Heaters | 1 | Medium | C | 1 | 2025 | 4 | 3 | 2.9 | 18768 | 5646
Electrical ¦ Lighting ¦ Internal ¦ General | 2 | Medium | C | 1 | 2025 | 4 | 3 | 2.9 | 18769 | 5647
Electrical ¦ Lighting ¦ Internal ¦ General | 4 | Medium | B | 1 | 2025 | 5 | 3 | 3.2 | 27231 | 9290
Electrical ¦ LV Distribution ¦ Distribution Board ¦ Sub | 1 | High | B | 1 | 2025 | 5 | 2 | 2.7 | 15478 | 4263
HVAC ¦ Fan ¦ Local and Special Ventilation ¦ Fans Window or Wall Mounted | 1 | Medium | B | 5 | 2029 | 5 | 3 | 3.2 | 27232 | 15265
Electrical ¦ Lighting ¦ Internal ¦ General | 1 | Medium | B | 1 | 2025 | 5 | 3 | 3.2 | 27233 | 9291
HVAC ¦ Central Heating (Internally Sourced) ¦ Burner ¦ Forced draft gas burner | 1 | Medium | D | 7 | 2031 | 3 | 3 | 2.6 | 11170 | 19554
HVAC ¦ Fan ¦ Local and Special Ventilation ¦ Kitchen Vent ¦ Extract | 1 | Low | B | 5 | 2029 | 5 | 4 | 3.7 | 33253 | 15648
HVAC ¦ Fan ¦ Local and Special Ventilation ¦ Extract | 1 | Medium | B | 1 | 2025 | 5 | 3 | 3.2 | 27234 | 9292
HVAC ¦ Local and Special Ventilation ¦ Unit extract fans. | 1 | Medium | B | 1 | 2025 | 5 | 3 | 3.2 | 27235 | 9293
Electrical ¦ LV Distribution ¦ Distribution Board ¦ Sub | 1 | High | B | 19 | 2043 | 5 | 2 | 2.7 | 15479 | 31222
HVAC ¦ Local and Special Ventilation ¦ Unit extract fans. | 1 | Medium | B | 1 | 2025 | 5 | 3 | 3.2 | 27236 | 9294
HVAC ¦ Fan ¦ Local and Special Ventilation ¦ Axial | 1 | Medium | B | 1 | 2025 | 5 | 3 | 3.2 | 27237 | 9295
Electrical ¦ LV Distribution ¦ Distribution Board ¦ Sub | 1 | High | B | 16 | 2040 | 5 | 2 | 2.7 | 15480 | 29209
HVAC ¦ Pump ¦ Central Heating (Internally Sourced) ¦ Circulating | 1 | High | D | 1 | 2025 | 3 | 2 | 2.1 | 1229 | 833
Electrical ¦ LV Distribution ¦ Distribution Board ¦ Sub | 1 | High | B | 15 | 2039 | 5 | 2 | 2.7 | 15481 | 28226
HVAC ¦ Local Air Conditioning ¦ Single-Split Condenser - Split Systems/Heat Pumps - Air-cooled with Direct Expansion Evaporator (DX) | 1 | Medium | B | 1 | 2025 | 5 | 3 | 3.2 | 27238 | 9296
HVAC ¦ Heat Emitters - Local ¦ Electric Heaters | 2 | Medium | C | 1 | 2025 | 4 | 3 | 2.9 | 18770 | 5648
HVAC ¦ Central Air Conditioning ¦ Air Conditioning ¦ Multi-Split Condenser - Split Systems/Heat Pumps - Air-cooled with Direct Expansion Evaporator (DX) | 1 | Medium | B | 1 | 2025 | 5 | 3 | 3.2 | 27239 | 9297
HVAC ¦ Fan ¦ Local and Special Ventilation ¦ Ventilating - General | 1 | Medium | B | 1 | 2025 | 5 | 3 | 3.2 | 27240 | 9298
Fabric ¦ Superstructure ¦ Windows and External Doors ¦ External Doors ¦ Entrance Doors | 1 | High | D | 6 | 2030 | 3 | 2 | 2.1 | 1230 | 15730
Electrical ¦ Lighting ¦ Internal ¦ General | 14 | Medium | B | 1 | 2025 | 5 | 3 | 3.2 | 27241 | 9299
Fabric ¦ Superstructure ¦ Internal Doors ¦ Roller Shutters ¦ Electric Roller Shutter | 1 | Medium | B | 1 | 2025 | 5 | 3 | 3.2 | 27242 | 9300
HVAC ¦ Local and Special Ventilation ¦ Unit extract fans. | 1 | Medium | B | 1 | 2025 | 5 | 3 | 3.2 | 27243 | 9301
Electrical ¦ Specialist Lighting ¦ Internal ¦ Illuminated Fire Exit Signage | 3 | Urgent | B | 16 | 2040 | 5 | 1 | 2.2 | 6521 | 28870
Electrical ¦ LV Distribution ¦ Distribution Board ¦ Sub | 1 | High | B | 1 | 2025 | 5 | 2 | 2.7 | 15482 | 4264
HVAC ¦ Fan ¦ Local and Special Ventilation ¦ Extract | 1 | Medium | B | 1 | 2025 | 5 | 3 | 3.2 | 27244 | 9302
HVAC ¦ Fan ¦ Local and Special Ventilation ¦ Fans Window or Wall Mounted | 1 | Medium | CX | 1 | 2025 | 2 | 3 | 2.3 | 10249 | 2177
HVAC ¦ Fan ¦ Local and Special Ventilation ¦ Fans Window or Wall Mounted | 1 | Medium | D | 5 | 2029 | 3 | 3 | 2.6 | 11171 | 14558
HVAC ¦ Fan ¦ Local and Special Ventilation ¦ Fans Window or Wall Mounted | 1 | Medium | D | 1 | 2025 | 3 | 3 | 2.6 | 11172 | 2664
HVAC ¦ Fan ¦ Local and Special Ventilation ¦ Extract | 1 | Medium | B | 1 | 2025 | 5 | 3 | 3.2 | 27245 | 9303
HVAC ¦ Local and Special Ventilation ¦ Unit extract fans. | 1 | Medium | B | 1 | 2025 | 5 | 3 | 3.2 | 27246 | 9304
Electrical ¦ LV Distribution ¦ Distribution Board ¦ Main | 1 | High | B | 2 | 2026 | 5 | 2 | 2.7 | 15483 | 12917
HVAC ¦ Fan ¦ Local and Special Ventilation ¦ Extract | 1 | Medium | B | 1 | 2025 | 5 | 3 | 3.2 | 27247 | 9305
HVAC ¦ Local and Special Ventilation ¦ Unit extract fans. | 1 | Medium | B | 3 | 2027 | 5 | 3 | 3.2 | 27248 | 13590
HVAC ¦ Fan ¦ Local and Special Ventilation ¦ Extract | 1 | Medium | B | 1 | 2025 | 5 | 3 | 3.2 | 27249 | 9306
HVAC ¦ Fan ¦ Local and Special Ventilation ¦ Fans Window or Wall Mounted | 1 | Medium | B | 6 | 2030 | 5 | 3 | 3.2 | 27250 | 18811
HVAC ¦ Fan ¦ Local and Special Ventilation ¦ Axial | 1 | Medium | B | 1 | 2025 | 5 | 3 | 3.2 | 27251 | 9307
Electrical ¦ LV Distribution ¦ Distribution Board ¦ Sub | 1 | High | B | 1 | 2025 | 5 | 2 | 2.7 | 15484 | 4265
HVAC ¦ Fan ¦ Local and Special Ventilation ¦ Fans Window or Wall Mounted | 1 | Medium | CX | 1 | 2025 | 2 | 3 | 2.3 | 10250 | 2178
Fabric ¦ Superstructure ¦ Windows and External Doors ¦ Roller Shutters ¦ Electric Roller Shutter | 1 | High | C | 5 | 2029 | 4 | 2 | 2.4 | 10624 | 14538
Electrical ¦ LV Distribution ¦ Distribution Board ¦ Sub | 1 | High | B | 1 | 2025 | 5 | 2 | 2.7 | 15485 | 4266
HVAC ¦ Local and Special Ventilation ¦ Unit extract fans. | 1 | Medium | B | 1 | 2025 | 5 | 3 | 3.2 | 27252 | 9308
Electrical ¦ LV Distribution ¦ Distribution Board ¦ Sub | 1 | High | B | 1 | 2025 | 5 | 2 | 2.7 | 15486 | 4267
HVAC ¦ Fan ¦ Local and Special Ventilation ¦ Kitchen Vent ¦ Extract | 1 | Low | B | 1 | 2025 | 5 | 4 | 3.7 | 33254 | 12144
Fabric ¦ Superstructure ¦ Windows and External Doors ¦ Roller Shutters ¦ Manual Roller Shutter | 1 | High | C | 1 | 2025 | 4 | 2 | 2.4 | 10625 | 2444
HVAC ¦ Local Air Conditioning ¦ Single-Split Evaporator - Split Systems/Heat Pumps - Air-cooled with Direct Expansion Evaporator (DX) | 1 | Medium | B | 1 | 2025 | 5 | 3 | 3.2 | 27253 | 9309
HVAC ¦ Local and Special Ventilation ¦ Unit extract fans. | 1 | Medium | B | 1 | 2025 | 5 | 3 | 3.2 | 27254 | 9310
HVAC ¦ Local and Special Ventilation ¦ Unit extract fans. | 1 | Medium | B | 3 | 2027 | 5 | 3 | 3.2 | 27255 | 13591
HVAC ¦ Fan ¦ Local and Special Ventilation ¦ Fans Window or Wall Mounted | 1 | Medium | C | 9 | 2033 | 4 | 3 | 2.9 | 18771 | 21654
Electrical ¦ LV Distribution ¦ Distribution Board ¦ Sub | 1 | High | B | 3 | 2027 | 5 | 2 | 2.7 | 15487 | 13375
HVAC ¦ Local and Special Ventilation ¦ Unit extract fans. | 1 | Medium | B | 2 | 2026 | 5 | 3 | 3.2 | 27256 | 13128
Fabric ¦ Superstructure ¦ Windows and External Doors ¦ External Doors ¦ Manual and Automatic Doors ¦ Emergency and Panic Escape Doors | 1 | Urgent | B | 11 | 2035 | 5 | 1 | 2.2 | 6522 | 23763
Electrical ¦ Lighting ¦ Internal ¦ General | 52 | Medium | B | 1 | 2025 | 5 | 3 | 3.2 | 27257 | 9311
HVAC ¦ Fan ¦ Local and Special Ventilation ¦ Extract | 1 | Medium | B | 1 | 2025 | 5 | 3 | 3.2 | 27258 | 9312
HVAC ¦ Fan ¦ Local and Special Ventilation ¦ Kitchen Vent ¦ Extract | 1 | Low | B | 1 | 2025 | 5 | 4 | 3.7 | 33255 | 12145
Fabric ¦ Superstructure ¦ Windows and External Doors ¦ External Doors ¦ Entrance Doors | 1 | High | B | 1 | 2025 | 5 | 2 | 2.7 | 15488 | 4268
HVAC ¦ Central Air Conditioning ¦ Air Conditioning ¦ Multi-Split Condenser - Split Systems/Heat Pumps - Air-cooled with Direct Expansion Evaporator (DX) | 1 | Medium | B | 1 | 2025 | 5 | 3 | 3.2 | 27259 | 9313
Communication and Control ¦ Communication Systems ¦ Public Address (PA) System | 1 | Medium | C | 1 | 2025 | 4 | 3 | 2.9 | 18772 | 5649
HVAC ¦ Heat Emitters - Local ¦ Electric Heaters | 2 | Medium | D | 1 | 2025 | 3 | 3 | 2.6 | 11173 | 2665
HVAC ¦ Local and Special Ventilation ¦ Unit extract fans. | 1 | Medium | B | 6 | 2030 | 5 | 3 | 3.2 | 27260 | 18812
HVAC ¦ Fan ¦ Local and Special Ventilation ¦ Kitchen Vent ¦ Extract | 1 | Low | CX | 5 | 2029 | 2 | 4 | 2.8 | 18355 | 14774
HVAC ¦ Fan ¦ Central Ventilation Systems ¦ Extract | 1 | Medium | D | 1 | 2025 | 3 | 3 | 2.6 | 11174 | 2666
HVAC ¦ Central Heating (Internally Sourced) ¦ Burner ¦ Forced draft gas burner | 1 | Medium | C | 1 | 2025 | 4 | 3 | 2.9 | 18773 | 5650
HVAC ¦ Fan ¦ Local and Special Ventilation ¦ Extract | 1 | Medium | B | 1 | 2025 | 5 | 3 | 3.2 | 27261 | 9314
HVAC ¦ Fan ¦ Local and Special Ventilation ¦ Extract | 1 | Medium | B | 1 | 2025 | 5 | 3 | 3.2 | 27262 | 9315
HVAC ¦ Fan ¦ Local and Special Ventilation ¦ Extract | 1 | Medium | C | 7 | 2031 | 4 | 3 | 2.9 | 18774 | 19727
Electrical ¦ LV Distribution ¦ Distribution Board ¦ Sub | 1 | High | B | 1 | 2025 | 5 | 2 | 2.7 | 15489 | 4269
HVAC ¦ Local and Special Ventilation ¦ Unit extract fans. | 1 | Medium | B | 2 | 2026 | 5 | 3 | 3.2 | 27263 | 13129
HVAC ¦ Local and Special Ventilation ¦ Unit extract fans. | 1 | Medium | B | 1 | 2025 | 5 | 3 | 3.2 | 27264 | 9316
Electrical ¦ LV Distribution ¦ Distribution Board ¦ Sub | 1 | High | B | 19 | 2043 | 5 | 2 | 2.7 | 15490 | 31223
HVAC ¦ Local and Special Ventilation ¦ Unit extract fans. | 1 | Medium | B | 1 | 2025 | 5 | 3 | 3.2 | 27265 | 9317
HVAC ¦ Fan ¦ Local and Special Ventilation ¦ Fans Window or Wall Mounted | 1 | Medium | B | 1 | 2025 | 5 | 3 | 3.2 | 27266 | 9318
Fabric ¦ Superstructure ¦ Internal Doors ¦ Roller Shutters ¦ Internal Manual Roller Shutter | 1 | Medium | B | 1 | 2025 | 5 | 3 | 3.2 | 27267 | 9319
Fabric ¦ Superstructure ¦ Internal Doors ¦ Roller Shutters ¦ Internal Manual Roller Shutter | 1 | Medium | B | 1 | 2025 | 5 | 3 | 3.2 | 27268 | 9320
Fabric ¦ Superstructure ¦ Windows and External Doors ¦ Roller Shutters ¦ Electric Roller Shutter | 1 | High | B | 1 | 2025 | 5 | 2 | 2.7 | 15491 | 4270
Fabric ¦ Superstructure ¦ Internal Doors ¦ Roller Shutters ¦ Internal Manual Roller Shutter | 1 | Medium | B | 1 | 2025 | 5 | 3 | 3.2 | 27269 | 9321
Electrical ¦ LV Distribution ¦ Distribution Board ¦ Sub | 1 | High | B | 1 | 2025 | 5 | 2 | 2.7 | 15492 | 4271
Communication and Control ¦ Emergency Communication Systems ¦ Pull Cord/Alarm Switch | 1 | Urgent | B | 3 | 2027 | 5 | 1 | 2.2 | 6523 | 13298
FFE ¦ Equipment ¦ Domestic Kitchen ¦ Fridge | 1 | Medium | B | 6 | 2030 | 5 | 3 | 3.2 | 27270 | 18813
Sanitary ¦ WC Toilet Disabled / All Types ¦ Vitreous china/fireclay/uPVC | 1 | Medium | B | 13 | 2037 | 5 | 3 | 3.2 | 27271 | 27179
Security ¦ Access ¦ Access Control ¦ Door ¦ Local Lock / Keypad / Manual | 2 | Medium | B | 8 | 2032 | 5 | 3 | 3.2 | 27272 | 21030
Fire ¦ Fire Detection ¦ Fire Call Point / Break Glass BGU | 2 | Urgent | B | 8 | 2032 | 5 | 1 | 2.2 | 6524 | 20481
Security ¦ Access ¦ Access Control ¦ Coded Entry (Internal) | 1 | Medium | B | 8 | 2032 | 5 | 3 | 3.2 | 27273 | 21031
Fabric ¦ Superstructure ¦ Internal Doors ¦ Fire Doors ¦ Single | 1 | Urgent | B | 21 | 2045 | 5 | 1 | 2.2 | 6525 | 32201
FFE ¦ Equipment ¦ Domestic Kitchen ¦ Microwave | 1 | Low | B | 8 | 2032 | 5 | 4 | 3.7 | 33256 | 21187
Fabric ¦ Superstructure ¦ Internal Doors ¦ Roller Shutters ¦ Electric Roller Shutter | 1 | Medium | B | 18 | 2042 | 5 | 3 | 3.2 | 27274 | 30974
HVAC ¦ Heat Emitters - Local ¦ Gas Fired Unit Heaters | 1 | Medium | B | 1 | 2025 | 5 | 3 | 3.2 | 27275 | 9322
HVAC ¦ Central Heating (Internally Sourced) ¦ Heat Exchangers ¦ Heat Reclaim Unit (Lossnay Type) | 1 | Medium | B | 13 | 2037 | 5 | 3 | 3.2 | 27276 | 27180
Water ¦ Local Hot Water ¦ Instantaneous Electric Water Heater - Non-Drinking Water | 1 | Medium | B | 11 | 2035 | 5 | 3 | 3.2 | 27277 | 25361
HVAC ¦ Fan ¦ Local and Special Ventilation ¦ Fans Window or Wall Mounted | 1 | Medium | DX | 11 | 2035 | 1 | 3 | 2 | 918 | 23306
Electrical ¦ Specialist Lighting ¦ Internal ¦ Illuminated Fire Exit Signage | 2 | Urgent | C | 1 | 2025 | 4 | 1 | 1.9 | 686 | 474
Electrical ¦ Lighting ¦ Internal ¦ Emergency ¦ Self Contained ¦ LED | 21 | Urgent | B | 21 | 2045 | 5 | 1 | 2.2 | 6526 | 32202
Electrical ¦ Lighting ¦ Internal ¦ General | 20 | Medium | C | 1 | 2025 | 4 | 3 | 2.9 | 18775 | 5651
Fabric ¦ Superstructure ¦ Windows and External Doors ¦ External Doors ¦ Manual and Automatic Doors ¦ Auto / Powered Sliding Doors | 1 | High | B | 18 | 2042 | 5 | 2 | 2.7 | 15493 | 30843
Water ¦ Central Hot Water Distribution ¦ Expansion Vessels ¦ Closed (with membrane) | 1 | High | B | 8 | 2032 | 5 | 2 | 2.7 | 15494 | 20743
Fabric ¦ Superstructure ¦ Internal Doors ¦ Fire Doors ¦ Single | 1 | Urgent | B | 28 | 2052 | 5 | 1 | 2.2 | 6527 | 33607
Water ¦ Mains Water Supply ¦ Water Meters - Utility | 1 | Low | B | 13 | 2037 | 5 | 4 | 3.7 | 33257 | 27312
Sanitary ¦ Sinks / basins ¦ Vitreous china/fireclay/uPVC | 3 | Medium | B | 6 | 2030 | 5 | 3 | 3.2 | 27278 | 18814
Security ¦ Security Systems ¦ CCTV ¦ Internal ¦ Camera ¦ Fixed Dome | 17 | Urgent | B | 9 | 2033 | 5 | 1 | 2.2 | 6528 | 21389
Fire ¦ Fire Detection ¦ Fire Sounder | 2 | Urgent | B | 1 | 2025 | 5 | 1 | 2.2 | 6529 | 1530
Transport ¦ Lifts ¦ Scissor Lift | 1 | Medium | B | 2 | 2026 | 5 | 3 | 3.2 | 27279 | 13130
Electrical ¦ Specialist Lighting ¦ Internal ¦ Illuminated Fire Exit Signage | 1 | Urgent | B | 13 | 2037 | 5 | 1 | 2.2 | 6530 | 26869
HVAC ¦ Local Air Conditioning ¦ Single-Split Condenser - Split Systems/Heat Pumps - Air-cooled with Direct Expansion Evaporator (DX) | 1 | Medium | B | 8 | 2032 | 5 | 3 | 3.2 | 27280 | 21032
HVAC ¦ Fan ¦ Local and Special Ventilation ¦ Mixed Flow | 1 | Medium | B | 8 | 2032 | 5 | 3 | 3.2 | 27281 | 21033
Fire ¦ Fire Fighting ¦ Fire Extinguishers ¦ CO2 | 2 | Urgent | B | 8 | 2032 | 5 | 1 | 2.2 | 6531 | 20482
Electrical ¦ Lighting ¦ External ¦ General - LED | 2 | Medium | B | 11 | 2035 | 5 | 3 | 3.2 | 27282 | 25362
Fabric ¦ Superstructure ¦ Windows and External Doors ¦ External Windows ¦ Roller Shutters ¦ External Window Shutters ¦ Manual | 1 | Medium | B | 15 | 2039 | 5 | 3 | 3.2 | 27283 | 28468
Fabric ¦ Superstructure ¦ Windows and External Doors ¦ External Windows ¦ Roller Shutters ¦ External Window Shutters ¦ Manual | 1 | Medium | B | 15 | 2039 | 5 | 3 | 3.2 | 27284 | 28469
Electrical ¦ Lighting ¦ External ¦ General - LED | 2 | Medium | B | 13 | 2037 | 5 | 3 | 3.2 | 27285 | 27181
HVAC ¦ Fan ¦ Local and Special Ventilation ¦ Centrifugal | 1 | Medium | B | 1 | 2025 | 5 | 3 | 3.2 | 27286 | 9323
HVAC ¦ Fan ¦ Local and Special Ventilation ¦ Centrifugal | 1 | Medium | B | 1 | 2025 | 5 | 3 | 3.2 | 27287 | 9324
Electrical ¦ LV Distribution ¦ Distribution Board ¦ Sub | 1 | High | B | 16 | 2040 | 5 | 2 | 2.7 | 15495 | 29210
Electrical ¦ LV Distribution ¦ Distribution Board ¦ Sub | 1 | High | B | 16 | 2040 | 5 | 2 | 2.7 | 15496 | 29211
Electrical ¦ LV Distribution ¦ Distribution Board ¦ Sub | 1 | High | B | 19 | 2043 | 5 | 2 | 2.7 | 15497 | 31224
Communication and Control ¦ Communication Systems ¦ Public Address (PA) System | 1 | Medium | B | 16 | 2040 | 5 | 3 | 3.2 | 27288 | 29656
Fabric ¦ Barriers and Guardrails ¦ Vehicle Crash Protection Barrier | 1 | V Low | B | 1 | 2025 | 5 | 4 | 3.7 | 33258 | 12146
HVAC ¦ Fan ¦ Local and Special Ventilation ¦ Extract | 1 | Medium | B | 1 | 2025 | 5 | 3 | 3.2 | 27289 | 9325
Electrical ¦ Lighting ¦ External ¦ General - LED | 5 | Medium | B | 11 | 2035 | 5 | 3 | 3.2 | 27290 | 25363
Electrical ¦ Lighting ¦ Internal ¦ General ¦ LED Fittings & Luminaires | 1 | Medium | B | 10 | 2034 | 5 | 3 | 3.2 | 27291 | 22953
HVAC ¦ Heat Emitters - Central ¦ Radiators ¦ Steel | 3 | Medium | B | 1 | 2025 | 5 | 3 | 3.2 | 27292 | 9326
Fire ¦ Fire Fighting ¦ Fire Extinguishers ¦ CO2 | 4 | Urgent | B | 7 | 2031 | 5 | 1 | 2.2 | 6532 | 19401
HVAC ¦ Local Air Conditioning ¦ Single-Split Condenser - Split Systems/Heat Pumps - Air-cooled with Direct Expansion Evaporator (DX) | 1 | Medium | DX | 1 | 2025 | 1 | 3 | 2 | 919 | 626
Electrical ¦ LV Distribution ¦ Distribution Board ¦ Sub | 1 | High | B | 1 | 2025 | 5 | 2 | 2.7 | 15498 | 4272
Electrical ¦ Lighting ¦ Internal ¦ Emergency ¦ Self Contained ¦ LED | 15 | Urgent | B | 15 | 2039 | 5 | 1 | 2.2 | 6533 | 27935
HVAC ¦ Heat Emitters - Local ¦ Electric Heaters | 1 | Medium | B | 1 | 2025 | 5 | 3 | 3.2 | 27293 | 9327
Electrical ¦ Lighting ¦ Internal ¦ Emergency ¦ Self Contained ¦ LED | 2 | Urgent | B | 15 | 2039 | 5 | 1 | 2.2 | 6534 | 27936
Electrical ¦ Lighting ¦ Internal ¦ General | 4 | Medium | B | 3 | 2027 | 5 | 3 | 3.2 | 27294 | 13592
Fire ¦ Fire Fighting ¦ Fire Extinguishers ¦ Foam | 3 | Urgent | B | 8 | 2032 | 5 | 1 | 2.2 | 6535 | 20483
HVAC ¦ Heat Emitters - Local ¦ Electric Heaters | 3 | Medium | B | 1 | 2025 | 5 | 3 | 3.2 | 27295 | 9328
Fabric ¦ Superstructure ¦ Windows and External Doors ¦ External Doors ¦ Entrance Doors | 1 | High | B | 11 | 2035 | 5 | 2 | 2.7 | 15499 | 24558
Electrical ¦ Specialist Lighting ¦ Internal ¦ Illuminated Fire Exit Signage | 5 | Urgent | B | 11 | 2035 | 5 | 1 | 2.2 | 6536 | 23764
Fire ¦ Fire Fighting ¦ Fire Extinguishers ¦ CO2 | 3 | Urgent | B | 9 | 2033 | 5 | 1 | 2.2 | 6537 | 21390
Fire ¦ Fire Fighting ¦ Fire Extinguishers ¦ CO2 | 5 | Urgent | B | 7 | 2031 | 5 | 1 | 2.2 | 6538 | 19402
Water ¦ Local Hot Water ¦ Package Electric Water Heaters - Non-Drinking Water | 1 | Medium | C | 1 | 2025 | 4 | 3 | 2.9 | 18776 | 5652
Fabric ¦ Superstructure ¦ Windows and External Doors ¦ Roller Shutters ¦ Manual Roller Shutter | 1 | High | B | 1 | 2025 | 5 | 2 | 2.7 | 15500 | 4273
HVAC ¦ Heat Emitters - Local ¦ Gas Fired Unit Heaters | 1 | Medium | B | 1 | 2025 | 5 | 3 | 3.2 | 27296 | 9329
Electrical ¦ Lighting ¦ Internal ¦ General | 8 | Medium | CX | 1 | 2025 | 2 | 3 | 2.3 | 10251 | 2179
Electrical ¦ Lighting ¦ Internal ¦ Emergency ¦ Self Contained ¦ Non LED | 2 | Urgent | B | 20 | 2044 | 5 | 1 | 2.2 | 6539 | 31510
Electrical ¦ LV Distribution ¦ Distribution Board ¦ Sub | 1 | High | C | 1 | 2025 | 4 | 2 | 2.4 | 10626 | 2445
Fabric ¦ Superstructure ¦ Windows and External Doors ¦ Roller Shutters ¦ Manual Roller Shutter | 1 | High | B | 12 | 2036 | 5 | 2 | 2.7 | 15501 | 26209
Electrical ¦ Lighting ¦ External ¦ General - LED | 8 | Medium | B | 7 | 2031 | 5 | 3 | 3.2 | 27297 | 20030
Fire ¦ Fire Fighting ¦ Fire Extinguishers ¦ Foam | 1 | Urgent | B | 1 | 2025 | 5 | 1 | 2.2 | 6540 | 1531
HVAC ¦ Ventilation ¦ Air Handling Unit (AHU) ¦ Internal ¦ Central Air Conditioning ¦ Electric & DX | 1 | High | B | 10 | 2034 | 5 | 2 | 2.7 | 15502 | 22406
HVAC ¦ Fan ¦ Local and Special Ventilation ¦ Extract | 1 | Medium | B | 8 | 2032 | 5 | 3 | 3.2 | 27298 | 21034
HVAC ¦ Fan ¦ Local and Special Ventilation ¦ Axial | 1 | Medium | B | 1 | 2025 | 5 | 3 | 3.2 | 27299 | 9330
Water ¦ Local Hot Water ¦ Instantaneous Electric Water Heater - Non-Drinking Water | 1 | Medium | B | 13 | 2037 | 5 | 3 | 3.2 | 27300 | 27182
Electrical ¦ LV Distribution ¦ Distribution Board ¦ Sub | 1 | High | B | 4 | 2028 | 5 | 2 | 2.7 | 15503 | 13975
HVAC ¦ Fan ¦ Local and Special Ventilation ¦ Extract | 1 | Medium | B | 5 | 2029 | 5 | 3 | 3.2 | 27301 | 15266
Electrical ¦ LV Distribution ¦ Distribution Board ¦ Main | 1 | High | D | 7 | 2031 | 3 | 2 | 2.1 | 1231 | 19141
Electrical ¦ Lighting ¦ Internal ¦ Emergency ¦ Self Contained ¦ LED | 23 | Urgent | B | 21 | 2045 | 5 | 1 | 2.2 | 6541 | 32203
HVAC ¦ Heat Emitters - Local ¦ Gas Fired Unit Heaters | 1 | Medium | B | 1 | 2025 | 5 | 3 | 3.2 | 27302 | 9331
HVAC ¦ Heat Emitters - Local ¦ Gas Fired Unit Heaters | 1 | Medium | B | 7 | 2031 | 5 | 3 | 3.2 | 27303 | 20031
Electrical ¦ LV Distribution ¦ Distribution Board ¦ Sub | 1 | High | B | 1 | 2025 | 5 | 2 | 2.7 | 15504 | 4274
Fabric ¦ Superstructure ¦ Internal Doors ¦ Roller Shutters ¦ Electric Roller Shutter | 1 | Medium | B | 10 | 2034 | 5 | 3 | 3.2 | 27304 | 22954
Electrical ¦ Lighting ¦ Internal ¦ General ¦ LED Fittings & Luminaires | 13 | Medium | B | 13 | 2037 | 5 | 3 | 3.2 | 27305 | 27183
Electrical ¦ Lighting ¦ Internal ¦ General ¦ LED Fittings & Luminaires | 12 | Medium | B | 11 | 2035 | 5 | 3 | 3.2 | 27306 | 25364
Electrical ¦ Lighting ¦ Internal ¦ Emergency ¦ Self Contained ¦ LED | 1 | Urgent | B | 15 | 2039 | 5 | 1 | 2.2 | 6542 | 27937
Fabric ¦ Superstructure ¦ Internal Doors ¦ Roller Shutters ¦ Electric Roller Shutter | 1 | Medium | B | 12 | 2036 | 5 | 3 | 3.2 | 27307 | 26605
Electrical ¦ LV Distribution ¦ Distribution Board ¦ Sub | 1 | High | B | 1 | 2025 | 5 | 2 | 2.7 | 15505 | 4275
Fabric ¦ Superstructure ¦ Windows and External Doors ¦ External Windows ¦ Roller Shutters ¦ External Window Shutters ¦ Manual | 1 | Medium | B | 1 | 2025 | 5 | 3 | 3.2 | 27308 | 9332
HVAC ¦ Ventilation ¦ Air Handling Unit (AHU) ¦ Internal ¦ Central Air Conditioning ¦ Electric & DX | 1 | High | B | 3 | 2027 | 5 | 2 | 2.7 | 15506 | 13376
Electrical ¦ LV Distribution ¦ Distribution Board ¦ Sub | 1 | High | B | 1 | 2025 | 5 | 2 | 2.7 | 15507 | 4276
Fabric ¦ Barriers and Guardrails ¦ Vehicle Crash Protection Barrier | 1 | V Low | B | 1 | 2025 | 5 | 4 | 3.7 | 33259 | 12147
Fabric ¦ Superstructure ¦ Windows and External Doors ¦ External Doors ¦ Manual and Automatic Doors ¦ Emergency and Panic Escape Doors | 1 | Urgent | B | 16 | 2040 | 5 | 1 | 2.2 | 6543 | 28871
Electrical ¦ Lighting ¦ Internal ¦ General ¦ LED Fittings & Luminaires | 47 | Medium | B | 10 | 2034 | 5 | 3 | 3.2 | 27309 | 22955
HVAC ¦ Local Air Conditioning ¦ Single-Split Evaporator - Split Systems/Heat Pumps - Air-cooled with Direct Expansion Evaporator (DX) | 1 | Medium | B | 11 | 2035 | 5 | 3 | 3.2 | 27310 | 25365
Electrical ¦ LV Distribution ¦ Distribution Board ¦ Sub | 1 | High | B | 1 | 2025 | 5 | 2 | 2.7 | 15508 | 4277
Fabric ¦ Superstructure ¦ Windows and External Doors ¦ Roller Shutters ¦ Electric Roller Shutter | 1 | High | B | 16 | 2040 | 5 | 2 | 2.7 | 15509 | 29212
HVAC ¦ Fan ¦ Local and Special Ventilation ¦ Extract | 1 | Medium | C | 1 | 2025 | 4 | 3 | 2.9 | 18777 | 5653
HVAC ¦ Central Air Conditioning ¦ Air Conditioning ¦ Multi-Split Condenser - DX Split Systems (With Gas, Electric or Hot Water Heaters) | 1 | Medium | DX | 10 | 2034 | 1 | 3 | 2 | 920 | 21951
Electrical ¦ LV Distribution ¦ Distribution Board ¦ Sub | 1 | High | D | 1 | 2025 | 3 | 2 | 2.1 | 1232 | 834
Fire ¦ Fire Fighting ¦ Fire Extinguishers ¦ CO2 | 2 | Urgent | A | 8 | 2032 | 6 | 1 | 2.5 | 10931 | 20659
Fabric ¦ Barriers and Guardrails ¦ Vehicle Crash Protection Barrier | 1 | V Low | B | 1 | 2025 | 5 | 4 | 3.7 | 33260 | 12148
Water ¦ Local Hot Water ¦ Package Electric Water Heaters - Non-Drinking Water | 1 | Medium | B | 2 | 2026 | 5 | 3 | 3.2 | 27311 | 13131
Electrical ¦ Lighting ¦ Internal ¦ Emergency ¦ Self Contained ¦ Non LED | 3 | Urgent | B | 15 | 2039 | 5 | 1 | 2.2 | 6544 | 27938
Fire ¦ Fire Fighting ¦ Fire Extinguishers ¦ CO2 | 4 | Urgent | B | 7 | 2031 | 5 | 1 | 2.2 | 6545 | 19403
Fabric ¦ Superstructure ¦ Internal Doors ¦ Roller Shutters ¦ Electric Roller Shutter | 1 | Medium | B | 12 | 2036 | 5 | 3 | 3.2 | 27312 | 26606
HVAC ¦ Heat Emitters - Local ¦ Electric Heaters | 3 | Medium | B | 3 | 2027 | 5 | 3 | 3.2 | 27313 | 13593
Electrical ¦ Lighting ¦ Internal ¦ Emergency ¦ Self Contained ¦ LED | 6 | Urgent | B | 16 | 2040 | 5 | 1 | 2.2 | 6546 | 28872
HVAC ¦ Heat Emitters - Central ¦ Radiators ¦ Steel | 5 | Medium | B | 10 | 2034 | 5 | 3 | 3.2 | 27314 | 22956
HVAC ¦ Central Air Conditioning ¦ Air Conditioning ¦ Multi-Split Evaporator - DX Split Systems (With Gas, Electric or Hot Water Heaters) | 1 | High | DX | 10 | 2034 | 1 | 2 | 1.5 | 397 | 21942
HVAC ¦ Fan ¦ Local and Special Ventilation ¦ Ventilating - General | 1 | Medium | D | 5 | 2029 | 3 | 3 | 2.6 | 11175 | 14559
Electrical ¦ Lighting ¦ Internal ¦ Emergency ¦ Self Contained ¦ LED | 1 | Urgent | B | 15 | 2039 | 5 | 1 | 2.2 | 6547 | 27939
Fabric ¦ Superstructure ¦ Windows and External Doors ¦ External Doors ¦ Manual and Automatic Doors ¦ Emergency and Panic Escape Doors | 1 | Urgent | D | 8 | 2032 | 3 | 1 | 1.6 | 453 | 20232
Fire ¦ Fire Fighting ¦ Fire Extinguishers ¦ Foam | 1 | Urgent | B | 6 | 2030 | 5 | 1 | 2.2 | 6548 | 16655
Electrical ¦ LV Distribution ¦ Distribution Board ¦ Main | 1 | High | B | 1 | 2025 | 5 | 2 | 2.7 | 15510 | 4278
Transport ¦ Lifts ¦ Disabled Lift ¦ Electric | 1 | High | B | 7 | 2031 | 5 | 2 | 2.7 | 15511 | 19649
Electrical ¦ Specialist Lighting ¦ Internal ¦ Illuminated Fire Exit Signage | 3 | Urgent | B | 13 | 2037 | 5 | 1 | 2.2 | 6549 | 26870
HVAC ¦ Heat Emitters - Local ¦ Electric Heaters | 3 | Medium | C | 1 | 2025 | 4 | 3 | 2.9 | 18778 | 5654
Security ¦ Access ¦ Access Control ¦ Gate Access - Local Lock / Keypad / Manual (External) | 1 | Medium | B | 1 | 2025 | 5 | 3 | 3.2 | 27315 | 9333
Fire ¦ Fire Detection ¦ Fire Alarm Panel / Repeater | 1 | Urgent | B | 1 | 2025 | 5 | 1 | 2.2 | 6550 | 1532
Fabric ¦ Superstructure ¦ Internal Doors ¦ Roller Shutters ¦ Electric Roller Shutter | 1 | Medium | B | 1 | 2025 | 5 | 3 | 3.2 | 27316 | 9334
Security ¦ Access ¦ Access Control ¦ Gate Access - Local Lock / Keypad / Manual (External) | 1 | Medium | B | 6 | 2030 | 5 | 3 | 3.2 | 27317 | 18815
HVAC ¦ Heat Emitters - Local ¦ Gas Fired Unit Heaters | 1 | Medium | B | 1 | 2025 | 5 | 3 | 3.2 | 27318 | 9335
Electrical ¦ LV Distribution ¦ Distribution Board ¦ Sub | 1 | High | B | 4 | 2028 | 5 | 2 | 2.7 | 15512 | 13976
Security ¦ Access ¦ Access Control ¦ Door ¦ Local Lock / Keypad / Manual | 1 | Medium | B | 10 | 2034 | 5 | 3 | 3.2 | 27319 | 22957
HVAC ¦ Local Air Conditioning ¦ Single-Split Condenser - Split Systems/Heat Pumps - Air-cooled with Direct Expansion Evaporator (DX) | 1 | Medium | B | 10 | 2034 | 5 | 3 | 3.2 | 27320 | 22958
Electrical ¦ LV Distribution ¦ Distribution Board ¦ Sub | 1 | High | B | 6 | 2030 | 5 | 2 | 2.7 | 15513 | 17687
Fire ¦ Fire Fighting ¦ Fire Extinguishers ¦ CO2 | 3 | Urgent | B | 5 | 2029 | 5 | 1 | 2.2 | 6551 | 14428
HVAC ¦ Local Air Conditioning ¦ Single-Split Condenser - Split Systems/Heat Pumps - Air-cooled with Direct Expansion Evaporator (DX) | 1 | Medium | B | 8 | 2032 | 5 | 3 | 3.2 | 27321 | 21035
Water ¦ Local Hot Water ¦ Instantaneous Electric Water Heater - Non-Drinking Water | 1 | Medium | B | 6 | 2030 | 5 | 3 | 3.2 | 27322 | 18816
Fabric ¦ Barriers and Guardrails ¦ Vehicle Crash Protection Barrier | 1 | V Low | B | 1 | 2025 | 5 | 4 | 3.7 | 33261 | 12149
Electrical ¦ LV Distribution ¦ Distribution Board ¦ Sub | 1 | High | B | 8 | 2032 | 5 | 2 | 2.7 | 15514 | 20744
Controls ¦ Building Management System (BMS) ¦ Central Operating Station | 1 | High | D | 5 | 2029 | 3 | 2 | 2.1 | 1233 | 14292
Electrical ¦ Lighting ¦ External ¦ General - Non-LED | 3 | Medium | DX | 2 | 2026 | 1 | 3 | 2 | 921 | 12435
Electrical ¦ Lighting ¦ Internal ¦ Emergency ¦ Self Contained ¦ LED | 21 | Urgent | B | 22 | 2046 | 5 | 1 | 2.2 | 6552 | 32937
Electrical ¦ Lighting ¦ Internal ¦ Emergency ¦ Self Contained ¦ LED | 10 | Urgent | B | 15 | 2039 | 5 | 1 | 2.2 | 6553 | 27940
Fire ¦ Fire Fighting ¦ Fire Extinguishers ¦ Foam | 7 | Urgent | B | 7 | 2031 | 5 | 1 | 2.2 | 6554 | 19404
Fabric ¦ Superstructure ¦ Windows and External Doors ¦ External Doors ¦ Manual and Automatic Doors ¦ Emergency and Panic Escape Doors | 1 | Urgent | B | 6 | 2030 | 5 | 1 | 2.2 | 6555 | 16656
Fabric ¦ Barriers and Guardrails ¦ Vehicle Crash Protection Barrier | 1 | V Low | B | 6 | 2030 | 5 | 4 | 3.7 | 33262 | 19108
Fabric ¦ Superstructure ¦ Windows and External Doors ¦ External Doors ¦ Manual and Automatic Doors ¦ Emergency and Panic Escape Doors | 1 | Urgent | B | 11 | 2035 | 5 | 1 | 2.2 | 6556 | 23765
Water ¦ Local Hot Water ¦ Instantaneous Electric Water Heater - Non-Drinking Water | 1 | Medium | D | 1 | 2025 | 3 | 3 | 2.6 | 11176 | 2667
Fire ¦ Fire Detection ¦ Fire Alarm Panel / Repeater | 1 | Urgent | B | 5 | 2029 | 5 | 1 | 2.2 | 6557 | 14429
Fire ¦ Fire Fighting ¦ Fire Extinguishers ¦ Foam | 1 | Urgent | B | 8 | 2032 | 5 | 1 | 2.2 | 6558 | 20484
Fabric ¦ Superstructure ¦ Windows and External Doors ¦ External Doors ¦ Entrance Doors | 1 | High | B | 11 | 2035 | 5 | 2 | 2.7 | 15515 | 24559
HVAC ¦ Heat Emitters - Local ¦ Gas Fired Natural and Fan Assisted Heaters | 1 | Medium | B | 1 | 2025 | 5 | 3 | 3.2 | 27323 | 9336
Electrical ¦ Lighting ¦ Internal ¦ General ¦ LED Fittings & Luminaires | 63 | Medium | B | 16 | 2040 | 5 | 3 | 3.2 | 27324 | 29657
Fire ¦ Fire Detection ¦ Fire Alarm Panel / Repeater | 1 | Urgent | B | 6 | 2030 | 5 | 1 | 2.2 | 6559 | 16657
Electrical ¦ LV Distribution ¦ Distribution Board ¦ Sub | 1 | High | B | 1 | 2025 | 5 | 2 | 2.7 | 15516 | 4279
HVAC ¦ Fan ¦ Local and Special Ventilation ¦ Fans Window or Wall Mounted | 1 | Medium | B | 10 | 2034 | 5 | 3 | 3.2 | 27325 | 22959
Electrical ¦ Lighting ¦ Internal ¦ Emergency ¦ Self Contained ¦ LED | 5 | Urgent | B | 20 | 2044 | 5 | 1 | 2.2 | 6560 | 31511
Electrical ¦ Lighting ¦ Internal ¦ General ¦ LED Fittings & Luminaires | 30 | Medium | B | 17 | 2041 | 5 | 3 | 3.2 | 27326 | 30514
Fire ¦ Fire Fighting ¦ Fire Extinguishers ¦ CO2 | 3 | Urgent | B | 6 | 2030 | 5 | 1 | 2.2 | 6561 | 16658
Fabric ¦ Superstructure ¦ Windows and External Doors ¦ External Doors ¦ Entrance Doors | 1 | High | B | 18 | 2042 | 5 | 2 | 2.7 | 15517 | 30844
HVAC ¦ Heat Emitters - Central ¦ Radiators ¦ Steel | 2 | Medium | B | 1 | 2025 | 5 | 3 | 3.2 | 27327 | 9337
HVAC ¦ Central Heating (Internally Sourced) ¦ Burner ¦ Forced draft gas burner | 1 | Medium | C | 1 | 2025 | 4 | 3 | 2.9 | 18779 | 5655
Electrical ¦ LV Distribution ¦ Distribution Board ¦ Main | 1 | High | B | 1 | 2025 | 5 | 2 | 2.7 | 15518 | 4280
HVAC ¦ Central Heating (Internally Sourced) ¦ Boiler ¦ Atmospheric Gas Burner/Condensing Combination Boiler (domestic type) | 1 | High | B | 5 | 2029 | 5 | 2 | 2.7 | 15519 | 14690
Water ¦ Local Hot Water ¦ Instantaneous Electric Water Heater - Non-Drinking Water | 1 | Medium | C | 1 | 2025 | 4 | 3 | 2.9 | 18780 | 5656
HVAC ¦ Fan ¦ Local and Special Ventilation ¦ Extract | 1 | Medium | C | 1 | 2025 | 4 | 3 | 2.9 | 18781 | 5657
Electrical ¦ LV Distribution ¦ Distribution Board ¦ Main | 1 | High | B | 1 | 2025 | 5 | 2 | 2.7 | 15520 | 4281
Electrical ¦ Lighting ¦ External ¦ General - LED | 3 | Medium | B | 11 | 2035 | 5 | 3 | 3.2 | 27328 | 25366
Electrical ¦ LV Distribution ¦ Distribution Board ¦ Main | 1 | High | C | 1 | 2025 | 4 | 2 | 2.4 | 10627 | 2446
Fabric ¦ Superstructure ¦ Internal Doors ¦ Roller Shutters ¦ Internal Manual Roller Shutter | 1 | Medium | B | 10 | 2034 | 5 | 3 | 3.2 | 27329 | 22960
HVAC ¦ Fan ¦ Local and Special Ventilation ¦ Centrifugal | 1 | Medium | B | 1 | 2025 | 5 | 3 | 3.2 | 27330 | 9338
HVAC ¦ Fan ¦ Local and Special Ventilation ¦ Extract | 1 | Medium | B | 11 | 2035 | 5 | 3 | 3.2 | 27331 | 25367
Electrical ¦ Specialist Lighting ¦ External ¦ Illuminated External Signs | 1 | Medium | B | 4 | 2028 | 5 | 3 | 3.2 | 27332 | 14155
Electrical ¦ Lighting ¦ Internal ¦ Emergency ¦ Self Contained ¦ Non LED | 2 | Urgent | B | 9 | 2033 | 5 | 1 | 2.2 | 6562 | 21391
Electrical ¦ Lighting ¦ External ¦ General - Non-LED | 2 | Medium | B | 1 | 2025 | 5 | 3 | 3.2 | 27333 | 9339
HVAC ¦ Ventilation ¦ Air Handling Unit (AHU) ¦ Internal ¦ Central Air Conditioning ¦ Gas Fired | 1 | Medium | B | 1 | 2025 | 5 | 3 | 3.2 | 27334 | 9340
Electrical ¦ Specialist Lighting ¦ Internal ¦ Illuminated Fire Exit Signage | 2 | Urgent | B | 1 | 2025 | 5 | 1 | 2.2 | 6563 | 1533
Electrical ¦ Lighting ¦ Internal ¦ Emergency ¦ Self Contained ¦ Non LED | 4 | Urgent | B | 1 | 2025 | 5 | 1 | 2.2 | 6564 | 1534
Fire ¦ Fire Fighting ¦ Fire Extinguishers ¦ Foam | 2 | Urgent | B | 8 | 2032 | 5 | 1 | 2.2 | 6565 | 20485
Fire ¦ Fire Fighting ¦ Fire Extinguishers ¦ CO2 | 2 | Urgent | B | 8 | 2032 | 5 | 1 | 2.2 | 6566 | 20486
Fire ¦ Fire Fighting ¦ Fire Extinguishers ¦ Powder | 1 | Urgent | B | 9 | 2033 | 5 | 1 | 2.2 | 6567 | 21392
HVAC ¦ Heat Emitters - Local ¦ Gas Fired Natural and Fan Assisted Heaters | 1 | Medium | B | 7 | 2031 | 5 | 3 | 3.2 | 27335 | 20032
Fabric ¦ Superstructure ¦ Internal Doors ¦ Roller Shutters ¦ Electric Roller Shutter | 1 | Medium | B | 20 | 2044 | 5 | 3 | 3.2 | 27336 | 31681
Fabric ¦ Superstructure ¦ Windows and External Doors ¦ External Doors ¦ Manual and Automatic Doors ¦ Emergency and Panic Escape Doors | 1 | Urgent | B | 31 | 2055 | 5 | 1 | 2.2 | 6568 | 33762
HVAC ¦ Fan ¦ Local and Special Ventilation ¦ Extract | 1 | Medium | B | 1 | 2025 | 5 | 3 | 3.2 | 27337 | 9341
Electrical ¦ Lighting ¦ Internal ¦ Emergency ¦ Self Contained ¦ LED | 1 | Urgent | B | 21 | 2045 | 5 | 1 | 2.2 | 6569 | 32204
Fire ¦ Fire Fighting ¦ Fire Extinguishers ¦ CO2 | 4 | Urgent | B | 6 | 2030 | 5 | 1 | 2.2 | 6570 | 16659
Electrical ¦ Specialist Lighting ¦ Internal ¦ Illuminated Fire Exit Signage | 2 | Urgent | B | 16 | 2040 | 5 | 1 | 2.2 | 6571 | 28873
Electrical ¦ Lighting ¦ Internal ¦ Emergency ¦ Self Contained ¦ LED | 2 | Urgent | B | 21 | 2045 | 5 | 1 | 2.2 | 6572 | 32205
Fire ¦ Fire Fighting ¦ Fire Extinguishers ¦ Foam | 5 | Urgent | B | 5 | 2029 | 5 | 1 | 2.2 | 6573 | 14430
Fabric ¦ Superstructure ¦ Windows and External Doors ¦ External Windows ¦ Roller Shutters ¦ External Window Shutters ¦ Electric | 1 | Medium | B | 1 | 2025 | 5 | 3 | 3.2 | 27338 | 9342
Fabric ¦ Superstructure ¦ Windows and External Doors ¦ Roller Shutters ¦ Electric Roller Shutter | 1 | High | B | 9 | 2033 | 5 | 2 | 2.7 | 15521 | 21617
HVAC ¦ Fan ¦ Local and Special Ventilation ¦ Centrifugal | 1 | Medium | B | 1 | 2025 | 5 | 3 | 3.2 | 27339 | 9343
HVAC ¦ Heat Emitters - Local ¦ Electric Heaters | 3 | Medium | B | 1 | 2025 | 5 | 3 | 3.2 | 27340 | 9344
Security ¦ Access ¦ Access Control ¦ Door ¦ Local Lock / Keypad / Manual | 2 | Medium | B | 1 | 2025 | 5 | 3 | 3.2 | 27341 | 9345
Fire ¦ Fire Fighting ¦ Fire Extinguishers ¦ CO2 | 2 | Urgent | B | 1 | 2025 | 5 | 1 | 2.2 | 6574 | 1535
Fabric ¦ Superstructure ¦ Internal Doors ¦ Roller Shutters ¦ Electric Roller Shutter | 1 | Medium | C | 1 | 2025 | 4 | 3 | 2.9 | 18782 | 5658
HVAC ¦ Fan ¦ Local and Special Ventilation ¦ Centrifugal | 1 | Medium | B | 1 | 2025 | 5 | 3 | 3.2 | 27342 | 9346
Fabric ¦ Superstructure ¦ Windows and External Doors ¦ Roller Shutters ¦ Electric Roller Shutter | 1 | High | B | 21 | 2045 | 5 | 2 | 2.7 | 15522 | 32676
Electrical ¦ Lighting ¦ External ¦ General - Non-LED | 1 | Medium | B | 1 | 2025 | 5 | 3 | 3.2 | 27343 | 9347
Fire ¦ Fire Fighting ¦ Fire Extinguishers ¦ CO2 | 2 | Urgent | B | 6 | 2030 | 5 | 1 | 2.2 | 6575 | 16660
Fire ¦ Fire Fighting ¦ Fire Extinguishers ¦ CO2 | 3 | Urgent | B | 5 | 2029 | 5 | 1 | 2.2 | 6576 | 14431
Fire ¦ Fire Fighting ¦ Fire Extinguishers ¦ Foam | 5 | Urgent | B | 6 | 2030 | 5 | 1 | 2.2 | 6577 | 16661
Fabric ¦ Superstructure ¦ Windows and External Doors ¦ Roller Shutters ¦ Electric Roller Shutter | 1 | High | A | 23 | 2047 | 6 | 2 | 3 | 19579 | 33226
HVAC ¦ Fan ¦ Local and Special Ventilation ¦ Extract | 1 | Medium | B | 1 | 2025 | 5 | 3 | 3.2 | 27344 | 9348
Fabric ¦ Superstructure ¦ Windows and External Doors ¦ External Doors ¦ Entrance Doors | 1 | High | B | 11 | 2035 | 5 | 2 | 2.7 | 15523 | 24560
Electrical ¦ Specialist Lighting ¦ Internal ¦ Illuminated Fire Exit Signage | 1 | Urgent | B | 16 | 2040 | 5 | 1 | 2.2 | 6578 | 28874
Electrical ¦ Lighting ¦ Internal ¦ General ¦ LED Fittings & Luminaires | 79 | Medium | B | 16 | 2040 | 5 | 3 | 3.2 | 27345 | 29658
Fire ¦ Fire Fighting ¦ Fire Extinguishers ¦ Foam | 1 | Urgent | B | 6 | 2030 | 5 | 1 | 2.2 | 6579 | 16662
Fire ¦ Fire Fighting ¦ Fire Extinguishers ¦ Foam | 2 | Urgent | B | 6 | 2030 | 5 | 1 | 2.2 | 6580 | 16663
Fire ¦ Fire Fighting ¦ Fire Extinguishers ¦ Foam | 1 | Urgent | B | 6 | 2030 | 5 | 1 | 2.2 | 6581 | 16664
HVAC ¦ Fan ¦ Local and Special Ventilation ¦ Fans Window or Wall Mounted | 1 | Medium | B | 11 | 2035 | 5 | 3 | 3.2 | 27346 | 25368
Fabric ¦ Superstructure ¦ Windows and External Doors ¦ Roller Shutters ¦ Manual Roller Shutter | 1 | High | B | 1 | 2025 | 5 | 2 | 2.7 | 15524 | 4282
Fabric ¦ Superstructure ¦ Windows and External Doors ¦ External Doors ¦ Manual and Automatic Doors ¦ Emergency and Panic Escape Doors | 1 | Urgent | B | 29 | 2053 | 5 | 1 | 2.2 | 6582 | 33642
Electrical ¦ Lighting ¦ Internal ¦ Emergency ¦ Self Contained ¦ LED | 4 | Urgent | B | 23 | 2047 | 5 | 1 | 2.2 | 6583 | 33122
Fire ¦ Fire Fighting ¦ Fire Extinguishers ¦ Foam | 3 | Urgent | B | 8 | 2032 | 5 | 1 | 2.2 | 6584 | 20487
Electrical ¦ Lighting ¦ Internal ¦ General ¦ LED Fittings & Luminaires | 6 | Medium | B | 14 | 2038 | 5 | 3 | 3.2 | 27347 | 27603
Electrical ¦ LV Distribution ¦ Distribution Board ¦ Sub | 1 | High | B | 11 | 2035 | 5 | 2 | 2.7 | 15525 | 24561
Electrical ¦ LV Distribution ¦ Distribution Board ¦ Main | 1 | High | C | 1 | 2025 | 4 | 2 | 2.4 | 10628 | 2447
HVAC ¦ Fan ¦ Local and Special Ventilation ¦ Axial | 1 | Medium | B | 9 | 2033 | 5 | 3 | 3.2 | 27348 | 21814
Electrical ¦ LV Distribution ¦ Distribution Board ¦ Sub | 1 | High | B | 2 | 2026 | 5 | 2 | 2.7 | 15526 | 12918
Fire ¦ Fire Detection ¦ Fire Alarm System | 1 | Urgent | B | 1 | 2025 | 5 | 1 | 2.2 | 6585 | 1536
Electrical ¦ LV Distribution ¦ Distribution Board ¦ Sub | 1 | High | D | 1 | 2025 | 3 | 2 | 2.1 | 1234 | 835
Fabric ¦ Superstructure ¦ Windows and External Doors ¦ External Doors ¦ Manual and Automatic Doors ¦ Emergency and Panic Escape Doors | 1 | Urgent | B | 31 | 2055 | 5 | 1 | 2.2 | 6586 | 33763
HVAC ¦ Ventilation ¦ Air Handling Unit (AHU) ¦ Internal ¦ Central Air Conditioning ¦ Gas Fired | 1 | Medium | B | 1 | 2025 | 5 | 3 | 3.2 | 27349 | 9349
Electrical ¦ LV Distribution ¦ Distribution Board ¦ Sub | 1 | High | B | 1 | 2025 | 5 | 2 | 2.7 | 15527 | 4283
Electrical ¦ LV Distribution ¦ Distribution Board ¦ Sub | 1 | High | B | 1 | 2025 | 5 | 2 | 2.7 | 15528 | 4284
Fabric ¦ Superstructure ¦ Windows and External Doors ¦ External Doors ¦ Entrance Doors | 1 | High | B | 21 | 2045 | 5 | 2 | 2.7 | 15529 | 32677
Electrical ¦ Specialist Lighting ¦ Internal ¦ Illuminated Fire Exit Signage | 1 | Urgent | B | 2 | 2026 | 5 | 1 | 2.2 | 6587 | 12675
Fire ¦ Fire Fighting ¦ Fire Extinguishers ¦ Foam | 3 | Urgent | B | 6 | 2030 | 5 | 1 | 2.2 | 6588 | 16665
Electrical ¦ Specialist Lighting ¦ Internal ¦ Illuminated Fire Exit Signage | 4 | Urgent | B | 16 | 2040 | 5 | 1 | 2.2 | 6589 | 28875
Electrical ¦ Lighting ¦ External ¦ General - LED | 2 | Medium | B | 11 | 2035 | 5 | 3 | 3.2 | 27350 | 25369
Fire ¦ Fire Fighting ¦ Fire Blanket | 1 | Urgent | B | 4 | 2028 | 5 | 1 | 2.2 | 6590 | 13844
HVAC ¦ Fan ¦ Local and Special Ventilation ¦ Extract | 1 | Medium | B | 9 | 2033 | 5 | 3 | 3.2 | 27351 | 21815
Fabric ¦ Superstructure ¦ Windows and External Doors ¦ Roller Shutters ¦ Manual Roller Shutter | 1 | High | B | 6 | 2030 | 5 | 2 | 2.7 | 15530 | 17688
HVAC ¦ Heat Emitters - Local ¦ Electric Overdoor Air Curtain/Heater | 1 | Medium | B | 12 | 2036 | 5 | 3 | 3.2 | 27352 | 26607
Fabric ¦ Superstructure ¦ Windows and External Doors ¦ Roller Shutters ¦ Manual Roller Shutter | 1 | High | B | 9 | 2033 | 5 | 2 | 2.7 | 15531 | 21618
HVAC ¦ Heat Emitters - Local ¦ Gas Fired Unit Heaters | 1 | Medium | B | 5 | 2029 | 5 | 3 | 3.2 | 27353 | 15267
HVAC ¦ Central Heating (Internally Sourced) ¦ Boiler ¦ Atmospheric Gas Burner/Condensing Combination Boiler (domestic type) | 1 | High | B | 6 | 2030 | 5 | 2 | 2.7 | 15532 | 17689
Fabric ¦ Superstructure ¦ Internal Doors ¦ Roller Shutters ¦ Electric Roller Shutter | 1 | Medium | B | 19 | 2043 | 5 | 3 | 3.2 | 27354 | 31367
Controls ¦ Multi-System Controls ¦ Control Panel - Electrical Services (excluding Electrical Controllers and Pneumatic Relays) | 1 | Medium | B | 4 | 2028 | 5 | 3 | 3.2 | 27355 | 14156
Fabric ¦ Superstructure ¦ Windows and External Doors ¦ Roller Shutters ¦ Manual Roller Shutter | 1 | High | B | 1 | 2025 | 5 | 2 | 2.7 | 15533 | 4285
Fire ¦ Fire Detection ¦ Fire Alarm System | 1 | Urgent | B | 5 | 2029 | 5 | 1 | 2.2 | 6591 | 14432
HVAC ¦ Fan ¦ Local and Special Ventilation ¦ Kitchen Vent ¦ Extract | 1 | Low | B | 5 | 2029 | 5 | 4 | 3.7 | 33263 | 15649
Electrical ¦ LV Distribution ¦ Distribution Board ¦ Main | 1 | High | B | 10 | 2034 | 5 | 2 | 2.7 | 15534 | 22407
Water ¦ Local Hot Water ¦ Instantaneous Electric Water Heater - Non-Drinking Water | 1 | Medium | B | 1 | 2025 | 5 | 3 | 3.2 | 27356 | 9350
Fabric ¦ Superstructure ¦ Windows and External Doors ¦ External Doors ¦ Manual and Automatic Doors ¦ High Security Door | 1 | High | B | 11 | 2035 | 5 | 2 | 2.7 | 15535 | 24562
Security ¦ Access ¦ Access Control ¦ Door ¦ Local Lock / Keypad / Manual | 2 | Medium | B | 8 | 2032 | 5 | 3 | 3.2 | 27357 | 21036
Fire ¦ Fire Fighting ¦ Fire Extinguishers ¦ Foam | 1 | Urgent | B | 6 | 2030 | 5 | 1 | 2.2 | 6592 | 16666
Electrical ¦ LV Distribution ¦ Distribution Board ¦ Sub | 1 | High | A | 19 | 2043 | 6 | 2 | 3 | 19580 | 31312
HVAC ¦ Fan ¦ Local and Special Ventilation ¦ Extract | 1 | Medium | B | 1 | 2025 | 5 | 3 | 3.2 | 27358 | 9351
Fire ¦ Fire Fighting ¦ Fire Extinguishers ¦ Foam | 3 | Urgent | B | 7 | 2031 | 5 | 1 | 2.2 | 6593 | 19405
Electrical ¦ Lighting ¦ Internal ¦ General | 3 | Medium | B | 2 | 2026 | 5 | 3 | 3.2 | 27359 | 13132
Electrical ¦ LV Distribution ¦ Distribution Board ¦ Sub | 1 | High | C | 7 | 2031 | 4 | 2 | 2.4 | 10629 | 19549
Fabric ¦ Superstructure ¦ Windows and External Doors ¦ External Doors ¦ Manual and Automatic Doors ¦ Emergency and Panic Escape Doors | 1 | Urgent | B | 20 | 2044 | 5 | 1 | 2.2 | 6594 | 31512
Electrical ¦ LV Distribution ¦ Distribution Board ¦ Main | 1 | High | B | 6 | 2030 | 5 | 2 | 2.7 | 15536 | 17690
Water ¦ Local Hot Water ¦ Package Electric Water Heaters - Non-Drinking Water | 1 | Medium | B | 4 | 2028 | 5 | 3 | 3.2 | 27360 | 14157
Communication and Control ¦ Communication Systems ¦ Public Address (PA) System | 1 | Medium | B | 2 | 2026 | 5 | 3 | 3.2 | 27361 | 13133
Electrical ¦ Lighting ¦ Internal ¦ Emergency ¦ Self Contained ¦ Non LED | 1 | Urgent | B | 11 | 2035 | 5 | 1 | 2.2 | 6595 | 23766
Electrical ¦ Lighting ¦ Internal ¦ Emergency ¦ Self Contained ¦ LED | 1 | Urgent | B | 18 | 2042 | 5 | 1 | 2.2 | 6596 | 30672
Fabric ¦ Superstructure ¦ Windows and External Doors ¦ Roller Shutters ¦ Manual Roller Shutter | 1 | High | B | 1 | 2025 | 5 | 2 | 2.7 | 15537 | 4286
Fire ¦ Fire Fighting ¦ Fire Extinguishers ¦ CO2 | 3 | Urgent | B | 8 | 2032 | 5 | 1 | 2.2 | 6597 | 20488
Fire ¦ Fire Fighting ¦ Fire Extinguishers ¦ CO2 | 2 | Urgent | B | 1 | 2025 | 5 | 1 | 2.2 | 6598 | 1537
Fabric ¦ Superstructure ¦ Windows and External Doors ¦ External Doors ¦ Manual and Automatic Doors ¦ High Security Door | 1 | High | DX | 11 | 2035 | 1 | 2 | 1.5 | 398 | 23239
Electrical ¦ LV Distribution ¦ Distribution Board ¦ Main | 1 | High | B | 10 | 2034 | 5 | 2 | 2.7 | 15538 | 22408
Electrical ¦ LV Distribution ¦ Distribution Board ¦ Sub | 1 | High | B | 2 | 2026 | 5 | 2 | 2.7 | 15539 | 12919
Water ¦ Local Hot Water ¦ Instantaneous Electric Water Heater - Non-Drinking Water | 1 | Medium | B | 12 | 2036 | 5 | 3 | 3.2 | 27362 | 26608
Electrical ¦ Lighting ¦ Internal ¦ Emergency ¦ Self Contained ¦ LED | 2 | Urgent | B | 23 | 2047 | 5 | 1 | 2.2 | 6599 | 33123
Electrical ¦ LV Distribution ¦ Distribution Board ¦ Sub | 1 | High | B | 2 | 2026 | 5 | 2 | 2.7 | 15540 | 12920
Electrical ¦ Lighting ¦ Internal ¦ Emergency ¦ Self Contained ¦ LED | 6 | Urgent | B | 17 | 2041 | 5 | 1 | 2.2 | 6600 | 30144
Fire ¦ Fire Fighting ¦ Fire Extinguishers ¦ Foam | 3 | Urgent | B | 6 | 2030 | 5 | 1 | 2.2 | 6601 | 16667
Fire ¦ Fire Fighting ¦ Fire Extinguishers ¦ CO2 | 4 | Urgent | B | 6 | 2030 | 5 | 1 | 2.2 | 6602 | 16668
Fire ¦ Fire Fighting ¦ Fire Extinguishers ¦ Foam | 3 | Urgent | B | 6 | 2030 | 5 | 1 | 2.2 | 6603 | 16669
HVAC ¦ Fan ¦ Central Ventilation Systems ¦ Ventilating - General | 1 | Low | B | 5 | 2029 | 5 | 4 | 3.7 | 33264 | 15650
Fabric ¦ Superstructure ¦ Windows and External Doors ¦ Roller Shutters ¦ Electric Roller Shutter | 1 | High | B | 16 | 2040 | 5 | 2 | 2.7 | 15541 | 29213
Fabric ¦ Superstructure ¦ Windows and External Doors ¦ Roller Shutters ¦ Manual Roller Shutter | 1 | High | B | 1 | 2025 | 5 | 2 | 2.7 | 15542 | 4287
Electrical ¦ Lighting ¦ External ¦ General - Non-LED | 2 | Medium | B | 1 | 2025 | 5 | 3 | 3.2 | 27363 | 9352
HVAC ¦ Ventilation ¦ Air Handling Unit (AHU) ¦ Internal ¦ Central Heating (Internally Sourced) ¦ Gas Fired | 1 | Medium | B | 4 | 2028 | 5 | 3 | 3.2 | 27364 | 14158
Electrical ¦ LV Distribution ¦ Distribution Board ¦ Sub | 1 | High | A | 19 | 2043 | 6 | 2 | 3 | 19581 | 31313
Electrical ¦ LV Distribution ¦ Distribution Board ¦ Sub | 1 | High | B | 6 | 2030 | 5 | 2 | 2.7 | 15543 | 17691
HVAC ¦ Fan ¦ Central Cooling ¦ Axial | 1 | Medium | B | 1 | 2025 | 5 | 3 | 3.2 | 27365 | 9353
HVAC ¦ Fan ¦ Local and Special Ventilation ¦ Axial | 1 | Medium | B | 5 | 2029 | 5 | 3 | 3.2 | 27366 | 15268
Electrical ¦ Lighting ¦ Internal ¦ General ¦ LED Fittings & Luminaires | 26 | Medium | B | 16 | 2040 | 5 | 3 | 3.2 | 27367 | 29659
Electrical ¦ Lighting ¦ External ¦ General - LED | 3 | Medium | B | 7 | 2031 | 5 | 3 | 3.2 | 27368 | 20033
Electrical ¦ Lighting ¦ External ¦ General - Non-LED | 4 | Medium | B | 1 | 2025 | 5 | 3 | 3.2 | 27369 | 9354
HVAC ¦ Heat Emitters - Local ¦ Gas Fired Unit Heaters | 1 | Medium | B | 6 | 2030 | 5 | 3 | 3.2 | 27370 | 18817
Water ¦ Central Cold Water Distribution ¦ Pressurisation Unit | 1 | Medium | B | 1 | 2025 | 5 | 3 | 3.2 | 27371 | 9355
HVAC ¦ Heat Emitters - Central ¦ Radiators ¦ Steel | 3 | Medium | B | 6 | 2030 | 5 | 3 | 3.2 | 27372 | 18818
Electrical ¦ LV Distribution ¦ Distribution Board ¦ Sub | 1 | High | B | 1 | 2025 | 5 | 2 | 2.7 | 15544 | 4288
Electrical ¦ LV Distribution ¦ Distribution Board ¦ Main | 1 | High | B | 1 | 2025 | 5 | 2 | 2.7 | 15545 | 4289
Fire ¦ Fire Fighting ¦ Fire Extinguishers ¦ Foam | 6 | Urgent | B | 6 | 2030 | 5 | 1 | 2.2 | 6604 | 16670
Electrical ¦ Lighting ¦ Internal ¦ Emergency ¦ Self Contained ¦ LED | 10 | Urgent | B | 17 | 2041 | 5 | 1 | 2.2 | 6605 | 30145
Fabric ¦ Superstructure ¦ Windows and External Doors ¦ External Doors ¦ Manual and Automatic Doors ¦ Emergency and Panic Escape Doors | 1 | Urgent | B | 11 | 2035 | 5 | 1 | 2.2 | 6606 | 23767
Electrical ¦ LV Distribution ¦ Distribution Board ¦ Main | 1 | High | B | 10 | 2034 | 5 | 2 | 2.7 | 15546 | 22409
HVAC ¦ Fan ¦ Local and Special Ventilation ¦ Fans Window or Wall Mounted | 1 | Medium | B | 1 | 2025 | 5 | 3 | 3.2 | 27373 | 9356
Fabric ¦ Superstructure ¦ Windows and External Doors ¦ External Doors ¦ Manual and Automatic Doors ¦ Emergency and Panic Escape Doors | 1 | Urgent | B | 11 | 2035 | 5 | 1 | 2.2 | 6607 | 23768
Fabric ¦ Superstructure ¦ Windows and External Doors ¦ Roller Shutters ¦ Manual Roller Shutter | 1 | High | B | 1 | 2025 | 5 | 2 | 2.7 | 15547 | 4290
Electrical ¦ LV Distribution ¦ Distribution Board ¦ Sub | 1 | High | A | 19 | 2043 | 6 | 2 | 3 | 19582 | 31314
Electrical ¦ Lighting ¦ Internal ¦ Emergency ¦ Self Contained ¦ LED | 11 | Urgent | B | 21 | 2045 | 5 | 1 | 2.2 | 6608 | 32206
HVAC ¦ Heat Emitters - Local ¦ Electric Overdoor Air Curtain/Heater | 1 | Medium | C | 5 | 2029 | 4 | 3 | 2.9 | 18783 | 14782
HVAC ¦ Fan ¦ Local and Special Ventilation ¦ Axial | 1 | Medium | B | 1 | 2025 | 5 | 3 | 3.2 | 27374 | 9357
Fabric ¦ Superstructure ¦ Windows and External Doors ¦ External Doors ¦ Manual and Automatic Doors ¦ Auto / Powered Sliding Doors | 1 | High | B | 28 | 2052 | 5 | 2 | 2.7 | 15548 | 33625
Fabric ¦ Superstructure ¦ Windows and External Doors ¦ External Doors ¦ Entrance Doors | 1 | High | B | 1 | 2025 | 5 | 2 | 2.7 | 15549 | 4291
Electrical ¦ Specialist Lighting ¦ Internal ¦ Illuminated Fire Exit Signage | 7 | Urgent | B | 6 | 2030 | 5 | 1 | 2.2 | 6609 | 16671
Electrical ¦ Specialist Lighting ¦ Internal ¦ Illuminated Fire Exit Signage | 3 | Urgent | B | 12 | 2036 | 5 | 1 | 2.2 | 6610 | 26051
Fire ¦ Fire Fighting ¦ Fire Extinguishers ¦ CO2 | 2 | Urgent | B | 6 | 2030 | 5 | 1 | 2.2 | 6611 | 16672
HVAC ¦ Central Air Conditioning ¦ Air Conditioning ¦ Multi-Split Condenser - Split Systems/Heat Pumps - Air-cooled with Direct Expansion Evaporator (DX) | 1 | Medium | B | 9 | 2033 | 5 | 3 | 3.2 | 27375 | 21816
HVAC ¦ Fan ¦ Central Ventilation Systems ¦ Ventilating - General | 1 | Low | B | 1 | 2025 | 5 | 4 | 3.7 | 33265 | 12150
Electrical ¦ LV Distribution ¦ Distribution Board ¦ Sub | 1 | High | B | 1 | 2025 | 5 | 2 | 2.7 | 15550 | 4292
Electrical ¦ Lighting ¦ Internal ¦ General | 10 | Medium | B | 1 | 2025 | 5 | 3 | 3.2 | 27376 | 9358
Fire ¦ Fire Fighting ¦ Fire Extinguishers ¦ CO2 | 1 | Urgent | B | 6 | 2030 | 5 | 1 | 2.2 | 6612 | 16673
HVAC ¦ Fan ¦ Central Ventilation Systems ¦ Extract | 1 | Medium | B | 1 | 2025 | 5 | 3 | 3.2 | 27377 | 9359
Fabric ¦ Superstructure ¦ Windows and External Doors ¦ Roller Shutters ¦ Manual Roller Shutter | 1 | High | B | 1 | 2025 | 5 | 2 | 2.7 | 15551 | 4293
HVAC ¦ Fan ¦ Central Cooling ¦ Axial | 1 | Medium | B | 9 | 2033 | 5 | 3 | 3.2 | 27378 | 21817
Electrical ¦ Lighting ¦ Internal ¦ General | 10 | Medium | B | 1 | 2025 | 5 | 3 | 3.2 | 27379 | 9360
Electrical ¦ Specialist Lighting ¦ Internal ¦ Illuminated Fire Exit Signage | 2 | Urgent | B | 10 | 2034 | 5 | 1 | 2.2 | 6613 | 22096
HVAC ¦ Heat Emitters - Local ¦ Electric Heaters | 2 | Medium | B | 1 | 2025 | 5 | 3 | 3.2 | 27380 | 9361
Electrical ¦ Lighting ¦ Internal ¦ Emergency ¦ Self Contained ¦ Non LED | 7 | Urgent | B | 7 | 2031 | 5 | 1 | 2.2 | 6614 | 19406
HVAC ¦ Central Air Conditioning ¦ Air Conditioning ¦ Multi-Split Condenser - Split Systems/Heat Pumps - Air-cooled with Direct Expansion Evaporator (DX) | 1 | Medium | B | 1 | 2025 | 5 | 3 | 3.2 | 27381 | 9362
HVAC ¦ Fan ¦ Central Cooling ¦ Axial | 1 | Medium | B | 1 | 2025 | 5 | 3 | 3.2 | 27382 | 9363
HVAC ¦ Fan ¦ Local and Special Ventilation ¦ Centrifugal | 1 | Medium | B | 11 | 2035 | 5 | 3 | 3.2 | 27383 | 25370
Electrical ¦ Lighting ¦ Internal ¦ General ¦ LED Fittings & Luminaires | 4 | Medium | B | 16 | 2040 | 5 | 3 | 3.2 | 27384 | 29660
Electrical ¦ Lighting ¦ Internal ¦ Emergency ¦ Self Contained ¦ Non LED | 5 | Urgent | B | 7 | 2031 | 5 | 1 | 2.2 | 6615 | 19407
HVAC ¦ Heat Emitters - Local ¦ Electric Overdoor Air Curtain/Heater | 1 | Medium | A | 15 | 2039 | 6 | 3 | 3.5 | 32563 | 28577
Fabric ¦ Superstructure ¦ Windows and External Doors ¦ External Doors ¦ Entrance Doors | 1 | High | B | 11 | 2035 | 5 | 2 | 2.7 | 15552 | 24563
Electrical ¦ Lighting ¦ Internal ¦ General | 23 | Medium | B | 16 | 2040 | 5 | 3 | 3.2 | 27385 | 29661
Electrical ¦ Lighting ¦ Internal ¦ Emergency ¦ Externally Powered ¦ LED | 2 | Urgent | B | 21 | 2045 | 5 | 1 | 2.2 | 6616 | 32207
HVAC ¦ Fan ¦ Local and Special Ventilation ¦ Axial | 1 | Medium | B | 1 | 2025 | 5 | 3 | 3.2 | 27386 | 9364
Electrical ¦ Lighting ¦ Internal ¦ General ¦ LED Fittings & Luminaires | 43 | Medium | B | 13 | 2037 | 5 | 3 | 3.2 | 27387 | 27184
HVAC ¦ Central Air Conditioning ¦ Air Conditioning ¦ Multi-Split Condenser - Split Systems/Heat Pumps - Air-cooled with Direct Expansion Evaporator (DX) | 1 | Medium | B | 1 | 2025 | 5 | 3 | 3.2 | 27388 | 9365
HVAC ¦ Local Air Conditioning ¦ Single-Split Condenser - Split Systems/Heat Pumps - Air-cooled with Direct Expansion Evaporator (DX) | 1 | Medium | B | 6 | 2030 | 5 | 3 | 3.2 | 27389 | 18819
Fabric ¦ Superstructure ¦ Internal Doors ¦ Roller Shutters ¦ Internal Manual Roller Shutter | 1 | Medium | B | 2 | 2026 | 5 | 3 | 3.2 | 27390 | 13134
HVAC ¦ Fan ¦ Local and Special Ventilation ¦ Kitchen Vent ¦ Extract | 1 | Low | B | 5 | 2029 | 5 | 4 | 3.7 | 33266 | 15651
Fabric ¦ Superstructure ¦ Windows and External Doors ¦ External Doors ¦ Entrance Doors | 1 | High | B | 12 | 2036 | 5 | 2 | 2.7 | 15553 | 26210
Electrical ¦ Lighting ¦ Internal ¦ General | 50 | Medium | B | 10 | 2034 | 5 | 3 | 3.2 | 27391 | 22961
HVAC ¦ Fan ¦ Local and Special Ventilation ¦ Fans Window or Wall Mounted | 1 | Medium | B | 1 | 2025 | 5 | 3 | 3.2 | 27392 | 9366
HVAC ¦ Heat Emitters - Local ¦ Electric Heaters | 2 | Medium | B | 1 | 2025 | 5 | 3 | 3.2 | 27393 | 9367
Electrical ¦ Lighting ¦ Internal ¦ Emergency ¦ Self Contained ¦ Non LED | 2 | Urgent | B | 7 | 2031 | 5 | 1 | 2.2 | 6617 | 19408
HVAC ¦ Fan ¦ Local and Special Ventilation ¦ Extract | 1 | Medium | B | 1 | 2025 | 5 | 3 | 3.2 | 27394 | 9368
HVAC ¦ Fan ¦ Local and Special Ventilation ¦ Fans Window or Wall Mounted | 1 | Medium | B | 1 | 2025 | 5 | 3 | 3.2 | 27395 | 9369
Electrical ¦ LV Distribution ¦ LV Switch Panel | 1 | High | B | 1 | 2025 | 5 | 2 | 2.7 | 15554 | 4294
HVAC ¦ Heat Emitters - Local ¦ Electric Overdoor Air Curtain/Heater | 1 | Medium | B | 12 | 2036 | 5 | 3 | 3.2 | 27396 | 26609
Controls ¦ Multi-System Controls ¦ Instrument Control Panel | 1 | Medium | B | 14 | 2038 | 5 | 3 | 3.2 | 27397 | 27604
Fire ¦ Fire Fighting ¦ Fire Extinguishers ¦ CO2 | 2 | Urgent | B | 6 | 2030 | 5 | 1 | 2.2 | 6618 | 16674
Electrical ¦ Lighting ¦ External ¦ General - Non-LED | 4 | Medium | B | 1 | 2025 | 5 | 3 | 3.2 | 27398 | 9370
HVAC ¦ Heat Emitters - Local ¦ Oil Fired Unit Heaters | 1 | Medium | DX | 1 | 2025 | 1 | 3 | 2 | 922 | 627
Electrical ¦ LV Distribution ¦ Distribution Board ¦ Sub | 1 | High | A | 19 | 2043 | 6 | 2 | 3 | 19583 | 31315
Fabric ¦ Superstructure ¦ Windows and External Doors ¦ External Doors ¦ Manual and Automatic Doors ¦ Emergency and Panic Escape Doors | 1 | Urgent | B | 11 | 2035 | 5 | 1 | 2.2 | 6619 | 23769
Fabric ¦ Superstructure ¦ Internal Doors ¦ Roller Shutters ¦ Electric Roller Shutter | 1 | Medium | B | 7 | 2031 | 5 | 3 | 3.2 | 27399 | 20034
Electrical ¦ Specialist Lighting ¦ Internal ¦ Illuminated Fire Exit Signage | 3 | Urgent | B | 16 | 2040 | 5 | 1 | 2.2 | 6620 | 28876
Electrical ¦ Lighting ¦ Internal ¦ Emergency ¦ Self Contained ¦ LED | 1 | Urgent | B | 21 | 2045 | 5 | 1 | 2.2 | 6621 | 32208
Water ¦ Local Hot Water ¦ Instantaneous Electric Water Heater - Non-Drinking Water | 1 | Medium | B | 11 | 2035 | 5 | 3 | 3.2 | 27400 | 25371
Electrical ¦ Lighting ¦ Internal ¦ Emergency ¦ Self Contained ¦ LED | 4 | Urgent | B | 21 | 2045 | 5 | 1 | 2.2 | 6622 | 32209
Electrical ¦ Lighting ¦ Internal ¦ General | 22 | Medium | B | 10 | 2034 | 5 | 3 | 3.2 | 27401 | 22962
Fire ¦ Fire Fighting ¦ Fire Extinguishers ¦ Foam | 4 | Urgent | B | 6 | 2030 | 5 | 1 | 2.2 | 6623 | 16675
Fabric ¦ Superstructure ¦ Windows and External Doors ¦ Roller Shutters ¦ Manual Roller Shutter | 1 | High | B | 1 | 2025 | 5 | 2 | 2.7 | 15555 | 4295
HVAC ¦ Fan ¦ Local and Special Ventilation ¦ Axial | 1 | Medium | B | 5 | 2029 | 5 | 3 | 3.2 | 27402 | 15269
Fire ¦ Fire Fighting ¦ Fire Extinguishers ¦ Foam | 4 | Urgent | B | 6 | 2030 | 5 | 1 | 2.2 | 6624 | 16676
HVAC ¦ Fan ¦ Local and Special Ventilation ¦ Extract | 1 | Medium | B | 1 | 2025 | 5 | 3 | 3.2 | 27403 | 9371
Electrical ¦ Lighting ¦ Internal ¦ General | 10 | Medium | B | 1 | 2025 | 5 | 3 | 3.2 | 27404 | 9372
Electrical ¦ Lighting ¦ Internal ¦ Emergency ¦ Self Contained ¦ LED | 25 | Urgent | B | 21 | 2045 | 5 | 1 | 2.2 | 6625 | 32210
Electrical ¦ Lighting ¦ Internal ¦ General ¦ LED Fittings & Luminaires | 2 | Medium | B | 14 | 2038 | 5 | 3 | 3.2 | 27405 | 27605
Electrical ¦ Lighting ¦ Internal ¦ General ¦ LED Fittings & Luminaires | 10 | Medium | B | 16 | 2040 | 5 | 3 | 3.2 | 27406 | 29662
Fire ¦ Fire Fighting ¦ Fire Extinguishers ¦ Foam | 2 | Urgent | B | 1 | 2025 | 5 | 1 | 2.2 | 6626 | 1538
Communication and Control ¦ Communication Systems ¦ Public Address (PA) System | 1 | Medium | B | 4 | 2028 | 5 | 3 | 3.2 | 27407 | 14159
Security ¦ Access ¦ Access Control ¦ Gate Access - Local Lock / Keypad / Manual (External) | 1 | Medium | CX | 1 | 2025 | 2 | 3 | 2.3 | 10252 | 2180
Security ¦ Access ¦ Access Control ¦ Door ¦ Local Lock / Keypad / Manual | 1 | Medium | B | 9 | 2033 | 5 | 3 | 3.2 | 27408 | 21818
Fire ¦ Fire Fighting ¦ Fire Extinguishers ¦ Foam | 8 | Urgent | B | 9 | 2033 | 5 | 1 | 2.2 | 6627 | 21393
Electrical ¦ Lighting ¦ Internal ¦ General | 4 | Medium | B | 10 | 2034 | 5 | 3 | 3.2 | 27409 | 22963
Fire ¦ Fire Fighting ¦ Fire Extinguishers ¦ Foam | 2 | Urgent | B | 6 | 2030 | 5 | 1 | 2.2 | 6628 | 16677
Fire ¦ Fire Detection ¦ Fire Alarm System | 1 | Urgent | B | 11 | 2035 | 5 | 1 | 2.2 | 6629 | 23770
Fire ¦ Fire Fighting ¦ Fire Extinguishers ¦ CO2 | 2 | Urgent | A | 10 | 2034 | 6 | 1 | 2.5 | 10932 | 22227
Security ¦ Barriers and Guardrails ¦ Manual Vehicle Barrier | 1 | Medium | B | 1 | 2025 | 5 | 3 | 3.2 | 27410 | 9373
Electrical ¦ Lighting ¦ Internal ¦ Emergency ¦ Self Contained ¦ LED | 12 | Urgent | B | 21 | 2045 | 5 | 1 | 2.2 | 6630 | 32211
HVAC ¦ Heat Emitters - Local ¦ Electric Heaters | 3 | Medium | B | 1 | 2025 | 5 | 3 | 3.2 | 27411 | 9374
Electrical ¦ Specialist Lighting ¦ Internal ¦ Illuminated Fire Exit Signage | 2 | Urgent | B | 16 | 2040 | 5 | 1 | 2.2 | 6631 | 28877
Fire ¦ Fire Fighting ¦ Fire Extinguishers ¦ Powder | 1 | Urgent | B | 6 | 2030 | 5 | 1 | 2.2 | 6632 | 16678
Fabric ¦ Superstructure ¦ Windows and External Doors ¦ External Doors ¦ Entrance Doors | 1 | High | B | 15 | 2039 | 5 | 2 | 2.7 | 15556 | 28227
HVAC ¦ Heat Emitters - Local ¦ Electric Overdoor Air Curtain/Heater | 1 | Medium | C | 1 | 2025 | 4 | 3 | 2.9 | 18784 | 5659
Water ¦ Local Hot Water ¦ Package Electric Water Heaters - Non-Drinking Water | 1 | Medium | B | 8 | 2032 | 5 | 3 | 3.2 | 27412 | 21037
HVAC ¦ Fan ¦ Local and Special Ventilation ¦ Extract | 1 | Medium | CX | 1 | 2025 | 2 | 3 | 2.3 | 10253 | 2181
Fabric ¦ Superstructure ¦ Windows and External Doors ¦ Roller Shutters ¦ Manual Roller Shutter | 1 | High | B | 1 | 2025 | 5 | 2 | 2.7 | 15557 | 4296
Fabric ¦ Superstructure ¦ Internal Doors ¦ Roller Shutters ¦ Electric Roller Shutter | 1 | Medium | B | 16 | 2040 | 5 | 3 | 3.2 | 27413 | 29663
Fabric ¦ Superstructure ¦ Internal Doors ¦ Roller Shutters ¦ Electric Roller Shutter | 1 | Medium | B | 16 | 2040 | 5 | 3 | 3.2 | 27414 | 29664
Electrical ¦ LV Distribution ¦ Distribution Board ¦ Main | 1 | High | C | 4 | 2028 | 4 | 2 | 2.4 | 10630 | 13890
Controls ¦ Multi-System Controls ¦ Control Panel - Electrical Services (excluding Electrical Controllers and Pneumatic Relays) | 1 | Medium | B | 2 | 2026 | 5 | 3 | 3.2 | 27415 | 13135
Electrical ¦ LV Distribution ¦ Distribution Board ¦ Sub | 1 | High | B | 1 | 2025 | 5 | 2 | 2.7 | 15558 | 4297
Fire ¦ Fire Detection ¦ Fire Alarm Panel / Repeater | 1 | Urgent | CX | 1 | 2025 | 2 | 1 | 1.3 | 347 | 319
Fire ¦ Fire Detection ¦ Fire Alarm System | 1 | Urgent | B | 5 | 2029 | 5 | 1 | 2.2 | 6633 | 14433
HVAC ¦ Ventilation ¦ Air Handling Unit (AHU) ¦ Internal ¦ Central Air Conditioning ¦ Electric & DX | 1 | High | B | 17 | 2041 | 5 | 2 | 2.7 | 15559 | 30349
Electrical ¦ LV Distribution ¦ Distribution Board ¦ Sub | 1 | High | B | 9 | 2033 | 5 | 2 | 2.7 | 15560 | 21619
HVAC ¦ Heat Emitters - Local ¦ Gas Fired Natural and Fan Assisted Heaters | 1 | Medium | B | 1 | 2025 | 5 | 3 | 3.2 | 27416 | 9375
Fabric ¦ Superstructure ¦ Internal Doors ¦ Roller Shutters ¦ Electric Roller Shutter | 1 | Medium | B | 11 | 2035 | 5 | 3 | 3.2 | 27417 | 25372
Electrical ¦ LV Distribution ¦ Distribution Board ¦ Sub | 1 | High | B | 6 | 2030 | 5 | 2 | 2.7 | 15561 | 17692
Fabric ¦ Superstructure ¦ Internal Doors ¦ Roller Shutters ¦ Electric Roller Shutter | 1 | Medium | B | 10 | 2034 | 5 | 3 | 3.2 | 27418 | 22964
Fabric ¦ Barriers and Guardrails ¦ Vehicle Crash Protection Barrier | 1 | V Low | B | 1 | 2025 | 5 | 4 | 3.7 | 33267 | 12151
HVAC ¦ Fan ¦ Local and Special Ventilation ¦ Fans Window or Wall Mounted | 1 | Medium | B | 1 | 2025 | 5 | 3 | 3.2 | 27419 | 9376
Electrical ¦ LV Distribution ¦ Distribution Board ¦ Sub | 1 | High | B | 6 | 2030 | 5 | 2 | 2.7 | 15562 | 17693
HVAC ¦ Fan ¦ Local and Special Ventilation ¦ Fans Window or Wall Mounted | 1 | Medium | B | 1 | 2025 | 5 | 3 | 3.2 | 27420 | 9377
Fabric ¦ Superstructure ¦ Windows and External Doors ¦ Roller Shutters ¦ Manual Roller Shutter | 1 | High | B | 1 | 2025 | 5 | 2 | 2.7 | 15563 | 4298
HVAC ¦ Central Heating (Internally Sourced) ¦ Boiler ¦ Atmospheric Gas Burner/Condensing Combination Boiler (domestic type) | 1 | High | B | 8 | 2032 | 5 | 2 | 2.7 | 15564 | 20745
Water ¦ Local Hot Water ¦ Instantaneous Electric Water Heater - Non-Drinking Water | 1 | Medium | B | 11 | 2035 | 5 | 3 | 3.2 | 27421 | 25373
HVAC ¦ Central Heating (Internally Sourced) ¦ Boiler ¦ Atmospheric Gas Burner/Condensing Combination Boiler (domestic type) | 1 | High | A | 9 | 2033 | 6 | 2 | 3 | 19584 | 21666
HVAC ¦ Heat Emitters - Local ¦ Gas Fired Natural and Fan Assisted Heaters | 1 | Medium | B | 1 | 2025 | 5 | 3 | 3.2 | 27422 | 9378
HVAC ¦ Fan ¦ Central Ventilation Systems ¦ Axial | 1 | Medium | B | 1 | 2025 | 5 | 3 | 3.2 | 27423 | 9379
Transport ¦ Lifts ¦ Goods Lift electric ¦ Electric | 1 | Medium | B | 1 | 2025 | 5 | 3 | 3.2 | 27424 | 9380
Fabric ¦ Superstructure ¦ Windows and External Doors ¦ External Doors ¦ Manual and Automatic Doors ¦ Emergency and Panic Escape Doors | 1 | Urgent | B | 11 | 2035 | 5 | 1 | 2.2 | 6634 | 23771
Fabric ¦ Superstructure ¦ Windows and External Doors ¦ External Doors ¦ Entrance Doors | 1 | High | C | 1 | 2025 | 4 | 2 | 2.4 | 10631 | 2448
Electrical ¦ Lighting ¦ Internal ¦ Emergency ¦ Self Contained ¦ LED | 4 | Urgent | B | 22 | 2046 | 5 | 1 | 2.2 | 6635 | 32938
HVAC ¦ Fan ¦ Central Ventilation Systems ¦ Ventilating - General | 1 | Low | B | 1 | 2025 | 5 | 4 | 3.7 | 33268 | 12152
Electrical ¦ Lighting ¦ Internal ¦ General ¦ LED Fittings & Luminaires | 40 | Medium | B | 12 | 2036 | 5 | 3 | 3.2 | 27425 | 26610
Security ¦ Access ¦ Access Control ¦ Door ¦ Local Lock / Keypad / Manual | 1 | Medium | B | 14 | 2038 | 5 | 3 | 3.2 | 27426 | 27606
Electrical ¦ Lighting ¦ Internal ¦ Emergency ¦ Self Contained ¦ LED | 5 | Urgent | B | 11 | 2035 | 5 | 1 | 2.2 | 6636 | 23772
Fire ¦ Fire Fighting ¦ Fire Extinguishers ¦ Foam | 4 | Urgent | B | 6 | 2030 | 5 | 1 | 2.2 | 6637 | 16679
Controls ¦ Multi-System Controls ¦ Control Panel - Electrical Services (excluding Electrical Controllers and Pneumatic Relays) | 1 | Medium | B | 2 | 2026 | 5 | 3 | 3.2 | 27427 | 13136
HVAC ¦ Fan ¦ Local and Special Ventilation ¦ Extract | 1 | Medium | C | 1 | 2025 | 4 | 3 | 2.9 | 18785 | 5660
Electrical ¦ Lighting ¦ Internal ¦ General ¦ LED Fittings & Luminaires | 25 | Medium | B | 6 | 2030 | 5 | 3 | 3.2 | 27428 | 18820
Electrical ¦ Lighting ¦ Internal ¦ Emergency ¦ Self Contained ¦ LED | 17 | Urgent | B | 11 | 2035 | 5 | 1 | 2.2 | 6638 | 23773
Fire ¦ Fire Fighting ¦ Fire Extinguishers ¦ CO2 | 6 | Urgent | B | 6 | 2030 | 5 | 1 | 2.2 | 6639 | 16680
HVAC ¦ Fan ¦ Local and Special Ventilation ¦ Fans Window or Wall Mounted | 1 | Medium | B | 1 | 2025 | 5 | 3 | 3.2 | 27429 | 9381
Electrical ¦ Lighting ¦ Internal ¦ General ¦ LED Fittings & Luminaires | 60 | Medium | B | 13 | 2037 | 5 | 3 | 3.2 | 27430 | 27185
Electrical ¦ Lighting ¦ Internal ¦ General ¦ LED Fittings & Luminaires | 49 | Medium | B | 12 | 2036 | 5 | 3 | 3.2 | 27431 | 26611
Electrical ¦ Lighting ¦ External ¦ General - LED | 3 | Medium | B | 11 | 2035 | 5 | 3 | 3.2 | 27432 | 25374
Electrical ¦ LV Distribution ¦ Distribution Board ¦ Sub | 1 | High | B | 2 | 2026 | 5 | 2 | 2.7 | 15565 | 12921
Controls ¦ Multi-System Controls ¦ Control Panel - Electrical Services (excluding Electrical Controllers and Pneumatic Relays) | 1 | Medium | B | 1 | 2025 | 5 | 3 | 3.2 | 27433 | 9382
Electrical ¦ Lighting ¦ Internal ¦ General | 5 | Medium | C | 1 | 2025 | 4 | 3 | 2.9 | 18786 | 5661
Electrical ¦ Specialist Lighting ¦ Internal ¦ Illuminated Fire Exit Signage | 3 | Urgent | B | 16 | 2040 | 5 | 1 | 2.2 | 6640 | 28878
HVAC ¦ Local Air Conditioning ¦ Single-Split Evaporator - Split Systems/Heat Pumps - Air-cooled with Direct Expansion Evaporator (DX) | 1 | Medium | B | 1 | 2025 | 5 | 3 | 3.2 | 27434 | 9383
HVAC ¦ Fan ¦ Local and Special Ventilation ¦ Fans Window or Wall Mounted | 1 | Medium | B | 1 | 2025 | 5 | 3 | 3.2 | 27435 | 9384
Electrical ¦ Lighting ¦ Internal ¦ General ¦ LED Fittings & Luminaires | 9 | Medium | B | 6 | 2030 | 5 | 3 | 3.2 | 27436 | 18821
Fire ¦ Fire Fighting ¦ Fire Extinguishers ¦ CO2 | 4 | Urgent | B | 6 | 2030 | 5 | 1 | 2.2 | 6641 | 16681
Fire ¦ Fire Fighting ¦ Fire Extinguishers ¦ CO2 | 2 | Urgent | B | 6 | 2030 | 5 | 1 | 2.2 | 6642 | 16682
Electrical ¦ LV Distribution ¦ Distribution Board ¦ Sub | 1 | High | B | 1 | 2025 | 5 | 2 | 2.7 | 15566 | 4299
Electrical ¦ LV Distribution ¦ Distribution Board ¦ Main | 1 | High | B | 1 | 2025 | 5 | 2 | 2.7 | 15567 | 4300
Electrical ¦ Lighting ¦ Internal ¦ Emergency ¦ Self Contained ¦ LED | 6 | Urgent | B | 21 | 2045 | 5 | 1 | 2.2 | 6643 | 32212
Fire ¦ Fire Fighting ¦ Fire Extinguishers ¦ Foam | 1 | Urgent | B | 7 | 2031 | 5 | 1 | 2.2 | 6644 | 19409
HVAC ¦ Fan ¦ Local and Special Ventilation ¦ Axial | 1 | Medium | C | 1 | 2025 | 4 | 3 | 2.9 | 18787 | 5662
Fabric ¦ Barriers and Guardrails ¦ Vehicle Crash Protection Barrier | 5 | V Low | B | 1 | 2025 | 5 | 4 | 3.7 | 33269 | 12153
HVAC ¦ Heat Emitters - Local ¦ Electric Heaters | 3 | Medium | B | 1 | 2025 | 5 | 3 | 3.2 | 27437 | 9385
Fire ¦ Fire Fighting ¦ Fire Extinguishers ¦ Foam | 3 | Urgent | B | 6 | 2030 | 5 | 1 | 2.2 | 6645 | 16683
Electrical ¦ Lighting ¦ Internal ¦ General | 34 | Medium | B | 1 | 2025 | 5 | 3 | 3.2 | 27438 | 9386
Electrical ¦ Lighting ¦ Internal ¦ General ¦ LED Fittings & Luminaires | 10 | Medium | B | 16 | 2040 | 5 | 3 | 3.2 | 27439 | 29665
Electrical ¦ Specialist Lighting ¦ Internal ¦ Illuminated Fire Exit Signage | 1 | Urgent | C | 12 | 2036 | 4 | 1 | 1.9 | 687 | 25921
Electrical ¦ Specialist Lighting ¦ Internal ¦ Illuminated Fire Exit Signage | 1 | Urgent | B | 2 | 2026 | 5 | 1 | 2.2 | 6646 | 12676
HVAC ¦ Heat Emitters - Local ¦ Electric Heaters | 1 | Medium | B | 1 | 2025 | 5 | 3 | 3.2 | 27440 | 9387
Fire ¦ Fire Fighting ¦ Fire Extinguishers ¦ Foam | 2 | Urgent | B | 6 | 2030 | 5 | 1 | 2.2 | 6647 | 16684
Electrical ¦ Lighting ¦ Internal ¦ General ¦ LED Fittings & Luminaires | 15 | Medium | B | 16 | 2040 | 5 | 3 | 3.2 | 27441 | 29666
HVAC ¦ Heat Emitters - Central ¦ Radiators ¦ Steel | 1 | Medium | B | 1 | 2025 | 5 | 3 | 3.2 | 27442 | 9388
HVAC ¦ Local Air Conditioning ¦ Single-Split Condenser - Split Systems/Heat Pumps - Air-cooled with Direct Expansion Evaporator (DX) | 1 | Medium | B | 6 | 2030 | 5 | 3 | 3.2 | 27443 | 18822
Electrical ¦ LV Distribution ¦ Distribution Board ¦ Sub | 1 | High | C | 1 | 2025 | 4 | 2 | 2.4 | 10632 | 2449
Electrical ¦ Lighting ¦ Internal ¦ General ¦ LED Fittings & Luminaires | 61 | Medium | B | 16 | 2040 | 5 | 3 | 3.2 | 27444 | 29667
Electrical ¦ Specialist Lighting ¦ Internal ¦ Illuminated Fire Exit Signage | 2 | Urgent | B | 12 | 2036 | 5 | 1 | 2.2 | 6648 | 26052
HVAC ¦ Fan ¦ Local and Special Ventilation ¦ Fans Window or Wall Mounted | 1 | Medium | B | 1 | 2025 | 5 | 3 | 3.2 | 27445 | 9389
Electrical ¦ LV Distribution ¦ Distribution Board ¦ Sub | 1 | High | B | 2 | 2026 | 5 | 2 | 2.7 | 15568 | 12922
Electrical ¦ LV Distribution ¦ Distribution Board ¦ Sub | 1 | High | B | 5 | 2029 | 5 | 2 | 2.7 | 15569 | 14691
Fabric ¦ Superstructure ¦ Internal Doors ¦ Roller Shutters ¦ Automatic Roller Shutter | 1 | High | B | 7 | 2031 | 5 | 2 | 2.7 | 15570 | 19650
HVAC ¦ Fan ¦ Local and Special Ventilation ¦ Extract | 1 | Medium | B | 1 | 2025 | 5 | 3 | 3.2 | 27446 | 9390
Fire ¦ Fire Fighting ¦ Fire Extinguishers ¦ Powder | 1 | Urgent | B | 6 | 2030 | 5 | 1 | 2.2 | 6649 | 16685
Fire ¦ Fire Fighting ¦ Fire Extinguishers ¦ Foam | 6 | Urgent | B | 5 | 2029 | 5 | 1 | 2.2 | 6650 | 14434
Electrical ¦ LV Distribution ¦ Distribution Board ¦ Sub | 1 | High | C | 1 | 2025 | 4 | 2 | 2.4 | 10633 | 2450
Fabric ¦ Barriers and Guardrails ¦ Vehicle Crash Protection Barrier | 1 | V Low | B | 1 | 2025 | 5 | 4 | 3.7 | 33270 | 12154
Security ¦ Access ¦ Access Control ¦ Gate Access - Local Lock / Keypad / Manual (External) | 1 | Medium | DX | 8 | 2032 | 1 | 3 | 2 | 923 | 20241
Electrical ¦ Lighting ¦ Internal ¦ General | 8 | Medium | B | 1 | 2025 | 5 | 3 | 3.2 | 27447 | 9391
Electrical ¦ Lighting ¦ Internal ¦ Emergency ¦ Self Contained ¦ LED | 3 | Urgent | B | 16 | 2040 | 5 | 1 | 2.2 | 6651 | 28879
Fire ¦ Fire Fighting ¦ Fire Extinguishers ¦ Foam | 1 | Urgent | B | 1 | 2025 | 5 | 1 | 2.2 | 6652 | 1539
Electrical ¦ LV Distribution ¦ Distribution Board ¦ Sub | 1 | High | D | 1 | 2025 | 3 | 2 | 2.1 | 1235 | 836
HVAC ¦ Fan ¦ Local and Special Ventilation ¦ Axial | 1 | Medium | B | 1 | 2025 | 5 | 3 | 3.2 | 27448 | 9392
HVAC ¦ Ventilation ¦ Air Handling Unit (AHU) ¦ Internal ¦ Central Heating (Internally Sourced) ¦ Gas Fired | 1 | Medium | D | 1 | 2025 | 3 | 3 | 2.6 | 11177 | 2668
HVAC ¦ Heat Emitters - Central ¦ Radiators ¦ Steel | 5 | Medium | B | 1 | 2025 | 5 | 3 | 3.2 | 27449 | 9393
Electrical ¦ Lighting ¦ Internal ¦ Emergency ¦ Self Contained ¦ LED | 3 | Urgent | B | 20 | 2044 | 5 | 1 | 2.2 | 6653 | 31513
Electrical ¦ Lighting ¦ Internal ¦ General | 4 | Medium | B | 6 | 2030 | 5 | 3 | 3.2 | 27450 | 18823
HVAC ¦ Heat Emitters - Local ¦ Gas Fired Natural and Fan Assisted Heaters | 1 | Medium | B | 1 | 2025 | 5 | 3 | 3.2 | 27451 | 9394
Fabric ¦ Superstructure ¦ Windows and External Doors ¦ External Doors ¦ Entrance Doors | 1 | High | B | 11 | 2035 | 5 | 2 | 2.7 | 15571 | 24564
Fabric ¦ Superstructure ¦ Windows and External Doors ¦ External Doors ¦ Entrance Doors | 1 | High | B | 11 | 2035 | 5 | 2 | 2.7 | 15572 | 24565
Fabric ¦ Superstructure ¦ Windows and External Doors ¦ Roller Shutters ¦ Electric Roller Shutter | 1 | High | B | 11 | 2035 | 5 | 2 | 2.7 | 15573 | 24566
Electrical ¦ LV Distribution ¦ Distribution Board ¦ Main | 1 | High | B | 19 | 2043 | 5 | 2 | 2.7 | 15574 | 31225
Fabric ¦ Superstructure ¦ Windows and External Doors ¦ External Doors ¦ Manual and Automatic Doors ¦ Emergency and Panic Escape Doors | 1 | Urgent | B | 10 | 2034 | 5 | 1 | 2.2 | 6654 | 22097
Fabric ¦ Superstructure ¦ Windows and External Doors ¦ External Doors ¦ Manual and Automatic Doors ¦ Emergency and Panic Escape Doors | 1 | Urgent | B | 11 | 2035 | 5 | 1 | 2.2 | 6655 | 23774
Fire ¦ Fire Fighting ¦ Fire Extinguishers ¦ Foam | 3 | Urgent | B | 7 | 2031 | 5 | 1 | 2.2 | 6656 | 19410
HVAC ¦ Fan ¦ Local and Special Ventilation ¦ Fans Window or Wall Mounted | 1 | Medium | B | 1 | 2025 | 5 | 3 | 3.2 | 27452 | 9395
Electrical ¦ Lighting ¦ Internal ¦ Emergency ¦ Self Contained ¦ LED | 4 | Urgent | C | 11 | 2035 | 4 | 1 | 1.9 | 688 | 23283
Electrical ¦ Lighting ¦ Internal ¦ General ¦ LED Fittings & Luminaires | 8 | Medium | B | 17 | 2041 | 5 | 3 | 3.2 | 27453 | 30515
Fire ¦ Fire Fighting ¦ Fire Extinguishers ¦ Foam - P50 | 2 | Urgent | B | 2 | 2026 | 5 | 1 | 2.2 | 6657 | 12677
HVAC ¦ Local Air Conditioning ¦ Single-Split Condenser - Split Systems/Heat Pumps - Air-cooled with Direct Expansion Evaporator (DX) | 1 | Medium | B | 12 | 2036 | 5 | 3 | 3.2 | 27454 | 26612
Fabric ¦ Superstructure ¦ Windows and External Doors ¦ Roller Shutters ¦ Manual Roller Shutter | 1 | High | B | 1 | 2025 | 5 | 2 | 2.7 | 15575 | 4301
Fabric ¦ Superstructure ¦ Internal Doors ¦ Roller Shutters ¦ Electric Roller Shutter | 1 | Medium | B | 16 | 2040 | 5 | 3 | 3.2 | 27455 | 29668
Fire ¦ Fire Detection ¦ Fire Alarm System | 1 | Urgent | B | 1 | 2025 | 5 | 1 | 2.2 | 6658 | 1540
Electrical ¦ LV Distribution ¦ Distribution Board ¦ Main | 1 | High | C | 1 | 2025 | 4 | 2 | 2.4 | 10634 | 2451
Electrical ¦ Lighting ¦ Internal ¦ General ¦ LED Fittings & Luminaires | 21 | Medium | B | 15 | 2039 | 5 | 3 | 3.2 | 27456 | 28470
Electrical ¦ Lighting ¦ Internal ¦ General ¦ LED Fittings & Luminaires | 2 | Medium | B | 12 | 2036 | 5 | 3 | 3.2 | 27457 | 26613
HVAC ¦ Ventilation ¦ Air Handling Unit (AHU) ¦ Internal ¦ Central Heating (Internally Sourced) ¦ Gas Fired | 1 | Medium | B | 2 | 2026 | 5 | 3 | 3.2 | 27458 | 13137
Security ¦ Access ¦ Access Control ¦ Gate Access - Local Lock / Keypad / Manual (External) | 1 | Medium | B | 1 | 2025 | 5 | 3 | 3.2 | 27459 | 9396
Electrical ¦ Specialist Lighting ¦ Internal ¦ Illuminated Fire Exit Signage | 1 | Urgent | B | 6 | 2030 | 5 | 1 | 2.2 | 6659 | 16686
Fire ¦ Fire Fighting ¦ Fire Extinguishers ¦ Foam | 3 | Urgent | B | 6 | 2030 | 5 | 1 | 2.2 | 6660 | 16687
HVAC ¦ Heat Emitters - Local ¦ Electric Heaters | 2 | Medium | B | 1 | 2025 | 5 | 3 | 3.2 | 27460 | 9397
Electrical ¦ Lighting ¦ External ¦ General - LED | 1 | Medium | B | 1 | 2025 | 5 | 3 | 3.2 | 27461 | 9398
Fire ¦ Fire Fighting ¦ Fire Extinguishers ¦ Foam | 2 | Urgent | B | 6 | 2030 | 5 | 1 | 2.2 | 6661 | 16688
Fabric ¦ Superstructure ¦ Windows and External Doors ¦ Roller Shutters ¦ Electric Roller Shutter | 1 | High | B | 1 | 2025 | 5 | 2 | 2.7 | 15576 | 4302
Electrical ¦ Specialist Lighting ¦ Internal ¦ Illuminated Fire Exit Signage | 1 | Urgent | C | 1 | 2025 | 4 | 1 | 1.9 | 689 | 475
Fire ¦ Fire Fighting ¦ Fire Extinguishers ¦ Foam | 1 | Urgent | B | 1 | 2025 | 5 | 1 | 2.2 | 6662 | 1541
HVAC ¦ Heat Emitters - Central ¦ Radiators ¦ Steel | 5 | Medium | B | 1 | 2025 | 5 | 3 | 3.2 | 27462 | 9399
Electrical ¦ LV Distribution ¦ Distribution Board ¦ Main | 1 | High | B | 6 | 2030 | 5 | 2 | 2.7 | 15577 | 17694
Fabric ¦ Superstructure ¦ Internal Doors ¦ Roller Shutters ¦ Electric Roller Shutter | 1 | Medium | B | 11 | 2035 | 5 | 3 | 3.2 | 27463 | 25375
Electrical ¦ Lighting ¦ Internal ¦ Emergency ¦ Self Contained ¦ LED | 3 | Urgent | B | 21 | 2045 | 5 | 1 | 2.2 | 6663 | 32213
Fabric ¦ Superstructure ¦ Internal Doors ¦ Roller Shutters ¦ Electric Roller Shutter | 1 | Medium | B | 15 | 2039 | 5 | 3 | 3.2 | 27464 | 28471
HVAC ¦ Local Air Conditioning ¦ Single-Split Condenser - Split Systems/Heat Pumps - Air-cooled with Direct Expansion Evaporator (DX) | 1 | Medium | B | 7 | 2031 | 5 | 3 | 3.2 | 27465 | 20035
Electrical ¦ Lighting ¦ Internal ¦ Emergency ¦ Self Contained ¦ LED | 11 | Urgent | B | 21 | 2045 | 5 | 1 | 2.2 | 6664 | 32214
HVAC ¦ Heat Emitters - Local ¦ Gas Fired Natural and Fan Assisted Heaters | 1 | Medium | B | 1 | 2025 | 5 | 3 | 3.2 | 27466 | 9400
Electrical ¦ LV Distribution ¦ Distribution Board ¦ Main | 1 | High | B | 13 | 2037 | 5 | 2 | 2.7 | 15578 | 26996
Fabric ¦ Superstructure ¦ Internal Doors ¦ Roller Shutters ¦ Electric Roller Shutter | 1 | Medium | B | 10 | 2034 | 5 | 3 | 3.2 | 27467 | 22965
Electrical ¦ LV Distribution ¦ Distribution Board ¦ Main | 1 | High | B | 1 | 2025 | 5 | 2 | 2.7 | 15579 | 4303
Fabric ¦ Superstructure ¦ Windows and External Doors ¦ External Doors ¦ Manual and Automatic Doors ¦ Emergency and Panic Escape Doors | 1 | Urgent | B | 18 | 2042 | 5 | 1 | 2.2 | 6665 | 30673
HVAC ¦ Heat Emitters - Local ¦ Electric Heaters | 1 | Medium | B | 1 | 2025 | 5 | 3 | 3.2 | 27468 | 9401
HVAC ¦ Fan ¦ Local and Special Ventilation ¦ Fans Window or Wall Mounted | 1 | Medium | B | 1 | 2025 | 5 | 3 | 3.2 | 27469 | 9402
Electrical ¦ LV Distribution ¦ Distribution Board ¦ Main | 1 | High | B | 1 | 2025 | 5 | 2 | 2.7 | 15580 | 4304
Electrical ¦ Lighting ¦ External ¦ General - Non-LED | 3 | Medium | B | 1 | 2025 | 5 | 3 | 3.2 | 27470 | 9403
Electrical ¦ LV Distribution ¦ Distribution Board ¦ Sub | 1 | High | B | 1 | 2025 | 5 | 2 | 2.7 | 15581 | 4305
Electrical ¦ LV Distribution ¦ Distribution Board ¦ Main | 1 | High | C | 1 | 2025 | 4 | 2 | 2.4 | 10635 | 2452
HVAC ¦ Fan ¦ Central Ventilation Systems ¦ Mixed Flow | 1 | Medium | B | 1 | 2025 | 5 | 3 | 3.2 | 27471 | 9404
Electrical ¦ Lighting ¦ Internal ¦ General ¦ LED Fittings & Luminaires | 10 | Medium | B | 6 | 2030 | 5 | 3 | 3.2 | 27472 | 18824
HVAC ¦ Heat Emitters - Local ¦ Electric Overdoor Air Curtain/Heater | 1 | Medium | CX | 1 | 2025 | 2 | 3 | 2.3 | 10254 | 2182
Electrical ¦ Lighting ¦ Internal ¦ Emergency ¦ Self Contained ¦ Non LED | 2 | Urgent | B | 1 | 2025 | 5 | 1 | 2.2 | 6666 | 1542
HVAC ¦ Fan ¦ Local and Special Ventilation ¦ Fans Window or Wall Mounted | 1 | Medium | B | 1 | 2025 | 5 | 3 | 3.2 | 27473 | 9405
Fire ¦ Fire Fighting ¦ Fire Extinguishers ¦ Foam | 6 | Urgent | B | 6 | 2030 | 5 | 1 | 2.2 | 6667 | 16689
Fire ¦ Fire Fighting ¦ Fire Extinguishers ¦ Foam | 1 | Urgent | B | 6 | 2030 | 5 | 1 | 2.2 | 6668 | 16690
HVAC ¦ Heat Emitters - Central ¦ Radiators ¦ Aluminium | 5 | Medium | B | 1 | 2025 | 5 | 3 | 3.2 | 27474 | 9406
Electrical ¦ LV Distribution ¦ Distribution Board ¦ Sub | 1 | High | B | 1 | 2025 | 5 | 2 | 2.7 | 15582 | 4306
Fabric ¦ Superstructure ¦ Windows and External Doors ¦ Roller Shutters ¦ Electric Roller Shutter | 1 | High | B | 1 | 2025 | 5 | 2 | 2.7 | 15583 | 4307
Electrical ¦ Lighting ¦ Internal ¦ General ¦ LED Fittings & Luminaires | 8 | Medium | B | 6 | 2030 | 5 | 3 | 3.2 | 27475 | 18825
Electrical ¦ Lighting ¦ Internal ¦ Emergency ¦ Self Contained ¦ Non LED | 4 | Urgent | B | 1 | 2025 | 5 | 1 | 2.2 | 6669 | 1543
Security ¦ Access ¦ Access Control ¦ Gate Access - Local Lock / Keypad / Manual (External) | 1 | Medium | B | 12 | 2036 | 5 | 3 | 3.2 | 27476 | 26614
HVAC ¦ Fan ¦ Local and Special Ventilation ¦ Fans Window or Wall Mounted | 1 | Medium | B | 1 | 2025 | 5 | 3 | 3.2 | 27477 | 9407
HVAC ¦ Local Air Conditioning ¦ Single-Split Evaporator - Split Systems/Heat Pumps - Air-cooled with Direct Expansion Evaporator (DX) | 1 | Medium | B | 1 | 2025 | 5 | 3 | 3.2 | 27478 | 9408
Water ¦ Local Hot Water ¦ Instantaneous Electric Water Heater - Non-Drinking Water | 1 | Medium | B | 7 | 2031 | 5 | 3 | 3.2 | 27479 | 20036
Fabric ¦ Superstructure ¦ Windows and External Doors ¦ External Doors ¦ Manual and Automatic Doors ¦ Emergency and Panic Escape Doors | 1 | Urgent | B | 11 | 2035 | 5 | 1 | 2.2 | 6670 | 23775
HVAC ¦ Fan ¦ Local and Special Ventilation ¦ Extract | 1 | Medium | DX | 1 | 2025 | 1 | 3 | 2 | 924 | 628
HVAC ¦ Ventilation ¦ Air Handling Unit (AHU) ¦ Internal ¦ Central Ventilation Systems ¦ Ventilation Only | 1 | Medium | C | 1 | 2025 | 4 | 3 | 2.9 | 18788 | 5663
Fabric ¦ Barriers and Guardrails ¦ Vehicle Crash Protection Barrier | 1 | V Low | B | 1 | 2025 | 5 | 4 | 3.7 | 33271 | 12155
Electrical ¦ Lighting ¦ Internal ¦ General | 16 | Medium | C | 1 | 2025 | 4 | 3 | 2.9 | 18789 | 5664
Electrical ¦ LV Distribution ¦ Distribution Board ¦ Main | 1 | High | B | 1 | 2025 | 5 | 2 | 2.7 | 15584 | 4308
Fabric ¦ Superstructure ¦ Windows and External Doors ¦ Roller Shutters ¦ Electric Roller Shutter | 1 | High | B | 10 | 2034 | 5 | 2 | 2.7 | 15585 | 22410
Fire ¦ Fire Fighting ¦ Fire Extinguishers ¦ Water | 2 | Urgent | B | 6 | 2030 | 5 | 1 | 2.2 | 6671 | 16691
Electrical ¦ LV Distribution ¦ Distribution Board ¦ Main | 1 | High | B | 1 | 2025 | 5 | 2 | 2.7 | 15586 | 4309
Electrical ¦ Lighting ¦ Internal ¦ General ¦ LED Fittings & Luminaires | 8 | Medium | B | 16 | 2040 | 5 | 3 | 3.2 | 27480 | 29669
Fabric ¦ Superstructure ¦ Windows and External Doors ¦ External Doors ¦ Manual and Automatic Doors ¦ Emergency and Panic Escape Doors | 1 | Urgent | B | 11 | 2035 | 5 | 1 | 2.2 | 6672 | 23776
Fabric ¦ Barriers and Guardrails ¦ Vehicle Crash Protection Barrier | 1 | V Low | B | 1 | 2025 | 5 | 4 | 3.7 | 33272 | 12156
Electrical ¦ Lighting ¦ Internal ¦ Emergency ¦ Self Contained ¦ LED | 2 | Urgent | B | 20 | 2044 | 5 | 1 | 2.2 | 6673 | 31514
Fabric ¦ Superstructure ¦ Windows and External Doors ¦ External Doors ¦ Entrance Doors | 1 | High | B | 11 | 2035 | 5 | 2 | 2.7 | 15587 | 24567
Fire ¦ Fire Detection ¦ Fire Alarm System | 1 | Urgent | A | 13 | 2037 | 6 | 1 | 2.5 | 10933 | 26923
Electrical ¦ Lighting ¦ Internal ¦ Emergency ¦ Self Contained ¦ LED | 1 | Urgent | C | 21 | 2045 | 4 | 1 | 1.9 | 690 | 31711
Electrical ¦ Lighting ¦ Internal ¦ Emergency ¦ Self Contained ¦ LED | 3 | Urgent | B | 8 | 2032 | 5 | 1 | 2.2 | 6674 | 20489
Electrical ¦ Lighting ¦ External ¦ General - LED | 4 | Medium | B | 11 | 2035 | 5 | 3 | 3.2 | 27481 | 25376
Electrical ¦ Lighting ¦ Internal ¦ Emergency ¦ Self Contained ¦ LED | 5 | Urgent | B | 11 | 2035 | 5 | 1 | 2.2 | 6675 | 23777
Water ¦ Central Hot Water Distribution ¦ Calorifier-LTHW ¦ Copper | 1 | High | B | 21 | 2045 | 5 | 2 | 2.7 | 15588 | 32678
Electrical ¦ LV Distribution ¦ Distribution Board ¦ Sub | 1 | High | B | 2 | 2026 | 5 | 2 | 2.7 | 15589 | 12923
Controls ¦ Building Management System (BMS) ¦ Central Operating Station | 1 | High | B | 6 | 2030 | 5 | 2 | 2.7 | 15590 | 17695
Fabric ¦ Superstructure ¦ Windows and External Doors ¦ External Doors ¦ Manual and Automatic Doors ¦ Emergency and Panic Escape Doors | 1 | Urgent | A | 34 | 2058 | 6 | 1 | 2.5 | 10934 | 33866
HVAC ¦ Fan ¦ Local and Special Ventilation ¦ Extract | 1 | Medium | B | 12 | 2036 | 5 | 3 | 3.2 | 27482 | 26615
Fabric ¦ Superstructure ¦ Windows and External Doors ¦ External Doors ¦ Manual and Automatic Doors ¦ Emergency and Panic Escape Doors | 1 | Urgent | B | 11 | 2035 | 5 | 1 | 2.2 | 6676 | 23778
Fabric ¦ Superstructure ¦ Windows and External Doors ¦ Roller Shutters ¦ Manual Roller Shutter | 1 | High | C | 1 | 2025 | 4 | 2 | 2.4 | 10636 | 2453
Electrical ¦ Lighting ¦ Internal ¦ Emergency ¦ Self Contained ¦ LED | 9 | Urgent | B | 22 | 2046 | 5 | 1 | 2.2 | 6677 | 32939
HVAC ¦ Local Air Conditioning ¦ Single-Split Evaporator - Split Systems/Heat Pumps - Air-cooled with Direct Expansion Evaporator (DX) | 1 | Medium | C | 1 | 2025 | 4 | 3 | 2.9 | 18790 | 5665
HVAC ¦ Local Air Conditioning ¦ Single-Split Condenser - Split Systems/Heat Pumps - Air-cooled with Direct Expansion Evaporator (DX) | 1 | Medium | C | 1 | 2025 | 4 | 3 | 2.9 | 18791 | 5666
HVAC ¦ Fan ¦ Central Cooling ¦ Axial | 1 | Medium | C | 1 | 2025 | 4 | 3 | 2.9 | 18792 | 5667
Security ¦ Access ¦ Access Control ¦ Gate Access - Local Lock / Keypad / Manual (External) | 1 | Medium | DX | 1 | 2025 | 1 | 3 | 2 | 925 | 629
HVAC ¦ Fan ¦ Central Cooling ¦ Axial | 1 | Medium | C | 1 | 2025 | 4 | 3 | 2.9 | 18793 | 5668
Transport ¦ Lifts ¦ Passenger Lift electric ¦ Electric | 1 | Medium | C | 2 | 2026 | 4 | 3 | 2.9 | 18794 | 12980
Fire ¦ Fire Detection ¦ Fire Alarm System | 1 | Urgent | C | 1 | 2025 | 4 | 1 | 1.9 | 691 | 476
HVAC ¦ Fan ¦ Central Cooling ¦ Axial | 1 | Medium | C | 1 | 2025 | 4 | 3 | 2.9 | 18795 | 5669
Fabric ¦ Superstructure ¦ Windows and External Doors ¦ Roller Shutters ¦ Manual Roller Shutter | 1 | High | B | 1 | 2025 | 5 | 2 | 2.7 | 15591 | 4310
Fabric ¦ Superstructure ¦ Windows and External Doors ¦ Roller Shutters ¦ Manual Roller Shutter | 1 | High | B | 1 | 2025 | 5 | 2 | 2.7 | 15592 | 4311
Electrical ¦ Lighting ¦ External ¦ General - LED | 4 | Medium | B | 11 | 2035 | 5 | 3 | 3.2 | 27483 | 25377
Fabric ¦ Superstructure ¦ Windows and External Doors ¦ Roller Shutters ¦ Manual Roller Shutter | 1 | High | B | 1 | 2025 | 5 | 2 | 2.7 | 15593 | 4312
Electrical ¦ Lighting ¦ Internal ¦ Emergency ¦ Self Contained ¦ Non LED | 4 | Urgent | B | 1 | 2025 | 5 | 1 | 2.2 | 6678 | 1544
HVAC ¦ Heat Emitters - Local ¦ Electric Heaters | 2 | Medium | B | 4 | 2028 | 5 | 3 | 3.2 | 27484 | 14160
Fire ¦ Fire Fighting ¦ Fire Extinguishers ¦ Foam | 1 | Urgent | B | 5 | 2029 | 5 | 1 | 2.2 | 6679 | 14435
HVAC ¦ Ventilation ¦ Air Handling Unit (AHU) ¦ Internal ¦ Central Heating (Internally Sourced) ¦ Gas Fired | 1 | Medium | B | 10 | 2034 | 5 | 3 | 3.2 | 27485 | 22966
Fabric ¦ Superstructure ¦ Windows and External Doors ¦ Roller Shutters ¦ Electric Roller Shutter | 1 | High | B | 15 | 2039 | 5 | 2 | 2.7 | 15594 | 28228
Electrical ¦ LV Distribution ¦ Distribution Board ¦ Sub | 1 | High | B | 10 | 2034 | 5 | 2 | 2.7 | 15595 | 22411
Fire ¦ Fire Detection ¦ Fire Alarm System | 1 | Urgent | B | 5 | 2029 | 5 | 1 | 2.2 | 6680 | 14436
HVAC ¦ Heat Emitters - Central ¦ Radiators ¦ Steel | 5 | Medium | B | 10 | 2034 | 5 | 3 | 3.2 | 27486 | 22967
Water ¦ Local Hot Water ¦ Package Electric Water Heaters - Non-Drinking Water | 1 | Medium | B | 1 | 2025 | 5 | 3 | 3.2 | 27487 | 9409
Fabric ¦ Superstructure ¦ Windows and External Doors ¦ Roller Shutters ¦ Manual Roller Shutter | 1 | High | B | 1 | 2025 | 5 | 2 | 2.7 | 15596 | 4313
Electrical ¦ Specialist Lighting ¦ Internal ¦ Illuminated Fire Exit Signage | 2 | Urgent | B | 16 | 2040 | 5 | 1 | 2.2 | 6681 | 28880
Fire ¦ Fire Fighting ¦ Fire Extinguishers ¦ Foam | 7 | Urgent | B | 6 | 2030 | 5 | 1 | 2.2 | 6682 | 16692
Fabric ¦ Superstructure ¦ Windows and External Doors ¦ External Doors ¦ Manual and Automatic Doors ¦ High Security Door | 1 | High | B | 31 | 2055 | 5 | 2 | 2.7 | 15597 | 33798
Controls ¦ Multi-System Controls ¦ Control Panel - Electrical Services (excluding Electrical Controllers and Pneumatic Relays) | 1 | Medium | B | 17 | 2041 | 5 | 3 | 3.2 | 27488 | 30516
Controls ¦ Multi-System Controls ¦ Control Panel - Electrical Services (excluding Electrical Controllers and Pneumatic Relays) | 1 | Medium | B | 1 | 2025 | 5 | 3 | 3.2 | 27489 | 9410
Electrical ¦ LV Distribution ¦ Distribution Board ¦ Sub | 1 | High | B | 19 | 2043 | 5 | 2 | 2.7 | 15598 | 31226
HVAC ¦ Fan ¦ Local and Special Ventilation ¦ Centrifugal | 1 | Medium | B | 1 | 2025 | 5 | 3 | 3.2 | 27490 | 9411
Fire ¦ Fire Fighting ¦ Fire Extinguishers ¦ Foam | 3 | Urgent | B | 7 | 2031 | 5 | 1 | 2.2 | 6683 | 19411
HVAC ¦ Fan ¦ Local and Special Ventilation ¦ Centrifugal | 1 | Medium | C | 1 | 2025 | 4 | 3 | 2.9 | 18796 | 5670
HVAC ¦ Fan ¦ Local and Special Ventilation ¦ Centrifugal | 1 | Medium | C | 1 | 2025 | 4 | 3 | 2.9 | 18797 | 5671
HVAC ¦ Fan ¦ Local and Special Ventilation ¦ Centrifugal | 1 | Medium | C | 1 | 2025 | 4 | 3 | 2.9 | 18798 | 5672
Fabric ¦ Superstructure ¦ Windows and External Doors ¦ External Doors ¦ Manual and Automatic Doors ¦ Auto / Powered Sliding Doors | 1 | High | B | 11 | 2035 | 5 | 2 | 2.7 | 15599 | 24568
HVAC ¦ Fan ¦ Local and Special Ventilation ¦ Extract | 1 | Medium | B | 1 | 2025 | 5 | 3 | 3.2 | 27491 | 9412
Electrical ¦ LV Distribution ¦ Distribution Board ¦ Main | 1 | High | B | 19 | 2043 | 5 | 2 | 2.7 | 15600 | 31227
Electrical ¦ Lighting ¦ Internal ¦ General ¦ LED Fittings & Luminaires | 106 | Medium | B | 16 | 2040 | 5 | 3 | 3.2 | 27492 | 29670
Electrical ¦ Lighting ¦ Internal ¦ Emergency ¦ Self Contained ¦ Non LED | 3 | Urgent | B | 2 | 2026 | 5 | 1 | 2.2 | 6684 | 12678
HVAC ¦ Heat Emitters - Local ¦ Electric Heaters | 1 | Medium | B | 3 | 2027 | 5 | 3 | 3.2 | 27493 | 13594
HVAC ¦ Heat Emitters - Central ¦ Radiators ¦ Steel | 4 | Medium | B | 1 | 2025 | 5 | 3 | 3.2 | 27494 | 9413
Electrical ¦ Lighting ¦ External ¦ General - LED | 10 | Medium | B | 10 | 2034 | 5 | 3 | 3.2 | 27495 | 22968
HVAC ¦ Central Air Conditioning ¦ Air Conditioning ¦ Multi-Split Condenser - Split Systems/Heat Pumps - Air-cooled with Direct Expansion Evaporator (DX) | 1 | Medium | B | 1 | 2025 | 5 | 3 | 3.2 | 27496 | 9414
Electrical ¦ Lighting ¦ Internal ¦ Emergency ¦ Self Contained ¦ LED | 1 | Urgent | B | 11 | 2035 | 5 | 1 | 2.2 | 6685 | 23779
Electrical ¦ LV Distribution ¦ Distribution Board ¦ Sub | 1 | High | B | 6 | 2030 | 5 | 2 | 2.7 | 15601 | 17696
Electrical ¦ LV Distribution ¦ Distribution Board ¦ Sub | 1 | High | B | 6 | 2030 | 5 | 2 | 2.7 | 15602 | 17697
Electrical ¦ LV Distribution ¦ Distribution Board ¦ Main | 1 | High | B | 6 | 2030 | 5 | 2 | 2.7 | 15603 | 17698
Controls ¦ Building Management System (BMS) ¦ BMS Control Panel | 1 | High | A | 9 | 2033 | 6 | 2 | 3 | 19585 | 21667
Fabric ¦ Superstructure ¦ Windows and External Doors ¦ External Doors ¦ Manual and Automatic Doors ¦ High Security Door | 1 | High | B | 11 | 2035 | 5 | 2 | 2.7 | 15604 | 24569
Security ¦ Access ¦ Access Control ¦ Gate Access - Local Lock / Keypad / Manual (External) | 1 | Medium | B | 1 | 2025 | 5 | 3 | 3.2 | 27497 | 9415
Electrical ¦ Specialist Lighting ¦ Internal ¦ Illuminated Fire Exit Signage | 1 | Urgent | B | 12 | 2036 | 5 | 1 | 2.2 | 6686 | 26053
HVAC ¦ Central Heating (Internally Sourced) ¦ Heat Exchangers ¦ Heat Reclaim Unit (Lossnay Type) | 1 | Medium | B | 16 | 2040 | 5 | 3 | 3.2 | 27498 | 29671
Electrical ¦ Lighting ¦ Internal ¦ Emergency ¦ Self Contained ¦ Non LED | 5 | Urgent | B | 1 | 2025 | 5 | 1 | 2.2 | 6687 | 1545
HVAC ¦ Fan ¦ Local and Special Ventilation ¦ Extract | 1 | Medium | CX | 1 | 2025 | 2 | 3 | 2.3 | 10255 | 2183
Electrical ¦ Specialist Lighting ¦ Internal ¦ Illuminated Fire Exit Signage | 1 | Urgent | B | 6 | 2030 | 5 | 1 | 2.2 | 6688 | 16693
HVAC ¦ Fan ¦ Local and Special Ventilation ¦ Axial | 1 | Medium | B | 1 | 2025 | 5 | 3 | 3.2 | 27499 | 9416
HVAC ¦ Heat Emitters - Central ¦ Unit Heaters | 1 | Medium | B | 1 | 2025 | 5 | 3 | 3.2 | 27500 | 9417
Fabric ¦ Superstructure ¦ Internal Doors ¦ Roller Shutters ¦ Electric Roller Shutter | 1 | Medium | B | 11 | 2035 | 5 | 3 | 3.2 | 27501 | 25378
HVAC ¦ Central Air Conditioning ¦ Air Conditioning ¦ Multi-Split Evaporator - Split Systems/Heat Pumps - Air-cooled with Direct Expansion Evaporator (DX) | 1 | Medium | B | 1 | 2025 | 5 | 3 | 3.2 | 27502 | 9418
Fabric ¦ Superstructure ¦ Internal Doors ¦ Roller Shutters ¦ Electric Roller Shutter | 1 | Medium | B | 11 | 2035 | 5 | 3 | 3.2 | 27503 | 25379
Electrical ¦ Specialist Lighting ¦ External ¦ Illuminated External Signs | 1 | Medium | B | 6 | 2030 | 5 | 3 | 3.2 | 27504 | 18826
Fabric ¦ Superstructure ¦ Windows and External Doors ¦ External Doors ¦ Entrance Doors | 1 | High | B | 11 | 2035 | 5 | 2 | 2.7 | 15605 | 24570
Fire ¦ Fire Fighting ¦ Fire Extinguishers ¦ Foam | 2 | Urgent | B | 1 | 2025 | 5 | 1 | 2.2 | 6689 | 1546
HVAC ¦ Fan ¦ Local and Special Ventilation ¦ Fans Window or Wall Mounted | 1 | Medium | C | 1 | 2025 | 4 | 3 | 2.9 | 18799 | 5673
HVAC ¦ Fan ¦ Local and Special Ventilation ¦ Fans Window or Wall Mounted | 1 | Medium | B | 1 | 2025 | 5 | 3 | 3.2 | 27505 | 9419
Fabric ¦ Superstructure ¦ Windows and External Doors ¦ Roller Shutters ¦ Electric Roller Shutter | 1 | High | B | 11 | 2035 | 5 | 2 | 2.7 | 15606 | 24571
Electrical ¦ Lighting ¦ Internal ¦ General ¦ LED Fittings & Luminaires | 3 | Medium | B | 12 | 2036 | 5 | 3 | 3.2 | 27506 | 26616
Electrical ¦ Specialist Lighting ¦ Internal ¦ Illuminated Fire Exit Signage | 3 | Urgent | B | 6 | 2030 | 5 | 1 | 2.2 | 6690 | 16694
HVAC ¦ Heat Emitters - Local ¦ Electric Heaters | 1 | Medium | B | 1 | 2025 | 5 | 3 | 3.2 | 27507 | 9420
Electrical ¦ LV Distribution ¦ Distribution Board ¦ Sub | 1 | High | B | 6 | 2030 | 5 | 2 | 2.7 | 15607 | 17699
Electrical ¦ LV Distribution ¦ Distribution Board ¦ Sub | 1 | High | B | 1 | 2025 | 5 | 2 | 2.7 | 15608 | 4314
Fabric ¦ Superstructure ¦ Windows and External Doors ¦ Roller Shutters ¦ Manual Roller Shutter | 1 | High | B | 11 | 2035 | 5 | 2 | 2.7 | 15609 | 24572
Fabric ¦ Superstructure ¦ Windows and External Doors ¦ Roller Shutters ¦ Manual Roller Shutter | 1 | High | B | 11 | 2035 | 5 | 2 | 2.7 | 15610 | 24573
Electrical ¦ Lighting ¦ Internal ¦ Emergency ¦ Self Contained ¦ LED | 1 | Urgent | B | 11 | 2035 | 5 | 1 | 2.2 | 6691 | 23780
Electrical ¦ Lighting ¦ Internal ¦ Emergency ¦ Self Contained ¦ LED | 2 | Urgent | B | 11 | 2035 | 5 | 1 | 2.2 | 6692 | 23781
Fire ¦ Fire Fighting ¦ Fire Extinguishers ¦ CO2 | 4 | Urgent | B | 1 | 2025 | 5 | 1 | 2.2 | 6693 | 1547
Electrical ¦ Specialist Lighting ¦ Internal ¦ Illuminated Fire Exit Signage | 2 | Urgent | B | 16 | 2040 | 5 | 1 | 2.2 | 6694 | 28881
Fire ¦ Fire Fighting ¦ Fire Extinguishers ¦ Powder | 1 | Urgent | B | 6 | 2030 | 5 | 1 | 2.2 | 6695 | 16695
Electrical ¦ LV Distribution ¦ Distribution Board ¦ Main | 1 | High | B | 1 | 2025 | 5 | 2 | 2.7 | 15611 | 4315
Fabric ¦ Superstructure ¦ Windows and External Doors ¦ External Doors ¦ Manual and Automatic Doors ¦ High Security Door | 1 | High | B | 8 | 2032 | 5 | 2 | 2.7 | 15612 | 20746
HVAC ¦ Fan ¦ Local and Special Ventilation ¦ Extract | 1 | Medium | B | 1 | 2025 | 5 | 3 | 3.2 | 27508 | 9421
HVAC ¦ Fan ¦ Local and Special Ventilation ¦ Extract | 1 | Medium | B | 1 | 2025 | 5 | 3 | 3.2 | 27509 | 9422
Controls ¦ Multi-System Controls ¦ Control Panel - Electrical Services (excluding Electrical Controllers and Pneumatic Relays) | 1 | Medium | B | 6 | 2030 | 5 | 3 | 3.2 | 27510 | 18827
HVAC ¦ Fan ¦ Central Heating & Cooling ¦ Mixed Flow | 1 | Medium | B | 1 | 2025 | 5 | 3 | 3.2 | 27511 | 9423
HVAC ¦ Fan ¦ Central Heating & Cooling ¦ Mixed Flow | 1 | Medium | B | 1 | 2025 | 5 | 3 | 3.2 | 27512 | 9424
Fabric ¦ Superstructure ¦ Windows and External Doors ¦ External Doors ¦ Manual and Automatic Doors ¦ Auto / Powered Sliding Doors | 1 | High | B | 15 | 2039 | 5 | 2 | 2.7 | 15613 | 28229
Fire ¦ Fire Fighting ¦ Fire Extinguishers ¦ CO2 | 5 | Urgent | B | 6 | 2030 | 5 | 1 | 2.2 | 6696 | 16696
Fabric ¦ Superstructure ¦ Windows and External Doors ¦ Roller Shutters ¦ Manual Roller Shutter | 1 | High | B | 1 | 2025 | 5 | 2 | 2.7 | 15614 | 4316
Electrical ¦ Specialist Lighting ¦ Internal ¦ Illuminated Fire Exit Signage | 2 | Urgent | B | 16 | 2040 | 5 | 1 | 2.2 | 6697 | 28882
Fire ¦ Fire Fighting ¦ Fire Extinguishers ¦ Powder | 1 | Urgent | B | 9 | 2033 | 5 | 1 | 2.2 | 6698 | 21394
Fire ¦ Fire Fighting ¦ Fire Extinguishers ¦ CO2 | 4 | Urgent | B | 6 | 2030 | 5 | 1 | 2.2 | 6699 | 16697
Fabric ¦ Superstructure ¦ Windows and External Doors ¦ External Doors ¦ Manual and Automatic Doors ¦ Auto / Powered Sliding Doors | 1 | High | B | 11 | 2035 | 5 | 2 | 2.7 | 15615 | 24574
Fabric ¦ Superstructure ¦ Windows and External Doors ¦ External Doors ¦ Manual and Automatic Doors ¦ Emergency and Panic Escape Doors | 1 | Urgent | B | 6 | 2030 | 5 | 1 | 2.2 | 6700 | 16698
HVAC ¦ Local and Special Ventilation ¦ Unit extract fans. | 1 | Medium | CX | 1 | 2025 | 2 | 3 | 2.3 | 10256 | 2184
Fabric ¦ Superstructure ¦ Windows and External Doors ¦ External Doors ¦ Manual and Automatic Doors ¦ Emergency and Panic Escape Doors | 1 | Urgent | B | 6 | 2030 | 5 | 1 | 2.2 | 6701 | 16699
HVAC ¦ Heat Emitters - Local ¦ Electric Heaters | 3 | Medium | B | 1 | 2025 | 5 | 3 | 3.2 | 27513 | 9425
HVAC ¦ Central Heating (Internally Sourced) ¦ Burner ¦ Forced draft gas burner | 1 | Medium | C | 1 | 2025 | 4 | 3 | 2.9 | 18800 | 5674
Electrical ¦ Lighting ¦ Internal ¦ General ¦ LED Fittings & Luminaires | 10 | Medium | B | 15 | 2039 | 5 | 3 | 3.2 | 27514 | 28472
Electrical ¦ LV Distribution ¦ Distribution Board ¦ Sub | 1 | High | B | 1 | 2025 | 5 | 2 | 2.7 | 15616 | 4317
HVAC ¦ Fan ¦ Central Cooling ¦ Axial | 1 | Medium | B | 1 | 2025 | 5 | 3 | 3.2 | 27515 | 9426
HVAC ¦ Fan ¦ Central Cooling ¦ Axial | 1 | Medium | B | 1 | 2025 | 5 | 3 | 3.2 | 27516 | 9427
HVAC ¦ Fan ¦ Central Cooling ¦ Axial | 1 | Medium | B | 1 | 2025 | 5 | 3 | 3.2 | 27517 | 9428
Electrical ¦ LV Distribution ¦ Distribution Board ¦ Main | 1 | High | B | 1 | 2025 | 5 | 2 | 2.7 | 15617 | 4318
Electrical ¦ Lighting ¦ Internal ¦ General ¦ LED Fittings & Luminaires | 26 | Medium | B | 16 | 2040 | 5 | 3 | 3.2 | 27518 | 29672
Water ¦ Local Hot Water ¦ Instantaneous Electric Water Heater - Non-Drinking Water | 1 | Medium | B | 5 | 2029 | 5 | 3 | 3.2 | 27519 | 15270
HVAC ¦ Fan ¦ Local and Special Ventilation ¦ Centrifugal | 1 | Medium | B | 1 | 2025 | 5 | 3 | 3.2 | 27520 | 9429
Fabric ¦ Superstructure ¦ Internal Doors ¦ Roller Shutters ¦ Internal Manual Roller Shutter | 1 | Medium | C | 1 | 2025 | 4 | 3 | 2.9 | 18801 | 5675
Controls ¦ Building Management System (BMS) ¦ BMS Control Panel | 1 | High | B | 6 | 2030 | 5 | 2 | 2.7 | 15618 | 17700
Electrical ¦ Lighting ¦ External ¦ General - LED | 4 | Medium | B | 11 | 2035 | 5 | 3 | 3.2 | 27521 | 25380
Electrical ¦ Lighting ¦ External ¦ General - Non-LED | 2 | Medium | CX | 1 | 2025 | 2 | 3 | 2.3 | 10257 | 2185
Electrical ¦ Lighting ¦ Internal ¦ Emergency ¦ Self Contained ¦ LED | 1 | Urgent | B | 21 | 2045 | 5 | 1 | 2.2 | 6702 | 32215
Electrical ¦ LV Distribution ¦ Distribution Board ¦ Sub | 1 | High | D | 12 | 2036 | 3 | 2 | 2.1 | 1236 | 25932
Fire ¦ Fire Detection ¦ Fire Alarm Panel / Repeater | 1 | Urgent | B | 11 | 2035 | 5 | 1 | 2.2 | 6703 | 23782
Fire ¦ Fire Detection ¦ Fire Alarm Panel / Repeater | 1 | Urgent | B | 5 | 2029 | 5 | 1 | 2.2 | 6704 | 14437
Electrical ¦ Lighting ¦ Internal ¦ Emergency ¦ Self Contained ¦ LED | 1 | Urgent | B | 5 | 2029 | 5 | 1 | 2.2 | 6705 | 14438
Electrical ¦ LV Distribution ¦ Distribution Board ¦ Main | 1 | High | C | 1 | 2025 | 4 | 2 | 2.4 | 10637 | 2454
HVAC ¦ Fan ¦ Local and Special Ventilation ¦ Kitchen Vent ¦ Extract | 1 | Low | C | 1 | 2025 | 4 | 4 | 3.4 | 32418 | 11700
HVAC ¦ Heat Emitters - Local ¦ Electric Heaters | 1 | Medium | C | 1 | 2025 | 4 | 3 | 2.9 | 18802 | 5676
HVAC ¦ Fan ¦ Local and Special Ventilation ¦ Extract | 1 | Medium | B | 1 | 2025 | 5 | 3 | 3.2 | 27522 | 9430
Fire ¦ Fire Fighting ¦ Fire Extinguishers ¦ CO2 | 4 | Urgent | B | 9 | 2033 | 5 | 1 | 2.2 | 6706 | 21395
Fabric ¦ Superstructure ¦ Windows and External Doors ¦ Roller Shutters ¦ Electric Roller Shutter | 1 | High | A | 25 | 2049 | 6 | 2 | 3 | 19586 | 33449
HVAC ¦ Fan ¦ Local and Special Ventilation ¦ Centrifugal | 1 | Medium | B | 1 | 2025 | 5 | 3 | 3.2 | 27523 | 9431
Electrical ¦ Lighting ¦ Internal ¦ General ¦ LED Fittings & Luminaires | 14 | Medium | B | 16 | 2040 | 5 | 3 | 3.2 | 27524 | 29673
Fabric ¦ Superstructure ¦ Windows and External Doors ¦ Roller Shutters ¦ Manual Roller Shutter | 1 | High | CX | 1 | 2025 | 2 | 2 | 1.8 | 529 | 425
Fabric ¦ Superstructure ¦ Windows and External Doors ¦ External Doors ¦ Manual and Automatic Doors ¦ Emergency and Panic Escape Doors | 1 | Urgent | B | 20 | 2044 | 5 | 1 | 2.2 | 6707 | 31515
Electrical ¦ LV Distribution ¦ Distribution Board ¦ Sub | 1 | High | B | 12 | 2036 | 5 | 2 | 2.7 | 15619 | 26211
Electrical ¦ LV Distribution ¦ Distribution Board ¦ Sub | 1 | High | B | 12 | 2036 | 5 | 2 | 2.7 | 15620 | 26212
Electrical ¦ LV Distribution ¦ Distribution Board ¦ Sub | 1 | High | B | 1 | 2025 | 5 | 2 | 2.7 | 15621 | 4319
Fabric ¦ Superstructure ¦ Windows and External Doors ¦ Roller Shutters ¦ Manual Roller Shutter | 1 | High | B | 1 | 2025 | 5 | 2 | 2.7 | 15622 | 4320
Fire ¦ Fire Fighting ¦ Fire Extinguishers ¦ Foam | 5 | Urgent | B | 6 | 2030 | 5 | 1 | 2.2 | 6708 | 16700
HVAC ¦ Central Heating (Internally Sourced) ¦ Boiler ¦ Atmospheric Gas Burner/Condensing Combination Boiler (domestic type) | 1 | High | B | 6 | 2030 | 5 | 2 | 2.7 | 15623 | 17701
Electrical ¦ Specialist Lighting ¦ Internal ¦ Illuminated Fire Exit Signage | 1 | Urgent | B | 2 | 2026 | 5 | 1 | 2.2 | 6709 | 12679
Electrical ¦ Lighting ¦ External ¦ General - Non-LED | 3 | Medium | C | 1 | 2025 | 4 | 3 | 2.9 | 18803 | 5677
Electrical ¦ Lighting ¦ Internal ¦ Emergency ¦ Self Contained ¦ LED | 1 | Urgent | B | 17 | 2041 | 5 | 1 | 2.2 | 6710 | 30146
HVAC ¦ Heat Emitters - Central ¦ Unit Heaters | 1 | Medium | B | 1 | 2025 | 5 | 3 | 3.2 | 27525 | 9432
HVAC ¦ Ventilation ¦ Air Handling Unit (AHU) ¦ Internal ¦ Central Heating & Cooling ¦ Electric & DX | 1 | Medium | B | 17 | 2041 | 5 | 3 | 3.2 | 27526 | 30517
Electrical ¦ LV Distribution ¦ Distribution Board ¦ Sub | 1 | High | B | 17 | 2041 | 5 | 2 | 2.7 | 15624 | 30350
Water ¦ Local Hot Water ¦ Instantaneous Electric Water Heater - Non-Drinking Water | 1 | Medium | CX | 1 | 2025 | 2 | 3 | 2.3 | 10258 | 2186
Electrical ¦ Lighting ¦ Internal ¦ General | 1 | Medium | D | 1 | 2025 | 3 | 3 | 2.6 | 11178 | 2669
HVAC ¦ Central Heating (Internally Sourced) ¦ Burner ¦ Gas/Oil Burner-Dual fuel | 1 | Medium | B | 14 | 2038 | 5 | 3 | 3.2 | 27527 | 27607
Fabric ¦ Superstructure ¦ Windows and External Doors ¦ External Doors ¦ Manual and Automatic Doors ¦ Emergency and Panic Escape Doors | 1 | Urgent | B | 21 | 2045 | 5 | 1 | 2.2 | 6711 | 32216
Electrical ¦ Lighting ¦ Internal ¦ General | 59 | Medium | B | 1 | 2025 | 5 | 3 | 3.2 | 27528 | 9433
Fabric ¦ Superstructure ¦ Windows and External Doors ¦ External Windows ¦ Roller Shutters ¦ External Window Shutters ¦ Electric | 1 | Medium | B | 1 | 2025 | 5 | 3 | 3.2 | 27529 | 9434
Fire ¦ Fire Fighting ¦ Fire Extinguishers ¦ Foam | 8 | Urgent | B | 6 | 2030 | 5 | 1 | 2.2 | 6712 | 16701
Electrical ¦ Specialist Lighting ¦ Internal ¦ Illuminated Fire Exit Signage | 2 | Urgent | B | 16 | 2040 | 5 | 1 | 2.2 | 6713 | 28883
Electrical ¦ Lighting ¦ Internal ¦ Emergency ¦ Self Contained ¦ LED | 6 | Urgent | B | 21 | 2045 | 5 | 1 | 2.2 | 6714 | 32217
HVAC ¦ Heat Emitters - Local ¦ Electric Overdoor Air Curtain/Heater | 1 | Medium | B | 1 | 2025 | 5 | 3 | 3.2 | 27530 | 9435
Fire ¦ Fire Fighting ¦ Fire Extinguishers ¦ Foam | 2 | Urgent | B | 5 | 2029 | 5 | 1 | 2.2 | 6715 | 14439
Water ¦ Local Hot Water ¦ Package Electric Water Heaters - Non-Drinking Water | 1 | Medium | B | 1 | 2025 | 5 | 3 | 3.2 | 27531 | 9436
Water ¦ Local Hot Water ¦ Instantaneous Electric Water Heater - Non-Drinking Water | 1 | Medium | B | 1 | 2025 | 5 | 3 | 3.2 | 27532 | 9437
Water ¦ Local Hot Water ¦ Instantaneous Electric Water Heater - Non-Drinking Water | 1 | Medium | B | 1 | 2025 | 5 | 3 | 3.2 | 27533 | 9438
Fabric ¦ Superstructure ¦ Windows and External Doors ¦ Roller Shutters ¦ Manual Roller Shutter | 1 | High | B | 1 | 2025 | 5 | 2 | 2.7 | 15625 | 4321
Fabric ¦ Superstructure ¦ Windows and External Doors ¦ Roller Shutters ¦ Manual Roller Shutter | 1 | High | B | 1 | 2025 | 5 | 2 | 2.7 | 15626 | 4322
Fabric ¦ Superstructure ¦ Windows and External Doors ¦ Roller Shutters ¦ Electric Roller Shutter | 1 | High | B | 11 | 2035 | 5 | 2 | 2.7 | 15627 | 24575
Fire ¦ Fire Fighting ¦ Fire Extinguishers ¦ Foam | 4 | Urgent | B | 6 | 2030 | 5 | 1 | 2.2 | 6716 | 16702
HVAC ¦ Local Air Conditioning ¦ Single-Split Condenser - Split Systems/Heat Pumps - Air-cooled with Direct Expansion Evaporator (DX) | 1 | Medium | B | 1 | 2025 | 5 | 3 | 3.2 | 27534 | 9439
HVAC ¦ Central Heating (Internally Sourced) ¦ Boiler ¦ Atmospheric Gas Burner Boiler - Small and/or Wall Hung for Light Commercial Installation | 1 | Medium | B | 1 | 2025 | 5 | 3 | 3.2 | 27535 | 9440
Electrical ¦ LV Distribution ¦ Distribution Board ¦ Sub | 1 | High | B | 6 | 2030 | 5 | 2 | 2.7 | 15628 | 17702
Electrical ¦ LV Distribution ¦ Distribution Board ¦ Sub | 1 | High | B | 17 | 2041 | 5 | 2 | 2.7 | 15629 | 30351
Electrical ¦ Lighting ¦ Internal ¦ General | 6 | Medium | B | 1 | 2025 | 5 | 3 | 3.2 | 27536 | 9441
Fabric ¦ Superstructure ¦ Windows and External Doors ¦ External Doors ¦ Entrance Doors | 1 | High | B | 21 | 2045 | 5 | 2 | 2.7 | 15630 | 32679
HVAC ¦ Fan ¦ Central Cooling ¦ Axial | 1 | Medium | B | 1 | 2025 | 5 | 3 | 3.2 | 27537 | 9442
HVAC ¦ Fan ¦ Central Cooling ¦ Axial | 1 | Medium | B | 1 | 2025 | 5 | 3 | 3.2 | 27538 | 9443
Fabric ¦ Superstructure ¦ Internal Doors ¦ Roller Shutters ¦ Electric Roller Shutter | 1 | Medium | B | 5 | 2029 | 5 | 3 | 3.2 | 27539 | 15271
Fabric ¦ Superstructure ¦ Windows and External Doors ¦ External Doors ¦ Manual and Automatic Doors ¦ Emergency and Panic Escape Doors | 1 | Urgent | B | 6 | 2030 | 5 | 1 | 2.2 | 6717 | 16703
HVAC ¦ Central Heating (Internally Sourced) ¦ Boiler ¦ Combination Atmospheric Burner Gas Boiler | 1 | High | B | 1 | 2025 | 5 | 2 | 2.7 | 15631 | 4323
HVAC ¦ Local and Special Ventilation ¦ Unit extract fans. | 1 | Medium | B | 1 | 2025 | 5 | 3 | 3.2 | 27540 | 9444
Electrical ¦ Lighting ¦ Internal ¦ General ¦ LED Fittings & Luminaires | 7 | Medium | B | 12 | 2036 | 5 | 3 | 3.2 | 27541 | 26617
Fabric ¦ Superstructure ¦ Windows and External Doors ¦ Roller Shutters ¦ Manual Roller Shutter | 1 | High | B | 15 | 2039 | 5 | 2 | 2.7 | 15632 | 28230
Fire ¦ Fire Fighting ¦ Fire Extinguishers ¦ CO2 | 3 | Urgent | B | 2 | 2026 | 5 | 1 | 2.2 | 6718 | 12680
Electrical ¦ Lighting ¦ Internal ¦ Emergency ¦ Self Contained ¦ LED | 1 | Urgent | B | 23 | 2047 | 5 | 1 | 2.2 | 6719 | 33124
HVAC ¦ Heat Emitters - Local ¦ Electric Heaters | 7 | Medium | B | 1 | 2025 | 5 | 3 | 3.2 | 27542 | 9445
Fabric ¦ Superstructure ¦ Windows and External Doors ¦ External Doors ¦ Manual and Automatic Doors ¦ High Security Door | 1 | High | B | 6 | 2030 | 5 | 2 | 2.7 | 15633 | 17703
Fire ¦ Fire Detection ¦ Fire Alarm Panel / Repeater | 1 | Urgent | B | 10 | 2034 | 5 | 1 | 2.2 | 6720 | 22098
Electrical ¦ Lighting ¦ Internal ¦ General | 25 | Medium | B | 11 | 2035 | 5 | 3 | 3.2 | 27543 | 25381
Fire ¦ Fire Detection ¦ Fire Alarm System | 1 | Urgent | B | 1 | 2025 | 5 | 1 | 2.2 | 6721 | 1548
Fabric ¦ Superstructure ¦ Windows and External Doors ¦ Roller Shutters ¦ Manual Roller Shutter | 1 | High | B | 1 | 2025 | 5 | 2 | 2.7 | 15634 | 4324
Electrical ¦ Lighting ¦ Internal ¦ General ¦ LED Fittings & Luminaires | 11 | Medium | B | 12 | 2036 | 5 | 3 | 3.2 | 27544 | 26618
HVAC ¦ Heat Emitters - Local ¦ Electric Heaters | 1 | Medium | B | 1 | 2025 | 5 | 3 | 3.2 | 27545 | 9446
HVAC ¦ Heat Emitters - Local ¦ Gas Fired Natural and Fan Assisted Heaters | 1 | Medium | C | 1 | 2025 | 4 | 3 | 2.9 | 18804 | 5678
Fabric ¦ Superstructure ¦ Windows and External Doors ¦ External Doors ¦ Manual and Automatic Doors ¦ Emergency and Panic Escape Doors | 1 | Urgent | B | 11 | 2035 | 5 | 1 | 2.2 | 6722 | 23783
Fabric ¦ Superstructure ¦ Windows and External Doors ¦ Roller Shutters ¦ Manual Roller Shutter | 1 | High | B | 1 | 2025 | 5 | 2 | 2.7 | 15635 | 4325
Electrical ¦ Lighting ¦ Internal ¦ General | 7 | Medium | B | 6 | 2030 | 5 | 3 | 3.2 | 27546 | 18828
Fire ¦ Fire Fighting ¦ Fire Extinguishers ¦ CO2 | 1 | Urgent | B | 1 | 2025 | 5 | 1 | 2.2 | 6723 | 1549
Fire ¦ Fire Fighting ¦ Fire Extinguishers ¦ Powder | 2 | Urgent | B | 7 | 2031 | 5 | 1 | 2.2 | 6724 | 19412
HVAC ¦ Fan ¦ Central Ventilation Systems ¦ Ventilating - General | 1 | Low | B | 1 | 2025 | 5 | 4 | 3.7 | 33273 | 12157
HVAC ¦ Fan ¦ Central Ventilation Systems ¦ Ventilating - General | 1 | Low | B | 1 | 2025 | 5 | 4 | 3.7 | 33274 | 12158
Fabric ¦ Superstructure ¦ Windows and External Doors ¦ External Doors ¦ Entrance Doors | 1 | High | B | 29 | 2053 | 5 | 2 | 2.7 | 15636 | 33657
HVAC ¦ Fan ¦ Central Ventilation Systems ¦ Ventilating - General | 1 | Low | B | 1 | 2025 | 5 | 4 | 3.7 | 33275 | 12159
HVAC ¦ Heat Emitters - Local ¦ Gas Fired Natural and Fan Assisted Heaters | 1 | Medium | B | 7 | 2031 | 5 | 3 | 3.2 | 27547 | 20037
HVAC ¦ Heat Emitters - Local ¦ Gas Fired Natural and Fan Assisted Heaters | 1 | Medium | B | 7 | 2031 | 5 | 3 | 3.2 | 27548 | 20038
Electrical ¦ Power Generation ¦ Internal ¦ Photovoltaics (Connected to the Building) | 1 | Medium | B | 19 | 2043 | 5 | 3 | 3.2 | 27549 | 31368
Fabric ¦ Superstructure ¦ Windows and External Doors ¦ External Doors ¦ Manual and Automatic Doors ¦ Auto / Powered Sliding Doors | 1 | High | B | 20 | 2044 | 5 | 2 | 2.7 | 15637 | 31636
Electrical ¦ Lighting ¦ Internal ¦ General ¦ LED Fittings & Luminaires | 10 | Medium | B | 17 | 2041 | 5 | 3 | 3.2 | 27550 | 30518
HVAC ¦ Heat Emitters - Local ¦ Gas Fired Unit Heaters | 1 | Medium | B | 9 | 2033 | 5 | 3 | 3.2 | 27551 | 21819
HVAC ¦ Local Air Conditioning ¦ Single-Split Condenser - Split Systems/Heat Pumps - Air-cooled with Direct Expansion Evaporator (DX) | 1 | Medium | DX | 1 | 2025 | 1 | 3 | 2 | 926 | 630
Water ¦ Local Hot Water ¦ Package Electric Water Heaters - Non-Drinking Water | 1 | Medium | B | 1 | 2025 | 5 | 3 | 3.2 | 27552 | 9447
Controls ¦ Multi-System Controls ¦ Control Panel - Electrical Services (excluding Electrical Controllers and Pneumatic Relays) | 1 | Medium | B | 1 | 2025 | 5 | 3 | 3.2 | 27553 | 9448
Fabric ¦ Barriers and Guardrails ¦ Fixed Edge Protection | 1 | High | B | 1 | 2025 | 5 | 2 | 2.7 | 15638 | 4326
HVAC ¦ Heat Emitters - Local ¦ Electric Heaters | 4 | Medium | B | 1 | 2025 | 5 | 3 | 3.2 | 27554 | 9449
HVAC ¦ Fan ¦ Local and Special Ventilation ¦ Fans Window or Wall Mounted | 1 | Medium | B | 1 | 2025 | 5 | 3 | 3.2 | 27555 | 9450
HVAC ¦ Fan ¦ Local and Special Ventilation ¦ Centrifugal | 1 | Medium | B | 1 | 2025 | 5 | 3 | 3.2 | 27556 | 9451
Communication and Control ¦ Communication Systems ¦ Public Address (PA) System | 1 | Medium | B | 1 | 2025 | 5 | 3 | 3.2 | 27557 | 9452
Electrical ¦ Specialist Lighting ¦ Internal ¦ Illuminated Fire Exit Signage | 4 | Urgent | B | 16 | 2040 | 5 | 1 | 2.2 | 6725 | 28884
HVAC ¦ Central Air Conditioning ¦ Air Conditioning ¦ Multi-Split Evaporator - DX Split Systems (With Gas, Electric or Hot Water Heaters) | 1 | High | B | 1 | 2025 | 5 | 2 | 2.7 | 15639 | 4327
HVAC ¦ Fan ¦ Central Air Conditioning ¦ Ventilating - General | 1 | Medium | B | 1 | 2025 | 5 | 3 | 3.2 | 27558 | 9453
Electrical ¦ LV Distribution ¦ Distribution Board ¦ Main | 1 | High | B | 1 | 2025 | 5 | 2 | 2.7 | 15640 | 4328
HVAC ¦ Local and Special Ventilation ¦ Unit extract fans. | 1 | Medium | B | 1 | 2025 | 5 | 3 | 3.2 | 27559 | 9454
Electrical ¦ Lighting ¦ Internal ¦ General ¦ LED Fittings & Luminaires | 54 | Medium | B | 6 | 2030 | 5 | 3 | 3.2 | 27560 | 18829
HVAC ¦ Fan ¦ Central Air Conditioning ¦ Ventilating - General | 1 | Medium | B | 1 | 2025 | 5 | 3 | 3.2 | 27561 | 9455
Electrical ¦ Lighting ¦ Internal ¦ Emergency ¦ Self Contained ¦ LED | 8 | Urgent | B | 21 | 2045 | 5 | 1 | 2.2 | 6726 | 32218
Fabric ¦ Superstructure ¦ Windows and External Doors ¦ External Doors ¦ Entrance Doors | 1 | High | B | 12 | 2036 | 5 | 2 | 2.7 | 15641 | 26213
Electrical ¦ Specialist Lighting ¦ Internal ¦ Illuminated Fire Exit Signage | 3 | Urgent | B | 17 | 2041 | 5 | 1 | 2.2 | 6727 | 30147
Electrical ¦ Specialist Lighting ¦ Internal ¦ Illuminated Fire Exit Signage | 3 | Urgent | B | 17 | 2041 | 5 | 1 | 2.2 | 6728 | 30148
Fabric ¦ Superstructure ¦ Windows and External Doors ¦ External Doors ¦ Entrance Doors | 1 | High | B | 12 | 2036 | 5 | 2 | 2.7 | 15642 | 26214
Electrical ¦ Specialist Lighting ¦ Internal ¦ Illuminated Fire Exit Signage | 4 | Urgent | B | 17 | 2041 | 5 | 1 | 2.2 | 6729 | 30149
Fabric ¦ Superstructure ¦ Windows and External Doors ¦ External Doors ¦ Entrance Doors | 1 | High | B | 6 | 2030 | 5 | 2 | 2.7 | 15643 | 17704
HVAC ¦ Local and Special Ventilation ¦ Unit extract fans. | 1 | Medium | B | 1 | 2025 | 5 | 3 | 3.2 | 27562 | 9456
Electrical ¦ Lighting ¦ Internal ¦ General ¦ LED Fittings & Luminaires | 22 | Medium | B | 16 | 2040 | 5 | 3 | 3.2 | 27563 | 29674
HVAC ¦ Heat Emitters - Local ¦ Electric Heaters | 1 | Medium | B | 1 | 2025 | 5 | 3 | 3.2 | 27564 | 9457
HVAC ¦ Local and Special Ventilation ¦ Unit extract fans. | 1 | Medium | B | 1 | 2025 | 5 | 3 | 3.2 | 27565 | 9458
Water ¦ Local Hot Water ¦ Instantaneous Electric Water Heater - Non-Drinking Water | 1 | Medium | B | 1 | 2025 | 5 | 3 | 3.2 | 27566 | 9459
Electrical ¦ Lighting ¦ Internal ¦ Emergency ¦ Self Contained ¦ LED | 10 | Urgent | B | 11 | 2035 | 5 | 1 | 2.2 | 6730 | 23784
Transport ¦ Lifts ¦ Document Lift - Complete Installation ¦ Traction | 1 | Medium | B | 1 | 2025 | 5 | 3 | 3.2 | 27567 | 9460
Electrical ¦ Lighting ¦ Internal ¦ General ¦ LED Fittings & Luminaires | 10 | Medium | B | 16 | 2040 | 5 | 3 | 3.2 | 27568 | 29675
Transport ¦ Lifts ¦ Disabled Lift ¦ Electric | 1 | High | C | 1 | 2025 | 4 | 2 | 2.4 | 10638 | 2455
Electrical ¦ LV Distribution ¦ Distribution Board ¦ Sub | 1 | High | B | 4 | 2028 | 5 | 2 | 2.7 | 15644 | 13977
HVAC ¦ Fan ¦ Local and Special Ventilation ¦ Axial | 1 | Medium | B | 3 | 2027 | 5 | 3 | 3.2 | 27569 | 13595
Fabric ¦ Superstructure ¦ Windows and External Doors ¦ Roller Shutters ¦ Manual Roller Shutter | 1 | High | B | 1 | 2025 | 5 | 2 | 2.7 | 15645 | 4329
HVAC ¦ Fan ¦ Local and Special Ventilation ¦ Fans Window or Wall Mounted | 1 | Medium | B | 10 | 2034 | 5 | 3 | 3.2 | 27570 | 22969
Electrical ¦ Specialist Lighting ¦ Internal ¦ Illuminated Fire Exit Signage | 3 | Urgent | B | 13 | 2037 | 5 | 1 | 2.2 | 6731 | 26871
Fire ¦ Fire Fighting ¦ Fire Extinguishers ¦ CO2 | 2 | Urgent | B | 8 | 2032 | 5 | 1 | 2.2 | 6732 | 20490
HVAC ¦ Heat Emitters - Local ¦ Electric Overdoor Air Curtain/Heater | 1 | Medium | B | 1 | 2025 | 5 | 3 | 3.2 | 27571 | 9461
Electrical ¦ Lighting ¦ Internal ¦ General ¦ LED Fittings & Luminaires | 120 | Medium | B | 16 | 2040 | 5 | 3 | 3.2 | 27572 | 29676
Electrical ¦ Lighting ¦ Internal ¦ Emergency ¦ Self Contained ¦ LED | 6 | Urgent | B | 21 | 2045 | 5 | 1 | 2.2 | 6733 | 32219
Fire ¦ Fire Fighting ¦ Fire Extinguishers ¦ CO2 | 3 | Urgent | B | 6 | 2030 | 5 | 1 | 2.2 | 6734 | 16704
HVAC ¦ Ventilation ¦ Air Handling Unit (AHU) ¦ Internal ¦ Central Heating & Cooling ¦ Electric & DX | 1 | Medium | B | 4 | 2028 | 5 | 3 | 3.2 | 27573 | 14161
HVAC ¦ Fan ¦ Local and Special Ventilation ¦ Fans Window or Wall Mounted | 1 | Medium | B | 1 | 2025 | 5 | 3 | 3.2 | 27574 | 9462
Water ¦ Local Hot Water ¦ Instantaneous Electric Water Heater - Non-Drinking Water | 1 | Medium | B | 10 | 2034 | 5 | 3 | 3.2 | 27575 | 22970
HVAC ¦ Fan ¦ Central Cooling ¦ Axial | 1 | Medium | B | 1 | 2025 | 5 | 3 | 3.2 | 27576 | 9463
HVAC ¦ Fan ¦ Local and Special Ventilation ¦ Fans Window or Wall Mounted | 1 | Medium | B | 11 | 2035 | 5 | 3 | 3.2 | 27577 | 25382
Fire ¦ Fire Detection ¦ Fire Alarm System | 1 | Urgent | B | 11 | 2035 | 5 | 1 | 2.2 | 6735 | 23785
Electrical ¦ Lighting ¦ Internal ¦ General ¦ LED Fittings & Luminaires | 47 | Medium | B | 14 | 2038 | 5 | 3 | 3.2 | 27578 | 27608
Electrical ¦ Lighting ¦ Internal ¦ Emergency ¦ Self Contained ¦ LED | 1 | Urgent | B | 15 | 2039 | 5 | 1 | 2.2 | 6736 | 27941
Fire ¦ Fire Fighting ¦ Fire Extinguishers ¦ CO2 | 4 | Urgent | B | 6 | 2030 | 5 | 1 | 2.2 | 6737 | 16705
Water ¦ Central Hot Water Distribution ¦ Hot water cylinders Domestic Type | 1 | Low | C | 5 | 2029 | 4 | 4 | 3.4 | 32419 | 15578
HVAC ¦ Fan ¦ Local and Special Ventilation ¦ Fans Window or Wall Mounted | 1 | Medium | B | 5 | 2029 | 5 | 3 | 3.2 | 27579 | 15272
HVAC ¦ Heat Emitters - Local ¦ Electric Heaters | 1 | Medium | C | 1 | 2025 | 4 | 3 | 2.9 | 18805 | 5679
Electrical ¦ Specialist Lighting ¦ Internal ¦ Illuminated Fire Exit Signage | 5 | Urgent | B | 16 | 2040 | 5 | 1 | 2.2 | 6738 | 28885
Electrical ¦ Lighting ¦ Internal ¦ Emergency ¦ Self Contained ¦ Non LED | 2 | Urgent | B | 2 | 2026 | 5 | 1 | 2.2 | 6739 | 12681
Electrical ¦ LV Distribution ¦ Distribution Board ¦ Sub | 1 | High | B | 14 | 2038 | 5 | 2 | 2.7 | 15646 | 27474
Electrical ¦ LV Distribution ¦ Distribution Board ¦ Sub | 1 | High | B | 1 | 2025 | 5 | 2 | 2.7 | 15647 | 4330
Fabric ¦ Superstructure ¦ Windows and External Doors ¦ External Doors ¦ Manual and Automatic Doors ¦ Auto / Powered Sliding Doors | 1 | High | B | 9 | 2033 | 5 | 2 | 2.7 | 15648 | 21620
HVAC ¦ Fan ¦ Local and Special Ventilation ¦ Centrifugal | 1 | Medium | B | 1 | 2025 | 5 | 3 | 3.2 | 27580 | 9464
HVAC ¦ Fan ¦ Local and Special Ventilation ¦ Extract | 1 | Medium | B | 11 | 2035 | 5 | 3 | 3.2 | 27581 | 25383
HVAC ¦ Fan ¦ Local and Special Ventilation ¦ Kitchen Vent ¦ Extract | 1 | Low | B | 5 | 2029 | 5 | 4 | 3.7 | 33276 | 15652
Water ¦ Local Hot Water ¦ Instantaneous Electric Water Heater - Non-Drinking Water | 1 | Medium | B | 5 | 2029 | 5 | 3 | 3.2 | 27582 | 15273
HVAC ¦ Fan ¦ Central Cooling ¦ Axial | 1 | Medium | B | 1 | 2025 | 5 | 3 | 3.2 | 27583 | 9465
Security ¦ Access ¦ Access Control ¦ Gate Access - Local Lock / Keypad / Manual (External) | 1 | Medium | B | 1 | 2025 | 5 | 3 | 3.2 | 27584 | 9466
Fire ¦ Fire Fighting ¦ Fire Extinguishers ¦ CO2 | 5 | Urgent | B | 8 | 2032 | 5 | 1 | 2.2 | 6740 | 20491
HVAC ¦ Local Air Conditioning ¦ Single-Split Condenser - Split Systems/Heat Pumps - Air-cooled with Direct Expansion Evaporator (DX) | 1 | Medium | B | 4 | 2028 | 5 | 3 | 3.2 | 27585 | 14162
Electrical ¦ Lighting ¦ External ¦ General - LED | 2 | Medium | B | 11 | 2035 | 5 | 3 | 3.2 | 27586 | 25384
HVAC ¦ Heat Emitters - Local ¦ Electric Heaters | 3 | Medium | B | 1 | 2025 | 5 | 3 | 3.2 | 27587 | 9467
Electrical ¦ Lighting ¦ External ¦ General - LED | 5 | Medium | B | 5 | 2029 | 5 | 3 | 3.2 | 27588 | 15274
Fire ¦ Fire Fighting ¦ Fire Extinguishers ¦ Foam | 8 | Urgent | B | 6 | 2030 | 5 | 1 | 2.2 | 6741 | 16706
HVAC ¦ Fan ¦ Local and Special Ventilation ¦ Fans Window or Wall Mounted | 1 | Medium | B | 1 | 2025 | 5 | 3 | 3.2 | 27589 | 9468
Fabric ¦ Superstructure ¦ Windows and External Doors ¦ Roller Shutters ¦ Manual Roller Shutter | 1 | High | B | 1 | 2025 | 5 | 2 | 2.7 | 15649 | 4331
Fabric ¦ Superstructure ¦ Windows and External Doors ¦ External Doors ¦ Entrance Doors | 1 | High | B | 11 | 2035 | 5 | 2 | 2.7 | 15650 | 24576
Fabric ¦ Superstructure ¦ Internal Doors ¦ Roller Shutters ¦ Automatic Roller Shutter | 1 | High | B | 9 | 2033 | 5 | 2 | 2.7 | 15651 | 21621
Electrical ¦ Lighting ¦ Internal ¦ General | 2 | Medium | B | 2 | 2026 | 5 | 3 | 3.2 | 27590 | 13138
Electrical ¦ Lighting ¦ External ¦ General - LED | 1 | Medium | B | 12 | 2036 | 5 | 3 | 3.2 | 27591 | 26619
Fabric ¦ Superstructure ¦ Windows and External Doors ¦ External Doors ¦ Entrance Doors | 1 | High | C | 11 | 2035 | 4 | 2 | 2.4 | 10639 | 24055
Fabric ¦ Superstructure ¦ Windows and External Doors ¦ External Doors ¦ Manual and Automatic Doors ¦ Powered Swing Doors (Push Pad) | 1 | High | B | 1 | 2025 | 5 | 2 | 2.7 | 15652 | 4332
Fire ¦ Fire Fighting ¦ Fire Extinguishers ¦ Foam | 3 | Urgent | B | 6 | 2030 | 5 | 1 | 2.2 | 6742 | 16707
Fire ¦ Fire Fighting ¦ Fire Extinguishers ¦ Foam | 5 | Urgent | B | 9 | 2033 | 5 | 1 | 2.2 | 6743 | 21396
Fire ¦ Fire Fighting ¦ Fire Extinguishers ¦ Foam | 5 | Urgent | B | 5 | 2029 | 5 | 1 | 2.2 | 6744 | 14440
Fabric ¦ Superstructure ¦ Windows and External Doors ¦ External Doors ¦ Manual and Automatic Doors ¦ Emergency and Panic Escape Doors | 1 | Urgent | B | 25 | 2049 | 5 | 1 | 2.2 | 6745 | 33317
Electrical ¦ LV Distribution ¦ Distribution Board ¦ Sub | 1 | High | B | 1 | 2025 | 5 | 2 | 2.7 | 15653 | 4333
HVAC ¦ Fan ¦ Local and Special Ventilation ¦ Fans Window or Wall Mounted | 1 | Medium | B | 1 | 2025 | 5 | 3 | 3.2 | 27592 | 9469
Electrical ¦ Lighting ¦ Internal ¦ Emergency ¦ Self Contained ¦ Non LED | 12 | Urgent | B | 8 | 2032 | 5 | 1 | 2.2 | 6746 | 20492
Electrical ¦ Lighting ¦ External ¦ General - Non-LED | 1 | Medium | B | 1 | 2025 | 5 | 3 | 3.2 | 27593 | 9470
Water ¦ Local Hot Water ¦ Package Electric Water Heaters - Non-Drinking Water | 1 | Medium | B | 1 | 2025 | 5 | 3 | 3.2 | 27594 | 9471
HVAC ¦ Fan ¦ Local and Special Ventilation ¦ Extract | 1 | Medium | B | 1 | 2025 | 5 | 3 | 3.2 | 27595 | 9472
HVAC ¦ Fan ¦ Smoke Extract | 1 | Urgent | B | 1 | 2025 | 5 | 1 | 2.2 | 6747 | 1550
HVAC ¦ Heat Emitters - Local ¦ Electric Heaters | 4 | Medium | B | 4 | 2028 | 5 | 3 | 3.2 | 27596 | 14163
Fire ¦ Fire Fighting ¦ Fire Extinguishers ¦ Foam | 2 | Urgent | B | 6 | 2030 | 5 | 1 | 2.2 | 6748 | 16708
Electrical ¦ Lighting ¦ Internal ¦ Emergency ¦ Self Contained ¦ LED | 4 | Urgent | B | 21 | 2045 | 5 | 1 | 2.2 | 6749 | 32220
Fire ¦ Fire Fighting ¦ Fire Extinguishers ¦ Foam | 4 | Urgent | B | 6 | 2030 | 5 | 1 | 2.2 | 6750 | 16709
Electrical ¦ Lighting ¦ Internal ¦ Emergency ¦ Self Contained ¦ LED | 7 | Urgent | B | 21 | 2045 | 5 | 1 | 2.2 | 6751 | 32221
HVAC ¦ Fan ¦ Smoke Extract | 1 | Urgent | B | 1 | 2025 | 5 | 1 | 2.2 | 6752 | 1551
HVAC ¦ Fan ¦ Local and Special Ventilation ¦ Axial | 1 | Medium | B | 3 | 2027 | 5 | 3 | 3.2 | 27597 | 13596
Fabric ¦ Superstructure ¦ Internal Doors ¦ Roller Shutters ¦ Electric Roller Shutter | 1 | Medium | B | 1 | 2025 | 5 | 3 | 3.2 | 27598 | 9473
HVAC ¦ Fan ¦ Local and Special Ventilation ¦ Extract | 1 | Medium | B | 11 | 2035 | 5 | 3 | 3.2 | 27599 | 25385
HVAC ¦ Fan ¦ Central Cooling ¦ Axial | 1 | Medium | B | 1 | 2025 | 5 | 3 | 3.2 | 27600 | 9474
Security ¦ Access ¦ Access Control ¦ Gate Access - Local Lock / Keypad / Manual (External) | 1 | Medium | B | 5 | 2029 | 5 | 3 | 3.2 | 27601 | 15275
Fire ¦ Fire Fighting ¦ Fire Extinguishers ¦ CO2 | 3 | Urgent | B | 8 | 2032 | 5 | 1 | 2.2 | 6753 | 20493
Electrical ¦ Lighting ¦ Internal ¦ General | 27 | Medium | B | 1 | 2025 | 5 | 3 | 3.2 | 27602 | 9475
HVAC ¦ Heat Emitters - Local ¦ Gas Fired Natural and Fan Assisted Heaters | 1 | Medium | D | 1 | 2025 | 3 | 3 | 2.6 | 11179 | 2670
Electrical ¦ Lighting ¦ External ¦ General - Non-LED | 7 | Medium | B | 1 | 2025 | 5 | 3 | 3.2 | 27603 | 9476
HVAC ¦ Fan ¦ Central Ventilation Systems ¦ Ventilating - General | 1 | Low | B | 5 | 2029 | 5 | 4 | 3.7 | 33277 | 15653
Electrical ¦ Lighting ¦ Internal ¦ Emergency ¦ Self Contained ¦ LED | 15 | Urgent | B | 20 | 2044 | 5 | 1 | 2.2 | 6754 | 31516
Electrical ¦ Lighting ¦ Internal ¦ Emergency ¦ Self Contained ¦ LED | 1 | Urgent | B | 21 | 2045 | 5 | 1 | 2.2 | 6755 | 32222
HVAC ¦ Heat Emitters - Local ¦ Electric Heaters | 1 | Medium | B | 7 | 2031 | 5 | 3 | 3.2 | 27604 | 20039
Fabric ¦ Superstructure ¦ Windows and External Doors ¦ Roller Shutters ¦ Manual Roller Shutter | 1 | High | B | 13 | 2037 | 5 | 2 | 2.7 | 15654 | 26997
Fire ¦ Fire Fighting ¦ Fire Extinguishers ¦ CO2 | 2 | Urgent | B | 6 | 2030 | 5 | 1 | 2.2 | 6756 | 16710
Electrical ¦ Lighting ¦ Internal ¦ General ¦ LED Fittings & Luminaires | 37 | Medium | B | 16 | 2040 | 5 | 3 | 3.2 | 27605 | 29677
Electrical ¦ LV Distribution ¦ Distribution Board ¦ Sub | 1 | High | D | 4 | 2028 | 3 | 2 | 2.1 | 1237 | 13761
Fabric ¦ Superstructure ¦ Windows and External Doors ¦ External Doors ¦ Manual and Automatic Doors ¦ Emergency and Panic Escape Doors | 1 | Urgent | B | 11 | 2035 | 5 | 1 | 2.2 | 6757 | 23786
Fabric ¦ Superstructure ¦ Windows and External Doors ¦ External Doors ¦ Manual and Automatic Doors ¦ Emergency and Panic Escape Doors | 1 | Urgent | B | 13 | 2037 | 5 | 1 | 2.2 | 6758 | 26872
Fire ¦ Fire Fighting ¦ Fire Extinguishers ¦ CO2 | 6 | Urgent | B | 8 | 2032 | 5 | 1 | 2.2 | 6759 | 20494
Fire ¦ Fire Fighting ¦ Fire Extinguishers ¦ CO2 | 5 | Urgent | B | 8 | 2032 | 5 | 1 | 2.2 | 6760 | 20495
Fabric ¦ Superstructure ¦ Windows and External Doors ¦ External Doors ¦ Manual and Automatic Doors ¦ Auto / Powered Sliding Doors | 1 | High | B | 13 | 2037 | 5 | 2 | 2.7 | 15655 | 26998
Fabric ¦ Superstructure ¦ Windows and External Doors ¦ Roller Shutters ¦ Manual Roller Shutter | 1 | High | B | 6 | 2030 | 5 | 2 | 2.7 | 15656 | 17705
Electrical ¦ Lighting ¦ Internal ¦ Emergency ¦ Self Contained ¦ LED | 1 | Urgent | B | 20 | 2044 | 5 | 1 | 2.2 | 6761 | 31517
Electrical ¦ Lighting ¦ Internal ¦ General | 2 | Medium | B | 1 | 2025 | 5 | 3 | 3.2 | 27606 | 9477
Electrical ¦ Lighting ¦ External ¦ General - LED | 1 | Medium | B | 11 | 2035 | 5 | 3 | 3.2 | 27607 | 25386
Electrical ¦ LV Distribution ¦ Distribution Board ¦ Sub | 1 | High | B | 1 | 2025 | 5 | 2 | 2.7 | 15657 | 4334
HVAC ¦ Fan ¦ Central Cooling ¦ Axial | 1 | Medium | B | 1 | 2025 | 5 | 3 | 3.2 | 27608 | 9478
Electrical ¦ Lighting ¦ Internal ¦ Emergency ¦ Self Contained ¦ LED | 4 | Urgent | B | 18 | 2042 | 5 | 1 | 2.2 | 6762 | 30674
HVAC ¦ Fan ¦ Local and Special Ventilation ¦ Extract | 1 | Medium | B | 1 | 2025 | 5 | 3 | 3.2 | 27609 | 9479
Fabric ¦ Superstructure ¦ Windows and External Doors ¦ External Doors ¦ Manual and Automatic Doors ¦ Emergency and Panic Escape Doors | 1 | Urgent | B | 12 | 2036 | 5 | 1 | 2.2 | 6763 | 26054
HVAC ¦ Fan ¦ Local and Special Ventilation ¦ Fans Window or Wall Mounted | 1 | Medium | B | 10 | 2034 | 5 | 3 | 3.2 | 27610 | 22971
Fabric ¦ Barriers and Guardrails ¦ Vehicle Crash Protection Barrier | 1 | V Low | B | 1 | 2025 | 5 | 4 | 3.7 | 33278 | 12160
Communication and Control ¦ Communication Systems ¦ Public Address (PA) System | 1 | Medium | B | 4 | 2028 | 5 | 3 | 3.2 | 27611 | 14164
Electrical ¦ Lighting ¦ Internal ¦ Emergency ¦ Self Contained ¦ LED | 1 | Urgent | B | 21 | 2045 | 5 | 1 | 2.2 | 6764 | 32223
HVAC ¦ Heat Emitters - Local ¦ Electric Heaters | 2 | Medium | B | 1 | 2025 | 5 | 3 | 3.2 | 27612 | 9480
Electrical ¦ LV Distribution ¦ Distribution Board ¦ Main | 1 | High | B | 1 | 2025 | 5 | 2 | 2.7 | 15658 | 4335
Fabric ¦ Superstructure ¦ Windows and External Doors ¦ External Doors ¦ Entrance Doors | 1 | High | B | 27 | 2051 | 5 | 2 | 2.7 | 15659 | 33579
HVAC ¦ Central Heating (Internally Sourced) ¦ Burner ¦ Gas/Oil Burner-Dual fuel | 1 | Medium | B | 1 | 2025 | 5 | 3 | 3.2 | 27613 | 9481
Fabric ¦ Superstructure ¦ Windows and External Doors ¦ External Doors ¦ Manual and Automatic Doors ¦ High Security Door | 1 | High | B | 9 | 2033 | 5 | 2 | 2.7 | 15660 | 21622
Security ¦ Access ¦ Access Control ¦ Gate Access - Local Lock / Keypad / Manual (External) | 1 | Medium | B | 5 | 2029 | 5 | 3 | 3.2 | 27614 | 15276
Electrical ¦ LV Distribution ¦ Distribution Board ¦ Main | 1 | High | B | 14 | 2038 | 5 | 2 | 2.7 | 15661 | 27475
HVAC ¦ Fan ¦ Central Cooling ¦ Axial | 1 | Medium | B | 1 | 2025 | 5 | 3 | 3.2 | 27615 | 9482
HVAC ¦ Fan ¦ Local and Special Ventilation ¦ Extract | 1 | Medium | B | 1 | 2025 | 5 | 3 | 3.2 | 27616 | 9483
Fabric ¦ Superstructure ¦ Windows and External Doors ¦ External Doors ¦ Manual and Automatic Doors ¦ Emergency and Panic Escape Doors | 1 | Urgent | B | 13 | 2037 | 5 | 1 | 2.2 | 6765 | 26873
Electrical ¦ Lighting ¦ Internal ¦ Emergency ¦ Self Contained ¦ LED | 14 | Urgent | B | 20 | 2044 | 5 | 1 | 2.2 | 6766 | 31518
Fabric ¦ Superstructure ¦ Internal Doors ¦ Roller Shutters ¦ Electric Roller Shutter | 1 | Medium | B | 8 | 2032 | 5 | 3 | 3.2 | 27617 | 21038
HVAC ¦ Fan ¦ Central Cooling ¦ Axial | 1 | Medium | B | 1 | 2025 | 5 | 3 | 3.2 | 27618 | 9484
HVAC ¦ Fan ¦ Local and Special Ventilation ¦ Extract | 1 | Medium | CX | 1 | 2025 | 2 | 3 | 2.3 | 10259 | 2187
Fire ¦ Fire Fighting ¦ Fire Extinguishers ¦ CO2 | 4 | Urgent | B | 8 | 2032 | 5 | 1 | 2.2 | 6767 | 20496
HVAC ¦ Fan ¦ Local and Special Ventilation ¦ Fans Window or Wall Mounted | 1 | Medium | B | 5 | 2029 | 5 | 3 | 3.2 | 27619 | 15277
Fabric ¦ Superstructure ¦ Windows and External Doors ¦ External Doors ¦ Entrance Doors | 1 | High | B | 1 | 2025 | 5 | 2 | 2.7 | 15662 | 4336
Fabric ¦ Superstructure ¦ Windows and External Doors ¦ External Doors ¦ Manual and Automatic Doors ¦ Auto / Powered Sliding Doors | 1 | High | B | 13 | 2037 | 5 | 2 | 2.7 | 15663 | 26999
HVAC ¦ Heat Emitters - Local ¦ Electric Heaters | 1 | Medium | B | 1 | 2025 | 5 | 3 | 3.2 | 27620 | 9485
HVAC ¦ Heat Emitters - Local ¦ Gas Fired Unit Heaters | 1 | Medium | B | 1 | 2025 | 5 | 3 | 3.2 | 27621 | 9486
HVAC ¦ Pump ¦ Central Heating (Internally Sourced) ¦ Condensate Pumps | 1 | Medium | B | 1 | 2025 | 5 | 3 | 3.2 | 27622 | 9487
HVAC ¦ Fan ¦ Local and Special Ventilation ¦ Axial | 1 | Medium | B | 3 | 2027 | 5 | 3 | 3.2 | 27623 | 13597
HVAC ¦ Heat Emitters - Local ¦ Gas Fired Natural and Fan Assisted Heaters | 1 | Medium | B | 13 | 2037 | 5 | 3 | 3.2 | 27624 | 27186
HVAC ¦ Fan ¦ Local and Special Ventilation ¦ Kitchen Vent ¦ Extract | 1 | Low | B | 5 | 2029 | 5 | 4 | 3.7 | 33279 | 15654
HVAC ¦ Heat Emitters - Local ¦ Electric Overdoor Air Curtain/Heater | 1 | Medium | B | 1 | 2025 | 5 | 3 | 3.2 | 27625 | 9488
Electrical ¦ LV Distribution ¦ Distribution Board ¦ Sub | 1 | High | B | 4 | 2028 | 5 | 2 | 2.7 | 15664 | 13978
Electrical ¦ Lighting ¦ Internal ¦ Emergency ¦ Self Contained ¦ Non LED | 3 | Urgent | B | 11 | 2035 | 5 | 1 | 2.2 | 6768 | 23787
Electrical ¦ Specialist Lighting ¦ Internal ¦ Illuminated Fire Exit Signage | 2 | Urgent | B | 16 | 2040 | 5 | 1 | 2.2 | 6769 | 28886
HVAC ¦ Fan ¦ Central Cooling ¦ Axial | 1 | Medium | B | 3 | 2027 | 5 | 3 | 3.2 | 27626 | 13598
Fabric ¦ Superstructure ¦ Windows and External Doors ¦ External Doors ¦ Manual and Automatic Doors ¦ Emergency and Panic Escape Doors | 1 | Urgent | B | 11 | 2035 | 5 | 1 | 2.2 | 6770 | 23788
Controls ¦ Building Management System (BMS) ¦ BMS Control Panel | 1 | High | B | 7 | 2031 | 5 | 2 | 2.7 | 15665 | 19651
HVAC ¦ Fan ¦ Local and Special Ventilation ¦ Extract | 1 | Medium | B | 11 | 2035 | 5 | 3 | 3.2 | 27627 | 25387
Fire ¦ Fire Fighting ¦ Fire Extinguishers ¦ CO2 | 1 | Urgent | B | 4 | 2028 | 5 | 1 | 2.2 | 6771 | 13845
HVAC ¦ Ventilation ¦ Air Handling Unit (AHU) ¦ Internal ¦ Central Heating (Internally Sourced) ¦ Gas Fired | 1 | Medium | B | 1 | 2025 | 5 | 3 | 3.2 | 27628 | 9489
HVAC ¦ Central Heating (Internally Sourced) ¦ Boiler ¦ Atmospheric Gas Burner/Condensing Combination Boiler (domestic type) | 1 | High | A | 10 | 2034 | 6 | 2 | 3 | 19587 | 22543
Fabric ¦ Superstructure ¦ Windows and External Doors ¦ External Doors ¦ Manual and Automatic Doors ¦ Auto / Powered Swing Doors | 1 | High | B | 27 | 2051 | 5 | 2 | 2.7 | 15666 | 33580
Electrical ¦ LV Distribution ¦ Distribution Board ¦ Sub | 1 | High | B | 6 | 2030 | 5 | 2 | 2.7 | 15667 | 17706
Water ¦ Local Hot Water ¦ Instantaneous Electric Water Heater - Non-Drinking Water | 1 | Medium | B | 5 | 2029 | 5 | 3 | 3.2 | 27629 | 15278
HVAC ¦ Fan ¦ Central Cooling ¦ Axial | 1 | Medium | B | 1 | 2025 | 5 | 3 | 3.2 | 27630 | 9490
Electrical ¦ Specialist Lighting ¦ Internal ¦ Illuminated Fire Exit Signage | 7 | Urgent | B | 16 | 2040 | 5 | 1 | 2.2 | 6772 | 28887
Water ¦ Local Hot Water ¦ Package Electric Water Heaters - Non-Drinking Water | 1 | Medium | B | 1 | 2025 | 5 | 3 | 3.2 | 27631 | 9491
HVAC ¦ Fan ¦ Local and Special Ventilation ¦ Axial | 1 | Medium | B | 3 | 2027 | 5 | 3 | 3.2 | 27632 | 13599
HVAC ¦ Local and Special Ventilation ¦ Unit extract fans. | 1 | Medium | B | 3 | 2027 | 5 | 3 | 3.2 | 27633 | 13600
Fire ¦ Fire Fighting ¦ Fire Extinguishers ¦ Foam | 1 | Urgent | B | 6 | 2030 | 5 | 1 | 2.2 | 6773 | 16711
Electrical ¦ Lighting ¦ Internal ¦ General | 49 | Medium | B | 1 | 2025 | 5 | 3 | 3.2 | 27634 | 9492
HVAC ¦ Fan ¦ Local and Special Ventilation ¦ Extract Fans - Twin Toilet | 1 | Medium | C | 1 | 2025 | 4 | 3 | 2.9 | 18806 | 5680
HVAC ¦ Fan ¦ Local and Special Ventilation ¦ Extract | 1 | Medium | B | 11 | 2035 | 5 | 3 | 3.2 | 27635 | 25388
HVAC ¦ Fan ¦ Central Cooling ¦ Axial | 1 | Medium | B | 1 | 2025 | 5 | 3 | 3.2 | 27636 | 9493
Fabric ¦ Barriers and Guardrails ¦ Vehicle Crash Protection Barrier | 1 | V Low | B | 1 | 2025 | 5 | 4 | 3.7 | 33280 | 12161
HVAC ¦ Heat Emitters - Local ¦ Electric Heaters | 1 | Medium | C | 1 | 2025 | 4 | 3 | 2.9 | 18807 | 5681
Fire ¦ Fire Fighting ¦ Fire Extinguishers ¦ CO2 | 3 | Urgent | B | 6 | 2030 | 5 | 1 | 2.2 | 6774 | 16712
Electrical ¦ LV Distribution ¦ Distribution Board ¦ Sub | 1 | High | B | 16 | 2040 | 5 | 2 | 2.7 | 15668 | 29214
Fabric ¦ Superstructure ¦ Windows and External Doors ¦ Roller Shutters ¦ Manual Roller Shutter | 1 | High | B | 1 | 2025 | 5 | 2 | 2.7 | 15669 | 4337
HVAC ¦ Central Heating (Internally Sourced) ¦ Burner ¦ Forced draft gas burner | 1 | Medium | B | 1 | 2025 | 5 | 3 | 3.2 | 27637 | 9494
Electrical ¦ Specialist Lighting ¦ Internal ¦ Illuminated Fire Exit Signage | 2 | Urgent | B | 16 | 2040 | 5 | 1 | 2.2 | 6775 | 28888
Security ¦ Access ¦ Access Control ¦ Door ¦ Local Lock / Keypad / Manual | 1 | Medium | B | 9 | 2033 | 5 | 3 | 3.2 | 27638 | 21820
HVAC ¦ Fan ¦ Local and Special Ventilation ¦ Extract | 1 | Medium | B | 1 | 2025 | 5 | 3 | 3.2 | 27639 | 9495
Fabric ¦ Superstructure ¦ Internal Doors ¦ Roller Shutters ¦ Electric Roller Shutter | 1 | Medium | B | 11 | 2035 | 5 | 3 | 3.2 | 27640 | 25389
Electrical ¦ Lighting ¦ Internal ¦ General ¦ LED Fittings & Luminaires | 60 | Medium | B | 16 | 2040 | 5 | 3 | 3.2 | 27641 | 29678
Electrical ¦ Lighting ¦ External ¦ General - Non-LED | 1 | Medium | B | 1 | 2025 | 5 | 3 | 3.2 | 27642 | 9496
Fire ¦ Fire Fighting ¦ Fire Extinguishers ¦ Foam | 6 | Urgent | B | 6 | 2030 | 5 | 1 | 2.2 | 6776 | 16713
HVAC ¦ Central Air Conditioning ¦ Air Conditioning ¦ Multi-Split Evaporator - Split Systems/Heat Pumps - Air-cooled with Direct Expansion Evaporator (DX) | 1 | Medium | B | 13 | 2037 | 5 | 3 | 3.2 | 27643 | 27187
HVAC ¦ Fan ¦ Local and Special Ventilation ¦ Kitchen Vent ¦ Extract | 1 | Low | B | 10 | 2034 | 5 | 4 | 3.7 | 33281 | 23221
Communication and Control ¦ Communication Systems ¦ Public Address (PA) System | 1 | Medium | B | 1 | 2025 | 5 | 3 | 3.2 | 27644 | 9497
Electrical ¦ Specialist Lighting ¦ Internal ¦ Illuminated Fire Exit Signage | 4 | Urgent | B | 16 | 2040 | 5 | 1 | 2.2 | 6777 | 28889
Electrical ¦ Lighting ¦ Internal ¦ General ¦ LED Fittings & Luminaires | 51 | Medium | B | 16 | 2040 | 5 | 3 | 3.2 | 27645 | 29679
Electrical ¦ Lighting ¦ Internal ¦ General ¦ LED Fittings & Luminaires | 4 | Medium | B | 16 | 2040 | 5 | 3 | 3.2 | 27646 | 29680
HVAC ¦ Heat Emitters - Local ¦ Gas Fired Natural and Fan Assisted Heaters | 1 | Medium | B | 11 | 2035 | 5 | 3 | 3.2 | 27647 | 25390
HVAC ¦ Fan ¦ Local and Special Ventilation ¦ Centrifugal | 1 | Medium | B | 1 | 2025 | 5 | 3 | 3.2 | 27648 | 9498
Electrical ¦ Lighting ¦ Internal ¦ Emergency ¦ Self Contained ¦ LED | 8 | Urgent | B | 22 | 2046 | 5 | 1 | 2.2 | 6778 | 32940
Electrical ¦ Lighting ¦ Internal ¦ General | 17 | Medium | B | 1 | 2025 | 5 | 3 | 3.2 | 27649 | 9499
Fire ¦ Fire Detection ¦ Fire Alarm Panel / Repeater | 1 | Urgent | B | 1 | 2025 | 5 | 1 | 2.2 | 6779 | 1552
Fabric ¦ Superstructure ¦ Windows and External Doors ¦ Roller Shutters ¦ Electric Roller Shutter | 1 | High | B | 1 | 2025 | 5 | 2 | 2.7 | 15670 | 4338
Fabric ¦ Superstructure ¦ Windows and External Doors ¦ Roller Shutters ¦ Manual Roller Shutter | 1 | High | B | 1 | 2025 | 5 | 2 | 2.7 | 15671 | 4339
Electrical ¦ Lighting ¦ External ¦ General - LED | 2 | Medium | B | 7 | 2031 | 5 | 3 | 3.2 | 27650 | 20040
HVAC ¦ Heat Emitters - Local ¦ Electric Heaters | 1 | Medium | B | 1 | 2025 | 5 | 3 | 3.2 | 27651 | 9500
Electrical ¦ Lighting ¦ Internal ¦ General | 1 | Medium | B | 1 | 2025 | 5 | 3 | 3.2 | 27652 | 9501
Fire ¦ Fire Fighting ¦ Fire Extinguishers ¦ Foam | 3 | Urgent | B | 3 | 2027 | 5 | 1 | 2.2 | 6780 | 13299
HVAC ¦ Fan ¦ Local and Special Ventilation ¦ Axial | 1 | Medium | C | 1 | 2025 | 4 | 3 | 2.9 | 18808 | 5682
Electrical ¦ Lighting ¦ Internal ¦ General ¦ LED Fittings & Luminaires | 2 | Medium | B | 16 | 2040 | 5 | 3 | 3.2 | 27653 | 29681
Fire ¦ Fire Fighting ¦ Fire Extinguishers ¦ Foam | 2 | Urgent | B | 2 | 2026 | 5 | 1 | 2.2 | 6781 | 12682
HVAC ¦ Local Air Conditioning ¦ Single-Split Condenser - Split Systems/Heat Pumps - Air-cooled with Direct Expansion Evaporator (DX) | 1 | Medium | B | 1 | 2025 | 5 | 3 | 3.2 | 27654 | 9502
Electrical ¦ LV Distribution ¦ Distribution Board ¦ Sub | 1 | High | B | 19 | 2043 | 5 | 2 | 2.7 | 15672 | 31228
Fabric ¦ Barriers and Guardrails ¦ Vehicle Crash Protection Barrier | 1 | V Low | B | 1 | 2025 | 5 | 4 | 3.7 | 33282 | 12162
Fabric ¦ Barriers and Guardrails ¦ Vehicle Crash Protection Barrier | 1 | V Low | B | 1 | 2025 | 5 | 4 | 3.7 | 33283 | 12163
HVAC ¦ Local Air Conditioning ¦ Single-Split Condenser - Split Systems/Heat Pumps - Air-cooled with Direct Expansion Evaporator (DX) | 1 | Medium | B | 10 | 2034 | 5 | 3 | 3.2 | 27655 | 22972
Electrical ¦ LV Distribution ¦ Distribution Board ¦ Main | 1 | High | B | 12 | 2036 | 5 | 2 | 2.7 | 15673 | 26215
HVAC ¦ Fan ¦ Local and Special Ventilation ¦ Fans Window or Wall Mounted | 1 | Medium | B | 1 | 2025 | 5 | 3 | 3.2 | 27656 | 9503
HVAC ¦ Fan ¦ Local and Special Ventilation ¦ Extract | 1 | Medium | CX | 1 | 2025 | 2 | 3 | 2.3 | 10260 | 2188
Electrical ¦ Lighting ¦ Internal ¦ Emergency ¦ Self Contained ¦ LED | 14 | Urgent | B | 21 | 2045 | 5 | 1 | 2.2 | 6782 | 32224
Electrical ¦ Lighting ¦ Internal ¦ Emergency ¦ Self Contained ¦ LED | 1 | Urgent | B | 20 | 2044 | 5 | 1 | 2.2 | 6783 | 31519
Electrical ¦ LV Distribution ¦ Distribution Board ¦ Main | 1 | High | B | 1 | 2025 | 5 | 2 | 2.7 | 15674 | 4340
HVAC ¦ Fan ¦ Local and Special Ventilation ¦ Fans Window or Wall Mounted | 1 | Medium | B | 1 | 2025 | 5 | 3 | 3.2 | 27657 | 9504
Electrical ¦ Specialist Lighting ¦ Internal ¦ Illuminated Fire Exit Signage | 4 | Urgent | B | 12 | 2036 | 5 | 1 | 2.2 | 6784 | 26055
HVAC ¦ Local Air Conditioning ¦ Single-Split Condenser - Split Systems/Heat Pumps - Air-cooled with Direct Expansion Evaporator (DX) | 1 | Medium | B | 1 | 2025 | 5 | 3 | 3.2 | 27658 | 9505
Fabric ¦ Superstructure ¦ Windows and External Doors ¦ External Doors ¦ Entrance Doors | 1 | High | B | 21 | 2045 | 5 | 2 | 2.7 | 15675 | 32680
HVAC ¦ Central Air Conditioning ¦ Air Conditioning ¦ Multi-Split Evaporator - DX Split Systems (With Gas, Electric or Hot Water Heaters) | 1 | High | B | 1 | 2025 | 5 | 2 | 2.7 | 15676 | 4341
Electrical ¦ Lighting ¦ Internal ¦ General ¦ LED Fittings & Luminaires | 1 | Medium | B | 12 | 2036 | 5 | 3 | 3.2 | 27659 | 26620
Fire ¦ Fire Fighting ¦ Fire Extinguishers ¦ CO2 | 2 | Urgent | B | 2 | 2026 | 5 | 1 | 2.2 | 6785 | 12683
Electrical ¦ LV Distribution ¦ Distribution Board ¦ Sub | 1 | High | B | 1 | 2025 | 5 | 2 | 2.7 | 15677 | 4342
Water ¦ Local Hot Water ¦ Instantaneous Electric Water Heater - Non-Drinking Water | 1 | Medium | C | 7 | 2031 | 4 | 3 | 2.9 | 18809 | 19728
Security ¦ Access ¦ Access Control ¦ Gate Access - Local Lock / Keypad / Manual (External) | 1 | Medium | B | 1 | 2025 | 5 | 3 | 3.2 | 27660 | 9506
Fire ¦ Fire Fighting ¦ Fire Extinguishers ¦ Powder | 1 | Urgent | B | 6 | 2030 | 5 | 1 | 2.2 | 6786 | 16714
Electrical ¦ Lighting ¦ Internal ¦ General ¦ LED Fittings & Luminaires | 3 | Medium | B | 12 | 2036 | 5 | 3 | 3.2 | 27661 | 26621
Electrical ¦ Lighting ¦ Internal ¦ Emergency ¦ Self Contained ¦ LED | 3 | Urgent | B | 17 | 2041 | 5 | 1 | 2.2 | 6787 | 30150
HVAC ¦ Central Air Conditioning ¦ Air Conditioning ¦ Multi-Split Evaporator - DX Split Systems (With Gas, Electric or Hot Water Heaters) | 1 | High | B | 1 | 2025 | 5 | 2 | 2.7 | 15678 | 4343
Water ¦ Central Hot Water Distribution ¦ Calorifier-LTHW ¦ Steel, Galvanised | 1 | High | B | 1 | 2025 | 5 | 2 | 2.7 | 15679 | 4344
HVAC ¦ Fan ¦ Local and Special Ventilation ¦ Extract | 1 | Medium | B | 1 | 2025 | 5 | 3 | 3.2 | 27662 | 9507
HVAC ¦ Heat Emitters - Central ¦ Radiators ¦ Steel | 4 | Medium | B | 6 | 2030 | 5 | 3 | 3.2 | 27663 | 18830
HVAC ¦ Heat Emitters - Local ¦ Gas Fired Natural and Fan Assisted Heaters | 1 | Medium | B | 1 | 2025 | 5 | 3 | 3.2 | 27664 | 9508
Fabric ¦ Superstructure ¦ Windows and External Doors ¦ Roller Shutters ¦ Manual Roller Shutter | 1 | High | B | 1 | 2025 | 5 | 2 | 2.7 | 15680 | 4345
Fabric ¦ Barriers and Guardrails ¦ Vehicle Crash Protection Barrier | 1 | V Low | B | 1 | 2025 | 5 | 4 | 3.7 | 33284 | 12164
Electrical ¦ Specialist Lighting ¦ Internal ¦ Illuminated Fire Exit Signage | 4 | Urgent | B | 16 | 2040 | 5 | 1 | 2.2 | 6788 | 28890
Electrical ¦ Lighting ¦ Internal ¦ Emergency ¦ Self Contained ¦ Non LED | 1 | Urgent | B | 1 | 2025 | 5 | 1 | 2.2 | 6789 | 1553
HVAC ¦ Heat Emitters - Local ¦ Gas Fired Natural and Fan Assisted Heaters | 1 | Medium | C | 1 | 2025 | 4 | 3 | 2.9 | 18810 | 5683
Electrical ¦ LV Distribution ¦ Distribution Board ¦ Main | 1 | High | B | 1 | 2025 | 5 | 2 | 2.7 | 15681 | 4346
HVAC ¦ Fan ¦ Local and Special Ventilation ¦ Axial | 1 | Medium | B | 1 | 2025 | 5 | 3 | 3.2 | 27665 | 9509
Fabric ¦ Barriers and Guardrails ¦ Vehicle Crash Protection Barrier | 1 | V Low | B | 1 | 2025 | 5 | 4 | 3.7 | 33285 | 12165
Electrical ¦ Lighting ¦ Internal ¦ General | 2 | Medium | B | 1 | 2025 | 5 | 3 | 3.2 | 27666 | 9510
Electrical ¦ Lighting ¦ Internal ¦ Emergency ¦ Self Contained ¦ LED | 2 | Urgent | B | 24 | 2048 | 5 | 1 | 2.2 | 6790 | 33244
Electrical ¦ Lighting ¦ Internal ¦ General | 1 | Medium | B | 1 | 2025 | 5 | 3 | 3.2 | 27667 | 9511
HVAC ¦ Local Air Conditioning ¦ Single-Split Evaporator - Split Systems/Heat Pumps - Air-cooled with Direct Expansion Evaporator (DX) | 1 | Medium | B | 1 | 2025 | 5 | 3 | 3.2 | 27668 | 9512
HVAC ¦ Fan ¦ Local and Special Ventilation ¦ Axial | 1 | Medium | B | 1 | 2025 | 5 | 3 | 3.2 | 27669 | 9513
Electrical ¦ LV Distribution ¦ Distribution Board ¦ Sub | 1 | High | C | 1 | 2025 | 4 | 2 | 2.4 | 10640 | 2456
Electrical ¦ Lighting ¦ Internal ¦ Emergency ¦ Self Contained ¦ Non LED | 2 | Urgent | B | 1 | 2025 | 5 | 1 | 2.2 | 6791 | 1554
Fabric ¦ Barriers and Guardrails ¦ Vehicle Crash Protection Barrier | 1 | V Low | B | 1 | 2025 | 5 | 4 | 3.7 | 33286 | 12166
Electrical ¦ Lighting ¦ Internal ¦ Emergency ¦ Self Contained ¦ LED | 2 | Urgent | B | 17 | 2041 | 5 | 1 | 2.2 | 6792 | 30151
Fire ¦ Fire Fighting ¦ Fire Extinguishers ¦ CO2 | 2 | Urgent | B | 8 | 2032 | 5 | 1 | 2.2 | 6793 | 20497
Electrical ¦ LV Distribution ¦ Distribution Board ¦ Sub | 1 | High | B | 6 | 2030 | 5 | 2 | 2.7 | 15682 | 17707
HVAC ¦ Fan ¦ Central Air Conditioning ¦ Extract | 1 | Medium | B | 1 | 2025 | 5 | 3 | 3.2 | 27670 | 9514
HVAC ¦ Fan ¦ Local and Special Ventilation ¦ Axial | 1 | Medium | B | 1 | 2025 | 5 | 3 | 3.2 | 27671 | 9515
Fire ¦ Fire Detection ¦ Fire Alarm Panel / Repeater | 1 | Urgent | B | 6 | 2030 | 5 | 1 | 2.2 | 6794 | 16715
Fire ¦ Fire Fighting ¦ Fire Extinguishers ¦ CO2 | 2 | Urgent | B | 2 | 2026 | 5 | 1 | 2.2 | 6795 | 12684
Electrical ¦ Lighting ¦ Internal ¦ Emergency ¦ Self Contained ¦ LED | 4 | Urgent | B | 17 | 2041 | 5 | 1 | 2.2 | 6796 | 30152
Fire ¦ Fire Fighting ¦ Fire Extinguishers ¦ CO2 | 4 | Urgent | B | 6 | 2030 | 5 | 1 | 2.2 | 6797 | 16716
HVAC ¦ Fan ¦ Local and Special Ventilation ¦ Fans Window or Wall Mounted | 1 | Medium | B | 10 | 2034 | 5 | 3 | 3.2 | 27672 | 22973
Fabric ¦ Superstructure ¦ Windows and External Doors ¦ External Doors ¦ Manual and Automatic Doors ¦ Emergency and Panic Escape Doors | 1 | Urgent | B | 6 | 2030 | 5 | 1 | 2.2 | 6798 | 16717
Water ¦ Local Hot Water ¦ Package Electric Water Heaters - Non-Drinking Water | 1 | Medium | B | 4 | 2028 | 5 | 3 | 3.2 | 27673 | 14165
Fire ¦ Fire Fighting ¦ Fire Extinguishers ¦ Foam | 2 | Urgent | B | 1 | 2025 | 5 | 1 | 2.2 | 6799 | 1555
HVAC ¦ Heat Emitters - Local ¦ Electric Heaters | 4 | Medium | B | 1 | 2025 | 5 | 3 | 3.2 | 27674 | 9516
HVAC ¦ Fan ¦ Local and Special Ventilation ¦ Extract | 1 | Medium | B | 1 | 2025 | 5 | 3 | 3.2 | 27675 | 9517
Electrical ¦ Lighting ¦ Internal ¦ General ¦ LED Fittings & Luminaires | 19 | Medium | C | 12 | 2036 | 4 | 3 | 2.9 | 18811 | 26289
Electrical ¦ Lighting ¦ Internal ¦ Emergency ¦ Self Contained ¦ LED | 14 | Urgent | B | 21 | 2045 | 5 | 1 | 2.2 | 6800 | 32225
Electrical ¦ Lighting ¦ Internal ¦ General | 6 | Medium | B | 1 | 2025 | 5 | 3 | 3.2 | 27676 | 9518
HVAC ¦ Fan ¦ Central Ventilation Systems ¦ Ventilating - General | 1 | Low | B | 1 | 2025 | 5 | 4 | 3.7 | 33287 | 12167
HVAC ¦ Central Air Conditioning ¦ Air Conditioning ¦ Multi-Split Condenser - Split Systems/Heat Pumps - Air-cooled with Direct Expansion Evaporator (DX) | 1 | Medium | B | 1 | 2025 | 5 | 3 | 3.2 | 27677 | 9519
HVAC ¦ Local Air Conditioning ¦ Single-Split Condenser - Split Systems/Heat Pumps - Air-cooled with Direct Expansion Evaporator (DX) | 1 | Medium | B | 8 | 2032 | 5 | 3 | 3.2 | 27678 | 21039
Electrical ¦ Lighting ¦ Internal ¦ Emergency ¦ Self Contained ¦ LED | 8 | Urgent | B | 21 | 2045 | 5 | 1 | 2.2 | 6801 | 32226
HVAC ¦ Local Air Conditioning ¦ Single-Split Condenser - Split Systems/Heat Pumps - Air-cooled with Direct Expansion Evaporator (DX) | 1 | Medium | B | 1 | 2025 | 5 | 3 | 3.2 | 27679 | 9520
HVAC ¦ Fan ¦ Local and Special Ventilation ¦ Axial | 1 | Medium | C | 1 | 2025 | 4 | 3 | 2.9 | 18812 | 5684
HVAC ¦ Heat Emitters - Local ¦ Gas Fired Natural and Fan Assisted Heaters | 1 | Medium | B | 1 | 2025 | 5 | 3 | 3.2 | 27680 | 9521
Fabric ¦ Superstructure ¦ Windows and External Doors ¦ External Doors ¦ Entrance Doors | 1 | High | B | 11 | 2035 | 5 | 2 | 2.7 | 15683 | 24577
Electrical ¦ Lighting ¦ Internal ¦ Emergency ¦ Self Contained ¦ Non LED | 4 | Urgent | C | 6 | 2030 | 4 | 1 | 1.9 | 692 | 15710
Electrical ¦ Lighting ¦ Internal ¦ Emergency ¦ Self Contained ¦ Non LED | 2 | Urgent | B | 1 | 2025 | 5 | 1 | 2.2 | 6802 | 1556
HVAC ¦ Local Air Conditioning ¦ Single-Split Condenser - Split Systems/Heat Pumps - Air-cooled with Direct Expansion Evaporator (DX) | 1 | Medium | B | 1 | 2025 | 5 | 3 | 3.2 | 27681 | 9522
HVAC ¦ Fan ¦ Local and Special Ventilation ¦ Extract | 1 | Medium | B | 1 | 2025 | 5 | 3 | 3.2 | 27682 | 9523
Fire ¦ Fire Fighting ¦ Fire Extinguishers ¦ Foam | 4 | Urgent | B | 6 | 2030 | 5 | 1 | 2.2 | 6803 | 16718
Fire ¦ Fire Fighting ¦ Fire Extinguishers ¦ Foam | 2 | Urgent | B | 1 | 2025 | 5 | 1 | 2.2 | 6804 | 1557
Water ¦ Local Hot Water ¦ Instantaneous Electric Water Heater - Non-Drinking Water | 1 | Medium | B | 13 | 2037 | 5 | 3 | 3.2 | 27683 | 27188
Electrical ¦ Lighting ¦ Internal ¦ Emergency ¦ Self Contained ¦ LED | 6 | Urgent | B | 21 | 2045 | 5 | 1 | 2.2 | 6805 | 32227
Electrical ¦ Lighting ¦ Internal ¦ Emergency ¦ Self Contained ¦ LED | 3 | Urgent | B | 20 | 2044 | 5 | 1 | 2.2 | 6806 | 31520
Fire ¦ Fire Detection ¦ Fire Alarm Panel / Repeater | 1 | Urgent | B | 10 | 2034 | 5 | 1 | 2.2 | 6807 | 22099
HVAC ¦ Local Air Conditioning ¦ Single-Split Evaporator - Split Systems/Heat Pumps - Air-cooled with Direct Expansion Evaporator (DX) | 1 | Medium | C | 1 | 2025 | 4 | 3 | 2.9 | 18813 | 5685
Fabric ¦ Superstructure ¦ Windows and External Doors ¦ Roller Shutters ¦ Electric Roller Shutter | 1 | High | B | 1 | 2025 | 5 | 2 | 2.7 | 15684 | 4347
HVAC ¦ Fan ¦ Local and Special Ventilation ¦ Extract | 1 | Medium | B | 1 | 2025 | 5 | 3 | 3.2 | 27684 | 9524
Fabric ¦ Barriers and Guardrails ¦ Vehicle Crash Protection Barrier | 1 | V Low | B | 7 | 2031 | 5 | 4 | 3.7 | 33288 | 20222
HVAC ¦ Heat Emitters - Local ¦ Electric Heaters | 2 | Medium | B | 1 | 2025 | 5 | 3 | 3.2 | 27685 | 9525
Electrical ¦ LV Distribution ¦ Distribution Board ¦ Sub | 1 | High | B | 6 | 2030 | 5 | 2 | 2.7 | 15685 | 17708
Electrical ¦ LV Distribution ¦ Distribution Board ¦ Sub | 1 | High | B | 1 | 2025 | 5 | 2 | 2.7 | 15686 | 4348
Electrical ¦ Lighting ¦ External ¦ General - LED | 1 | Medium | B | 11 | 2035 | 5 | 3 | 3.2 | 27686 | 25391
Fabric ¦ Superstructure ¦ Windows and External Doors ¦ External Windows ¦ Roller Shutters ¦ External Window Shutters ¦ Manual | 1 | Medium | B | 1 | 2025 | 5 | 3 | 3.2 | 27687 | 9526
Electrical ¦ LV Distribution ¦ Distribution Board ¦ Sub | 1 | High | B | 6 | 2030 | 5 | 2 | 2.7 | 15687 | 17709
HVAC ¦ Heat Emitters - Local ¦ Gas Fired Natural and Fan Assisted Heaters | 1 | Medium | B | 11 | 2035 | 5 | 3 | 3.2 | 27688 | 25392
Electrical ¦ Lighting ¦ Internal ¦ General ¦ LED Fittings & Luminaires | 4 | Medium | B | 16 | 2040 | 5 | 3 | 3.2 | 27689 | 29682
Electrical ¦ Lighting ¦ Internal ¦ Emergency ¦ Self Contained ¦ Non LED | 1 | Urgent | C | 5 | 2029 | 4 | 1 | 1.9 | 693 | 14280
Fire ¦ Fire Fighting ¦ Fire Extinguishers ¦ CO2 | 6 | Urgent | B | 9 | 2033 | 5 | 1 | 2.2 | 6808 | 21397
Security ¦ Access ¦ Access Control ¦ Door ¦ Local Lock / Keypad / Manual | 1 | Medium | B | 11 | 2035 | 5 | 3 | 3.2 | 27690 | 25393
Security ¦ Access ¦ Access Control ¦ Gate Access - Local Lock / Keypad / Manual (External) | 1 | Medium | B | 1 | 2025 | 5 | 3 | 3.2 | 27691 | 9527
Electrical ¦ Lighting ¦ Internal ¦ General ¦ LED Fittings & Luminaires | 60 | Medium | B | 16 | 2040 | 5 | 3 | 3.2 | 27692 | 29683
HVAC ¦ Fan ¦ Local and Special Ventilation ¦ Centrifugal | 1 | Medium | B | 7 | 2031 | 5 | 3 | 3.2 | 27693 | 20041
Electrical ¦ Lighting ¦ Internal ¦ Emergency ¦ Self Contained ¦ LED | 1 | Urgent | B | 17 | 2041 | 5 | 1 | 2.2 | 6809 | 30153
Fabric ¦ Superstructure ¦ Windows and External Doors ¦ External Doors ¦ Entrance Doors | 1 | High | B | 18 | 2042 | 5 | 2 | 2.7 | 15688 | 30845
Fire ¦ Fire Fighting ¦ Fire Extinguishers ¦ Foam | 3 | Urgent | B | 6 | 2030 | 5 | 1 | 2.2 | 6810 | 16719
Electrical ¦ Lighting ¦ Internal ¦ General | 3 | Medium | C | 1 | 2025 | 4 | 3 | 2.9 | 18814 | 5686
Electrical ¦ Lighting ¦ External ¦ General - Non-LED | 5 | Medium | C | 1 | 2025 | 4 | 3 | 2.9 | 18815 | 5687
HVAC ¦ Central Air Conditioning ¦ Air Conditioning ¦ Multi-Split Condenser - DX Split Systems (With Gas, Electric or Hot Water Heaters) | 1 | Medium | C | 1 | 2025 | 4 | 3 | 2.9 | 18816 | 5688
Controls ¦ Multi-System Controls ¦ Instrument Control Panel | 1 | Medium | B | 1 | 2025 | 5 | 3 | 3.2 | 27694 | 9528
Fabric ¦ Superstructure ¦ Windows and External Doors ¦ External Doors ¦ Entrance Doors | 1 | High | B | 21 | 2045 | 5 | 2 | 2.7 | 15689 | 32681
Electrical ¦ Lighting ¦ Internal ¦ Emergency ¦ Self Contained ¦ LED | 8 | Urgent | B | 21 | 2045 | 5 | 1 | 2.2 | 6811 | 32228
Fire ¦ Fire Fighting ¦ Fire Extinguishers ¦ CO2 | 3 | Urgent | B | 2 | 2026 | 5 | 1 | 2.2 | 6812 | 12685
HVAC ¦ Heat Emitters - Local ¦ Electric Heaters | 1 | Medium | B | 1 | 2025 | 5 | 3 | 3.2 | 27695 | 9529
Electrical ¦ Lighting ¦ Internal ¦ Emergency ¦ Self Contained ¦ Non LED | 3 | Urgent | B | 1 | 2025 | 5 | 1 | 2.2 | 6813 | 1558
Electrical ¦ Lighting ¦ External ¦ General - LED | 3 | Medium | B | 1 | 2025 | 5 | 3 | 3.2 | 27696 | 9530
Electrical ¦ LV Distribution ¦ Distribution Board ¦ Sub | 1 | High | B | 6 | 2030 | 5 | 2 | 2.7 | 15690 | 17710
Fabric ¦ Superstructure ¦ Windows and External Doors ¦ Roller Shutters ¦ Manual Roller Shutter | 1 | High | B | 1 | 2025 | 5 | 2 | 2.7 | 15691 | 4349
Fire ¦ Fire Fighting ¦ Fire Extinguishers ¦ CO2 | 2 | Urgent | B | 2 | 2026 | 5 | 1 | 2.2 | 6814 | 12686
Electrical ¦ Lighting ¦ Internal ¦ Emergency ¦ Self Contained ¦ LED | 17 | Urgent | B | 23 | 2047 | 5 | 1 | 2.2 | 6815 | 33125
HVAC ¦ Central Air Conditioning ¦ Air Conditioning ¦ Multi-Split Condenser - Split Systems/Heat Pumps - Air-cooled with Direct Expansion Evaporator (DX) | 1 | Medium | B | 1 | 2025 | 5 | 3 | 3.2 | 27697 | 9531
Fire ¦ Fire Fighting ¦ Fire Extinguishers ¦ Dry Chemical | 2 | Urgent | B | 2 | 2026 | 5 | 1 | 2.2 | 6816 | 12687
HVAC ¦ Heat Emitters - Local ¦ Electric Overdoor Air Curtain/Heater | 1 | Medium | C | 1 | 2025 | 4 | 3 | 2.9 | 18817 | 5689
HVAC ¦ Central Heating (Internally Sourced) ¦ Burner ¦ Forced draft gas burner | 1 | Medium | B | 7 | 2031 | 5 | 3 | 3.2 | 27698 | 20042
Fabric ¦ Superstructure ¦ Windows and External Doors ¦ Roller Shutters ¦ Manual Roller Shutter | 1 | High | B | 1 | 2025 | 5 | 2 | 2.7 | 15692 | 4350
Fabric ¦ Superstructure ¦ Windows and External Doors ¦ External Doors ¦ Entrance Doors | 1 | High | B | 1 | 2025 | 5 | 2 | 2.7 | 15693 | 4351
Electrical ¦ Lighting ¦ Internal ¦ Emergency ¦ Self Contained ¦ LED | 10 | Urgent | B | 17 | 2041 | 5 | 1 | 2.2 | 6817 | 30154
Electrical ¦ Lighting ¦ External ¦ General - Non-LED | 5 | Medium | CX | 1 | 2025 | 2 | 3 | 2.3 | 10261 | 2189
HVAC ¦ Local Air Conditioning ¦ Single-Split Condenser - Split Systems/Heat Pumps - Air-cooled with Direct Expansion Evaporator (DX) | 1 | Medium | B | 1 | 2025 | 5 | 3 | 3.2 | 27699 | 9532
HVAC ¦ Local Air Conditioning ¦ Single-Split Condenser - Split Systems/Heat Pumps - Air-cooled with Direct Expansion Evaporator (DX) | 1 | Medium | B | 3 | 2027 | 5 | 3 | 3.2 | 27700 | 13601
Fabric ¦ Superstructure ¦ Windows and External Doors ¦ External Doors ¦ Manual and Automatic Doors ¦ High Security Door | 1 | High | B | 11 | 2035 | 5 | 2 | 2.7 | 15694 | 24578
Fabric ¦ Barriers and Guardrails ¦ Vehicle Crash Protection Barrier | 1 | V Low | B | 1 | 2025 | 5 | 4 | 3.7 | 33289 | 12168
Fabric ¦ Superstructure ¦ Windows and External Doors ¦ External Doors ¦ Manual and Automatic Doors ¦ Emergency and Panic Escape Doors | 1 | Urgent | B | 11 | 2035 | 5 | 1 | 2.2 | 6818 | 23789
HVAC ¦ Heat Emitters - Local ¦ Gas Fired Natural and Fan Assisted Heaters | 1 | Medium | B | 7 | 2031 | 5 | 3 | 3.2 | 27701 | 20043
Electrical ¦ Lighting ¦ Internal ¦ General | 3 | Medium | B | 1 | 2025 | 5 | 3 | 3.2 | 27702 | 9533
Electrical ¦ Lighting ¦ Internal ¦ General | 1 | Medium | B | 6 | 2030 | 5 | 3 | 3.2 | 27703 | 18831
HVAC ¦ Fan ¦ Local and Special Ventilation ¦ Axial | 1 | Medium | B | 1 | 2025 | 5 | 3 | 3.2 | 27704 | 9534
Electrical ¦ Lighting ¦ Internal ¦ General | 6 | Medium | B | 1 | 2025 | 5 | 3 | 3.2 | 27705 | 9535
HVAC ¦ Local Air Conditioning ¦ Single-Split Condenser - Split Systems/Heat Pumps - Air-cooled with Direct Expansion Evaporator (DX) | 1 | Medium | B | 8 | 2032 | 5 | 3 | 3.2 | 27706 | 21040
Water ¦ Local Hot Water ¦ Instantaneous Electric Water Heater - Non-Drinking Water | 1 | Medium | B | 11 | 2035 | 5 | 3 | 3.2 | 27707 | 25394
Fabric ¦ Barriers and Guardrails ¦ Vehicle Crash Protection Barrier | 1 | V Low | B | 1 | 2025 | 5 | 4 | 3.7 | 33290 | 12169
Fabric ¦ Barriers and Guardrails ¦ Vehicle Crash Protection Barrier | 1 | V Low | B | 1 | 2025 | 5 | 4 | 3.7 | 33291 | 12170
Electrical ¦ Lighting ¦ External ¦ General - Non-LED | 1 | Medium | B | 1 | 2025 | 5 | 3 | 3.2 | 27708 | 9536
HVAC ¦ Heat Emitters - Central ¦ Radiators ¦ Steel | 1 | Medium | B | 1 | 2025 | 5 | 3 | 3.2 | 27709 | 9537
HVAC ¦ Fan ¦ Local and Special Ventilation ¦ Axial | 1 | Medium | B | 1 | 2025 | 5 | 3 | 3.2 | 27710 | 9538
Electrical ¦ Specialist Lighting ¦ Internal ¦ Illuminated Fire Exit Signage | 3 | Urgent | B | 1 | 2025 | 5 | 1 | 2.2 | 6819 | 1559
Electrical ¦ LV Distribution ¦ Distribution Board ¦ Sub | 1 | High | B | 6 | 2030 | 5 | 2 | 2.7 | 15695 | 17711
Electrical ¦ Specialist Lighting ¦ Internal ¦ Illuminated Fire Exit Signage | 1 | Urgent | B | 15 | 2039 | 5 | 1 | 2.2 | 6820 | 27942
Electrical ¦ Lighting ¦ Internal ¦ General ¦ LED Fittings & Luminaires | 27 | Medium | D | 16 | 2040 | 3 | 3 | 2.6 | 11180 | 29077
HVAC ¦ Fan ¦ Local and Special Ventilation ¦ Axial | 1 | Medium | D | 1 | 2025 | 3 | 3 | 2.6 | 11181 | 2671
Electrical ¦ Lighting ¦ Internal ¦ General ¦ LED Fittings & Luminaires | 9 | Medium | B | 12 | 2036 | 5 | 3 | 3.2 | 27711 | 26622
Fire ¦ Fire Detection ¦ Fire Alarm Panel / Repeater | 1 | Urgent | B | 1 | 2025 | 5 | 1 | 2.2 | 6821 | 1560
Security ¦ Access ¦ Access Control ¦ Gate Access - Local Lock / Keypad / Manual (External) | 1 | Medium | B | 1 | 2025 | 5 | 3 | 3.2 | 27712 | 9539
Fabric ¦ Superstructure ¦ Windows and External Doors ¦ External Doors ¦ Manual and Automatic Doors ¦ Emergency and Panic Escape Doors | 1 | Urgent | B | 11 | 2035 | 5 | 1 | 2.2 | 6822 | 23790
Electrical ¦ LV Distribution ¦ Distribution Board ¦ Sub | 1 | High | B | 6 | 2030 | 5 | 2 | 2.7 | 15696 | 17712
Electrical ¦ Lighting ¦ Internal ¦ General ¦ LED Fittings & Luminaires | 35 | Medium | B | 12 | 2036 | 5 | 3 | 3.2 | 27713 | 26623
HVAC ¦ Fan ¦ Local and Special Ventilation ¦ Extract | 1 | Medium | DX | 1 | 2025 | 1 | 3 | 2 | 927 | 631
Electrical ¦ Specialist Lighting ¦ Internal ¦ Illuminated Fire Exit Signage | 2 | Urgent | B | 17 | 2041 | 5 | 1 | 2.2 | 6823 | 30155
Electrical ¦ LV Distribution ¦ Distribution Board ¦ Sub | 1 | High | B | 12 | 2036 | 5 | 2 | 2.7 | 15697 | 26216
Electrical ¦ Specialist Lighting ¦ Internal ¦ Illuminated Fire Exit Signage | 2 | Urgent | D | 18 | 2042 | 3 | 1 | 1.6 | 454 | 30598
Electrical ¦ Lighting ¦ Internal ¦ General | 7 | Medium | B | 1 | 2025 | 5 | 3 | 3.2 | 27714 | 9540
Fire ¦ Fire Fighting ¦ Fire Extinguishers ¦ Foam | 3 | Urgent | B | 1 | 2025 | 5 | 1 | 2.2 | 6824 | 1561
HVAC ¦ Ventilation ¦ Air Handling Unit (AHU) ¦ External ¦ Central Heating (Externally Sourced) ¦ Gas Fired | 1 | Medium | B | 1 | 2025 | 5 | 3 | 3.2 | 27715 | 9541
HVAC ¦ Central Heating (Internally Sourced) ¦ Burner ¦ Blown gas burner | 1 | Medium | B | 11 | 2035 | 5 | 3 | 3.2 | 27716 | 25395
Fabric ¦ Superstructure ¦ Windows and External Doors ¦ External Doors ¦ Manual and Automatic Doors ¦ Auto / Powered Sliding Doors | 1 | High | B | 11 | 2035 | 5 | 2 | 2.7 | 15698 | 24579
Fabric ¦ Superstructure ¦ Windows and External Doors ¦ External Windows ¦ Roller Shutters ¦ External Window Shutters ¦ Electric | 1 | Medium | B | 6 | 2030 | 5 | 3 | 3.2 | 27717 | 18832
Electrical ¦ Lighting ¦ Internal ¦ General ¦ LED Fittings & Luminaires | 1 | Medium | B | 1 | 2025 | 5 | 3 | 3.2 | 27718 | 9542
Electrical ¦ Lighting ¦ External ¦ General - LED | 3 | Medium | B | 11 | 2035 | 5 | 3 | 3.2 | 27719 | 25396
Fire ¦ Fire Fighting ¦ Fire Extinguishers ¦ Foam | 2 | Urgent | B | 1 | 2025 | 5 | 1 | 2.2 | 6825 | 1562
Electrical ¦ LV Distribution ¦ Distribution Board ¦ Sub | 1 | High | B | 12 | 2036 | 5 | 2 | 2.7 | 15699 | 26217
HVAC ¦ Fan ¦ Local and Special Ventilation ¦ Fans Window or Wall Mounted | 1 | Medium | B | 1 | 2025 | 5 | 3 | 3.2 | 27720 | 9543
Fabric ¦ Superstructure ¦ Windows and External Doors ¦ External Doors ¦ Entrance Doors | 1 | High | B | 1 | 2025 | 5 | 2 | 2.7 | 15700 | 4352
Fire ¦ Fire Detection ¦ Fire Alarm System | 1 | Urgent | B | 9 | 2033 | 5 | 1 | 2.2 | 6826 | 21398
Electrical ¦ Lighting ¦ External ¦ General - LED | 2 | Medium | B | 1 | 2025 | 5 | 3 | 3.2 | 27721 | 9544
Electrical ¦ Lighting ¦ Internal ¦ Emergency ¦ Self Contained ¦ Non LED | 2 | Urgent | B | 1 | 2025 | 5 | 1 | 2.2 | 6827 | 1563
HVAC ¦ Heat Emitters - Central ¦ Radiators ¦ Steel | 6 | Medium | C | 1 | 2025 | 4 | 3 | 2.9 | 18818 | 5690
HVAC ¦ Central Heating (Internally Sourced) ¦ Boiler ¦ Atmospheric Gas Burner/Condensing Combination Boiler (domestic type) | 1 | High | CX | 1 | 2025 | 2 | 2 | 1.8 | 530 | 426
Electrical ¦ LV Distribution ¦ Distribution Board ¦ Main | 1 | High | B | 12 | 2036 | 5 | 2 | 2.7 | 15701 | 26218
Fabric ¦ Barriers and Guardrails ¦ Vehicle Crash Protection Barrier | 1 | V Low | B | 1 | 2025 | 5 | 4 | 3.7 | 33292 | 12171
Fire ¦ Fire Fighting ¦ Fire Extinguishers ¦ CO2 | 3 | Urgent | B | 6 | 2030 | 5 | 1 | 2.2 | 6828 | 16720
Fabric ¦ Superstructure ¦ Windows and External Doors ¦ Roller Shutters ¦ Electric Roller Shutter | 1 | High | B | 1 | 2025 | 5 | 2 | 2.7 | 15702 | 4353
Fabric ¦ Superstructure ¦ Windows and External Doors ¦ External Doors ¦ Manual and Automatic Doors ¦ Auto / Powered Sliding Doors | 1 | High | B | 21 | 2045 | 5 | 2 | 2.7 | 15703 | 32682
Water ¦ Local Hot Water ¦ Package Electric Water Heaters - Non-Drinking Water | 1 | Medium | B | 1 | 2025 | 5 | 3 | 3.2 | 27722 | 9545
Electrical ¦ Lighting ¦ Internal ¦ Emergency ¦ Self Contained ¦ LED | 4 | Urgent | B | 17 | 2041 | 5 | 1 | 2.2 | 6829 | 30156
Electrical ¦ LV Distribution ¦ Distribution Board ¦ Sub | 1 | High | B | 1 | 2025 | 5 | 2 | 2.7 | 15704 | 4354
Fabric ¦ Superstructure ¦ Windows and External Doors ¦ External Doors ¦ Manual and Automatic Doors ¦ Emergency and Panic Escape Doors | 1 | Urgent | B | 1 | 2025 | 5 | 1 | 2.2 | 6830 | 1564
Electrical ¦ Lighting ¦ Internal ¦ General ¦ LED Fittings & Luminaires | 17 | Medium | B | 12 | 2036 | 5 | 3 | 3.2 | 27723 | 26624
Electrical ¦ LV Distribution ¦ Distribution Board ¦ Sub | 1 | High | B | 6 | 2030 | 5 | 2 | 2.7 | 15705 | 17713
Fabric ¦ Superstructure ¦ Windows and External Doors ¦ Roller Shutters ¦ Manual Roller Shutter | 1 | High | B | 1 | 2025 | 5 | 2 | 2.7 | 15706 | 4355
HVAC ¦ Fan ¦ Local and Special Ventilation ¦ Extract | 1 | Medium | CX | 1 | 2025 | 2 | 3 | 2.3 | 10262 | 2190
HVAC ¦ Local Air Conditioning ¦ Single-Split Evaporator - Split Systems/Heat Pumps - Air-cooled with Direct Expansion Evaporator (DX) | 1 | Medium | B | 2 | 2026 | 5 | 3 | 3.2 | 27724 | 13139
Fabric ¦ Superstructure ¦ Windows and External Doors ¦ External Doors ¦ Manual and Automatic Doors ¦ Emergency and Panic Escape Doors | 1 | Urgent | B | 27 | 2051 | 5 | 1 | 2.2 | 6831 | 33551
Water ¦ Local Hot Water ¦ Instantaneous Electric Water Heater - Non-Drinking Water | 1 | Medium | B | 7 | 2031 | 5 | 3 | 3.2 | 27725 | 20044
HVAC ¦ Fan ¦ Local and Special Ventilation ¦ Fans Window or Wall Mounted | 1 | Medium | B | 1 | 2025 | 5 | 3 | 3.2 | 27726 | 9546
Electrical ¦ Lighting ¦ Internal ¦ Emergency ¦ Self Contained ¦ Non LED | 3 | Urgent | B | 1 | 2025 | 5 | 1 | 2.2 | 6832 | 1565
Fire ¦ Fire Fighting ¦ Fire Extinguishers ¦ CO2 | 2 | Urgent | B | 6 | 2030 | 5 | 1 | 2.2 | 6833 | 16721
Fabric ¦ Barriers and Guardrails ¦ Vehicle Crash Protection Barrier | 1 | V Low | B | 1 | 2025 | 5 | 4 | 3.7 | 33293 | 12172
Fabric ¦ Superstructure ¦ Windows and External Doors ¦ External Doors ¦ Manual and Automatic Doors ¦ Auto / Powered Sliding Doors | 1 | High | B | 21 | 2045 | 5 | 2 | 2.7 | 15707 | 32683
Fabric ¦ Superstructure ¦ Internal Doors ¦ Roller Shutters ¦ Electric Roller Shutter | 1 | Medium | B | 11 | 2035 | 5 | 3 | 3.2 | 27727 | 25397
Electrical ¦ LV Distribution ¦ Distribution Board ¦ Sub | 1 | High | B | 1 | 2025 | 5 | 2 | 2.7 | 15708 | 4356
Electrical ¦ LV Distribution ¦ Distribution Board ¦ Sub | 1 | High | B | 1 | 2025 | 5 | 2 | 2.7 | 15709 | 4357
Water ¦ Local Hot Water ¦ Instantaneous Electric Water Heater - Non-Drinking Water | 1 | Medium | B | 1 | 2025 | 5 | 3 | 3.2 | 27728 | 9547
Fabric ¦ Superstructure ¦ Windows and External Doors ¦ External Doors ¦ Manual and Automatic Doors ¦ Emergency and Panic Escape Doors | 1 | Urgent | B | 21 | 2045 | 5 | 1 | 2.2 | 6834 | 32229
Fabric ¦ Superstructure ¦ Windows and External Doors ¦ Roller Shutters ¦ Electric Roller Shutter | 1 | High | B | 1 | 2025 | 5 | 2 | 2.7 | 15710 | 4358
HVAC ¦ Pump ¦ Central Heating (Internally Sourced) ¦ Circulating | 1 | High | B | 6 | 2030 | 5 | 2 | 2.7 | 15711 | 17714
HVAC ¦ Fan ¦ Local and Special Ventilation ¦ Axial | 1 | Medium | B | 1 | 2025 | 5 | 3 | 3.2 | 27729 | 9548
HVAC ¦ Fan ¦ Local and Special Ventilation ¦ Extract | 1 | Medium | B | 1 | 2025 | 5 | 3 | 3.2 | 27730 | 9549
Electrical ¦ Lighting ¦ Internal ¦ General | 10 | Medium | C | 1 | 2025 | 4 | 3 | 2.9 | 18819 | 5691
Fire ¦ Fire Fighting ¦ Fire Extinguishers ¦ Foam | 4 | Urgent | D | 6 | 2030 | 3 | 1 | 1.6 | 455 | 15697
HVAC ¦ Fan ¦ Local and Special Ventilation ¦ Extract | 1 | Medium | B | 1 | 2025 | 5 | 3 | 3.2 | 27731 | 9550
Fabric ¦ Superstructure ¦ Windows and External Doors ¦ Roller Shutters ¦ Manual Roller Shutter | 1 | High | B | 1 | 2025 | 5 | 2 | 2.7 | 15712 | 4359
Electrical ¦ Lighting ¦ Internal ¦ Emergency ¦ Self Contained ¦ LED | 13 | Urgent | B | 21 | 2045 | 5 | 1 | 2.2 | 6835 | 32230
Electrical ¦ LV Distribution ¦ Distribution Board ¦ Sub | 1 | High | B | 6 | 2030 | 5 | 2 | 2.7 | 15713 | 17715
Fabric ¦ Barriers and Guardrails ¦ Vehicle Crash Protection Barrier | 1 | V Low | B | 7 | 2031 | 5 | 4 | 3.7 | 33294 | 20223
Controls ¦ Multi-System Controls ¦ Instrument Control Panel | 1 | Medium | B | 16 | 2040 | 5 | 3 | 3.2 | 27732 | 29684
Electrical ¦ LV Distribution ¦ Distribution Board ¦ Sub | 1 | High | C | 1 | 2025 | 4 | 2 | 2.4 | 10641 | 2457
Fire ¦ Fire Detection ¦ Fire Alarm Panel / Repeater | 1 | Urgent | B | 1 | 2025 | 5 | 1 | 2.2 | 6836 | 1566
Fabric ¦ Barriers and Guardrails ¦ Vehicle Crash Protection Barrier | 1 | V Low | B | 1 | 2025 | 5 | 4 | 3.7 | 33295 | 12173
Fabric ¦ Barriers and Guardrails ¦ Vehicle Crash Protection Barrier | 1 | V Low | B | 1 | 2025 | 5 | 4 | 3.7 | 33296 | 12174
Electrical ¦ LV Distribution ¦ Distribution Board ¦ Sub | 1 | High | B | 1 | 2025 | 5 | 2 | 2.7 | 15714 | 4360
Fabric ¦ Superstructure ¦ Windows and External Doors ¦ External Doors ¦ Manual and Automatic Doors ¦ Emergency and Panic Escape Doors | 1 | Urgent | B | 11 | 2035 | 5 | 1 | 2.2 | 6837 | 23791
HVAC ¦ Ventilation ¦ Air Handling Unit (AHU) ¦ Internal ¦ Central Air Conditioning ¦ Gas Fired | 1 | Medium | C | 1 | 2025 | 4 | 3 | 2.9 | 18820 | 5692
Electrical ¦ Specialist Lighting ¦ Internal ¦ Illuminated Fire Exit Signage | 7 | Urgent | B | 16 | 2040 | 5 | 1 | 2.2 | 6838 | 28891
Electrical ¦ LV Distribution ¦ Distribution Board ¦ Sub | 1 | High | B | 1 | 2025 | 5 | 2 | 2.7 | 15715 | 4361
Electrical ¦ LV Distribution ¦ Distribution Board ¦ Sub | 1 | High | B | 16 | 2040 | 5 | 2 | 2.7 | 15716 | 29215
HVAC ¦ Heat Emitters - Local ¦ Electric Heaters | 1 | Medium | CX | 7 | 2031 | 2 | 3 | 2.3 | 10263 | 19540
Fire ¦ Fire Fighting ¦ Fire Blanket | 1 | Urgent | B | 4 | 2028 | 5 | 1 | 2.2 | 6839 | 13846
Fire ¦ Fire Fighting ¦ Fire Extinguishers ¦ Foam | 6 | Urgent | B | 8 | 2032 | 5 | 1 | 2.2 | 6840 | 20498
HVAC ¦ Heat Emitters - Central ¦ Radiators ¦ Steel | 1 | Medium | B | 1 | 2025 | 5 | 3 | 3.2 | 27733 | 9551
Fire ¦ Fire Fighting ¦ Fire Extinguishers ¦ CO2 | 3 | Urgent | B | 2 | 2026 | 5 | 1 | 2.2 | 6841 | 12688
Electrical ¦ Lighting ¦ Internal ¦ General ¦ LED Fittings & Luminaires | 10 | Medium | B | 12 | 2036 | 5 | 3 | 3.2 | 27734 | 26625
Fire ¦ Fire Fighting ¦ Fire Extinguishers ¦ Foam | 3 | Urgent | B | 2 | 2026 | 5 | 1 | 2.2 | 6842 | 12689
HVAC ¦ Heat Emitters - Local ¦ Electric Heaters | 1 | Medium | B | 4 | 2028 | 5 | 3 | 3.2 | 27735 | 14166
HVAC ¦ Fan ¦ Local and Special Ventilation ¦ Extract | 1 | Medium | B | 1 | 2025 | 5 | 3 | 3.2 | 27736 | 9552
Electrical ¦ LV Distribution ¦ Distribution Board ¦ Sub | 1 | High | D | 1 | 2025 | 3 | 2 | 2.1 | 1238 | 837
HVAC ¦ Heat Emitters - Local ¦ Gas Fired Natural and Fan Assisted Heaters | 1 | Medium | B | 5 | 2029 | 5 | 3 | 3.2 | 27737 | 15279
Fabric ¦ Barriers and Guardrails ¦ Vehicle Crash Protection Barrier | 1 | V Low | B | 1 | 2025 | 5 | 4 | 3.7 | 33297 | 12175
HVAC ¦ Fan ¦ Local and Special Ventilation ¦ Ventilating - General | 1 | Medium | B | 1 | 2025 | 5 | 3 | 3.2 | 27738 | 9553
Fire ¦ Fire Detection ¦ Fire Alarm System | 1 | Urgent | B | 11 | 2035 | 5 | 1 | 2.2 | 6843 | 23792
Fire ¦ Fire Detection ¦ Fire Alarm Panel / Repeater | 1 | Urgent | B | 9 | 2033 | 5 | 1 | 2.2 | 6844 | 21399
HVAC ¦ Central Air Conditioning ¦ Air Conditioning ¦ Multi-Split Evaporator - Split Systems/Heat Pumps - Air-cooled with Direct Expansion Evaporator (DX) | 1 | Medium | B | 2 | 2026 | 5 | 3 | 3.2 | 27739 | 13140
Fabric ¦ Superstructure ¦ Windows and External Doors ¦ External Doors ¦ Entrance Doors | 1 | High | B | 26 | 2050 | 5 | 2 | 2.7 | 15717 | 33510
Transport ¦ Lifts ¦ Disabled Lift ¦ Hydraulic | 1 | High | B | 6 | 2030 | 5 | 2 | 2.7 | 15718 | 17716
Water ¦ Central Hot Water Distribution ¦ Hot water cylinders Domestic Type | 1 | Low | DX | 1 | 2025 | 1 | 4 | 2.5 | 10935 | 2563
HVAC ¦ Local Air Conditioning ¦ Single-Split Condenser - Split Systems/Heat Pumps - Air-cooled with Direct Expansion Evaporator (DX) | 1 | Medium | B | 1 | 2025 | 5 | 3 | 3.2 | 27740 | 9554
HVAC ¦ Fan ¦ Local and Special Ventilation ¦ Axial | 1 | Medium | B | 1 | 2025 | 5 | 3 | 3.2 | 27741 | 9555
Fabric ¦ Superstructure ¦ Windows and External Doors ¦ Roller Shutters ¦ Electric Roller Shutter | 1 | High | B | 17 | 2041 | 5 | 2 | 2.7 | 15719 | 30352
Fabric ¦ Superstructure ¦ Windows and External Doors ¦ Roller Shutters ¦ Electric Roller Shutter | 1 | High | B | 11 | 2035 | 5 | 2 | 2.7 | 15720 | 24580
Fire ¦ Fire Fighting ¦ Fire Extinguishers ¦ CO2 | 1 | Urgent | B | 8 | 2032 | 5 | 1 | 2.2 | 6845 | 20499
HVAC ¦ Heat Emitters - Central ¦ Radiators ¦ Steel | 3 | Medium | B | 1 | 2025 | 5 | 3 | 3.2 | 27742 | 9556
Fabric ¦ Superstructure ¦ Windows and External Doors ¦ Roller Shutters ¦ Electric Roller Shutter | 1 | High | B | 17 | 2041 | 5 | 2 | 2.7 | 15721 | 30353
Electrical ¦ Lighting ¦ External ¦ General - LED | 4 | Medium | B | 11 | 2035 | 5 | 3 | 3.2 | 27743 | 25398
Security ¦ Access ¦ Access Control ¦ Gate Access - Local Lock / Keypad / Manual (External) | 1 | Medium | B | 5 | 2029 | 5 | 3 | 3.2 | 27744 | 15280
Electrical ¦ Lighting ¦ External ¦ General - Non-LED | 2 | Medium | B | 6 | 2030 | 5 | 3 | 3.2 | 27745 | 18833
Electrical ¦ LV Distribution ¦ Distribution Board ¦ Main | 1 | High | B | 7 | 2031 | 5 | 2 | 2.7 | 15722 | 19652
Electrical ¦ Lighting ¦ Internal ¦ Emergency ¦ Self Contained ¦ LED | 7 | Urgent | B | 16 | 2040 | 5 | 1 | 2.2 | 6846 | 28892
Electrical ¦ LV Distribution ¦ Distribution Board ¦ Sub | 1 | High | B | 12 | 2036 | 5 | 2 | 2.7 | 15723 | 26219
Electrical ¦ LV Distribution ¦ Distribution Board ¦ Sub | 1 | High | B | 12 | 2036 | 5 | 2 | 2.7 | 15724 | 26220
Fire ¦ Fire Fighting ¦ Fire Extinguishers ¦ CO2 | 1 | Urgent | B | 6 | 2030 | 5 | 1 | 2.2 | 6847 | 16722
Electrical ¦ LV Distribution ¦ Distribution Board ¦ Sub | 1 | High | D | 1 | 2025 | 3 | 2 | 2.1 | 1239 | 838
Fabric ¦ Superstructure ¦ Windows and External Doors ¦ Roller Shutters ¦ Manual Roller Shutter | 1 | High | B | 1 | 2025 | 5 | 2 | 2.7 | 15725 | 4362
HVAC ¦ Fan ¦ Local and Special Ventilation ¦ Axial | 1 | Medium | B | 1 | 2025 | 5 | 3 | 3.2 | 27746 | 9557
Fabric ¦ Superstructure ¦ Windows and External Doors ¦ External Doors ¦ Manual and Automatic Doors ¦ Emergency and Panic Escape Doors | 1 | Urgent | B | 26 | 2050 | 5 | 1 | 2.2 | 6848 | 33465
Fabric ¦ Superstructure ¦ Windows and External Doors ¦ External Doors ¦ Manual and Automatic Doors ¦ Emergency and Panic Escape Doors | 1 | Urgent | CX | 6 | 2030 | 2 | 1 | 1.3 | 348 | 15690
HVAC ¦ Fan ¦ Local and Special Ventilation ¦ Kitchen Vent ¦ Extract | 1 | Low | C | 5 | 2029 | 4 | 4 | 3.4 | 32420 | 15579
Fabric ¦ Barriers and Guardrails ¦ Vehicle Crash Protection Barrier | 1 | V Low | B | 1 | 2025 | 5 | 4 | 3.7 | 33298 | 12176
Fabric ¦ Barriers and Guardrails ¦ Vehicle Crash Protection Barrier | 1 | V Low | B | 1 | 2025 | 5 | 4 | 3.7 | 33299 | 12177
Fire ¦ Fire Fighting ¦ Fire Extinguishers ¦ CO2 | 3 | Urgent | B | 2 | 2026 | 5 | 1 | 2.2 | 6849 | 12690
Electrical ¦ LV Distribution ¦ Distribution Board ¦ Sub | 1 | High | B | 16 | 2040 | 5 | 2 | 2.7 | 15726 | 29216
Electrical ¦ LV Distribution ¦ Distribution Board ¦ Main | 1 | High | B | 11 | 2035 | 5 | 2 | 2.7 | 15727 | 24581
Electrical ¦ Lighting ¦ External ¦ General - Non-LED | 1 | Medium | B | 1 | 2025 | 5 | 3 | 3.2 | 27747 | 9558
Fire ¦ Fire Fighting ¦ Fire Extinguishers ¦ Foam | 4 | Urgent | B | 7 | 2031 | 5 | 1 | 2.2 | 6850 | 19413
Fire ¦ Fire Detection ¦ Fire Alarm Panel / Repeater | 1 | Urgent | B | 6 | 2030 | 5 | 1 | 2.2 | 6851 | 16723
Fire ¦ Fire Detection ¦ Fire Alarm Panel / Repeater | 1 | Urgent | B | 14 | 2038 | 5 | 1 | 2.2 | 6852 | 27380
HVAC ¦ Fan ¦ Local and Special Ventilation ¦ Centrifugal | 1 | Medium | B | 1 | 2025 | 5 | 3 | 3.2 | 27748 | 9559
Electrical ¦ Lighting ¦ Internal ¦ Emergency ¦ Self Contained ¦ LED | 6 | Urgent | B | 21 | 2045 | 5 | 1 | 2.2 | 6853 | 32231
HVAC ¦ Heat Emitters - Local ¦ Electric Heaters | 6 | Medium | B | 3 | 2027 | 5 | 3 | 3.2 | 27749 | 13602
Electrical ¦ Lighting ¦ Internal ¦ General ¦ LED Fittings & Luminaires | 6 | Medium | B | 12 | 2036 | 5 | 3 | 3.2 | 27750 | 26626
Electrical ¦ Lighting ¦ Internal ¦ Emergency ¦ Self Contained ¦ LED | 3 | Urgent | B | 22 | 2046 | 5 | 1 | 2.2 | 6854 | 32941
Fire ¦ Fire Fighting ¦ Fire Extinguishers ¦ Foam | 2 | Urgent | B | 9 | 2033 | 5 | 1 | 2.2 | 6855 | 21400
Fabric ¦ Superstructure ¦ Windows and External Doors ¦ Roller Shutters ¦ Electric Roller Shutter | 1 | High | B | 11 | 2035 | 5 | 2 | 2.7 | 15728 | 24582
Fabric ¦ Superstructure ¦ Windows and External Doors ¦ External Doors ¦ Manual and Automatic Doors ¦ Auto / Powered Sliding Doors | 1 | High | B | 16 | 2040 | 5 | 2 | 2.7 | 15729 | 29217
HVAC ¦ Fan ¦ Local and Special Ventilation ¦ Centrifugal | 1 | Medium | B | 1 | 2025 | 5 | 3 | 3.2 | 27751 | 9560
Fabric ¦ Superstructure ¦ Windows and External Doors ¦ External Doors ¦ Entrance Doors | 1 | High | B | 26 | 2050 | 5 | 2 | 2.7 | 15730 | 33511
Electrical ¦ Specialist Lighting ¦ Internal ¦ Illuminated Fire Exit Signage | 2 | Urgent | B | 10 | 2034 | 5 | 1 | 2.2 | 6856 | 22100
Fire ¦ Fire Fighting ¦ Fire Extinguishers ¦ CO2 | 4 | Urgent | B | 7 | 2031 | 5 | 1 | 2.2 | 6857 | 19414
Fabric ¦ Superstructure ¦ Windows and External Doors ¦ External Doors ¦ Entrance Doors | 1 | High | C | 1 | 2025 | 4 | 2 | 2.4 | 10642 | 2458
HVAC ¦ Heat Emitters - Local ¦ Electric Heaters | 2 | Medium | B | 1 | 2025 | 5 | 3 | 3.2 | 27752 | 9561
Electrical ¦ Lighting ¦ Internal ¦ General ¦ LED Fittings & Luminaires | 18 | Medium | B | 17 | 2041 | 5 | 3 | 3.2 | 27753 | 30519
Electrical ¦ Lighting ¦ Internal ¦ General ¦ LED Fittings & Luminaires | 3 | Medium | B | 17 | 2041 | 5 | 3 | 3.2 | 27754 | 30520
Electrical ¦ LV Distribution ¦ Distribution Board ¦ Sub | 1 | High | B | 1 | 2025 | 5 | 2 | 2.7 | 15731 | 4363
HVAC ¦ Fan ¦ Local and Special Ventilation ¦ Fans Window or Wall Mounted | 1 | Medium | B | 1 | 2025 | 5 | 3 | 3.2 | 27755 | 9562
Electrical ¦ Lighting ¦ External ¦ General - Non-LED | 6 | Medium | B | 1 | 2025 | 5 | 3 | 3.2 | 27756 | 9563
HVAC ¦ Heat Emitters - Local ¦ Electric Heaters | 1 | Medium | B | 1 | 2025 | 5 | 3 | 3.2 | 27757 | 9564
Fabric ¦ Superstructure ¦ Windows and External Doors ¦ External Windows ¦ Roller Shutters ¦ External Window Shutters ¦ Manual | 1 | Medium | B | 1 | 2025 | 5 | 3 | 3.2 | 27758 | 9565
Electrical ¦ LV Distribution ¦ Distribution Board ¦ Sub | 1 | High | B | 10 | 2034 | 5 | 2 | 2.7 | 15732 | 22412
Fabric ¦ Superstructure ¦ Windows and External Doors ¦ Roller Shutters ¦ Electric Roller Shutter | 1 | High | B | 13 | 2037 | 5 | 2 | 2.7 | 15733 | 27000
Electrical ¦ Lighting ¦ Internal ¦ Emergency ¦ Self Contained ¦ Non LED | 4 | Urgent | B | 1 | 2025 | 5 | 1 | 2.2 | 6858 | 1567
HVAC ¦ Local Air Conditioning ¦ Single-Split Evaporator - Split Systems/Heat Pumps - Air-cooled with Direct Expansion Evaporator (DX) | 1 | Medium | C | 1 | 2025 | 4 | 3 | 2.9 | 18821 | 5693
Electrical ¦ LV Distribution ¦ Distribution Board ¦ Sub | 1 | High | B | 1 | 2025 | 5 | 2 | 2.7 | 15734 | 4364
Fabric ¦ Superstructure ¦ Windows and External Doors ¦ External Doors ¦ Entrance Doors | 1 | High | B | 6 | 2030 | 5 | 2 | 2.7 | 15735 | 17717
Fabric ¦ Superstructure ¦ Windows and External Doors ¦ External Doors ¦ Entrance Doors | 1 | High | B | 26 | 2050 | 5 | 2 | 2.7 | 15736 | 33512
Fire ¦ Fire Fighting ¦ Fire Extinguishers ¦ CO2 | 3 | Urgent | B | 6 | 2030 | 5 | 1 | 2.2 | 6859 | 16724
Fabric ¦ Superstructure ¦ Windows and External Doors ¦ External Doors ¦ Manual and Automatic Doors ¦ Emergency and Panic Escape Doors | 1 | Urgent | B | 6 | 2030 | 5 | 1 | 2.2 | 6860 | 16725
Fabric ¦ Barriers and Guardrails ¦ Vehicle Crash Protection Barrier | 1 | V Low | B | 1 | 2025 | 5 | 4 | 3.7 | 33300 | 12178
HVAC ¦ Fan ¦ Local and Special Ventilation ¦ Axial | 1 | Medium | B | 7 | 2031 | 5 | 3 | 3.2 | 27759 | 20045
HVAC ¦ Fan ¦ Local and Special Ventilation ¦ Extract | 1 | Medium | B | 1 | 2025 | 5 | 3 | 3.2 | 27760 | 9566
Electrical ¦ Lighting ¦ External ¦ General - LED | 2 | Medium | B | 11 | 2035 | 5 | 3 | 3.2 | 27761 | 25399
HVAC ¦ Fan ¦ Local and Special Ventilation ¦ Extract | 1 | Medium | CX | 1 | 2025 | 2 | 3 | 2.3 | 10264 | 2191
HVAC ¦ Fan ¦ Local and Special Ventilation ¦ Axial | 1 | Medium | B | 2 | 2026 | 5 | 3 | 3.2 | 27762 | 13141
Electrical ¦ Lighting ¦ Internal ¦ Emergency ¦ Self Contained ¦ Non LED | 1 | Urgent | B | 11 | 2035 | 5 | 1 | 2.2 | 6861 | 23793
Fire ¦ Fire Detection ¦ Fire Alarm Panel / Repeater | 1 | Urgent | B | 11 | 2035 | 5 | 1 | 2.2 | 6862 | 23794
HVAC ¦ Fan ¦ Local and Special Ventilation ¦ Fans Window or Wall Mounted | 1 | Medium | B | 1 | 2025 | 5 | 3 | 3.2 | 27763 | 9567
HVAC ¦ Central Heating (Internally Sourced) ¦ Burner ¦ Forced Draught Gas Condensing Boiler | 1 | Medium | B | 3 | 2027 | 5 | 3 | 3.2 | 27764 | 13603
Electrical ¦ Lighting ¦ Internal ¦ General ¦ LED Fittings & Luminaires | 30 | Medium | B | 16 | 2040 | 5 | 3 | 3.2 | 27765 | 29685
Electrical ¦ Lighting ¦ Internal ¦ General ¦ LED Fittings & Luminaires | 27 | Medium | B | 10 | 2034 | 5 | 3 | 3.2 | 27766 | 22974
HVAC ¦ Fan ¦ Local and Special Ventilation ¦ Extract | 1 | Medium | B | 2 | 2026 | 5 | 3 | 3.2 | 27767 | 13142
Electrical ¦ LV Distribution ¦ Distribution Board ¦ Sub | 1 | High | B | 1 | 2025 | 5 | 2 | 2.7 | 15737 | 4365
Fire ¦ Fire Fighting ¦ Fire Extinguishers ¦ CO2 | 1 | Urgent | B | 6 | 2030 | 5 | 1 | 2.2 | 6863 | 16726
Electrical ¦ Lighting ¦ Internal ¦ Emergency ¦ Self Contained ¦ LED | 4 | Urgent | B | 21 | 2045 | 5 | 1 | 2.2 | 6864 | 32232
Electrical ¦ Lighting ¦ Internal ¦ Emergency ¦ Self Contained ¦ LED | 5 | Urgent | B | 21 | 2045 | 5 | 1 | 2.2 | 6865 | 32233
Water ¦ Central Hot Water Distribution ¦ Calorifier-LTHW ¦ Copper | 1 | High | B | 31 | 2055 | 5 | 2 | 2.7 | 15738 | 33799
Water ¦ Local Hot Water ¦ Instantaneous Electric Water Heater - Non-Drinking Water | 1 | Medium | B | 1 | 2025 | 5 | 3 | 3.2 | 27768 | 9568
Electrical ¦ Lighting ¦ Internal ¦ General | 2 | Medium | B | 1 | 2025 | 5 | 3 | 3.2 | 27769 | 9569
Security ¦ Access ¦ Access Control ¦ Door ¦ Local Lock / Keypad / Manual | 1 | Medium | B | 6 | 2030 | 5 | 3 | 3.2 | 27770 | 18834
Electrical ¦ Specialist Lighting ¦ Internal ¦ Illuminated Fire Exit Signage | 2 | Urgent | B | 16 | 2040 | 5 | 1 | 2.2 | 6866 | 28893
Fire ¦ Fire Fighting ¦ Fire Extinguishers ¦ Foam | 1 | Urgent | B | 6 | 2030 | 5 | 1 | 2.2 | 6867 | 16727
HVAC ¦ Local Air Conditioning ¦ Single-Split Condenser - Split Systems/Heat Pumps - Air-cooled with Direct Expansion Evaporator (DX) | 1 | Medium | B | 1 | 2025 | 5 | 3 | 3.2 | 27771 | 9570
Fire ¦ Fire Fighting ¦ Fire Extinguishers ¦ CO2 | 2 | Urgent | B | 6 | 2030 | 5 | 1 | 2.2 | 6868 | 16728
HVAC ¦ Heat Emitters - Local ¦ Gas Fired Natural and Fan Assisted Heaters | 1 | Medium | D | 5 | 2029 | 3 | 3 | 2.6 | 11182 | 14560
Fabric ¦ Superstructure ¦ Windows and External Doors ¦ External Doors ¦ Manual and Automatic Doors ¦ Emergency and Panic Escape Doors | 1 | Urgent | B | 27 | 2051 | 5 | 1 | 2.2 | 6869 | 33552
Fabric ¦ Superstructure ¦ Windows and External Doors ¦ Roller Shutters ¦ Manual Roller Shutter | 1 | High | C | 1 | 2025 | 4 | 2 | 2.4 | 10643 | 2459
HVAC ¦ Fan ¦ Local and Special Ventilation ¦ Extract | 1 | Medium | B | 6 | 2030 | 5 | 3 | 3.2 | 27772 | 18835
Fabric ¦ Barriers and Guardrails ¦ Vehicle Crash Protection Barrier | 1 | V Low | B | 1 | 2025 | 5 | 4 | 3.7 | 33301 | 12179
Fire ¦ Fire Fighting ¦ Fire Extinguishers ¦ Foam | 2 | Urgent | B | 6 | 2030 | 5 | 1 | 2.2 | 6870 | 16729
Fabric ¦ Barriers and Guardrails ¦ Vehicle Crash Protection Barrier | 1 | V Low | B | 1 | 2025 | 5 | 4 | 3.7 | 33302 | 12180
Electrical ¦ Lighting ¦ Internal ¦ Emergency ¦ Self Contained ¦ Non LED | 10 | Urgent | B | 4 | 2028 | 5 | 1 | 2.2 | 6871 | 13847
HVAC ¦ Heat Emitters - Central ¦ Radiators ¦ Steel | 5 | Medium | B | 1 | 2025 | 5 | 3 | 3.2 | 27773 | 9571
Fabric ¦ Superstructure ¦ Windows and External Doors ¦ External Doors ¦ Manual and Automatic Doors ¦ Emergency and Panic Escape Doors | 1 | Urgent | B | 21 | 2045 | 5 | 1 | 2.2 | 6872 | 32234
HVAC ¦ Fan ¦ Local and Special Ventilation ¦ Axial | 1 | Medium | B | 1 | 2025 | 5 | 3 | 3.2 | 27774 | 9572
HVAC ¦ Fan ¦ Local and Special Ventilation ¦ Axial | 1 | Medium | B | 2 | 2026 | 5 | 3 | 3.2 | 27775 | 13143
HVAC ¦ Local Air Conditioning ¦ Single-Split Evaporator - Split Systems/Heat Pumps - Air-cooled with Direct Expansion Evaporator (DX) | 1 | Medium | B | 5 | 2029 | 5 | 3 | 3.2 | 27776 | 15281
Fabric ¦ Superstructure ¦ Windows and External Doors ¦ External Doors ¦ Entrance Doors | 1 | High | D | 21 | 2045 | 3 | 2 | 2.1 | 1240 | 31715
HVAC ¦ Local and Special Ventilation ¦ Unit extract fans. | 1 | Medium | C | 1 | 2025 | 4 | 3 | 2.9 | 18822 | 5694
Fabric ¦ Superstructure ¦ Windows and External Doors ¦ External Windows ¦ Roller Shutters ¦ External Window Shutters ¦ Manual | 1 | Medium | B | 6 | 2030 | 5 | 3 | 3.2 | 27777 | 18836
Electrical ¦ LV Distribution ¦ Distribution Board ¦ Sub | 1 | High | B | 1 | 2025 | 5 | 2 | 2.7 | 15739 | 4366
Electrical ¦ Lighting ¦ Internal ¦ Emergency ¦ Self Contained ¦ LED | 5 | Urgent | B | 21 | 2045 | 5 | 1 | 2.2 | 6873 | 32235
Electrical ¦ Lighting ¦ External ¦ General - LED | 2 | Medium | B | 11 | 2035 | 5 | 3 | 3.2 | 27778 | 25400
HVAC ¦ Ventilation ¦ Air Handling Unit (AHU) ¦ Internal ¦ Central Heating & Cooling ¦ Electric & DX | 1 | Medium | B | 4 | 2028 | 5 | 3 | 3.2 | 27779 | 14167
Electrical ¦ LV Distribution ¦ Distribution Board ¦ Sub | 1 | High | B | 12 | 2036 | 5 | 2 | 2.7 | 15740 | 26221
HVAC ¦ Heat Emitters - Local ¦ Electric Heaters | 5 | Medium | B | 4 | 2028 | 5 | 3 | 3.2 | 27780 | 14168
Fire ¦ Fire Fighting ¦ Fire Extinguishers ¦ Foam | 3 | Urgent | A | 10 | 2034 | 6 | 1 | 2.5 | 10936 | 22228
Electrical ¦ Specialist Lighting ¦ Internal ¦ Illuminated Fire Exit Signage | 4 | Urgent | B | 10 | 2034 | 5 | 1 | 2.2 | 6874 | 22101
Fire ¦ Fire Fighting ¦ Fire Extinguishers ¦ Powder | 1 | Urgent | B | 8 | 2032 | 5 | 1 | 2.2 | 6875 | 20500
HVAC ¦ Fan ¦ Local and Special Ventilation ¦ Ventilating - General | 1 | Medium | B | 1 | 2025 | 5 | 3 | 3.2 | 27781 | 9573
Security ¦ Access ¦ Access Control ¦ Door ¦ Local Lock / Keypad / Manual | 1 | Medium | B | 13 | 2037 | 5 | 3 | 3.2 | 27782 | 27189
Electrical ¦ Specialist Lighting ¦ Internal ¦ Illuminated Fire Exit Signage | 1 | Urgent | B | 16 | 2040 | 5 | 1 | 2.2 | 6876 | 28894
Electrical ¦ Lighting ¦ Internal ¦ Emergency ¦ Self Contained ¦ LED | 6 | Urgent | B | 22 | 2046 | 5 | 1 | 2.2 | 6877 | 32942
Electrical ¦ LV Distribution ¦ Distribution Board ¦ Sub | 1 | High | B | 10 | 2034 | 5 | 2 | 2.7 | 15741 | 22413
HVAC ¦ Heat Emitters - Local ¦ Gas Fired Radiant Heaters | 1 | Medium | B | 1 | 2025 | 5 | 3 | 3.2 | 27783 | 9574
HVAC ¦ Heat Emitters - Local ¦ Electric Overdoor Air Curtain/Heater | 1 | Medium | B | 1 | 2025 | 5 | 3 | 3.2 | 27784 | 9575
HVAC ¦ Local Air Conditioning ¦ Single-Split Evaporator - Split Systems/Heat Pumps - Air-cooled with Direct Expansion Evaporator (DX) | 1 | Medium | B | 5 | 2029 | 5 | 3 | 3.2 | 27785 | 15282
HVAC ¦ Fan ¦ Local and Special Ventilation ¦ Fans Window or Wall Mounted | 1 | Medium | B | 6 | 2030 | 5 | 3 | 3.2 | 27786 | 18837
Fire ¦ Fire Fighting ¦ Fire Extinguishers ¦ Foam | 6 | Urgent | B | 2 | 2026 | 5 | 1 | 2.2 | 6878 | 12691
Electrical ¦ Lighting ¦ External ¦ General - LED | 1 | Medium | B | 11 | 2035 | 5 | 3 | 3.2 | 27787 | 25401
HVAC ¦ Fan ¦ Local and Special Ventilation ¦ Fans Window or Wall Mounted | 1 | Medium | B | 1 | 2025 | 5 | 3 | 3.2 | 27788 | 9576
Electrical ¦ Specialist Lighting ¦ Internal ¦ Illuminated Fire Exit Signage | 2 | Urgent | B | 16 | 2040 | 5 | 1 | 2.2 | 6879 | 28895
Electrical ¦ Lighting ¦ Internal ¦ Emergency ¦ Self Contained ¦ LED | 2 | Urgent | B | 16 | 2040 | 5 | 1 | 2.2 | 6880 | 28896
HVAC ¦ Local Air Conditioning ¦ Single-Split Evaporator - Split Systems/Heat Pumps - Air-cooled with Direct Expansion Evaporator (DX) | 1 | Medium | B | 5 | 2029 | 5 | 3 | 3.2 | 27789 | 15283
Fabric ¦ Superstructure ¦ Windows and External Doors ¦ External Doors ¦ Entrance Doors | 1 | High | B | 32 | 2056 | 5 | 2 | 2.7 | 15742 | 33830
Electrical ¦ LV Distribution ¦ Distribution Board ¦ Sub | 1 | High | B | 18 | 2042 | 5 | 2 | 2.7 | 15743 | 30846
Fabric ¦ Superstructure ¦ Windows and External Doors ¦ External Doors ¦ Manual and Automatic Doors ¦ Emergency and Panic Escape Doors | 1 | Urgent | B | 28 | 2052 | 5 | 1 | 2.2 | 6881 | 33608
Electrical ¦ LV Distribution ¦ Distribution Board ¦ Sub | 1 | High | B | 1 | 2025 | 5 | 2 | 2.7 | 15744 | 4367
Fire ¦ Fire Fighting ¦ Fire Extinguishers ¦ Foam | 2 | Urgent | B | 6 | 2030 | 5 | 1 | 2.2 | 6882 | 16730
HVAC ¦ Local and Special Ventilation ¦ Unit extract fans. | 1 | Medium | C | 1 | 2025 | 4 | 3 | 2.9 | 18823 | 5695
HVAC ¦ Fan ¦ Local and Special Ventilation ¦ Axial | 1 | Medium | B | 1 | 2025 | 5 | 3 | 3.2 | 27790 | 9577
HVAC ¦ Fan ¦ Local and Special Ventilation ¦ Extract | 1 | Medium | B | 1 | 2025 | 5 | 3 | 3.2 | 27791 | 9578
Electrical ¦ Lighting ¦ External ¦ General - LED | 6 | Medium | B | 10 | 2034 | 5 | 3 | 3.2 | 27792 | 22975
Fire ¦ Fire Detection ¦ Fire Alarm Panel / Repeater | 1 | Urgent | B | 6 | 2030 | 5 | 1 | 2.2 | 6883 | 16731
Communication and Control ¦ Communication Systems ¦ Public Address (PA) System | 1 | Medium | B | 16 | 2040 | 5 | 3 | 3.2 | 27793 | 29686
Electrical ¦ Lighting ¦ Internal ¦ General ¦ LED Fittings & Luminaires | 52 | Medium | B | 19 | 2043 | 5 | 3 | 3.2 | 27794 | 31369
Electrical ¦ Lighting ¦ Internal ¦ General | 2 | Medium | B | 9 | 2033 | 5 | 3 | 3.2 | 27795 | 21821
HVAC ¦ Fan ¦ Local and Special Ventilation ¦ Ventilating - General | 1 | Medium | B | 1 | 2025 | 5 | 3 | 3.2 | 27796 | 9579
Fabric ¦ Barriers and Guardrails ¦ Vehicle Crash Protection Barrier | 10 | V Low | C | 1 | 2025 | 4 | 4 | 3.4 | 32421 | 11701
Fabric ¦ Barriers and Guardrails ¦ Vehicle Crash Protection Barrier | 1 | V Low | B | 1 | 2025 | 5 | 4 | 3.7 | 33303 | 12181
Electrical ¦ LV Distribution ¦ Distribution Board ¦ Main | 1 | High | B | 2 | 2026 | 5 | 2 | 2.7 | 15745 | 12924
HVAC ¦ Fan ¦ Central Ventilation Systems ¦ Ventilating - General | 1 | Low | B | 5 | 2029 | 5 | 4 | 3.7 | 33304 | 15655
HVAC ¦ Fan ¦ Local and Special Ventilation ¦ Axial | 1 | Medium | B | 1 | 2025 | 5 | 3 | 3.2 | 27797 | 9580
Electrical ¦ Lighting ¦ External ¦ General - Non-LED | 2 | Medium | C | 1 | 2025 | 4 | 3 | 2.9 | 18824 | 5696
Electrical ¦ Lighting ¦ Internal ¦ Emergency ¦ Self Contained ¦ LED | 7 | Urgent | B | 21 | 2045 | 5 | 1 | 2.2 | 6884 | 32236
Electrical ¦ Lighting ¦ Internal ¦ General ¦ LED Fittings & Luminaires | 3 | Medium | B | 12 | 2036 | 5 | 3 | 3.2 | 27798 | 26627
Fire ¦ Fire Fighting ¦ Fire Extinguishers ¦ Foam | 8 | Urgent | B | 7 | 2031 | 5 | 1 | 2.2 | 6885 | 19415
HVAC ¦ Fan ¦ Local and Special Ventilation ¦ Ventilating - General | 1 | Medium | B | 1 | 2025 | 5 | 3 | 3.2 | 27799 | 9581
Water ¦ Local Hot Water ¦ Instantaneous Electric Water Heater - Non-Drinking Water | 1 | Medium | B | 1 | 2025 | 5 | 3 | 3.2 | 27800 | 9582
Electrical ¦ LV Distribution ¦ Distribution Board ¦ Sub | 1 | High | B | 1 | 2025 | 5 | 2 | 2.7 | 15746 | 4368
Fire ¦ Fire Fighting ¦ Fire Extinguishers ¦ CO2 | 2 | Urgent | B | 6 | 2030 | 5 | 1 | 2.2 | 6886 | 16732
Fabric ¦ Superstructure ¦ Windows and External Doors ¦ External Doors ¦ Manual and Automatic Doors ¦ Emergency and Panic Escape Doors | 1 | Urgent | B | 31 | 2055 | 5 | 1 | 2.2 | 6887 | 33764
Fabric ¦ Superstructure ¦ Windows and External Doors ¦ Roller Shutters ¦ Electric Roller Shutter | 1 | High | B | 1 | 2025 | 5 | 2 | 2.7 | 15747 | 4369
Electrical ¦ Specialist Lighting ¦ Internal ¦ Illuminated Fire Exit Signage | 2 | Urgent | B | 10 | 2034 | 5 | 1 | 2.2 | 6888 | 22102
Electrical ¦ Lighting ¦ Internal ¦ General ¦ LED Fittings & Luminaires | 22 | Medium | B | 16 | 2040 | 5 | 3 | 3.2 | 27801 | 29687
Electrical ¦ Specialist Lighting ¦ Internal ¦ Illuminated Fire Exit Signage | 3 | Urgent | B | 16 | 2040 | 5 | 1 | 2.2 | 6889 | 28897
HVAC ¦ Fan ¦ Local and Special Ventilation ¦ Fans Window or Wall Mounted | 1 | Medium | B | 11 | 2035 | 5 | 3 | 3.2 | 27802 | 25402
Fire ¦ Fire Detection ¦ Fire Alarm System | 1 | Urgent | B | 1 | 2025 | 5 | 1 | 2.2 | 6890 | 1568
HVAC ¦ Heat Emitters - Local ¦ Electric Heaters | 1 | Medium | B | 5 | 2029 | 5 | 3 | 3.2 | 27803 | 15284
Electrical ¦ Lighting ¦ Internal ¦ Emergency ¦ Self Contained ¦ LED | 4 | Urgent | B | 16 | 2040 | 5 | 1 | 2.2 | 6891 | 28898
Fire ¦ Fire Fighting ¦ Fire Extinguishers ¦ Powder | 2 | Urgent | B | 2 | 2026 | 5 | 1 | 2.2 | 6892 | 12692
Water ¦ Local Hot Water ¦ Package Electric Water Heaters - Non-Drinking Water | 1 | Medium | B | 4 | 2028 | 5 | 3 | 3.2 | 27804 | 14169
Electrical ¦ Specialist Lighting ¦ Internal ¦ Illuminated Fire Exit Signage | 1 | Urgent | B | 16 | 2040 | 5 | 1 | 2.2 | 6893 | 28899
Fire ¦ Fire Detection ¦ Fire Alarm Panel / Repeater | 1 | Urgent | B | 1 | 2025 | 5 | 1 | 2.2 | 6894 | 1569
Fabric ¦ Barriers and Guardrails ¦ Vehicle Crash Protection Barrier | 1 | V Low | B | 1 | 2025 | 5 | 4 | 3.7 | 33305 | 12182
Electrical ¦ LV Distribution ¦ Distribution Board ¦ Main | 1 | High | B | 3 | 2027 | 5 | 2 | 2.7 | 15748 | 13377
HVAC ¦ Fan ¦ Local and Special Ventilation ¦ Axial | 1 | Medium | B | 3 | 2027 | 5 | 3 | 3.2 | 27805 | 13604
Water ¦ Local Hot Water ¦ Package Electric Water Heaters - Non-Drinking Water | 1 | Medium | B | 4 | 2028 | 5 | 3 | 3.2 | 27806 | 14170
HVAC ¦ Central Heating (Internally Sourced) ¦ Boiler ¦ Electric Boilers | 1 | Medium | B | 1 | 2025 | 5 | 3 | 3.2 | 27807 | 9583
HVAC ¦ Fan ¦ Central Heating & Cooling ¦ Bifurcated | 1 | Medium | B | 1 | 2025 | 5 | 3 | 3.2 | 27808 | 9584
Fabric ¦ Superstructure ¦ Windows and External Doors ¦ External Doors ¦ Entrance Doors | 1 | High | B | 11 | 2035 | 5 | 2 | 2.7 | 15749 | 24583
Water ¦ Local Hot Water ¦ Package Electric Water Heaters - Non-Drinking Water | 1 | Medium | B | 1 | 2025 | 5 | 3 | 3.2 | 27809 | 9585
HVAC ¦ Fan ¦ Central Ventilation Systems ¦ Ventilating - General | 1 | Low | B | 1 | 2025 | 5 | 4 | 3.7 | 33306 | 12183
Fabric ¦ Superstructure ¦ Windows and External Doors ¦ External Doors ¦ Manual and Automatic Doors ¦ Emergency and Panic Escape Doors | 1 | Urgent | B | 15 | 2039 | 5 | 1 | 2.2 | 6895 | 27943
Fabric ¦ Superstructure ¦ Windows and External Doors ¦ External Doors ¦ Manual and Automatic Doors ¦ Emergency and Panic Escape Doors | 1 | Urgent | B | 11 | 2035 | 5 | 1 | 2.2 | 6896 | 23795
Fabric ¦ Superstructure ¦ Windows and External Doors ¦ External Doors ¦ Manual and Automatic Doors ¦ Emergency and Panic Escape Doors | 1 | Urgent | B | 15 | 2039 | 5 | 1 | 2.2 | 6897 | 27944
Fabric ¦ Superstructure ¦ Windows and External Doors ¦ External Doors ¦ Entrance Doors | 1 | High | B | 21 | 2045 | 5 | 2 | 2.7 | 15750 | 32684
Electrical ¦ Lighting ¦ Internal ¦ General | 8 | Medium | C | 2 | 2026 | 4 | 3 | 2.9 | 18825 | 12981
Electrical ¦ LV Distribution ¦ Distribution Board ¦ Main | 1 | High | B | 1 | 2025 | 5 | 2 | 2.7 | 15751 | 4370
HVAC ¦ Central Heating (Internally Sourced) ¦ Boiler ¦ Electric Boilers | 1 | Medium | B | 1 | 2025 | 5 | 3 | 3.2 | 27810 | 9586
Fabric ¦ Superstructure ¦ Windows and External Doors ¦ External Doors ¦ Manual and Automatic Doors ¦ Auto / Powered Sliding Doors | 1 | High | B | 26 | 2050 | 5 | 2 | 2.7 | 15752 | 33513
Fire ¦ Fire Fighting ¦ Fire Extinguishers ¦ Foam | 2 | Urgent | B | 1 | 2025 | 5 | 1 | 2.2 | 6898 | 1570
Electrical ¦ LV Distribution ¦ Distribution Board ¦ Sub | 1 | High | CX | 1 | 2025 | 2 | 2 | 1.8 | 531 | 427
Water ¦ Central Hot Water Distribution ¦ Hot water cylinders | 1 | High | DX | 1 | 2025 | 1 | 2 | 1.5 | 399 | 356
HVAC ¦ Heat Emitters - Local ¦ Electric Heaters | 4 | Medium | B | 1 | 2025 | 5 | 3 | 3.2 | 27811 | 9587
Fire ¦ Fire Fighting ¦ Fire Extinguishers ¦ CO2 | 4 | Urgent | B | 6 | 2030 | 5 | 1 | 2.2 | 6899 | 16733
Fire ¦ Fire Fighting ¦ Fire Extinguishers ¦ Foam | 5 | Urgent | B | 8 | 2032 | 5 | 1 | 2.2 | 6900 | 20501
Electrical ¦ LV Distribution ¦ Distribution Board ¦ Sub | 1 | High | B | 18 | 2042 | 5 | 2 | 2.7 | 15753 | 30847
Electrical ¦ Lighting ¦ External ¦ General - LED | 5 | Medium | B | 9 | 2033 | 5 | 3 | 3.2 | 27812 | 21822
Fire ¦ Fire Fighting ¦ Fire Extinguishers ¦ CO2 | 2 | Urgent | B | 6 | 2030 | 5 | 1 | 2.2 | 6901 | 16734
Electrical ¦ LV Distribution ¦ Distribution Board ¦ Main | 1 | High | B | 1 | 2025 | 5 | 2 | 2.7 | 15754 | 4371
Fabric ¦ Superstructure ¦ Windows and External Doors ¦ Roller Shutters ¦ Manual Roller Shutter | 1 | High | B | 5 | 2029 | 5 | 2 | 2.7 | 15755 | 14692
Fabric ¦ Superstructure ¦ Windows and External Doors ¦ Roller Shutters ¦ Electric Roller Shutter | 1 | High | B | 10 | 2034 | 5 | 2 | 2.7 | 15756 | 22414
Fabric ¦ Superstructure ¦ Windows and External Doors ¦ Roller Shutters ¦ Electric Roller Shutter | 1 | High | B | 1 | 2025 | 5 | 2 | 2.7 | 15757 | 4372
Fire ¦ Fire Fighting ¦ Fire Extinguishers ¦ CO2 | 2 | Urgent | B | 6 | 2030 | 5 | 1 | 2.2 | 6902 | 16735
Electrical ¦ LV Distribution ¦ Distribution Board ¦ Sub | 1 | High | B | 18 | 2042 | 5 | 2 | 2.7 | 15758 | 30848
Fabric ¦ Superstructure ¦ Windows and External Doors ¦ Roller Shutters ¦ Manual Roller Shutter | 1 | High | B | 5 | 2029 | 5 | 2 | 2.7 | 15759 | 14693
Electrical ¦ Lighting ¦ Internal ¦ Emergency ¦ Self Contained ¦ LED | 8 | Urgent | B | 22 | 2046 | 5 | 1 | 2.2 | 6903 | 32943
HVAC ¦ Heat Emitters - Local ¦ Gas Fired Unit Heaters | 1 | Medium | DX | 1 | 2025 | 1 | 3 | 2 | 928 | 632
Water ¦ Local Hot Water ¦ Package Electric Water Heaters - Non-Drinking Water | 1 | Medium | B | 4 | 2028 | 5 | 3 | 3.2 | 27813 | 14171
Electrical ¦ LV Distribution ¦ Distribution Board ¦ Main | 1 | High | B | 6 | 2030 | 5 | 2 | 2.7 | 15760 | 17718
Fire ¦ Fire Detection ¦ Fire Alarm System | 1 | Urgent | B | 1 | 2025 | 5 | 1 | 2.2 | 6904 | 1571
Fire ¦ Fire Fighting ¦ Fire Extinguishers ¦ Foam | 1 | Urgent | B | 6 | 2030 | 5 | 1 | 2.2 | 6905 | 16736
Electrical ¦ LV Distribution ¦ Distribution Board ¦ Sub | 1 | High | B | 6 | 2030 | 5 | 2 | 2.7 | 15761 | 17719
Fabric ¦ Superstructure ¦ Windows and External Doors ¦ External Doors ¦ Manual and Automatic Doors ¦ Emergency and Panic Escape Doors | 1 | Urgent | B | 15 | 2039 | 5 | 1 | 2.2 | 6906 | 27945
Electrical ¦ Lighting ¦ Internal ¦ General ¦ LED Fittings & Luminaires | 18 | Medium | B | 16 | 2040 | 5 | 3 | 3.2 | 27814 | 29688
HVAC ¦ Heat Emitters - Local ¦ Gas Fired Unit Heaters | 1 | Medium | B | 7 | 2031 | 5 | 3 | 3.2 | 27815 | 20046
Electrical ¦ LV Distribution ¦ Distribution Board ¦ Main | 1 | High | B | 1 | 2025 | 5 | 2 | 2.7 | 15762 | 4373
Fire ¦ Fire Fighting ¦ Fire Extinguishers ¦ Foam | 3 | Urgent | B | 6 | 2030 | 5 | 1 | 2.2 | 6907 | 16737
Fabric ¦ Superstructure ¦ Windows and External Doors ¦ External Doors ¦ Manual and Automatic Doors ¦ Emergency and Panic Escape Doors | 1 | Urgent | B | 19 | 2043 | 5 | 1 | 2.2 | 6908 | 31084
Electrical ¦ Specialist Lighting ¦ Internal ¦ Illuminated Fire Exit Signage | 4 | Urgent | B | 17 | 2041 | 5 | 1 | 2.2 | 6909 | 30157
Security ¦ Access ¦ Access Control ¦ Gate Access - Local Lock / Keypad / Manual (External) | 1 | Medium | B | 1 | 2025 | 5 | 3 | 3.2 | 27816 | 9588
Electrical ¦ Specialist Lighting ¦ Internal ¦ Illuminated Fire Exit Signage | 3 | Urgent | A | 18 | 2042 | 6 | 1 | 2.5 | 10937 | 30746
Electrical ¦ Lighting ¦ External ¦ General - LED | 6 | Medium | B | 11 | 2035 | 5 | 3 | 3.2 | 27817 | 25403
Fabric ¦ Superstructure ¦ Windows and External Doors ¦ External Doors ¦ Manual and Automatic Doors ¦ Emergency and Panic Escape Doors | 1 | Urgent | D | 21 | 2045 | 3 | 1 | 1.6 | 456 | 31707
Electrical ¦ LV Distribution ¦ Distribution Board ¦ Sub | 1 | High | CX | 1 | 2025 | 2 | 2 | 1.8 | 532 | 428
HVAC ¦ Fan ¦ Central Heating & Cooling ¦ Bifurcated | 1 | Medium | B | 1 | 2025 | 5 | 3 | 3.2 | 27818 | 9589
Fabric ¦ Superstructure ¦ Windows and External Doors ¦ External Doors ¦ Manual and Automatic Doors ¦ Emergency and Panic Escape Doors | 1 | Urgent | B | 11 | 2035 | 5 | 1 | 2.2 | 6910 | 23796
Fabric ¦ Superstructure ¦ Windows and External Doors ¦ Roller Shutters ¦ Electric Roller Shutter | 1 | High | B | 15 | 2039 | 5 | 2 | 2.7 | 15763 | 28231
Electrical ¦ Lighting ¦ Internal ¦ Emergency ¦ Self Contained ¦ LED | 9 | Urgent | B | 21 | 2045 | 5 | 1 | 2.2 | 6911 | 32237
Fire ¦ Fire Fighting ¦ Fire Extinguishers ¦ CO2 | 4 | Urgent | B | 6 | 2030 | 5 | 1 | 2.2 | 6912 | 16738
Fabric ¦ Superstructure ¦ Windows and External Doors ¦ Roller Shutters ¦ Manual Roller Shutter | 1 | High | B | 5 | 2029 | 5 | 2 | 2.7 | 15764 | 14694
Fabric ¦ Superstructure ¦ Windows and External Doors ¦ Roller Shutters ¦ Manual Roller Shutter | 1 | High | B | 5 | 2029 | 5 | 2 | 2.7 | 15765 | 14695
Fabric ¦ Superstructure ¦ Windows and External Doors ¦ External Doors ¦ Entrance Doors | 1 | High | B | 25 | 2049 | 5 | 2 | 2.7 | 15766 | 33408
Fabric ¦ Superstructure ¦ Windows and External Doors ¦ Roller Shutters ¦ Electric Roller Shutter | 1 | High | B | 10 | 2034 | 5 | 2 | 2.7 | 15767 | 22415
Electrical ¦ Lighting ¦ Internal ¦ Emergency ¦ Self Contained ¦ LED | 1 | Urgent | B | 21 | 2045 | 5 | 1 | 2.2 | 6913 | 32238
Fabric ¦ Superstructure ¦ Internal Doors ¦ Roller Shutters ¦ Electric Roller Shutter | 1 | Medium | B | 5 | 2029 | 5 | 3 | 3.2 | 27819 | 15285
Electrical ¦ Lighting ¦ Internal ¦ General ¦ LED Fittings & Luminaires | 64 | Medium | B | 16 | 2040 | 5 | 3 | 3.2 | 27820 | 29689
HVAC ¦ Heat Emitters - Local ¦ Electric Heaters | 9 | Medium | B | 3 | 2027 | 5 | 3 | 3.2 | 27821 | 13605
HVAC ¦ Heat Emitters - Local ¦ Electric Heaters | 2 | Medium | B | 3 | 2027 | 5 | 3 | 3.2 | 27822 | 13606
Electrical ¦ Lighting ¦ External ¦ General - Non-LED | 8 | Medium | B | 1 | 2025 | 5 | 3 | 3.2 | 27823 | 9590
Fire ¦ Fire Fighting ¦ Fire Extinguishers ¦ CO2 | 3 | Urgent | B | 1 | 2025 | 5 | 1 | 2.2 | 6914 | 1572
Security ¦ Access ¦ Access Control ¦ Door ¦ Local Lock / Keypad / Manual | 1 | Medium | B | 7 | 2031 | 5 | 3 | 3.2 | 27824 | 20047
Fire ¦ Fire Fighting ¦ Fire Extinguishers ¦ Foam | 5 | Urgent | B | 6 | 2030 | 5 | 1 | 2.2 | 6915 | 16739
Fire ¦ Fire Fighting ¦ Fire Extinguishers ¦ Foam | 1 | Urgent | B | 6 | 2030 | 5 | 1 | 2.2 | 6916 | 16740
Fire ¦ Fire Fighting ¦ Fire Extinguishers ¦ CO2 | 1 | Urgent | B | 6 | 2030 | 5 | 1 | 2.2 | 6917 | 16741
Electrical ¦ Lighting ¦ Internal ¦ General | 63 | Medium | B | 1 | 2025 | 5 | 3 | 3.2 | 27825 | 9591
Electrical ¦ LV Distribution ¦ Distribution Board ¦ Main | 1 | High | A | 19 | 2043 | 6 | 2 | 3 | 19588 | 31316
HVAC ¦ Heat Emitters - Local ¦ Gas Fired Natural and Fan Assisted Heaters | 1 | Medium | B | 6 | 2030 | 5 | 3 | 3.2 | 27826 | 18838
HVAC ¦ Fan ¦ Local and Special Ventilation ¦ Axial | 1 | Medium | DX | 1 | 2025 | 1 | 3 | 2 | 929 | 633
Electrical ¦ LV Distribution ¦ Distribution Board ¦ Main | 1 | High | B | 1 | 2025 | 5 | 2 | 2.7 | 15768 | 4374
Electrical ¦ LV Distribution ¦ Distribution Board ¦ Main | 1 | High | B | 15 | 2039 | 5 | 2 | 2.7 | 15769 | 28232
HVAC ¦ Central Heating (Internally Sourced) ¦ Boiler ¦ Electric Boilers | 1 | Medium | B | 1 | 2025 | 5 | 3 | 3.2 | 27827 | 9592
Water ¦ Local Hot Water ¦ Instantaneous Electric Water Heater - Non-Drinking Water | 1 | Medium | B | 12 | 2036 | 5 | 3 | 3.2 | 27828 | 26628
Fire ¦ Fire Fighting ¦ Fire Extinguishers ¦ Foam | 1 | Urgent | B | 6 | 2030 | 5 | 1 | 2.2 | 6918 | 16742
HVAC ¦ Central Air Conditioning ¦ Air Conditioning ¦ Multi-Split Condenser - Split Systems/Heat Pumps - Air-cooled with Direct Expansion Evaporator (DX) | 1 | Medium | B | 5 | 2029 | 5 | 3 | 3.2 | 27829 | 15286
Water ¦ Local Hot Water ¦ Package Electric Water Heaters - Non-Drinking Water | 1 | Medium | B | 7 | 2031 | 5 | 3 | 3.2 | 27830 | 20048
Electrical ¦ Lighting ¦ External ¦ General - LED | 1 | Medium | B | 11 | 2035 | 5 | 3 | 3.2 | 27831 | 25404
HVAC ¦ Fan ¦ Local and Special Ventilation ¦ Axial | 1 | Medium | B | 1 | 2025 | 5 | 3 | 3.2 | 27832 | 9593
Fabric ¦ Superstructure ¦ Internal Doors ¦ Roller Shutters ¦ Electric Roller Shutter | 1 | Medium | B | 11 | 2035 | 5 | 3 | 3.2 | 27833 | 25405
Fabric ¦ Superstructure ¦ Windows and External Doors ¦ Roller Shutters ¦ Manual Roller Shutter | 1 | High | B | 5 | 2029 | 5 | 2 | 2.7 | 15770 | 14696
HVAC ¦ Local Air Conditioning ¦ Single-Split Evaporator - Split Systems/Heat Pumps - Air-cooled with Direct Expansion Evaporator (DX) | 1 | Medium | B | 1 | 2025 | 5 | 3 | 3.2 | 27834 | 9594
Fabric ¦ Superstructure ¦ Windows and External Doors ¦ External Doors ¦ Manual and Automatic Doors ¦ Emergency and Panic Escape Doors | 1 | Urgent | B | 15 | 2039 | 5 | 1 | 2.2 | 6919 | 27946
Fabric ¦ Superstructure ¦ Windows and External Doors ¦ Roller Shutters ¦ Manual Roller Shutter | 1 | High | B | 1 | 2025 | 5 | 2 | 2.7 | 15771 | 4375
Fabric ¦ Superstructure ¦ Windows and External Doors ¦ Roller Shutters ¦ Electric Roller Shutter | 1 | High | B | 15 | 2039 | 5 | 2 | 2.7 | 15772 | 28233
Electrical ¦ LV Distribution ¦ Distribution Board ¦ Sub | 1 | High | B | 14 | 2038 | 5 | 2 | 2.7 | 15773 | 27476
Fabric ¦ Superstructure ¦ Windows and External Doors ¦ Roller Shutters ¦ Manual Roller Shutter | 1 | High | B | 5 | 2029 | 5 | 2 | 2.7 | 15774 | 14697
Electrical ¦ Specialist Lighting ¦ Internal ¦ Illuminated Fire Exit Signage | 4 | Urgent | B | 16 | 2040 | 5 | 1 | 2.2 | 6920 | 28900
Electrical ¦ Lighting ¦ Internal ¦ Emergency ¦ Externally Powered ¦ Non LED | 1 | Urgent | B | 1 | 2025 | 5 | 1 | 2.2 | 6921 | 1573
Electrical ¦ Lighting ¦ Internal ¦ General | 32 | Medium | B | 1 | 2025 | 5 | 3 | 3.2 | 27835 | 9595
Electrical ¦ LV Distribution ¦ Distribution Board ¦ Sub | 1 | High | B | 14 | 2038 | 5 | 2 | 2.7 | 15775 | 27477
Fabric ¦ Superstructure ¦ Windows and External Doors ¦ External Doors ¦ Entrance Doors | 1 | High | C | 10 | 2034 | 4 | 2 | 2.4 | 10644 | 22195
Fabric ¦ Superstructure ¦ Windows and External Doors ¦ External Doors ¦ Manual and Automatic Doors ¦ Emergency and Panic Escape Doors | 1 | Urgent | B | 15 | 2039 | 5 | 1 | 2.2 | 6922 | 27947
Electrical ¦ Lighting ¦ Internal ¦ General ¦ LED Fittings & Luminaires | 83 | Medium | B | 17 | 2041 | 5 | 3 | 3.2 | 27836 | 30521
Fire ¦ Fire Fighting ¦ Fire Extinguishers ¦ Powder | 1 | Urgent | B | 6 | 2030 | 5 | 1 | 2.2 | 6923 | 16743
Fire ¦ Fire Fighting ¦ Fire Extinguishers ¦ CO2 | 3 | Urgent | B | 6 | 2030 | 5 | 1 | 2.2 | 6924 | 16744
Electrical ¦ LV Distribution ¦ Distribution Board ¦ Main | 1 | High | D | 1 | 2025 | 3 | 2 | 2.1 | 1241 | 839
Fabric ¦ Superstructure ¦ Windows and External Doors ¦ Roller Shutters ¦ Manual Roller Shutter | 1 | High | B | 10 | 2034 | 5 | 2 | 2.7 | 15776 | 22416
Fabric ¦ Superstructure ¦ Windows and External Doors ¦ Roller Shutters ¦ Manual Roller Shutter | 1 | High | B | 5 | 2029 | 5 | 2 | 2.7 | 15777 | 14698
Electrical ¦ Specialist Lighting ¦ Internal ¦ Illuminated Fire Exit Signage | 4 | Urgent | B | 16 | 2040 | 5 | 1 | 2.2 | 6925 | 28901
Electrical ¦ Lighting ¦ Internal ¦ General | 16 | Medium | B | 1 | 2025 | 5 | 3 | 3.2 | 27837 | 9596
Electrical ¦ Lighting ¦ Internal ¦ General | 37 | Medium | B | 1 | 2025 | 5 | 3 | 3.2 | 27838 | 9597
HVAC ¦ Central Heating (Internally Sourced) ¦ Boiler ¦ Electric Boilers | 1 | Medium | B | 1 | 2025 | 5 | 3 | 3.2 | 27839 | 9598
Fabric ¦ Superstructure ¦ Windows and External Doors ¦ External Doors ¦ Manual and Automatic Doors ¦ Emergency and Panic Escape Doors | 1 | Urgent | B | 20 | 2044 | 5 | 1 | 2.2 | 6926 | 31521
HVAC ¦ Heat Emitters - Local ¦ Gas Fired Unit Heaters | 1 | Medium | B | 1 | 2025 | 5 | 3 | 3.2 | 27840 | 9599
HVAC ¦ Fan ¦ Local and Special Ventilation ¦ Extract | 1 | Medium | B | 1 | 2025 | 5 | 3 | 3.2 | 27841 | 9600
Security ¦ Access ¦ Access Control ¦ Door ¦ Local Lock / Keypad / Manual | 1 | Medium | A | 15 | 2039 | 6 | 3 | 3.5 | 32564 | 28578
Electrical ¦ Lighting ¦ Internal ¦ Emergency ¦ Self Contained ¦ Non LED | 1 | Urgent | C | 6 | 2030 | 4 | 1 | 1.9 | 694 | 15711
HVAC ¦ Local Air Conditioning ¦ Single-Split Condenser - Split Systems/Heat Pumps - Air-cooled with Direct Expansion Evaporator (DX) | 1 | Medium | CX | 1 | 2025 | 2 | 3 | 2.3 | 10265 | 2192
Electrical ¦ LV Distribution ¦ Distribution Board ¦ Sub | 1 | High | B | 8 | 2032 | 5 | 2 | 2.7 | 15778 | 20747
Electrical ¦ LV Distribution ¦ Distribution Board ¦ Main | 1 | High | B | 4 | 2028 | 5 | 2 | 2.7 | 15779 | 13979
Fabric ¦ Superstructure ¦ Windows and External Doors ¦ External Doors ¦ Manual and Automatic Doors ¦ Auto / Powered Sliding Doors | 1 | High | B | 1 | 2025 | 5 | 2 | 2.7 | 15780 | 4376
Fabric ¦ Superstructure ¦ Windows and External Doors ¦ External Doors ¦ Entrance Doors | 1 | High | B | 5 | 2029 | 5 | 2 | 2.7 | 15781 | 14699
HVAC ¦ Fan ¦ Local and Special Ventilation ¦ Fans Window or Wall Mounted | 1 | Medium | DX | 1 | 2025 | 1 | 3 | 2 | 930 | 634
Electrical ¦ LV Distribution ¦ Distribution Board ¦ Main | 1 | High | B | 1 | 2025 | 5 | 2 | 2.7 | 15782 | 4377
Water ¦ Local Hot Water ¦ Package Electric Water Heaters - Non-Drinking Water | 1 | Medium | B | 5 | 2029 | 5 | 3 | 3.2 | 27842 | 15287
HVAC ¦ Fan ¦ Local and Special Ventilation ¦ Axial | 1 | Medium | B | 3 | 2027 | 5 | 3 | 3.2 | 27843 | 13607
HVAC ¦ Heat Emitters - Local ¦ Electric Heaters | 4 | Medium | A | 6 | 2030 | 6 | 3 | 3.5 | 32565 | 19093
Electrical ¦ Lighting ¦ Internal ¦ Emergency ¦ Self Contained ¦ LED | 4 | Urgent | B | 21 | 2045 | 5 | 1 | 2.2 | 6927 | 32239
Electrical ¦ Lighting ¦ Internal ¦ Emergency ¦ Self Contained ¦ LED | 4 | Urgent | B | 21 | 2045 | 5 | 1 | 2.2 | 6928 | 32240
HVAC ¦ Fan ¦ Local and Special Ventilation ¦ Extract | 1 | Medium | B | 3 | 2027 | 5 | 3 | 3.2 | 27844 | 13608
HVAC ¦ Fan ¦ Local and Special Ventilation ¦ Fans Window or Wall Mounted | 1 | Medium | B | 11 | 2035 | 5 | 3 | 3.2 | 27845 | 25406
Fabric ¦ Superstructure ¦ Windows and External Doors ¦ External Doors ¦ Manual and Automatic Doors ¦ Emergency and Panic Escape Doors | 1 | Urgent | B | 21 | 2045 | 5 | 1 | 2.2 | 6929 | 32241
Electrical ¦ Lighting ¦ Internal ¦ Emergency ¦ Self Contained ¦ LED | 22 | Urgent | B | 21 | 2045 | 5 | 1 | 2.2 | 6930 | 32242
Electrical ¦ Specialist Lighting ¦ Internal ¦ Illuminated Fire Exit Signage | 1 | Urgent | B | 1 | 2025 | 5 | 1 | 2.2 | 6931 | 1574
Electrical ¦ LV Distribution ¦ Distribution Board ¦ Main | 1 | High | B | 1 | 2025 | 5 | 2 | 2.7 | 15783 | 4378
Electrical ¦ Specialist Lighting ¦ Internal ¦ Illuminated Fire Exit Signage | 2 | Urgent | B | 16 | 2040 | 5 | 1 | 2.2 | 6932 | 28902
Electrical ¦ Lighting ¦ Internal ¦ Emergency ¦ Self Contained ¦ LED | 12 | Urgent | B | 21 | 2045 | 5 | 1 | 2.2 | 6933 | 32243
Electrical ¦ Lighting ¦ External ¦ General - LED | 1 | Medium | B | 11 | 2035 | 5 | 3 | 3.2 | 27846 | 25407
Electrical ¦ LV Distribution ¦ Distribution Board ¦ Sub | 1 | High | B | 1 | 2025 | 5 | 2 | 2.7 | 15784 | 4379
Electrical ¦ LV Distribution ¦ Distribution Board ¦ Sub | 1 | High | B | 1 | 2025 | 5 | 2 | 2.7 | 15785 | 4380
Electrical ¦ LV Distribution ¦ Distribution Board ¦ Main | 1 | High | B | 3 | 2027 | 5 | 2 | 2.7 | 15786 | 13378
Electrical ¦ LV Distribution ¦ Distribution Board ¦ Main | 1 | High | B | 1 | 2025 | 5 | 2 | 2.7 | 15787 | 4381
Fabric ¦ Superstructure ¦ Windows and External Doors ¦ External Doors ¦ Manual and Automatic Doors ¦ Emergency and Panic Escape Doors | 1 | Urgent | B | 15 | 2039 | 5 | 1 | 2.2 | 6934 | 27948
Electrical ¦ Lighting ¦ Internal ¦ Emergency ¦ Externally Powered ¦ Non LED | 4 | Urgent | B | 1 | 2025 | 5 | 1 | 2.2 | 6935 | 1575
Electrical ¦ Lighting ¦ External ¦ General - Non-LED | 4 | Medium | B | 1 | 2025 | 5 | 3 | 3.2 | 27847 | 9601
Electrical ¦ LV Distribution ¦ Distribution Board ¦ Main | 1 | High | B | 1 | 2025 | 5 | 2 | 2.7 | 15788 | 4382
Electrical ¦ LV Distribution ¦ Distribution Board ¦ Main | 1 | High | B | 15 | 2039 | 5 | 2 | 2.7 | 15789 | 28234
HVAC ¦ Fan ¦ Central Ventilation Systems ¦ Extract | 1 | Medium | B | 1 | 2025 | 5 | 3 | 3.2 | 27848 | 9602
Fire ¦ Fire Fighting ¦ Fire Extinguishers ¦ Powder | 1 | Urgent | B | 6 | 2030 | 5 | 1 | 2.2 | 6936 | 16745
HVAC ¦ Heat Emitters - Central ¦ Radiators ¦ Steel | 5 | Medium | B | 1 | 2025 | 5 | 3 | 3.2 | 27849 | 9603
Electrical ¦ Lighting ¦ Internal ¦ General | 10 | Medium | B | 1 | 2025 | 5 | 3 | 3.2 | 27850 | 9604
Water ¦ Local Hot Water ¦ Package Electric Water Heaters - Non-Drinking Water | 1 | Medium | B | 5 | 2029 | 5 | 3 | 3.2 | 27851 | 15288
HVAC ¦ Fan ¦ Local and Special Ventilation ¦ Fans Window or Wall Mounted | 1 | Medium | B | 1 | 2025 | 5 | 3 | 3.2 | 27852 | 9605
Electrical ¦ Specialist Lighting ¦ Internal ¦ Illuminated Fire Exit Signage | 2 | Urgent | B | 16 | 2040 | 5 | 1 | 2.2 | 6937 | 28903
Fire ¦ Fire Fighting ¦ Fire Extinguishers ¦ Foam | 2 | Urgent | B | 9 | 2033 | 5 | 1 | 2.2 | 6938 | 21401
Electrical ¦ LV Distribution ¦ Distribution Board ¦ Sub | 1 | High | B | 2 | 2026 | 5 | 2 | 2.7 | 15790 | 12925
Fabric ¦ Superstructure ¦ Internal Doors ¦ Roller Shutters ¦ Internal Manual Roller Shutter | 1 | Medium | B | 1 | 2025 | 5 | 3 | 3.2 | 27853 | 9606
Fabric ¦ Superstructure ¦ Windows and External Doors ¦ External Doors ¦ Manual and Automatic Doors ¦ Emergency and Panic Escape Doors | 1 | Urgent | B | 1 | 2025 | 5 | 1 | 2.2 | 6939 | 1576
Fabric ¦ Superstructure ¦ Windows and External Doors ¦ External Doors ¦ Manual and Automatic Doors ¦ Emergency and Panic Escape Doors | 1 | Urgent | B | 15 | 2039 | 5 | 1 | 2.2 | 6940 | 27949
Electrical ¦ Specialist Lighting ¦ Internal ¦ Illuminated Fire Exit Signage | 2 | Urgent | C | 1 | 2025 | 4 | 1 | 1.9 | 695 | 477
Electrical ¦ Specialist Lighting ¦ Internal ¦ Illuminated Fire Exit Signage | 5 | Urgent | B | 16 | 2040 | 5 | 1 | 2.2 | 6941 | 28904
Fire ¦ Fire Fighting ¦ Fire Extinguishers ¦ CO2 | 1 | Urgent | B | 1 | 2025 | 5 | 1 | 2.2 | 6942 | 1577
HVAC ¦ Fan ¦ Local and Special Ventilation ¦ Kitchen Vent ¦ Extract | 1 | Low | B | 10 | 2034 | 5 | 4 | 3.7 | 33307 | 23222
Electrical ¦ Lighting ¦ Internal ¦ General ¦ LED Fittings & Luminaires | 44 | Medium | B | 16 | 2040 | 5 | 3 | 3.2 | 27854 | 29690
Fire ¦ Fire Fighting ¦ Fire Blanket | 1 | Urgent | B | 4 | 2028 | 5 | 1 | 2.2 | 6943 | 13848
HVAC ¦ Central Air Conditioning ¦ Air Conditioning ¦ Multi-Split Evaporator - Split Systems/Heat Pumps - Air-cooled with Direct Expansion Evaporator (DX) | 1 | Medium | B | 5 | 2029 | 5 | 3 | 3.2 | 27855 | 15289
Water ¦ Central Hot Water Distribution ¦ Hot water cylinders | 1 | High | B | 1 | 2025 | 5 | 2 | 2.7 | 15791 | 4383
HVAC ¦ Ventilation ¦ Air Handling Unit (AHU) ¦ Internal ¦ Central Air Conditioning ¦ Gas Fired | 1 | Medium | A | 19 | 2043 | 6 | 3 | 3.5 | 32566 | 31391
Fire ¦ Fire Detection ¦ Fire Alarm System | 1 | Urgent | B | 1 | 2025 | 5 | 1 | 2.2 | 6944 | 1578
Fabric ¦ Superstructure ¦ Windows and External Doors ¦ Roller Shutters ¦ Manual Roller Shutter | 1 | High | B | 8 | 2032 | 5 | 2 | 2.7 | 15792 | 20748
Security ¦ Access ¦ Access Control ¦ Door ¦ Local Lock / Keypad / Manual | 1 | Medium | A | 15 | 2039 | 6 | 3 | 3.5 | 32567 | 28579
HVAC ¦ Fan ¦ Central Ventilation Systems ¦ Extract | 1 | Medium | B | 5 | 2029 | 5 | 3 | 3.2 | 27856 | 15290
Electrical ¦ Lighting ¦ Internal ¦ General | 93 | Medium | A | 18 | 2042 | 6 | 3 | 3.5 | 32568 | 31021
HVAC ¦ Local Air Conditioning ¦ Single-Split Condenser - Split Systems/Heat Pumps - Air-cooled with Direct Expansion Evaporator (DX) | 1 | Medium | B | 10 | 2034 | 5 | 3 | 3.2 | 27857 | 22976
HVAC ¦ Local Air Conditioning ¦ Single-Split Condenser - Split Systems/Heat Pumps - Air-cooled with Direct Expansion Evaporator (DX) | 1 | Medium | B | 10 | 2034 | 5 | 3 | 3.2 | 27858 | 22977
HVAC ¦ Fan ¦ Central Ventilation Systems ¦ Ventilating - General | 1 | Low | B | 1 | 2025 | 5 | 4 | 3.7 | 33308 | 12184
Fabric ¦ Superstructure ¦ Windows and External Doors ¦ External Doors ¦ Entrance Doors | 1 | High | B | 20 | 2044 | 5 | 2 | 2.7 | 15793 | 31637
Electrical ¦ Specialist Lighting ¦ Internal ¦ Illuminated Fire Exit Signage | 4 | Urgent | B | 17 | 2041 | 5 | 1 | 2.2 | 6945 | 30158
HVAC ¦ Fan ¦ Local and Special Ventilation ¦ Fans Window or Wall Mounted | 1 | Medium | DX | 5 | 2029 | 1 | 3 | 2 | 931 | 14282
Fire ¦ Fire Fighting ¦ Fire Extinguishers ¦ CO2 | 3 | Urgent | B | 8 | 2032 | 5 | 1 | 2.2 | 6946 | 20502
HVAC ¦ Fan ¦ Central Ventilation Systems ¦ Extract | 1 | Medium | B | 1 | 2025 | 5 | 3 | 3.2 | 27859 | 9607
Controls ¦ Building Management System (BMS) ¦ BMS Control Panel | 1 | High | A | 9 | 2033 | 6 | 2 | 3 | 19589 | 21668
Electrical ¦ LV Distribution ¦ Distribution Board ¦ Main | 1 | High | B | 12 | 2036 | 5 | 2 | 2.7 | 15794 | 26222
Electrical ¦ Lighting ¦ Internal ¦ General ¦ LED Fittings & Luminaires | 19 | Medium | C | 10 | 2034 | 4 | 3 | 2.9 | 18826 | 22534
Electrical ¦ LV Distribution ¦ Distribution Board ¦ Main | 1 | High | C | 1 | 2025 | 4 | 2 | 2.4 | 10645 | 2460
Fire ¦ Fire Detection ¦ Fire Alarm Panel / Repeater | 1 | Urgent | D | 9 | 2033 | 3 | 1 | 1.6 | 457 | 21199
HVAC ¦ Fan ¦ Local and Special Ventilation ¦ Fans Window or Wall Mounted | 1 | Medium | B | 6 | 2030 | 5 | 3 | 3.2 | 27860 | 18839
Fabric ¦ Superstructure ¦ Windows and External Doors ¦ External Doors ¦ Manual and Automatic Doors ¦ Emergency and Panic Escape Doors | 1 | Urgent | B | 21 | 2045 | 5 | 1 | 2.2 | 6947 | 32244
Electrical ¦ Lighting ¦ External ¦ General - LED | 8 | Medium | B | 5 | 2029 | 5 | 3 | 3.2 | 27861 | 15291
Electrical ¦ Lighting ¦ External ¦ General - LED | 1 | Medium | B | 10 | 2034 | 5 | 3 | 3.2 | 27862 | 22978
Fabric ¦ Superstructure ¦ Windows and External Doors ¦ External Windows ¦ Roller Shutters ¦ External Window Shutters ¦ Electric | 1 | Medium | B | 6 | 2030 | 5 | 3 | 3.2 | 27863 | 18840
Electrical ¦ Lighting ¦ Internal ¦ General ¦ LED Fittings & Luminaires | 76 | Medium | B | 16 | 2040 | 5 | 3 | 3.2 | 27864 | 29691
Water ¦ Local Hot Water ¦ Instantaneous Electric Water Heater - Non-Drinking Water | 1 | Medium | C | 1 | 2025 | 4 | 3 | 2.9 | 18827 | 5697
Fabric ¦ Superstructure ¦ Windows and External Doors ¦ Roller Shutters ¦ Electric Roller Shutter | 1 | High | B | 1 | 2025 | 5 | 2 | 2.7 | 15795 | 4384
HVAC ¦ Fan ¦ Local and Special Ventilation ¦ Axial | 1 | Medium | B | 6 | 2030 | 5 | 3 | 3.2 | 27865 | 18841
Fabric ¦ Superstructure ¦ Windows and External Doors ¦ Roller Shutters ¦ Electric Roller Shutter | 1 | High | B | 18 | 2042 | 5 | 2 | 2.7 | 15796 | 30849
Fire ¦ Fire Fighting ¦ Fire Extinguishers ¦ Foam | 5 | Urgent | B | 6 | 2030 | 5 | 1 | 2.2 | 6948 | 16746
HVAC ¦ Local Air Conditioning ¦ Single-Split Evaporator - Split Systems/Heat Pumps - Air-cooled with Direct Expansion Evaporator (DX) | 1 | Medium | B | 1 | 2025 | 5 | 3 | 3.2 | 27866 | 9608
Electrical ¦ LV Distribution ¦ Distribution Board ¦ Sub | 1 | High | B | 16 | 2040 | 5 | 2 | 2.7 | 15797 | 29218
Electrical ¦ LV Distribution ¦ Distribution Board ¦ Main | 1 | High | B | 7 | 2031 | 5 | 2 | 2.7 | 15798 | 19653
Fabric ¦ Superstructure ¦ Windows and External Doors ¦ External Doors ¦ Entrance Doors | 1 | High | B | 17 | 2041 | 5 | 2 | 2.7 | 15799 | 30354
Fabric ¦ Superstructure ¦ Windows and External Doors ¦ Roller Shutters ¦ Manual Roller Shutter | 1 | High | B | 11 | 2035 | 5 | 2 | 2.7 | 15800 | 24584
Security ¦ Access ¦ Access Control ¦ Door ¦ Local Lock / Keypad / Manual | 1 | Medium | B | 10 | 2034 | 5 | 3 | 3.2 | 27867 | 22979
Electrical ¦ Lighting ¦ Internal ¦ General ¦ LED Fittings & Luminaires | 2 | Medium | B | 6 | 2030 | 5 | 3 | 3.2 | 27868 | 18842
Fabric ¦ Superstructure ¦ Windows and External Doors ¦ External Doors ¦ Manual and Automatic Doors ¦ Emergency and Panic Escape Doors | 1 | Urgent | B | 21 | 2045 | 5 | 1 | 2.2 | 6949 | 32245
Security ¦ Barriers and Guardrails ¦ Manual Vehicle Barrier | 1 | Medium | B | 1 | 2025 | 5 | 3 | 3.2 | 27869 | 9609
Fabric ¦ Superstructure ¦ Windows and External Doors ¦ Roller Shutters ¦ Manual Roller Shutter | 1 | High | B | 1 | 2025 | 5 | 2 | 2.7 | 15801 | 4385
Electrical ¦ Lighting ¦ Internal ¦ Emergency ¦ Self Contained ¦ LED | 3 | Urgent | B | 17 | 2041 | 5 | 1 | 2.2 | 6950 | 30159
HVAC ¦ Heat Emitters - Central ¦ Radiators ¦ Steel | 1 | Medium | B | 1 | 2025 | 5 | 3 | 3.2 | 27870 | 9610
Fire ¦ Fire Fighting ¦ Fire Extinguishers ¦ CO2 | 3 | Urgent | B | 6 | 2030 | 5 | 1 | 2.2 | 6951 | 16747
Fabric ¦ Superstructure ¦ Windows and External Doors ¦ Roller Shutters ¦ Manual Roller Shutter | 1 | High | B | 1 | 2025 | 5 | 2 | 2.7 | 15802 | 4386
HVAC ¦ Heat Emitters - Local ¦ Electric Heaters | 1 | Medium | B | 1 | 2025 | 5 | 3 | 3.2 | 27871 | 9611
HVAC ¦ Heat Emitters - Central ¦ Radiators ¦ Steel | 5 | Medium | B | 8 | 2032 | 5 | 3 | 3.2 | 27872 | 21041
Fire ¦ Fire Fighting ¦ Fire Extinguishers ¦ Foam | 3 | Urgent | B | 1 | 2025 | 5 | 1 | 2.2 | 6952 | 1579
Fabric ¦ Superstructure ¦ Windows and External Doors ¦ External Doors ¦ Manual and Automatic Doors ¦ Emergency and Panic Escape Doors | 1 | Urgent | B | 11 | 2035 | 5 | 1 | 2.2 | 6953 | 23797
Fabric ¦ Superstructure ¦ Windows and External Doors ¦ Roller Shutters ¦ Electric Roller Shutter | 1 | High | B | 1 | 2025 | 5 | 2 | 2.7 | 15803 | 4387
Electrical ¦ LV Distribution ¦ Distribution Board ¦ Sub | 1 | High | C | 1 | 2025 | 4 | 2 | 2.4 | 10646 | 2461
HVAC ¦ Fan ¦ Local and Special Ventilation ¦ Fans Window or Wall Mounted | 1 | Medium | B | 1 | 2025 | 5 | 3 | 3.2 | 27873 | 9612
Electrical ¦ LV Distribution ¦ Distribution Board ¦ Main | 1 | High | B | 6 | 2030 | 5 | 2 | 2.7 | 15804 | 17720
Electrical ¦ Lighting ¦ Internal ¦ Emergency ¦ Self Contained ¦ LED | 9 | Urgent | B | 11 | 2035 | 5 | 1 | 2.2 | 6954 | 23798
Fabric ¦ Superstructure ¦ Windows and External Doors ¦ Roller Shutters ¦ Manual Roller Shutter | 1 | High | B | 1 | 2025 | 5 | 2 | 2.7 | 15805 | 4388
Fabric ¦ Superstructure ¦ Windows and External Doors ¦ External Doors ¦ Entrance Doors | 1 | High | B | 11 | 2035 | 5 | 2 | 2.7 | 15806 | 24585
Fire ¦ Fire Fighting ¦ Fire Extinguishers ¦ Foam | 2 | Urgent | B | 6 | 2030 | 5 | 1 | 2.2 | 6955 | 16748
HVAC ¦ Heat Emitters - Local ¦ Gas Fired Natural and Fan Assisted Heaters | 1 | Medium | B | 7 | 2031 | 5 | 3 | 3.2 | 27874 | 20049
HVAC ¦ Local and Special Ventilation ¦ Unit extract fans. | 1 | Medium | D | 1 | 2025 | 3 | 3 | 2.6 | 11183 | 2672
Fabric ¦ Superstructure ¦ Windows and External Doors ¦ Roller Shutters ¦ Electric Roller Shutter | 1 | High | B | 1 | 2025 | 5 | 2 | 2.7 | 15807 | 4389
HVAC ¦ Heat Emitters - Central ¦ Radiators ¦ Steel | 3 | Medium | B | 1 | 2025 | 5 | 3 | 3.2 | 27875 | 9613
Electrical ¦ Lighting ¦ External ¦ General - LED | 3 | Medium | B | 1 | 2025 | 5 | 3 | 3.2 | 27876 | 9614
HVAC ¦ Heat Emitters - Local ¦ Electric Overdoor Air Curtain/Heater | 1 | Medium | B | 7 | 2031 | 5 | 3 | 3.2 | 27877 | 20050
HVAC ¦ Heat Emitters - Local ¦ Electric Heaters | 1 | Medium | B | 1 | 2025 | 5 | 3 | 3.2 | 27878 | 9615
Electrical ¦ Lighting ¦ Internal ¦ Emergency ¦ Self Contained ¦ LED | 1 | Urgent | B | 17 | 2041 | 5 | 1 | 2.2 | 6956 | 30160
HVAC ¦ Local Air Conditioning ¦ Single-Split Evaporator - Split Systems/Heat Pumps - Air-cooled with Direct Expansion Evaporator (DX) | 1 | Medium | B | 1 | 2025 | 5 | 3 | 3.2 | 27879 | 9616
HVAC ¦ Heat Emitters - Local ¦ Gas Fired Natural and Fan Assisted Heaters | 1 | Medium | B | 1 | 2025 | 5 | 3 | 3.2 | 27880 | 9617
Electrical ¦ LV Distribution ¦ Distribution Board ¦ Sub | 1 | High | B | 18 | 2042 | 5 | 2 | 2.7 | 15808 | 30850
Fabric ¦ Superstructure ¦ Windows and External Doors ¦ Roller Shutters ¦ Electric Roller Shutter | 1 | High | B | 15 | 2039 | 5 | 2 | 2.7 | 15809 | 28235
Fabric ¦ Superstructure ¦ Windows and External Doors ¦ External Doors ¦ Manual and Automatic Doors ¦ High Security Door | 1 | High | B | 11 | 2035 | 5 | 2 | 2.7 | 15810 | 24586
Electrical ¦ LV Distribution ¦ Distribution Board ¦ Sub | 1 | High | B | 19 | 2043 | 5 | 2 | 2.7 | 15811 | 31229
HVAC ¦ Local Air Conditioning ¦ Single-Split Evaporator - Split Systems/Heat Pumps - Air-cooled with Direct Expansion Evaporator (DX) | 1 | Medium | DX | 1 | 2025 | 1 | 3 | 2 | 932 | 635
HVAC ¦ Ventilation ¦ Air Handling Unit (AHU) ¦ Internal ¦ Central Air Conditioning ¦ Gas Fired | 1 | Medium | B | 1 | 2025 | 5 | 3 | 3.2 | 27881 | 9618
Fabric ¦ Superstructure ¦ Windows and External Doors ¦ External Doors ¦ Manual and Automatic Doors ¦ Emergency and Panic Escape Doors | 1 | Urgent | B | 16 | 2040 | 5 | 1 | 2.2 | 6957 | 28905
HVAC ¦ Fan ¦ Local and Special Ventilation ¦ Centrifugal | 1 | Medium | B | 3 | 2027 | 5 | 3 | 3.2 | 27882 | 13609
Fire ¦ Fire Fighting ¦ Fire Extinguishers ¦ CO2 | 4 | Urgent | B | 8 | 2032 | 5 | 1 | 2.2 | 6958 | 20503
Fire ¦ Fire Fighting ¦ Fire Blanket | 1 | Urgent | B | 4 | 2028 | 5 | 1 | 2.2 | 6959 | 13849
HVAC ¦ Fan ¦ Local and Special Ventilation ¦ Fans Window or Wall Mounted | 1 | Medium | B | 10 | 2034 | 5 | 3 | 3.2 | 27883 | 22980
HVAC ¦ Fan ¦ Local and Special Ventilation ¦ Axial | 1 | Medium | B | 1 | 2025 | 5 | 3 | 3.2 | 27884 | 9619
Fabric ¦ Superstructure ¦ Windows and External Doors ¦ External Doors ¦ Manual and Automatic Doors ¦ Emergency and Panic Escape Doors | 1 | Urgent | B | 16 | 2040 | 5 | 1 | 2.2 | 6960 | 28906
Fabric ¦ Superstructure ¦ Windows and External Doors ¦ External Doors ¦ Manual and Automatic Doors ¦ High Security Door | 1 | High | B | 21 | 2045 | 5 | 2 | 2.7 | 15812 | 32685
Electrical ¦ Lighting ¦ Internal ¦ General | 4 | Medium | B | 1 | 2025 | 5 | 3 | 3.2 | 27885 | 9620
Fire ¦ Fire Fighting ¦ Fire Extinguishers ¦ Foam | 1 | Urgent | B | 10 | 2034 | 5 | 1 | 2.2 | 6961 | 22103
HVAC ¦ Local Air Conditioning ¦ Single-Split Condenser - Split Systems/Heat Pumps - Air-cooled with Direct Expansion Evaporator (DX) | 1 | Medium | B | 1 | 2025 | 5 | 3 | 3.2 | 27886 | 9621
Sanitary ¦ Shower ¦ Pumps ¦ Showers Booster Pumps | 1 | Medium | B | 6 | 2030 | 5 | 3 | 3.2 | 27887 | 18843
Security ¦ Barriers and Guardrails ¦ Manual Vehicle Barrier | 1 | Medium | B | 1 | 2025 | 5 | 3 | 3.2 | 27888 | 9622
Fabric ¦ Superstructure ¦ Windows and External Doors ¦ External Doors ¦ Manual and Automatic Doors ¦ High Security Door | 1 | High | B | 11 | 2035 | 5 | 2 | 2.7 | 15813 | 24587
Electrical ¦ Lighting ¦ Internal ¦ General ¦ LED Fittings & Luminaires | 2 | Medium | B | 12 | 2036 | 5 | 3 | 3.2 | 27889 | 26629
Fabric ¦ Superstructure ¦ Windows and External Doors ¦ External Doors ¦ Entrance Doors | 1 | High | B | 11 | 2035 | 5 | 2 | 2.7 | 15814 | 24588
HVAC ¦ Central Heating (Internally Sourced) ¦ Burner ¦ Forced draft gas burner | 1 | Medium | B | 1 | 2025 | 5 | 3 | 3.2 | 27890 | 9623
Electrical ¦ Lighting ¦ Internal ¦ Emergency ¦ Self Contained ¦ Non LED | 2 | Urgent | B | 4 | 2028 | 5 | 1 | 2.2 | 6962 | 13850
Electrical ¦ LV Distribution ¦ Distribution Board ¦ Sub | 1 | High | B | 6 | 2030 | 5 | 2 | 2.7 | 15815 | 17721
Fabric ¦ Barriers and Guardrails ¦ Vehicle Crash Protection Barrier | 1 | V Low | B | 8 | 2032 | 5 | 4 | 3.7 | 33309 | 21188
Fabric ¦ Superstructure ¦ Windows and External Doors ¦ External Doors ¦ Entrance Doors | 1 | High | B | 11 | 2035 | 5 | 2 | 2.7 | 15816 | 24589
Electrical ¦ Lighting ¦ Internal ¦ Emergency ¦ Self Contained ¦ LED | 6 | Urgent | B | 22 | 2046 | 5 | 1 | 2.2 | 6963 | 32944
Fire ¦ Fire Fighting ¦ Fire Extinguishers ¦ Foam | 3 | Urgent | B | 1 | 2025 | 5 | 1 | 2.2 | 6964 | 1580
Fabric ¦ Barriers and Guardrails ¦ Vehicle Crash Protection Barrier | 1 | V Low | B | 1 | 2025 | 5 | 4 | 3.7 | 33310 | 12185
Fabric ¦ Barriers and Guardrails ¦ Vehicle Crash Protection Barrier | 1 | V Low | B | 8 | 2032 | 5 | 4 | 3.7 | 33311 | 21189
Fabric ¦ Superstructure ¦ Internal Doors ¦ Roller Shutters ¦ Electric Roller Shutter | 1 | Medium | B | 13 | 2037 | 5 | 3 | 3.2 | 27891 | 27190
Electrical ¦ Lighting ¦ Internal ¦ Emergency ¦ Self Contained ¦ LED | 2 | Urgent | B | 15 | 2039 | 5 | 1 | 2.2 | 6965 | 27950
Electrical ¦ Lighting ¦ Internal ¦ Emergency ¦ Self Contained ¦ Non LED | 2 | Urgent | B | 4 | 2028 | 5 | 1 | 2.2 | 6966 | 13851
HVAC ¦ Central Air Conditioning ¦ Air Conditioning ¦ Multi-Split Condenser - DX Split Systems (With Gas, Electric or Hot Water Heaters) | 1 | Medium | B | 10 | 2034 | 5 | 3 | 3.2 | 27892 | 22981
Electrical ¦ LV Distribution ¦ Distribution Board ¦ Sub | 1 | High | B | 6 | 2030 | 5 | 2 | 2.7 | 15817 | 17722
Water ¦ Local Hot Water ¦ Instantaneous Electric Water Heater - Non-Drinking Water | 1 | Medium | B | 11 | 2035 | 5 | 3 | 3.2 | 27893 | 25408
Fabric ¦ Superstructure ¦ Windows and External Doors ¦ External Doors ¦ Entrance Doors | 1 | High | B | 21 | 2045 | 5 | 2 | 2.7 | 15818 | 32686
Fire ¦ Fire Fighting ¦ Fire Extinguishers ¦ Foam | 3 | Urgent | B | 6 | 2030 | 5 | 1 | 2.2 | 6967 | 16749
Fabric ¦ Barriers and Guardrails ¦ Vehicle Crash Protection Barrier | 1 | V Low | B | 8 | 2032 | 5 | 4 | 3.7 | 33312 | 21190
Electrical ¦ Lighting ¦ Internal ¦ General ¦ LED Fittings & Luminaires | 36 | Medium | B | 17 | 2041 | 5 | 3 | 3.2 | 27894 | 30522
Electrical ¦ Specialist Lighting ¦ Internal ¦ Illuminated Fire Exit Signage | 3 | Urgent | B | 16 | 2040 | 5 | 1 | 2.2 | 6968 | 28907
HVAC ¦ Local Air Conditioning ¦ Single-Split Condenser - Split Systems/Heat Pumps - Air-cooled with Direct Expansion Evaporator (DX) | 1 | Medium | B | 12 | 2036 | 5 | 3 | 3.2 | 27895 | 26630
HVAC ¦ Local and Special Ventilation ¦ Unit extract fans. | 1 | Medium | C | 1 | 2025 | 4 | 3 | 2.9 | 18828 | 5698
Electrical ¦ Lighting ¦ External ¦ General - LED | 1 | Medium | B | 11 | 2035 | 5 | 3 | 3.2 | 27896 | 25409
HVAC ¦ Heat Emitters - Local ¦ Gas Fired Natural and Fan Assisted Heaters | 1 | Medium | B | 1 | 2025 | 5 | 3 | 3.2 | 27897 | 9624
Electrical ¦ LV Distribution ¦ Distribution Board ¦ Sub | 1 | High | B | 6 | 2030 | 5 | 2 | 2.7 | 15819 | 17723
Fabric ¦ Superstructure ¦ Windows and External Doors ¦ External Doors ¦ Manual and Automatic Doors ¦ Auto / Powered Swing Doors | 1 | High | B | 28 | 2052 | 5 | 2 | 2.7 | 15820 | 33626
Fabric ¦ Superstructure ¦ Windows and External Doors ¦ External Doors ¦ Manual and Automatic Doors ¦ Emergency and Panic Escape Doors | 1 | Urgent | B | 23 | 2047 | 5 | 1 | 2.2 | 6969 | 33126
Fabric ¦ Barriers and Guardrails ¦ Vehicle Crash Protection Barrier | 1 | V Low | B | 1 | 2025 | 5 | 4 | 3.7 | 33313 | 12186
Electrical ¦ Lighting ¦ Internal ¦ Emergency ¦ Self Contained ¦ Non LED | 4 | Urgent | B | 4 | 2028 | 5 | 1 | 2.2 | 6970 | 13852
Fabric ¦ Superstructure ¦ Windows and External Doors ¦ External Doors ¦ Entrance Doors | 1 | High | B | 1 | 2025 | 5 | 2 | 2.7 | 15821 | 4390
Electrical ¦ Specialist Lighting ¦ Internal ¦ Illuminated Fire Exit Signage | 4 | Urgent | B | 12 | 2036 | 5 | 1 | 2.2 | 6971 | 26056
Electrical ¦ Lighting ¦ Internal ¦ Emergency ¦ Self Contained ¦ LED | 3 | Urgent | B | 21 | 2045 | 5 | 1 | 2.2 | 6972 | 32246
Fire ¦ Fire Fighting ¦ Fire Extinguishers ¦ Foam | 6 | Urgent | B | 6 | 2030 | 5 | 1 | 2.2 | 6973 | 16750
Electrical ¦ Lighting ¦ Internal ¦ Emergency ¦ Self Contained ¦ LED | 15 | Urgent | B | 22 | 2046 | 5 | 1 | 2.2 | 6974 | 32945
Electrical ¦ Lighting ¦ Internal ¦ Emergency ¦ Self Contained ¦ LED | 2 | Urgent | B | 11 | 2035 | 5 | 1 | 2.2 | 6975 | 23799
Fabric ¦ Superstructure ¦ Windows and External Doors ¦ Roller Shutters ¦ Electric Roller Shutter | 1 | High | B | 1 | 2025 | 5 | 2 | 2.7 | 15822 | 4391
Water ¦ Local Hot Water ¦ Instantaneous Electric Water Heater - Non-Drinking Water | 1 | Medium | D | 1 | 2025 | 3 | 3 | 2.6 | 11184 | 2673
HVAC ¦ Fan ¦ Local and Special Ventilation ¦ Extract | 1 | Medium | B | 1 | 2025 | 5 | 3 | 3.2 | 27898 | 9625
HVAC ¦ Fan ¦ Local and Special Ventilation ¦ Axial | 1 | Medium | B | 1 | 2025 | 5 | 3 | 3.2 | 27899 | 9626
Fabric ¦ Superstructure ¦ Windows and External Doors ¦ External Doors ¦ Manual and Automatic Doors ¦ High Security Door | 1 | High | B | 21 | 2045 | 5 | 2 | 2.7 | 15823 | 32687
Electrical ¦ Lighting ¦ External ¦ General - LED | 1 | Medium | B | 5 | 2029 | 5 | 3 | 3.2 | 27900 | 15292
Fire ¦ Fire Fighting ¦ Fire Extinguishers ¦ CO2 | 1 | Urgent | B | 6 | 2030 | 5 | 1 | 2.2 | 6976 | 16751
HVAC ¦ Central Air Conditioning ¦ Air Conditioning ¦ Multi-Split Condenser - Split Systems/Heat Pumps - Air-cooled with Direct Expansion Evaporator (DX) | 1 | Medium | B | 1 | 2025 | 5 | 3 | 3.2 | 27901 | 9627
Electrical ¦ LV Distribution ¦ Distribution Board ¦ Sub | 1 | High | B | 6 | 2030 | 5 | 2 | 2.7 | 15824 | 17724
Fire ¦ Fire Detection ¦ Fire Alarm System | 1 | Urgent | B | 1 | 2025 | 5 | 1 | 2.2 | 6977 | 1581
Electrical ¦ Lighting ¦ Internal ¦ General ¦ LED Fittings & Luminaires | 7 | Medium | B | 12 | 2036 | 5 | 3 | 3.2 | 27902 | 26631
Electrical ¦ Lighting ¦ Internal ¦ Emergency ¦ Externally Powered ¦ LED | 6 | Urgent | B | 21 | 2045 | 5 | 1 | 2.2 | 6978 | 32247
Fire ¦ Fire Fighting ¦ Fire Extinguishers ¦ Powder | 2 | Urgent | B | 6 | 2030 | 5 | 1 | 2.2 | 6979 | 16752
Fabric ¦ Superstructure ¦ Windows and External Doors ¦ External Windows ¦ Roller Shutters ¦ External Window Shutters ¦ Manual | 1 | Medium | B | 6 | 2030 | 5 | 3 | 3.2 | 27903 | 18844
Electrical ¦ Lighting ¦ External ¦ General - LED | 6 | Medium | B | 12 | 2036 | 5 | 3 | 3.2 | 27904 | 26632
Electrical ¦ Lighting ¦ Internal ¦ General ¦ LED Fittings & Luminaires | 7 | Medium | B | 12 | 2036 | 5 | 3 | 3.2 | 27905 | 26633
Water ¦ Local Hot Water ¦ Package Electric Water Heaters - Non-Drinking Water | 1 | Medium | A | 11 | 2035 | 6 | 3 | 3.5 | 32569 | 25716
Water ¦ Central Hot Water Distribution ¦ Calorifier-LTHW ¦ Copper | 1 | High | B | 38 | 2062 | 5 | 2 | 2.7 | 15825 | 33886
HVAC ¦ Heat Emitters - Central ¦ Unit Heaters | 1 | Medium | B | 5 | 2029 | 5 | 3 | 3.2 | 27906 | 15293
HVAC ¦ Fan ¦ Local and Special Ventilation ¦ Axial | 1 | Medium | B | 11 | 2035 | 5 | 3 | 3.2 | 27907 | 25410
Electrical ¦ Lighting ¦ Internal ¦ General ¦ LED Fittings & Luminaires | 9 | Medium | B | 6 | 2030 | 5 | 3 | 3.2 | 27908 | 18845
HVAC ¦ Fan ¦ Local and Special Ventilation ¦ Centrifugal | 1 | Medium | B | 3 | 2027 | 5 | 3 | 3.2 | 27909 | 13610
Electrical ¦ LV Distribution ¦ Distribution Board ¦ Sub | 1 | High | B | 6 | 2030 | 5 | 2 | 2.7 | 15826 | 17725
Electrical ¦ LV Distribution ¦ Distribution Board ¦ Sub | 1 | High | B | 6 | 2030 | 5 | 2 | 2.7 | 15827 | 17726
Fire ¦ Fire Detection ¦ Fire Alarm Panel / Repeater | 1 | Urgent | B | 11 | 2035 | 5 | 1 | 2.2 | 6980 | 23800
Fabric ¦ Barriers and Guardrails ¦ Vehicle Crash Protection Barrier | 1 | V Low | B | 8 | 2032 | 5 | 4 | 3.7 | 33314 | 21191
Electrical ¦ Lighting ¦ Internal ¦ General ¦ LED Fittings & Luminaires | 5 | Medium | B | 6 | 2030 | 5 | 3 | 3.2 | 27910 | 18846
Fabric ¦ Superstructure ¦ Windows and External Doors ¦ Roller Shutters ¦ Electric Roller Shutter | 1 | High | B | 13 | 2037 | 5 | 2 | 2.7 | 15828 | 27001
HVAC ¦ Fan ¦ Local and Special Ventilation ¦ Axial | 1 | Medium | B | 1 | 2025 | 5 | 3 | 3.2 | 27911 | 9628
Fabric ¦ Superstructure ¦ Windows and External Doors ¦ Roller Shutters ¦ Manual Roller Shutter | 1 | High | B | 1 | 2025 | 5 | 2 | 2.7 | 15829 | 4392
Security ¦ Access ¦ Access Control ¦ Gate Access - Local Lock / Keypad / Manual (External) | 1 | Medium | B | 1 | 2025 | 5 | 3 | 3.2 | 27912 | 9629
Electrical ¦ Specialist Lighting ¦ Internal ¦ Illuminated Fire Exit Signage | 3 | Urgent | B | 12 | 2036 | 5 | 1 | 2.2 | 6981 | 26057
HVAC ¦ Fan ¦ Local and Special Ventilation ¦ Axial | 1 | Medium | B | 1 | 2025 | 5 | 3 | 3.2 | 27913 | 9630
HVAC ¦ Fan ¦ Local and Special Ventilation ¦ Extract | 1 | Medium | B | 6 | 2030 | 5 | 3 | 3.2 | 27914 | 18847
HVAC ¦ Fan ¦ Local and Special Ventilation ¦ Axial | 1 | Medium | B | 1 | 2025 | 5 | 3 | 3.2 | 27915 | 9631
Fabric ¦ Superstructure ¦ Windows and External Doors ¦ External Doors ¦ Entrance Doors | 1 | High | B | 21 | 2045 | 5 | 2 | 2.7 | 15830 | 32688
Fabric ¦ Superstructure ¦ Windows and External Doors ¦ External Doors ¦ Entrance Doors | 1 | High | B | 11 | 2035 | 5 | 2 | 2.7 | 15831 | 24590
Electrical ¦ Lighting ¦ Internal ¦ General ¦ LED Fittings & Luminaires | 40 | Medium | B | 13 | 2037 | 5 | 3 | 3.2 | 27916 | 27191
Security ¦ Access ¦ Access Control ¦ Gate Access - Local Lock / Keypad / Manual (External) | 1 | Medium | B | 1 | 2025 | 5 | 3 | 3.2 | 27917 | 9632
Electrical ¦ Specialist Lighting ¦ Internal ¦ Illuminated Fire Exit Signage | 4 | Urgent | B | 6 | 2030 | 5 | 1 | 2.2 | 6982 | 16753
Electrical ¦ Specialist Lighting ¦ External ¦ Illuminated External Signs | 1 | Medium | B | 1 | 2025 | 5 | 3 | 3.2 | 27918 | 9633
HVAC ¦ Fan ¦ Local and Special Ventilation ¦ Fans Window or Wall Mounted | 1 | Medium | B | 11 | 2035 | 5 | 3 | 3.2 | 27919 | 25411
Electrical ¦ Specialist Lighting ¦ Internal ¦ Illuminated Fire Exit Signage | 6 | Urgent | B | 17 | 2041 | 5 | 1 | 2.2 | 6983 | 30161
Electrical ¦ Specialist Lighting ¦ Internal ¦ Illuminated Fire Exit Signage | 1 | Urgent | B | 6 | 2030 | 5 | 1 | 2.2 | 6984 | 16754
Electrical ¦ Lighting ¦ External ¦ General - LED | 2 | Medium | B | 5 | 2029 | 5 | 3 | 3.2 | 27920 | 15294
HVAC ¦ Fan ¦ Central Heating ¦ Axial | 1 | High | D | 4 | 2028 | 3 | 2 | 2.1 | 1242 | 13762
Electrical ¦ Lighting ¦ Internal ¦ General ¦ LED Fittings & Luminaires | 75 | Medium | B | 16 | 2040 | 5 | 3 | 3.2 | 27921 | 29692
Fire ¦ Fire Fighting ¦ Fire Extinguishers ¦ CO2 | 2 | Urgent | B | 6 | 2030 | 5 | 1 | 2.2 | 6985 | 16755
HVAC ¦ Central Air Conditioning ¦ Air Conditioning ¦ Multi-Split Evaporator - Split Systems/Heat Pumps - Air-cooled with Direct Expansion Evaporator (DX) | 1 | Medium | B | 10 | 2034 | 5 | 3 | 3.2 | 27922 | 22982
Fabric ¦ Superstructure ¦ Windows and External Doors ¦ Roller Shutters ¦ Manual Roller Shutter | 1 | High | B | 2 | 2026 | 5 | 2 | 2.7 | 15832 | 12926
HVAC ¦ Heat Emitters - Local ¦ Electric Overdoor Air Curtain/Heater | 1 | Medium | B | 2 | 2026 | 5 | 3 | 3.2 | 27923 | 13144
Electrical ¦ Lighting ¦ Internal ¦ General ¦ LED Fittings & Luminaires | 8 | Medium | B | 6 | 2030 | 5 | 3 | 3.2 | 27924 | 18848
HVAC ¦ Fan ¦ Local and Special Ventilation ¦ Fans Window or Wall Mounted | 1 | Medium | B | 1 | 2025 | 5 | 3 | 3.2 | 27925 | 9634
Electrical ¦ LV Distribution ¦ Distribution Board ¦ Sub | 1 | High | B | 1 | 2025 | 5 | 2 | 2.7 | 15833 | 4393
Electrical ¦ Lighting ¦ Internal ¦ Emergency ¦ Self Contained ¦ LED | 1 | Urgent | B | 21 | 2045 | 5 | 1 | 2.2 | 6986 | 32248
Fire ¦ Fire Fighting ¦ Fire Extinguishers ¦ CO2 | 3 | Urgent | B | 6 | 2030 | 5 | 1 | 2.2 | 6987 | 16756
Fire ¦ Fire Fighting ¦ Fire Extinguishers ¦ Foam | 2 | Urgent | B | 6 | 2030 | 5 | 1 | 2.2 | 6988 | 16757
Electrical ¦ LV Distribution ¦ Distribution Board ¦ Main | 1 | High | B | 1 | 2025 | 5 | 2 | 2.7 | 15834 | 4394
Fabric ¦ Superstructure ¦ Windows and External Doors ¦ External Windows ¦ Roller Shutters ¦ External Window Shutters ¦ Electric | 1 | Medium | B | 1 | 2025 | 5 | 3 | 3.2 | 27926 | 9635
Fabric ¦ Superstructure ¦ Windows and External Doors ¦ External Doors ¦ Entrance Doors | 1 | High | B | 26 | 2050 | 5 | 2 | 2.7 | 15835 | 33514
Fire ¦ Fire Fighting ¦ Fire Blanket | 1 | Urgent | B | 4 | 2028 | 5 | 1 | 2.2 | 6989 | 13853
Fabric ¦ Superstructure ¦ Windows and External Doors ¦ Roller Shutters ¦ Manual Roller Shutter | 1 | High | B | 1 | 2025 | 5 | 2 | 2.7 | 15836 | 4395
Fire ¦ Fire Fighting ¦ Fire Extinguishers ¦ CO2 | 3 | Urgent | B | 6 | 2030 | 5 | 1 | 2.2 | 6990 | 16758
Fabric ¦ Superstructure ¦ Internal Doors ¦ Roller Shutters ¦ Electric Roller Shutter | 1 | Medium | B | 1 | 2025 | 5 | 3 | 3.2 | 27927 | 9636
Electrical ¦ Lighting ¦ Internal ¦ Emergency ¦ Self Contained ¦ LED | 9 | Urgent | B | 21 | 2045 | 5 | 1 | 2.2 | 6991 | 32249
Electrical ¦ Lighting ¦ External ¦ General - LED | 4 | Medium | B | 1 | 2025 | 5 | 3 | 3.2 | 27928 | 9637
Water ¦ Local Hot Water ¦ Instantaneous Electric Water Heater - Non-Drinking Water | 1 | Medium | B | 11 | 2035 | 5 | 3 | 3.2 | 27929 | 25412
Electrical ¦ Lighting ¦ Internal ¦ Emergency ¦ Self Contained ¦ LED | 8 | Urgent | B | 21 | 2045 | 5 | 1 | 2.2 | 6992 | 32250
Electrical ¦ Specialist Lighting ¦ Internal ¦ Illuminated Fire Exit Signage | 1 | Urgent | B | 16 | 2040 | 5 | 1 | 2.2 | 6993 | 28908
Electrical ¦ Lighting ¦ Internal ¦ Emergency ¦ Self Contained ¦ LED | 5 | Urgent | B | 21 | 2045 | 5 | 1 | 2.2 | 6994 | 32251
Electrical ¦ Lighting ¦ Internal ¦ General ¦ LED Fittings & Luminaires | 28 | Medium | B | 16 | 2040 | 5 | 3 | 3.2 | 27930 | 29693
Security ¦ Access ¦ Access Control ¦ Gate Access - Local Lock / Keypad / Manual (External) | 1 | Medium | B | 1 | 2025 | 5 | 3 | 3.2 | 27931 | 9638
Electrical ¦ Lighting ¦ Internal ¦ Emergency ¦ Self Contained ¦ LED | 2 | Urgent | B | 19 | 2043 | 5 | 1 | 2.2 | 6995 | 31085
HVAC ¦ Local Air Conditioning ¦ Single-Split Condenser - Split Systems/Heat Pumps - Air-cooled with Direct Expansion Evaporator (DX) | 1 | Medium | B | 12 | 2036 | 5 | 3 | 3.2 | 27932 | 26634
HVAC ¦ Central Heating (Internally Sourced) ¦ Burner ¦ Forced draft gas burner | 1 | Medium | C | 1 | 2025 | 4 | 3 | 2.9 | 18829 | 5699
Fire ¦ Fire Detection ¦ Fire Alarm Panel / Repeater | 1 | Urgent | C | 1 | 2025 | 4 | 1 | 1.9 | 696 | 478
Fabric ¦ Superstructure ¦ Windows and External Doors ¦ External Doors ¦ Manual and Automatic Doors ¦ Auto / Powered Sliding Doors | 1 | High | B | 14 | 2038 | 5 | 2 | 2.7 | 15837 | 27478
Fabric ¦ Superstructure ¦ Windows and External Doors ¦ External Doors ¦ Manual and Automatic Doors ¦ Emergency and Panic Escape Doors | 1 | Urgent | B | 25 | 2049 | 5 | 1 | 2.2 | 6996 | 33318
Electrical ¦ Lighting ¦ Internal ¦ General | 46 | Medium | B | 18 | 2042 | 5 | 3 | 3.2 | 27933 | 30975
Electrical ¦ Lighting ¦ Internal ¦ Emergency ¦ Self Contained ¦ LED | 4 | Urgent | B | 21 | 2045 | 5 | 1 | 2.2 | 6997 | 32252
Fire ¦ Fire Fighting ¦ Fire Extinguishers ¦ CO2 | 2 | Urgent | B | 5 | 2029 | 5 | 1 | 2.2 | 6998 | 14441
Electrical ¦ LV Distribution ¦ Distribution Board ¦ Sub | 1 | High | B | 13 | 2037 | 5 | 2 | 2.7 | 15838 | 27002
Water ¦ Cold Water Distribution ¦ Water Pumping Pressure Boosting Set | 1 | Medium | B | 1 | 2025 | 5 | 3 | 3.2 | 27934 | 9639
Electrical ¦ LV Distribution ¦ Distribution Board ¦ Sub | 1 | High | B | 18 | 2042 | 5 | 2 | 2.7 | 15839 | 30851
Electrical ¦ Specialist Lighting ¦ Internal ¦ Illuminated Fire Exit Signage | 4 | Urgent | B | 16 | 2040 | 5 | 1 | 2.2 | 6999 | 28909
Fabric ¦ Superstructure ¦ Windows and External Doors ¦ Roller Shutters ¦ Manual Roller Shutter | 1 | High | B | 1 | 2025 | 5 | 2 | 2.7 | 15840 | 4396
HVAC ¦ Heat Emitters - Central ¦ Radiators ¦ Steel | 1 | Medium | B | 10 | 2034 | 5 | 3 | 3.2 | 27935 | 22983
Fire ¦ Fire Fighting ¦ Fire Extinguishers ¦ Powder | 4 | Urgent | B | 9 | 2033 | 5 | 1 | 2.2 | 7000 | 21402
HVAC ¦ Central Air Conditioning ¦ Air Conditioning ¦ Multi-Split Condenser - DX Split Systems (With Gas, Electric or Hot Water Heaters) | 1 | Medium | B | 6 | 2030 | 5 | 3 | 3.2 | 27936 | 18849
Electrical ¦ LV Distribution ¦ Distribution Board ¦ Sub | 1 | High | B | 6 | 2030 | 5 | 2 | 2.7 | 15841 | 17727
Fabric ¦ Superstructure ¦ Windows and External Doors ¦ External Doors ¦ Manual and Automatic Doors ¦ Emergency and Panic Escape Doors | 1 | Urgent | A | 33 | 2057 | 6 | 1 | 2.5 | 10938 | 33847
Water ¦ Local Hot Water ¦ Package Electric Water Heaters - Non-Drinking Water | 1 | Medium | B | 1 | 2025 | 5 | 3 | 3.2 | 27937 | 9640
Fabric ¦ Superstructure ¦ Internal Doors ¦ Roller Shutters ¦ Electric Roller Shutter | 1 | Medium | B | 11 | 2035 | 5 | 3 | 3.2 | 27938 | 25413
Fabric ¦ Superstructure ¦ Windows and External Doors ¦ Roller Shutters ¦ Manual Roller Shutter | 1 | High | B | 1 | 2025 | 5 | 2 | 2.7 | 15842 | 4397
Electrical ¦ Specialist Lighting ¦ Internal ¦ Illuminated Fire Exit Signage | 6 | Urgent | B | 16 | 2040 | 5 | 1 | 2.2 | 7001 | 28910
Electrical ¦ LV Distribution ¦ Distribution Board ¦ Sub | 1 | High | B | 1 | 2025 | 5 | 2 | 2.7 | 15843 | 4398
Electrical ¦ Lighting ¦ Internal ¦ Emergency ¦ Self Contained ¦ Non LED | 2 | Urgent | B | 9 | 2033 | 5 | 1 | 2.2 | 7002 | 21403
Electrical ¦ Lighting ¦ Internal ¦ Emergency ¦ Self Contained ¦ Non LED | 1 | Urgent | B | 1 | 2025 | 5 | 1 | 2.2 | 7003 | 1582
HVAC ¦ Fan ¦ Smoke Extract | 1 | Urgent | B | 5 | 2029 | 5 | 1 | 2.2 | 7004 | 14442
Fabric ¦ Superstructure ¦ Windows and External Doors ¦ External Windows ¦ Roller Shutters ¦ External Window Shutters ¦ Manual | 1 | Medium | B | 1 | 2025 | 5 | 3 | 3.2 | 27939 | 9641
Fabric ¦ Superstructure ¦ Windows and External Doors ¦ External Doors ¦ Manual and Automatic Doors ¦ Emergency and Panic Escape Doors | 1 | Urgent | C | 6 | 2030 | 4 | 1 | 1.9 | 697 | 15712
Fabric ¦ Superstructure ¦ Windows and External Doors ¦ Roller Shutters ¦ Manual Roller Shutter | 1 | High | B | 21 | 2045 | 5 | 2 | 2.7 | 15844 | 32689
Electrical ¦ Lighting ¦ Internal ¦ Emergency ¦ Self Contained ¦ LED | 6 | Urgent | B | 21 | 2045 | 5 | 1 | 2.2 | 7005 | 32253
Electrical ¦ Lighting ¦ Internal ¦ General | 1 | Medium | B | 1 | 2025 | 5 | 3 | 3.2 | 27940 | 9642
Electrical ¦ LV Distribution ¦ Distribution Board ¦ Sub | 1 | High | C | 1 | 2025 | 4 | 2 | 2.4 | 10647 | 2462
Electrical ¦ Lighting ¦ Internal ¦ General ¦ LED Fittings & Luminaires | 23 | Medium | B | 10 | 2034 | 5 | 3 | 3.2 | 27941 | 22984
Electrical ¦ Specialist Lighting ¦ Internal ¦ Illuminated Fire Exit Signage | 3 | Urgent | A | 20 | 2044 | 6 | 1 | 2.5 | 10939 | 31584
Fire ¦ Fire Fighting ¦ Fire Extinguishers ¦ Foam | 5 | Urgent | B | 6 | 2030 | 5 | 1 | 2.2 | 7006 | 16759
Electrical ¦ Lighting ¦ Internal ¦ General | 41 | Medium | B | 1 | 2025 | 5 | 3 | 3.2 | 27942 | 9643
Fabric ¦ Superstructure ¦ Windows and External Doors ¦ External Doors ¦ Entrance Doors | 1 | High | B | 21 | 2045 | 5 | 2 | 2.7 | 15845 | 32690
Fabric ¦ Superstructure ¦ Internal Doors ¦ Roller Shutters ¦ Internal Manual Roller Shutter | 1 | Medium | B | 1 | 2025 | 5 | 3 | 3.2 | 27943 | 9644
HVAC ¦ Central Heating (Internally Sourced) ¦ Boiler ¦ Atmospheric Gas Burner - Condensing Boiler | 1 | High | B | 19 | 2043 | 5 | 2 | 2.7 | 15846 | 31230
Fire ¦ Fire Fighting ¦ Fire Extinguishers ¦ Powder | 3 | Urgent | B | 6 | 2030 | 5 | 1 | 2.2 | 7007 | 16760
Electrical ¦ Lighting ¦ Internal ¦ Emergency ¦ Self Contained ¦ LED | 10 | Urgent | B | 22 | 2046 | 5 | 1 | 2.2 | 7008 | 32946
Fire ¦ Fire Fighting ¦ Fire Extinguishers ¦ CO2 | 2 | Urgent | B | 2 | 2026 | 5 | 1 | 2.2 | 7009 | 12693
Electrical ¦ LV Distribution ¦ Distribution Board ¦ Sub | 1 | High | B | 1 | 2025 | 5 | 2 | 2.7 | 15847 | 4399
Electrical ¦ LV Distribution ¦ Distribution Board ¦ Sub | 1 | High | B | 1 | 2025 | 5 | 2 | 2.7 | 15848 | 4400
Electrical ¦ Lighting ¦ Internal ¦ General | 1 | Medium | B | 1 | 2025 | 5 | 3 | 3.2 | 27944 | 9645
Fire ¦ Fire Fighting ¦ Fire Extinguishers ¦ CO2 | 1 | Urgent | A | 10 | 2034 | 6 | 1 | 2.5 | 10940 | 22229
Electrical ¦ LV Distribution ¦ Distribution Board ¦ Sub | 1 | High | C | 1 | 2025 | 4 | 2 | 2.4 | 10648 | 2463
Fabric ¦ Superstructure ¦ Internal Doors ¦ Roller Shutters ¦ Electric Roller Shutter | 1 | Medium | B | 11 | 2035 | 5 | 3 | 3.2 | 27945 | 25414
Fabric ¦ Superstructure ¦ Internal Doors ¦ Roller Shutters ¦ Electric Roller Shutter | 1 | Medium | B | 16 | 2040 | 5 | 3 | 3.2 | 27946 | 29694
HVAC ¦ Local and Special Ventilation ¦ Unit extract fans. | 1 | Medium | B | 5 | 2029 | 5 | 3 | 3.2 | 27947 | 15295
Controls ¦ Building Management System (BMS) ¦ BMS Control Panel | 1 | High | B | 7 | 2031 | 5 | 2 | 2.7 | 15849 | 19654
HVAC ¦ Fan ¦ Local and Special Ventilation ¦ Extract | 1 | Medium | B | 7 | 2031 | 5 | 3 | 3.2 | 27948 | 20051
Electrical ¦ LV Distribution ¦ Distribution Board ¦ Sub | 1 | High | B | 11 | 2035 | 5 | 2 | 2.7 | 15850 | 24591
HVAC ¦ Heat Emitters - Local ¦ Gas Fired Unit Heaters | 1 | Medium | B | 1 | 2025 | 5 | 3 | 3.2 | 27949 | 9646
Fabric ¦ Superstructure ¦ Internal Doors ¦ Roller Shutters ¦ Internal Manual Roller Shutter | 1 | Medium | B | 1 | 2025 | 5 | 3 | 3.2 | 27950 | 9647
Fabric ¦ Superstructure ¦ Windows and External Doors ¦ External Doors ¦ Manual and Automatic Doors ¦ Emergency and Panic Escape Doors | 1 | Urgent | B | 6 | 2030 | 5 | 1 | 2.2 | 7010 | 16761
Fabric ¦ Superstructure ¦ Windows and External Doors ¦ External Doors ¦ Manual and Automatic Doors ¦ Emergency and Panic Escape Doors | 1 | Urgent | B | 6 | 2030 | 5 | 1 | 2.2 | 7011 | 16762
Fire ¦ Fire Detection ¦ Fire Alarm Panel / Repeater | 1 | Urgent | B | 7 | 2031 | 5 | 1 | 2.2 | 7012 | 19416
Electrical ¦ Specialist Lighting ¦ Internal ¦ Illuminated Fire Exit Signage | 2 | Urgent | B | 17 | 2041 | 5 | 1 | 2.2 | 7013 | 30162
Electrical ¦ LV Distribution ¦ Distribution Board ¦ Sub | 1 | High | B | 10 | 2034 | 5 | 2 | 2.7 | 15851 | 22417
Electrical ¦ Lighting ¦ Internal ¦ General ¦ LED Fittings & Luminaires | 25 | Medium | B | 12 | 2036 | 5 | 3 | 3.2 | 27951 | 26635
Electrical ¦ Lighting ¦ Internal ¦ Emergency ¦ Externally Powered ¦ LED | 4 | Urgent | B | 1 | 2025 | 5 | 1 | 2.2 | 7014 | 1583
Fabric ¦ Superstructure ¦ Windows and External Doors ¦ External Doors ¦ Manual and Automatic Doors ¦ High Security Door | 1 | High | B | 31 | 2055 | 5 | 2 | 2.7 | 15852 | 33800
Fabric ¦ Superstructure ¦ Windows and External Doors ¦ Roller Shutters ¦ Electric Roller Shutter | 1 | High | B | 1 | 2025 | 5 | 2 | 2.7 | 15853 | 4401
Electrical ¦ LV Distribution ¦ Distribution Board ¦ Sub | 1 | High | C | 1 | 2025 | 4 | 2 | 2.4 | 10649 | 2464
Electrical ¦ LV Distribution ¦ Distribution Board ¦ Sub | 1 | High | B | 1 | 2025 | 5 | 2 | 2.7 | 15854 | 4402
Electrical ¦ LV Distribution ¦ Distribution Board ¦ Sub | 1 | High | C | 1 | 2025 | 4 | 2 | 2.4 | 10650 | 2465
Fire ¦ Fire Detection ¦ Fire Alarm Panel / Repeater | 1 | Urgent | B | 11 | 2035 | 5 | 1 | 2.2 | 7015 | 23801
HVAC ¦ Fan ¦ Smoke Extract | 1 | Urgent | B | 1 | 2025 | 5 | 1 | 2.2 | 7016 | 1584
Electrical ¦ Lighting ¦ Internal ¦ General | 10 | Medium | B | 1 | 2025 | 5 | 3 | 3.2 | 27952 | 9648
Electrical ¦ Lighting ¦ Internal ¦ General | 38 | Medium | B | 1 | 2025 | 5 | 3 | 3.2 | 27953 | 9649
Electrical ¦ LV Distribution ¦ Distribution Board ¦ Sub | 1 | High | B | 16 | 2040 | 5 | 2 | 2.7 | 15855 | 29219
HVAC ¦ Fan ¦ Local and Special Ventilation ¦ Ventilating - General | 1 | Medium | B | 1 | 2025 | 5 | 3 | 3.2 | 27954 | 9650
Security ¦ Access ¦ Access Control ¦ Gate Access - Local Lock / Keypad / Manual (External) | 1 | Medium | B | 1 | 2025 | 5 | 3 | 3.2 | 27955 | 9651
HVAC ¦ Heat Emitters - Central ¦ Radiators ¦ Aluminium | 4 | Medium | B | 3 | 2027 | 5 | 3 | 3.2 | 27956 | 13611
Fire ¦ Fire Fighting ¦ Fire Extinguishers ¦ Foam | 3 | Urgent | A | 10 | 2034 | 6 | 1 | 2.5 | 10941 | 22230
Fabric ¦ Superstructure ¦ Windows and External Doors ¦ Roller Shutters ¦ Manual Roller Shutter | 1 | High | B | 1 | 2025 | 5 | 2 | 2.7 | 15856 | 4403
HVAC ¦ Central Heating (Internally Sourced) ¦ Burner ¦ Forced draft gas burner | 1 | Medium | DX | 1 | 2025 | 1 | 3 | 2 | 933 | 636
Fabric ¦ Superstructure ¦ Windows and External Doors ¦ External Doors ¦ Manual and Automatic Doors ¦ High Security Door | 1 | High | B | 21 | 2045 | 5 | 2 | 2.7 | 15857 | 32691
Fabric ¦ Superstructure ¦ Windows and External Doors ¦ External Doors ¦ Manual and Automatic Doors ¦ High Security Door | 1 | High | B | 11 | 2035 | 5 | 2 | 2.7 | 15858 | 24592
Water ¦ Local Hot Water ¦ Instantaneous Electric Water Heater - Non-Drinking Water | 1 | Medium | B | 9 | 2033 | 5 | 3 | 3.2 | 27957 | 21823
Electrical ¦ Specialist Lighting ¦ External ¦ Illuminated External Signs | 1 | Medium | B | 6 | 2030 | 5 | 3 | 3.2 | 27958 | 18850
Electrical ¦ LV Distribution ¦ Distribution Board ¦ Sub | 1 | High | B | 12 | 2036 | 5 | 2 | 2.7 | 15859 | 26223
HVAC ¦ Heat Emitters - Local ¦ Gas Fired Unit Heaters | 1 | Medium | B | 1 | 2025 | 5 | 3 | 3.2 | 27959 | 9652
HVAC ¦ Central Air Conditioning ¦ Air Conditioning ¦ Multi-Split Condenser - Split Systems/Heat Pumps - Air-cooled with Direct Expansion Evaporator (DX) | 1 | Medium | CX | 1 | 2025 | 2 | 3 | 2.3 | 10266 | 2193
Electrical ¦ LV Distribution ¦ Distribution Board ¦ Main | 1 | High | C | 5 | 2029 | 4 | 2 | 2.4 | 10651 | 14539
HVAC ¦ Fan ¦ Local and Special Ventilation ¦ Extract | 1 | Medium | B | 1 | 2025 | 5 | 3 | 3.2 | 27960 | 9653
Electrical ¦ Lighting ¦ Internal ¦ Emergency ¦ Self Contained ¦ Non LED | 1 | Urgent | B | 11 | 2035 | 5 | 1 | 2.2 | 7017 | 23802
Electrical ¦ Lighting ¦ Internal ¦ Emergency ¦ Self Contained ¦ LED | 18 | Urgent | A | 25 | 2049 | 6 | 1 | 2.5 | 10942 | 33360
HVAC ¦ Heat Emitters - Central ¦ Radiators ¦ Steel | 1 | Medium | B | 1 | 2025 | 5 | 3 | 3.2 | 27961 | 9654
Electrical ¦ LV Distribution ¦ Distribution Board ¦ Main | 1 | High | B | 6 | 2030 | 5 | 2 | 2.7 | 15860 | 17728
HVAC ¦ Central Heating (Internally Sourced) ¦ Boiler ¦ Atmospheric Gas Burner Boiler - Small and/or Wall Hung for Domestic Installation | 1 | Medium | B | 1 | 2025 | 5 | 3 | 3.2 | 27962 | 9655
Fire ¦ Fire Detection ¦ Fire Alarm Panel / Repeater | 1 | Urgent | B | 5 | 2029 | 5 | 1 | 2.2 | 7018 | 14443
Fire ¦ Fire Fighting ¦ Fire Extinguishers ¦ CO2 | 1 | Urgent | B | 6 | 2030 | 5 | 1 | 2.2 | 7019 | 16763
Water ¦ Local Hot Water ¦ Package Electric Water Heaters - Non-Drinking Water | 1 | Medium | B | 6 | 2030 | 5 | 3 | 3.2 | 27963 | 18851
HVAC ¦ Local and Special Ventilation ¦ Unit extract fans. | 1 | Medium | B | 1 | 2025 | 5 | 3 | 3.2 | 27964 | 9656
Fabric ¦ Superstructure ¦ Windows and External Doors ¦ External Doors ¦ Manual and Automatic Doors ¦ Emergency and Panic Escape Doors | 1 | Urgent | B | 11 | 2035 | 5 | 1 | 2.2 | 7020 | 23803
Fabric ¦ Superstructure ¦ Windows and External Doors ¦ External Doors ¦ Manual and Automatic Doors ¦ Emergency and Panic Escape Doors | 1 | Urgent | B | 8 | 2032 | 5 | 1 | 2.2 | 7021 | 20504
Electrical ¦ LV Distribution ¦ Distribution Board ¦ Sub | 1 | High | C | 1 | 2025 | 4 | 2 | 2.4 | 10652 | 2466
Fire ¦ Fire Fighting ¦ Fire Extinguishers ¦ CO2 | 1 | Urgent | B | 6 | 2030 | 5 | 1 | 2.2 | 7022 | 16764
Electrical ¦ Lighting ¦ External ¦ General - LED | 1 | Medium | B | 11 | 2035 | 5 | 3 | 3.2 | 27965 | 25415
Fire ¦ Fire Fighting ¦ Fire Extinguishers ¦ Powder | 2 | Urgent | B | 7 | 2031 | 5 | 1 | 2.2 | 7023 | 19417
Water ¦ Local Hot Water ¦ Package Electric Water Heaters - Non-Drinking Water | 1 | Medium | B | 4 | 2028 | 5 | 3 | 3.2 | 27966 | 14172
Electrical ¦ Lighting ¦ Internal ¦ General | 7 | Medium | B | 6 | 2030 | 5 | 3 | 3.2 | 27967 | 18852
Electrical ¦ LV Distribution ¦ Distribution Board ¦ Sub | 1 | High | B | 1 | 2025 | 5 | 2 | 2.7 | 15861 | 4404
Electrical ¦ LV Distribution ¦ Distribution Board ¦ Sub | 1 | High | B | 8 | 2032 | 5 | 2 | 2.7 | 15862 | 20749
Fire ¦ Fire Fighting ¦ Fire Extinguishers ¦ Foam | 4 | Urgent | C | 10 | 2034 | 4 | 1 | 1.9 | 698 | 21949
HVAC ¦ Local Air Conditioning ¦ Single-Split Condenser - Split Systems/Heat Pumps - Air-cooled with Direct Expansion Evaporator (DX) | 1 | Medium | C | 1 | 2025 | 4 | 3 | 2.9 | 18830 | 5700
Water ¦ Local Hot Water ¦ Instantaneous Electric Water Heater - Non-Drinking Water | 1 | Medium | B | 11 | 2035 | 5 | 3 | 3.2 | 27968 | 25416
Fire ¦ Fire Detection ¦ Fire Alarm System | 1 | Urgent | B | 1 | 2025 | 5 | 1 | 2.2 | 7024 | 1585
Electrical ¦ LV Distribution ¦ Distribution Board ¦ Main | 1 | High | B | 1 | 2025 | 5 | 2 | 2.7 | 15863 | 4405
Water ¦ Local Hot Water ¦ Instantaneous Electric Water Heater - Non-Drinking Water | 1 | Medium | B | 7 | 2031 | 5 | 3 | 3.2 | 27969 | 20052
HVAC ¦ Fan ¦ Local and Special Ventilation ¦ Extract | 1 | Medium | B | 7 | 2031 | 5 | 3 | 3.2 | 27970 | 20053
Electrical ¦ Lighting ¦ Internal ¦ Emergency ¦ Self Contained ¦ Non LED | 1 | Urgent | B | 1 | 2025 | 5 | 1 | 2.2 | 7025 | 1586
Electrical ¦ LV Distribution ¦ Distribution Board ¦ Main | 1 | High | B | 16 | 2040 | 5 | 2 | 2.7 | 15864 | 29220
Fire ¦ Fire Detection ¦ Fire Alarm Panel / Repeater | 1 | Urgent | B | 11 | 2035 | 5 | 1 | 2.2 | 7026 | 23804
Fabric ¦ Superstructure ¦ Windows and External Doors ¦ External Doors ¦ Manual and Automatic Doors ¦ Emergency and Panic Escape Doors | 1 | Urgent | B | 15 | 2039 | 5 | 1 | 2.2 | 7027 | 27951
HVAC ¦ Fan ¦ Local and Special Ventilation ¦ Ventilating - General | 1 | Medium | B | 5 | 2029 | 5 | 3 | 3.2 | 27971 | 15296
Security ¦ Access ¦ Access Control ¦ Gate Access - Local Lock / Keypad / Manual (External) | 1 | Medium | B | 1 | 2025 | 5 | 3 | 3.2 | 27972 | 9657
Fire ¦ Fire Fighting ¦ Fire Extinguishers ¦ Foam | 4 | Urgent | B | 2 | 2026 | 5 | 1 | 2.2 | 7028 | 12694
Electrical ¦ LV Distribution ¦ Distribution Board ¦ Sub | 1 | High | B | 1 | 2025 | 5 | 2 | 2.7 | 15865 | 4406
HVAC ¦ Fan ¦ Local and Special Ventilation ¦ Kitchen Vent ¦ Extract | 1 | Low | B | 1 | 2025 | 5 | 4 | 3.7 | 33315 | 12187
HVAC ¦ Local Air Conditioning ¦ Single-Split Evaporator - Split Systems/Heat Pumps - Air-cooled with Direct Expansion Evaporator (DX) | 1 | Medium | B | 1 | 2025 | 5 | 3 | 3.2 | 27973 | 9658
HVAC ¦ Local and Special Ventilation ¦ Unit extract fans. | 1 | Medium | B | 5 | 2029 | 5 | 3 | 3.2 | 27974 | 15297
Electrical ¦ Lighting ¦ External ¦ General - Non-LED | 2 | Medium | B | 1 | 2025 | 5 | 3 | 3.2 | 27975 | 9659
Fabric ¦ Superstructure ¦ Internal Doors ¦ Roller Shutters ¦ Electric Roller Shutter | 1 | Medium | B | 16 | 2040 | 5 | 3 | 3.2 | 27976 | 29695
HVAC ¦ Local Air Conditioning ¦ Single-Split Condenser - Split Systems/Heat Pumps - Air-cooled with Direct Expansion Evaporator (DX) | 1 | Medium | CX | 1 | 2025 | 2 | 3 | 2.3 | 10267 | 2194
Electrical ¦ LV Distribution ¦ Distribution Board ¦ Main | 1 | High | B | 1 | 2025 | 5 | 2 | 2.7 | 15866 | 4407
HVAC ¦ Fan ¦ Local and Special Ventilation ¦ Ventilating - General | 1 | Medium | B | 5 | 2029 | 5 | 3 | 3.2 | 27977 | 15298
Fabric ¦ Superstructure ¦ Windows and External Doors ¦ External Doors ¦ Manual and Automatic Doors ¦ Emergency and Panic Escape Doors | 1 | Urgent | A | 33 | 2057 | 6 | 1 | 2.5 | 10943 | 33848
Fabric ¦ Superstructure ¦ Windows and External Doors ¦ External Doors ¦ Manual and Automatic Doors ¦ Emergency and Panic Escape Doors | 1 | Urgent | B | 18 | 2042 | 5 | 1 | 2.2 | 7029 | 30675
HVAC ¦ Heat Emitters - Local ¦ Electric Heaters | 4 | Medium | C | 1 | 2025 | 4 | 3 | 2.9 | 18831 | 5701
HVAC ¦ Local Air Conditioning ¦ Single-Split Evaporator - Split Systems/Heat Pumps - Air-cooled with Direct Expansion Evaporator (DX) | 1 | Medium | B | 5 | 2029 | 5 | 3 | 3.2 | 27978 | 15299
Fabric ¦ Superstructure ¦ Windows and External Doors ¦ Roller Shutters ¦ Manual Roller Shutter | 1 | High | B | 1 | 2025 | 5 | 2 | 2.7 | 15867 | 4408
Fabric ¦ Superstructure ¦ Windows and External Doors ¦ External Doors ¦ Entrance Doors | 1 | High | B | 25 | 2049 | 5 | 2 | 2.7 | 15868 | 33409
Electrical ¦ Lighting ¦ External ¦ General - LED | 1 | Medium | A | 13 | 2037 | 6 | 3 | 3.5 | 32570 | 27294
HVAC ¦ Fan ¦ Central Ventilation Systems ¦ Ventilating - General | 1 | Low | B | 1 | 2025 | 5 | 4 | 3.7 | 33316 | 12188
HVAC ¦ Local and Special Ventilation ¦ Unit extract fans. | 1 | Medium | B | 1 | 2025 | 5 | 3 | 3.2 | 27979 | 9660
Fire ¦ Fire Fighting ¦ Fire Extinguishers ¦ CO2 | 2 | Urgent | B | 7 | 2031 | 5 | 1 | 2.2 | 7030 | 19418
HVAC ¦ Heat Emitters - Central ¦ Unit Heaters | 1 | Medium | B | 1 | 2025 | 5 | 3 | 3.2 | 27980 | 9661
Fabric ¦ Superstructure ¦ Windows and External Doors ¦ External Doors ¦ Manual and Automatic Doors ¦ Emergency and Panic Escape Doors | 1 | Urgent | B | 11 | 2035 | 5 | 1 | 2.2 | 7031 | 23805
Fabric ¦ Superstructure ¦ Windows and External Doors ¦ External Doors ¦ Manual and Automatic Doors ¦ Emergency and Panic Escape Doors | 1 | Urgent | B | 31 | 2055 | 5 | 1 | 2.2 | 7032 | 33765
Fabric ¦ Superstructure ¦ Windows and External Doors ¦ External Doors ¦ Manual and Automatic Doors ¦ High Security Door | 1 | High | B | 31 | 2055 | 5 | 2 | 2.7 | 15869 | 33801
Electrical ¦ Lighting ¦ Internal ¦ General ¦ LED Fittings & Luminaires | 2 | Medium | B | 17 | 2041 | 5 | 3 | 3.2 | 27981 | 30523
Fire ¦ Fire Fighting ¦ Fire Extinguishers ¦ Foam | 2 | Urgent | B | 2 | 2026 | 5 | 1 | 2.2 | 7033 | 12695
Electrical ¦ LV Distribution ¦ Distribution Board ¦ Sub | 1 | High | B | 6 | 2030 | 5 | 2 | 2.7 | 15870 | 17729
HVAC ¦ Central Heating (Internally Sourced) ¦ Boiler ¦ Atmospheric Gas Burner/Condensing Combination Boiler (domestic type) | 1 | High | B | 5 | 2029 | 5 | 2 | 2.7 | 15871 | 14700
HVAC ¦ Central Heating (Internally Sourced) ¦ Burner ¦ Forced draft gas burner | 1 | Medium | B | 7 | 2031 | 5 | 3 | 3.2 | 27982 | 20054
HVAC ¦ Fan ¦ Local and Special Ventilation ¦ Extract | 1 | Medium | B | 1 | 2025 | 5 | 3 | 3.2 | 27983 | 9662
Electrical ¦ Lighting ¦ Internal ¦ General ¦ LED Fittings & Luminaires | 7 | Medium | B | 16 | 2040 | 5 | 3 | 3.2 | 27984 | 29696
Fire ¦ Fire Fighting ¦ Fire Extinguishers ¦ Foam | 3 | Urgent | B | 6 | 2030 | 5 | 1 | 2.2 | 7034 | 16765
Electrical ¦ LV Distribution ¦ Distribution Board ¦ Sub | 1 | High | B | 1 | 2025 | 5 | 2 | 2.7 | 15872 | 4409
HVAC ¦ Heat Emitters - Local ¦ Gas Fired Unit Heaters | 1 | Medium | DX | 1 | 2025 | 1 | 3 | 2 | 934 | 637
Fabric ¦ Superstructure ¦ Windows and External Doors ¦ Roller Shutters ¦ Manual Roller Shutter | 1 | High | B | 1 | 2025 | 5 | 2 | 2.7 | 15873 | 4410
Water ¦ Local Hot Water ¦ Instantaneous Electric Water Heater - Non-Drinking Water | 1 | Medium | B | 5 | 2029 | 5 | 3 | 3.2 | 27985 | 15300
Fabric ¦ Superstructure ¦ Windows and External Doors ¦ External Doors ¦ Entrance Doors | 1 | High | B | 6 | 2030 | 5 | 2 | 2.7 | 15874 | 17730
Fire ¦ Fire Fighting ¦ Fire Extinguishers ¦ Foam | 4 | Urgent | B | 8 | 2032 | 5 | 1 | 2.2 | 7035 | 20505
HVAC ¦ Fan ¦ Central Heating ¦ Axial | 1 | High | B | 1 | 2025 | 5 | 2 | 2.7 | 15875 | 4411
Electrical ¦ Specialist Lighting ¦ Internal ¦ Illuminated Fire Exit Signage | 1 | Urgent | B | 1 | 2025 | 5 | 1 | 2.2 | 7036 | 1587
HVAC ¦ Fan ¦ Central Ventilation Systems ¦ Ventilating - General | 1 | Low | B | 12 | 2036 | 5 | 4 | 3.7 | 33317 | 26804
Fabric ¦ Superstructure ¦ Windows and External Doors ¦ External Doors ¦ Entrance Doors | 1 | High | B | 21 | 2045 | 5 | 2 | 2.7 | 15876 | 32692
HVAC ¦ Fan ¦ Local and Special Ventilation ¦ Extract | 1 | Medium | B | 1 | 2025 | 5 | 3 | 3.2 | 27986 | 9663
Fire ¦ Fire Fighting ¦ Fire Extinguishers ¦ Powder | 1 | Urgent | B | 6 | 2030 | 5 | 1 | 2.2 | 7037 | 16766
Electrical ¦ LV Distribution ¦ Distribution Board ¦ Sub | 1 | High | B | 5 | 2029 | 5 | 2 | 2.7 | 15877 | 14701
Fabric ¦ Superstructure ¦ Windows and External Doors ¦ External Doors ¦ Manual and Automatic Doors ¦ High Security Door | 1 | High | B | 25 | 2049 | 5 | 2 | 2.7 | 15878 | 33410
Fire ¦ Fire Detection ¦ Fire Alarm Panel / Repeater | 1 | Urgent | B | 12 | 2036 | 5 | 1 | 2.2 | 7038 | 26058
Fabric ¦ Superstructure ¦ Windows and External Doors ¦ External Doors ¦ Manual and Automatic Doors ¦ Emergency and Panic Escape Doors | 1 | Urgent | C | 1 | 2025 | 4 | 1 | 1.9 | 699 | 479
Electrical ¦ Specialist Lighting ¦ Internal ¦ Illuminated Fire Exit Signage | 1 | Urgent | B | 15 | 2039 | 5 | 1 | 2.2 | 7039 | 27952
Electrical ¦ Specialist Lighting ¦ Internal ¦ Illuminated Fire Exit Signage | 2 | Urgent | B | 6 | 2030 | 5 | 1 | 2.2 | 7040 | 16767
Fire ¦ Fire Fighting ¦ Fire Extinguishers ¦ CO2 | 2 | Urgent | B | 9 | 2033 | 5 | 1 | 2.2 | 7041 | 21404
Fabric ¦ Superstructure ¦ Internal Doors ¦ Roller Shutters ¦ Internal Manual Roller Shutter | 1 | Medium | B | 1 | 2025 | 5 | 3 | 3.2 | 27987 | 9664
Fabric ¦ Superstructure ¦ Windows and External Doors ¦ External Windows ¦ Roller Shutters ¦ External Window Shutters ¦ Manual | 1 | Medium | B | 1 | 2025 | 5 | 3 | 3.2 | 27988 | 9665
Electrical ¦ Lighting ¦ External ¦ General - Non-LED | 3 | Medium | B | 1 | 2025 | 5 | 3 | 3.2 | 27989 | 9666
Electrical ¦ Lighting ¦ External ¦ General - LED | 4 | Medium | B | 7 | 2031 | 5 | 3 | 3.2 | 27990 | 20055
Fire ¦ Fire Fighting ¦ Fire Extinguishers ¦ Foam | 1 | Urgent | B | 2 | 2026 | 5 | 1 | 2.2 | 7042 | 12696
Electrical ¦ LV Distribution ¦ Distribution Board ¦ Sub | 1 | High | C | 1 | 2025 | 4 | 2 | 2.4 | 10653 | 2467
Electrical ¦ LV Distribution ¦ Distribution Board ¦ Main | 1 | High | B | 6 | 2030 | 5 | 2 | 2.7 | 15879 | 17731
Fabric ¦ Superstructure ¦ Windows and External Doors ¦ External Doors ¦ Manual and Automatic Doors ¦ Auto / Powered Sliding Doors | 1 | High | B | 11 | 2035 | 5 | 2 | 2.7 | 15880 | 24593
Fire ¦ Fire Detection ¦ Fire Alarm Panel / Repeater | 1 | Urgent | B | 1 | 2025 | 5 | 1 | 2.2 | 7043 | 1588
Electrical ¦ LV Distribution ¦ Distribution Board ¦ Sub | 1 | High | B | 11 | 2035 | 5 | 2 | 2.7 | 15881 | 24594
Electrical ¦ LV Distribution ¦ Distribution Board ¦ Sub | 1 | High | B | 6 | 2030 | 5 | 2 | 2.7 | 15882 | 17732
HVAC ¦ Local and Special Ventilation ¦ Unit extract fans. | 1 | Medium | DX | 5 | 2029 | 1 | 3 | 2 | 935 | 14283
Transport ¦ Lifts ¦ Disabled Lift ¦ Hydraulic | 1 | High | B | 1 | 2025 | 5 | 2 | 2.7 | 15883 | 4412
HVAC ¦ Central Heating (Internally Sourced) ¦ Boiler ¦ Combination Atmospheric Burner Gas Boiler | 1 | High | B | 1 | 2025 | 5 | 2 | 2.7 | 15884 | 4413
HVAC ¦ Central Heating (Internally Sourced) ¦ Boiler ¦ Atmospheric Gas Burner/Condensing Combination Boiler (domestic type) | 1 | High | B | 7 | 2031 | 5 | 2 | 2.7 | 15885 | 19655
Fabric ¦ Superstructure ¦ Windows and External Doors ¦ External Doors ¦ Manual and Automatic Doors ¦ Auto / Powered Sliding Doors | 1 | High | B | 11 | 2035 | 5 | 2 | 2.7 | 15886 | 24595
HVAC ¦ Heat Emitters - Local ¦ Gas Fired Natural and Fan Assisted Heaters | 1 | Medium | B | 1 | 2025 | 5 | 3 | 3.2 | 27991 | 9667
HVAC ¦ Local and Special Ventilation ¦ Unit extract fans. | 1 | Medium | B | 1 | 2025 | 5 | 3 | 3.2 | 27992 | 9668
Fabric ¦ Superstructure ¦ Internal Doors ¦ Roller Shutters ¦ Electric Roller Shutter | 1 | Medium | B | 1 | 2025 | 5 | 3 | 3.2 | 27993 | 9669
Fabric ¦ Superstructure ¦ Windows and External Doors ¦ External Doors ¦ Manual and Automatic Doors ¦ Emergency and Panic Escape Doors | 1 | Urgent | B | 19 | 2043 | 5 | 1 | 2.2 | 7044 | 31086
Electrical ¦ Lighting ¦ Internal ¦ General ¦ LED Fittings & Luminaires | 43 | Medium | B | 17 | 2041 | 5 | 3 | 3.2 | 27994 | 30524
Water ¦ Local Hot Water ¦ Package Electric Water Heaters - Non-Drinking Water | 1 | Medium | B | 1 | 2025 | 5 | 3 | 3.2 | 27995 | 9670
Fabric ¦ Superstructure ¦ Windows and External Doors ¦ External Doors ¦ Manual and Automatic Doors ¦ Emergency and Panic Escape Doors | 1 | Urgent | B | 6 | 2030 | 5 | 1 | 2.2 | 7045 | 16768
HVAC ¦ Heat Emitters - Local ¦ Gas Fired Natural and Fan Assisted Heaters | 1 | Medium | B | 1 | 2025 | 5 | 3 | 3.2 | 27996 | 9671
Fabric ¦ Superstructure ¦ Windows and External Doors ¦ External Doors ¦ Manual and Automatic Doors ¦ Emergency and Panic Escape Doors | 1 | Urgent | B | 6 | 2030 | 5 | 1 | 2.2 | 7046 | 16769
Electrical ¦ Lighting ¦ Internal ¦ Emergency ¦ Externally Powered ¦ Non LED | 16 | Urgent | B | 11 | 2035 | 5 | 1 | 2.2 | 7047 | 23806
Fire ¦ Fire Fighting ¦ Fire Extinguishers ¦ CO2 | 4 | Urgent | B | 6 | 2030 | 5 | 1 | 2.2 | 7048 | 16770
HVAC ¦ Central Heating (Internally Sourced) ¦ Boiler ¦ Electric Boilers | 1 | Medium | B | 6 | 2030 | 5 | 3 | 3.2 | 27997 | 18853
Fabric ¦ Superstructure ¦ Windows and External Doors ¦ External Doors ¦ Manual and Automatic Doors ¦ Emergency and Panic Escape Doors | 1 | Urgent | B | 8 | 2032 | 5 | 1 | 2.2 | 7049 | 20506
HVAC ¦ Central Heating (Internally Sourced) ¦ Burner ¦ Forced draft gas burner | 1 | Medium | B | 5 | 2029 | 5 | 3 | 3.2 | 27998 | 15301
Electrical ¦ Lighting ¦ External ¦ General - Non-LED | 1 | Medium | B | 1 | 2025 | 5 | 3 | 3.2 | 27999 | 9672
Electrical ¦ Lighting ¦ Internal ¦ Emergency ¦ Self Contained ¦ LED | 6 | Urgent | B | 21 | 2045 | 5 | 1 | 2.2 | 7050 | 32254
Fire ¦ Fire Fighting ¦ Fire Extinguishers ¦ CO2 | 4 | Urgent | B | 6 | 2030 | 5 | 1 | 2.2 | 7051 | 16771
HVAC ¦ Heat Emitters - Local ¦ Gas Fired Natural and Fan Assisted Heaters | 1 | Medium | C | 1 | 2025 | 4 | 3 | 2.9 | 18832 | 5702
HVAC ¦ Fan ¦ Central Heating ¦ Axial | 1 | High | B | 1 | 2025 | 5 | 2 | 2.7 | 15887 | 4414
Water ¦ Local Hot Water ¦ Electric Water Heater - Drinking Water ¦ Non-Pressurised | 1 | Medium | B | 6 | 2030 | 5 | 3 | 3.2 | 28000 | 18854
Water ¦ Local Hot Water ¦ Package Electric Water Heaters - Non-Drinking Water | 1 | Medium | B | 1 | 2025 | 5 | 3 | 3.2 | 28001 | 9673
Electrical ¦ LV Distribution ¦ Distribution Board ¦ Sub | 1 | High | B | 4 | 2028 | 5 | 2 | 2.7 | 15888 | 13980
HVAC ¦ Central Heating (Internally Sourced) ¦ Boiler ¦ Electric Boilers | 1 | Medium | B | 1 | 2025 | 5 | 3 | 3.2 | 28002 | 9674
Fabric ¦ Superstructure ¦ Windows and External Doors ¦ Roller Shutters ¦ Manual Roller Shutter | 1 | High | B | 1 | 2025 | 5 | 2 | 2.7 | 15889 | 4415
Electrical ¦ Specialist Lighting ¦ Internal ¦ Illuminated Fire Exit Signage | 5 | Urgent | B | 16 | 2040 | 5 | 1 | 2.2 | 7052 | 28911
Electrical ¦ LV Distribution ¦ Distribution Board ¦ Sub | 1 | High | B | 18 | 2042 | 5 | 2 | 2.7 | 15890 | 30852
Controls ¦ Multi-System Controls ¦ Control Panel - Electrical Services (excluding Electrical Controllers and Pneumatic Relays) | 1 | Medium | B | 1 | 2025 | 5 | 3 | 3.2 | 28003 | 9675
Electrical ¦ Lighting ¦ Internal ¦ General ¦ LED Fittings & Luminaires | 150 | Medium | B | 17 | 2041 | 5 | 3 | 3.2 | 28004 | 30525
Electrical ¦ Lighting ¦ Internal ¦ General ¦ LED Fittings & Luminaires | 61 | Medium | B | 17 | 2041 | 5 | 3 | 3.2 | 28005 | 30526
Electrical ¦ Lighting ¦ External ¦ General - LED | 15 | Medium | B | 12 | 2036 | 5 | 3 | 3.2 | 28006 | 26636
Fire ¦ Fire Fighting ¦ Fire Extinguishers ¦ Foam | 3 | Urgent | B | 2 | 2026 | 5 | 1 | 2.2 | 7053 | 12697
HVAC ¦ Central Heating (Internally Sourced) ¦ Boiler ¦ Electric Boilers | 1 | Medium | B | 1 | 2025 | 5 | 3 | 3.2 | 28007 | 9676
Fire ¦ Fire Fighting ¦ Fire Extinguishers ¦ Foam | 2 | Urgent | B | 9 | 2033 | 5 | 1 | 2.2 | 7054 | 21405
Water ¦ Local Hot Water ¦ Package Electric Water Heaters - Non-Drinking Water | 1 | Medium | B | 1 | 2025 | 5 | 3 | 3.2 | 28008 | 9677
Fabric ¦ Superstructure ¦ Windows and External Doors ¦ Roller Shutters ¦ Electric Roller Shutter | 1 | High | B | 5 | 2029 | 5 | 2 | 2.7 | 15891 | 14702
Water ¦ Local Hot Water ¦ Instantaneous Electric Water Heater - Non-Drinking Water | 1 | Medium | B | 11 | 2035 | 5 | 3 | 3.2 | 28009 | 25417
HVAC ¦ Central Heating (Internally Sourced) ¦ Boiler ¦ Electric Boilers | 1 | Medium | D | 3 | 2027 | 3 | 3 | 2.6 | 11185 | 13323
Controls ¦ Multi-System Controls ¦ Control Panel - Electrical Services (excluding Electrical Controllers and Pneumatic Relays) | 1 | Medium | B | 1 | 2025 | 5 | 3 | 3.2 | 28010 | 9678
Fabric ¦ Superstructure ¦ Internal Doors ¦ Roller Shutters ¦ Electric Roller Shutter | 1 | Medium | B | 6 | 2030 | 5 | 3 | 3.2 | 28011 | 18855
Fabric ¦ Superstructure ¦ Windows and External Doors ¦ External Doors ¦ Manual and Automatic Doors ¦ Emergency and Panic Escape Doors | 1 | Urgent | B | 16 | 2040 | 5 | 1 | 2.2 | 7055 | 28912
HVAC ¦ Heat Emitters - Central ¦ Unit Heaters | 1 | Medium | B | 1 | 2025 | 5 | 3 | 3.2 | 28012 | 9679
HVAC ¦ Central Heating (Internally Sourced) ¦ Burner ¦ Forced draft gas burner | 1 | Medium | D | 1 | 2025 | 3 | 3 | 2.6 | 11186 | 2674
HVAC ¦ Local and Special Ventilation ¦ Unit extract fans. | 1 | Medium | D | 1 | 2025 | 3 | 3 | 2.6 | 11187 | 2675
HVAC ¦ Fan ¦ Local and Special Ventilation ¦ Fans Window or Wall Mounted | 1 | Medium | B | 5 | 2029 | 5 | 3 | 3.2 | 28013 | 15302
Fabric ¦ Superstructure ¦ Windows and External Doors ¦ External Doors ¦ Entrance Doors | 1 | High | B | 6 | 2030 | 5 | 2 | 2.7 | 15892 | 17733
Fabric ¦ Superstructure ¦ Windows and External Doors ¦ External Doors ¦ Manual and Automatic Doors ¦ Emergency and Panic Escape Doors | 1 | Urgent | B | 21 | 2045 | 5 | 1 | 2.2 | 7056 | 32255
Fabric ¦ Superstructure ¦ Windows and External Doors ¦ Roller Shutters ¦ Electric Roller Shutter | 1 | High | B | 11 | 2035 | 5 | 2 | 2.7 | 15893 | 24596
HVAC ¦ Local and Special Ventilation ¦ Unit extract fans. | 1 | Medium | B | 5 | 2029 | 5 | 3 | 3.2 | 28014 | 15303
Fire ¦ Fire Detection ¦ Fire Alarm Panel / Repeater | 1 | Urgent | B | 11 | 2035 | 5 | 1 | 2.2 | 7057 | 23807
Fabric ¦ Superstructure ¦ Windows and External Doors ¦ Roller Shutters ¦ Manual Roller Shutter | 1 | High | B | 13 | 2037 | 5 | 2 | 2.7 | 15894 | 27003
Fabric ¦ Superstructure ¦ Windows and External Doors ¦ External Doors ¦ Entrance Doors | 1 | High | B | 16 | 2040 | 5 | 2 | 2.7 | 15895 | 29221
Electrical ¦ LV Distribution ¦ Distribution Board ¦ Main | 1 | High | C | 1 | 2025 | 4 | 2 | 2.4 | 10654 | 2468
Electrical ¦ LV Distribution ¦ Distribution Board ¦ Sub | 1 | High | B | 11 | 2035 | 5 | 2 | 2.7 | 15896 | 24597
Water ¦ Local Hot Water ¦ Package Electric Water Heaters - Non-Drinking Water | 1 | Medium | A | 12 | 2036 | 6 | 3 | 3.5 | 32571 | 26787
Fabric ¦ Superstructure ¦ Internal Doors ¦ Roller Shutters ¦ Electric Roller Shutter | 1 | Medium | B | 14 | 2038 | 5 | 3 | 3.2 | 28015 | 27609
HVAC ¦ Fan ¦ Local and Special Ventilation ¦ Centrifugal | 1 | Medium | B | 1 | 2025 | 5 | 3 | 3.2 | 28016 | 9680
Fabric ¦ Superstructure ¦ Internal Doors ¦ Roller Shutters ¦ Electric Roller Shutter | 1 | Medium | B | 17 | 2041 | 5 | 3 | 3.2 | 28017 | 30527
HVAC ¦ Fan ¦ Local and Special Ventilation ¦ Fans Window or Wall Mounted | 1 | Medium | C | 1 | 2025 | 4 | 3 | 2.9 | 18833 | 5703
Fabric ¦ Superstructure ¦ Windows and External Doors ¦ External Doors ¦ Manual and Automatic Doors ¦ Emergency and Panic Escape Doors | 1 | Urgent | B | 11 | 2035 | 5 | 1 | 2.2 | 7058 | 23808
Fabric ¦ Superstructure ¦ Windows and External Doors ¦ Roller Shutters ¦ Manual Roller Shutter | 1 | High | B | 13 | 2037 | 5 | 2 | 2.7 | 15897 | 27004
Electrical ¦ Lighting ¦ Internal ¦ General | 4 | Medium | C | 1 | 2025 | 4 | 3 | 2.9 | 18834 | 5704
Electrical ¦ Lighting ¦ Internal ¦ Emergency ¦ Self Contained ¦ LED | 2 | Urgent | B | 11 | 2035 | 5 | 1 | 2.2 | 7059 | 23809
Electrical ¦ LV Distribution ¦ Distribution Board ¦ Sub | 1 | High | B | 6 | 2030 | 5 | 2 | 2.7 | 15898 | 17734
Electrical ¦ Lighting ¦ Internal ¦ General ¦ LED Fittings & Luminaires | 2 | Medium | C | 16 | 2040 | 4 | 3 | 2.9 | 18835 | 29291
Electrical ¦ Lighting ¦ Internal ¦ General ¦ LED Fittings & Luminaires | 24 | Medium | B | 18 | 2042 | 5 | 3 | 3.2 | 28018 | 30976
Fabric ¦ Superstructure ¦ Windows and External Doors ¦ Roller Shutters ¦ Manual Roller Shutter | 1 | High | B | 11 | 2035 | 5 | 2 | 2.7 | 15899 | 24598
Electrical ¦ Lighting ¦ Internal ¦ General | 32 | Medium | B | 6 | 2030 | 5 | 3 | 3.2 | 28019 | 18856
Electrical ¦ Specialist Lighting ¦ Internal ¦ Illuminated Fire Exit Signage | 3 | Urgent | B | 10 | 2034 | 5 | 1 | 2.2 | 7060 | 22104
Electrical ¦ Lighting ¦ Internal ¦ Emergency ¦ Self Contained ¦ LED | 10 | Urgent | B | 21 | 2045 | 5 | 1 | 2.2 | 7061 | 32256
Fire ¦ Fire Fighting ¦ Fire Extinguishers ¦ Foam | 5 | Urgent | B | 7 | 2031 | 5 | 1 | 2.2 | 7062 | 19419
Electrical ¦ LV Distribution ¦ Distribution Board ¦ Main | 1 | High | B | 6 | 2030 | 5 | 2 | 2.7 | 15900 | 17735
Fabric ¦ Barriers and Guardrails ¦ Vehicle Crash Protection Barrier | 1 | V Low | B | 1 | 2025 | 5 | 4 | 3.7 | 33318 | 12189
Electrical ¦ Lighting ¦ Internal ¦ Emergency ¦ Self Contained ¦ LED | 12 | Urgent | B | 21 | 2045 | 5 | 1 | 2.2 | 7063 | 32257
Electrical ¦ Specialist Lighting ¦ Internal ¦ Illuminated Fire Exit Signage | 3 | Urgent | B | 17 | 2041 | 5 | 1 | 2.2 | 7064 | 30163
Electrical ¦ Lighting ¦ Internal ¦ General ¦ LED Fittings & Luminaires | 30 | Medium | B | 17 | 2041 | 5 | 3 | 3.2 | 28020 | 30528
Electrical ¦ Lighting ¦ External ¦ General - LED | 4 | Medium | B | 11 | 2035 | 5 | 3 | 3.2 | 28021 | 25418
HVAC ¦ Central Air Conditioning ¦ Air Conditioning ¦ Multi-Split Condenser - Split Systems/Heat Pumps - Air-cooled with Direct Expansion Evaporator (DX) | 1 | Medium | B | 6 | 2030 | 5 | 3 | 3.2 | 28022 | 18857
Water ¦ Local Hot Water ¦ Instantaneous Electric Water Heater - Non-Drinking Water | 1 | Medium | B | 1 | 2025 | 5 | 3 | 3.2 | 28023 | 9681
HVAC ¦ Heat Emitters - Local ¦ Electric Heaters | 2 | Medium | B | 1 | 2025 | 5 | 3 | 3.2 | 28024 | 9682
Fire ¦ Fire Fighting ¦ Fire Extinguishers ¦ Foam | 3 | Urgent | B | 6 | 2030 | 5 | 1 | 2.2 | 7065 | 16772
Electrical ¦ LV Distribution ¦ Distribution Board ¦ Sub | 1 | High | B | 1 | 2025 | 5 | 2 | 2.7 | 15901 | 4416
Fabric ¦ Superstructure ¦ Windows and External Doors ¦ External Doors ¦ Entrance Doors | 1 | High | B | 26 | 2050 | 5 | 2 | 2.7 | 15902 | 33515
Fabric ¦ Superstructure ¦ Internal Doors ¦ Roller Shutters ¦ Electric Roller Shutter | 1 | Medium | B | 11 | 2035 | 5 | 3 | 3.2 | 28025 | 25419
Water ¦ Local Hot Water ¦ Instantaneous Electric Water Heater - Non-Drinking Water | 1 | Medium | B | 1 | 2025 | 5 | 3 | 3.2 | 28026 | 9683
Fabric ¦ Superstructure ¦ Windows and External Doors ¦ Roller Shutters ¦ Manual Roller Shutter | 1 | High | B | 13 | 2037 | 5 | 2 | 2.7 | 15903 | 27005
Fabric ¦ Superstructure ¦ Windows and External Doors ¦ Roller Shutters ¦ Manual Roller Shutter | 1 | High | B | 21 | 2045 | 5 | 2 | 2.7 | 15904 | 32693
Fabric ¦ Superstructure ¦ Windows and External Doors ¦ External Doors ¦ Entrance Doors | 1 | High | B | 11 | 2035 | 5 | 2 | 2.7 | 15905 | 24599
Electrical ¦ Lighting ¦ Internal ¦ General ¦ LED Fittings & Luminaires | 23 | Medium | B | 16 | 2040 | 5 | 3 | 3.2 | 28027 | 29697
Electrical ¦ Specialist Lighting ¦ External ¦ Illuminated External Signs | 1 | Medium | B | 1 | 2025 | 5 | 3 | 3.2 | 28028 | 9684
Electrical ¦ LV Distribution ¦ Distribution Board ¦ Sub | 1 | High | D | 10 | 2034 | 3 | 2 | 2.1 | 1243 | 21965
HVAC ¦ Fan ¦ Local and Special Ventilation ¦ Fans Window or Wall Mounted | 1 | Medium | B | 1 | 2025 | 5 | 3 | 3.2 | 28029 | 9685
Electrical ¦ LV Distribution ¦ Distribution Board ¦ Sub | 1 | High | A | 19 | 2043 | 6 | 2 | 3 | 19590 | 31317
Fabric ¦ Superstructure ¦ Windows and External Doors ¦ External Doors ¦ Manual and Automatic Doors ¦ High Security Door | 1 | High | B | 11 | 2035 | 5 | 2 | 2.7 | 15906 | 24600
Electrical ¦ Lighting ¦ Internal ¦ General ¦ LED Fittings & Luminaires | 4 | Medium | C | 12 | 2036 | 4 | 3 | 2.9 | 18836 | 26290
HVAC ¦ Heat Emitters - Local ¦ Electric Heaters | 1 | Medium | B | 1 | 2025 | 5 | 3 | 3.2 | 28030 | 9686
Fire ¦ Fire Fighting ¦ Fire Extinguishers ¦ CO2 | 1 | Urgent | B | 6 | 2030 | 5 | 1 | 2.2 | 7066 | 16773
Fabric ¦ Superstructure ¦ Windows and External Doors ¦ Roller Shutters ¦ Manual Roller Shutter | 1 | High | B | 1 | 2025 | 5 | 2 | 2.7 | 15907 | 4417
Electrical ¦ Specialist Lighting ¦ Internal ¦ Illuminated Fire Exit Signage | 5 | Urgent | B | 16 | 2040 | 5 | 1 | 2.2 | 7067 | 28913
Electrical ¦ Lighting ¦ Internal ¦ Emergency ¦ Self Contained ¦ LED | 1 | Urgent | B | 1 | 2025 | 5 | 1 | 2.2 | 7068 | 1589
Electrical ¦ Lighting ¦ External ¦ General - LED | 79 | Medium | B | 11 | 2035 | 5 | 3 | 3.2 | 28031 | 25420
HVAC ¦ Fan ¦ Local and Special Ventilation ¦ Axial | 1 | Medium | B | 1 | 2025 | 5 | 3 | 3.2 | 28032 | 9687
Fabric ¦ Superstructure ¦ Windows and External Doors ¦ Roller Shutters ¦ Manual Roller Shutter | 1 | High | B | 1 | 2025 | 5 | 2 | 2.7 | 15908 | 4418
Electrical ¦ Lighting ¦ Internal ¦ General ¦ LED Fittings & Luminaires | 25 | Medium | B | 16 | 2040 | 5 | 3 | 3.2 | 28033 | 29698
Electrical ¦ Lighting ¦ Internal ¦ General ¦ LED Fittings & Luminaires | 9 | Medium | B | 12 | 2036 | 5 | 3 | 3.2 | 28034 | 26637
Electrical ¦ Lighting ¦ Internal ¦ Emergency ¦ Self Contained ¦ LED | 1 | Urgent | B | 20 | 2044 | 5 | 1 | 2.2 | 7069 | 31522
HVAC ¦ Heat Emitters - Local ¦ Gas Fired Natural and Fan Assisted Heaters | 1 | Medium | B | 1 | 2025 | 5 | 3 | 3.2 | 28035 | 9688
Fabric ¦ Superstructure ¦ Windows and External Doors ¦ Roller Shutters ¦ Manual Roller Shutter | 1 | High | B | 1 | 2025 | 5 | 2 | 2.7 | 15909 | 4419
HVAC ¦ Fan ¦ Local and Special Ventilation ¦ Extract | 1 | Medium | B | 11 | 2035 | 5 | 3 | 3.2 | 28036 | 25421
Electrical ¦ Lighting ¦ Internal ¦ Emergency ¦ Self Contained ¦ LED | 5 | Urgent | B | 23 | 2047 | 5 | 1 | 2.2 | 7070 | 33127
HVAC ¦ Fan ¦ Local and Special Ventilation ¦ Fans Window or Wall Mounted | 1 | Medium | B | 1 | 2025 | 5 | 3 | 3.2 | 28037 | 9689
HVAC ¦ Fan ¦ Local and Special Ventilation ¦ Extract | 1 | Medium | B | 1 | 2025 | 5 | 3 | 3.2 | 28038 | 9690
Electrical ¦ Lighting ¦ Internal ¦ General ¦ LED Fittings & Luminaires | 16 | Medium | B | 11 | 2035 | 5 | 3 | 3.2 | 28039 | 25422
HVAC ¦ Fan ¦ Local and Special Ventilation ¦ Ventilating - General | 1 | Medium | B | 1 | 2025 | 5 | 3 | 3.2 | 28040 | 9691
HVAC ¦ Heat Emitters - Central ¦ Radiators ¦ Steel | 3 | Medium | B | 11 | 2035 | 5 | 3 | 3.2 | 28041 | 25423
HVAC ¦ Smoke Extract ¦ Control Panel - smoke ventilation systems. | 1 | Urgent | B | 10 | 2034 | 5 | 1 | 2.2 | 7071 | 22105
Electrical ¦ Specialist Lighting ¦ Internal ¦ Illuminated Fire Exit Signage | 1 | Urgent | B | 16 | 2040 | 5 | 1 | 2.2 | 7072 | 28914
Electrical ¦ Lighting ¦ Internal ¦ General ¦ LED Fittings & Luminaires | 6 | Medium | B | 12 | 2036 | 5 | 3 | 3.2 | 28042 | 26638
Security ¦ Access ¦ Access Control ¦ Door ¦ Local Lock / Keypad / Manual | 1 | Medium | B | 1 | 2025 | 5 | 3 | 3.2 | 28043 | 9692
Electrical ¦ LV Distribution ¦ Distribution Board ¦ Sub | 1 | High | B | 1 | 2025 | 5 | 2 | 2.7 | 15910 | 4420
Fabric ¦ Superstructure ¦ Windows and External Doors ¦ External Doors ¦ Manual and Automatic Doors ¦ Emergency and Panic Escape Doors | 1 | Urgent | B | 16 | 2040 | 5 | 1 | 2.2 | 7073 | 28915
HVAC ¦ Heat Emitters - Local ¦ Electric Heaters | 1 | Medium | CX | 1 | 2025 | 2 | 3 | 2.3 | 10268 | 2195
Electrical ¦ Lighting ¦ External ¦ General - Non-LED | 1 | Medium | B | 1 | 2025 | 5 | 3 | 3.2 | 28044 | 9693
Fabric ¦ Superstructure ¦ Windows and External Doors ¦ Roller Shutters ¦ Manual Roller Shutter | 1 | High | D | 1 | 2025 | 3 | 2 | 2.1 | 1244 | 840
Electrical ¦ LV Distribution ¦ Distribution Board ¦ Sub | 1 | High | B | 1 | 2025 | 5 | 2 | 2.7 | 15911 | 4421
HVAC ¦ Fan ¦ Central Heating ¦ Axial | 1 | High | C | 1 | 2025 | 4 | 2 | 2.4 | 10655 | 2469
Fabric ¦ Superstructure ¦ Windows and External Doors ¦ Roller Shutters ¦ Manual Roller Shutter | 1 | High | B | 1 | 2025 | 5 | 2 | 2.7 | 15912 | 4422
Controls ¦ Multi-System Controls ¦ Instrument Control Panel | 1 | Medium | B | 16 | 2040 | 5 | 3 | 3.2 | 28045 | 29699
Electrical ¦ LV Distribution ¦ Distribution Board ¦ Sub | 1 | High | A | 19 | 2043 | 6 | 2 | 3 | 19591 | 31318
Fabric ¦ Superstructure ¦ Windows and External Doors ¦ External Doors ¦ Manual and Automatic Doors ¦ Emergency and Panic Escape Doors | 1 | Urgent | B | 26 | 2050 | 5 | 1 | 2.2 | 7074 | 33466
Fabric ¦ Superstructure ¦ Windows and External Doors ¦ External Doors ¦ Manual and Automatic Doors ¦ Auto / Powered Sliding Doors | 1 | High | B | 21 | 2045 | 5 | 2 | 2.7 | 15913 | 32694
Fire ¦ Fire Fighting ¦ Fire Extinguishers ¦ CO2 | 1 | Urgent | A | 10 | 2034 | 6 | 1 | 2.5 | 10944 | 22231
Fire ¦ Fire Fighting ¦ Fire Extinguishers ¦ Foam | 4 | Urgent | B | 6 | 2030 | 5 | 1 | 2.2 | 7075 | 16774
Water ¦ Local Hot Water ¦ Instantaneous Electric Water Heater - Non-Drinking Water | 1 | Medium | B | 1 | 2025 | 5 | 3 | 3.2 | 28046 | 9694
HVAC ¦ Smoke Extract ¦ Control Panel - smoke ventilation systems. | 1 | Urgent | B | 6 | 2030 | 5 | 1 | 2.2 | 7076 | 16775
HVAC ¦ Heat Emitters - Local ¦ Electric Heaters | 1 | Medium | B | 1 | 2025 | 5 | 3 | 3.2 | 28047 | 9695
Fire ¦ Fire Fighting ¦ Fire Extinguishers ¦ Foam | 4 | Urgent | B | 1 | 2025 | 5 | 1 | 2.2 | 7077 | 1590
Fire ¦ Fire Fighting ¦ Fire Extinguishers ¦ Foam | 2 | Urgent | B | 1 | 2025 | 5 | 1 | 2.2 | 7078 | 1591
Water ¦ Local Hot Water ¦ Instantaneous Electric Water Heater - Non-Drinking Water | 1 | Medium | B | 1 | 2025 | 5 | 3 | 3.2 | 28048 | 9696
HVAC ¦ Heat Emitters - Local ¦ Electric Heaters | 3 | Medium | D | 1 | 2025 | 3 | 3 | 2.6 | 11188 | 2676
Electrical ¦ Lighting ¦ Internal ¦ General ¦ LED Fittings & Luminaires | 2 | Medium | B | 11 | 2035 | 5 | 3 | 3.2 | 28049 | 25424
Fire ¦ Fire Fighting ¦ Fire Extinguishers ¦ CO2 | 1 | Urgent | B | 6 | 2030 | 5 | 1 | 2.2 | 7079 | 16776
Electrical ¦ Lighting ¦ Internal ¦ Emergency ¦ Self Contained ¦ LED | 7 | Urgent | B | 21 | 2045 | 5 | 1 | 2.2 | 7080 | 32258
Fire ¦ Fire Fighting ¦ Fire Extinguishers ¦ CO2 | 5 | Urgent | B | 6 | 2030 | 5 | 1 | 2.2 | 7081 | 16777
Electrical ¦ Lighting ¦ Internal ¦ General | 5 | Medium | B | 1 | 2025 | 5 | 3 | 3.2 | 28050 | 9697
Fire ¦ Fire Fighting ¦ Fire Extinguishers ¦ CO2 | 3 | Urgent | B | 8 | 2032 | 5 | 1 | 2.2 | 7082 | 20507
Electrical ¦ LV Distribution ¦ Distribution Board ¦ Main | 1 | High | B | 13 | 2037 | 5 | 2 | 2.7 | 15914 | 27006
Fabric ¦ Superstructure ¦ Windows and External Doors ¦ Roller Shutters ¦ Manual Roller Shutter | 1 | High | C | 1 | 2025 | 4 | 2 | 2.4 | 10656 | 2470
Electrical ¦ Lighting ¦ Internal ¦ General ¦ LED Fittings & Luminaires | 73 | Medium | C | 12 | 2036 | 4 | 3 | 2.9 | 18837 | 26291
Electrical ¦ Lighting ¦ Internal ¦ General ¦ LED Fittings & Luminaires | 21 | Medium | B | 12 | 2036 | 5 | 3 | 3.2 | 28051 | 26639
Fire ¦ Fire Fighting ¦ Fire Extinguishers ¦ CO2 | 2 | Urgent | B | 2 | 2026 | 5 | 1 | 2.2 | 7083 | 12698
Electrical ¦ LV Distribution ¦ Distribution Board ¦ Sub | 1 | High | B | 18 | 2042 | 5 | 2 | 2.7 | 15915 | 30853
Electrical ¦ Lighting ¦ Internal ¦ General ¦ LED Fittings & Luminaires | 6 | Medium | C | 12 | 2036 | 4 | 3 | 2.9 | 18838 | 26292
Electrical ¦ Lighting ¦ Internal ¦ General ¦ LED Fittings & Luminaires | 77 | Medium | B | 17 | 2041 | 5 | 3 | 3.2 | 28052 | 30529
Water ¦ Local Hot Water ¦ Package Electric Water Heaters - Non-Drinking Water | 1 | Medium | B | 3 | 2027 | 5 | 3 | 3.2 | 28053 | 13612
Fire ¦ Fire Detection ¦ Fire Alarm Panel / Repeater | 1 | Urgent | B | 5 | 2029 | 5 | 1 | 2.2 | 7084 | 14444
Fabric ¦ Superstructure ¦ Windows and External Doors ¦ Roller Shutters ¦ Manual Roller Shutter | 1 | High | B | 1 | 2025 | 5 | 2 | 2.7 | 15916 | 4423
Electrical ¦ Lighting ¦ Internal ¦ General ¦ LED Fittings & Luminaires | 105 | Medium | B | 10 | 2034 | 5 | 3 | 3.2 | 28054 | 22985
Electrical ¦ LV Distribution ¦ Distribution Board ¦ Sub | 1 | High | B | 12 | 2036 | 5 | 2 | 2.7 | 15917 | 26224
HVAC ¦ Fan ¦ Central Ventilation Systems ¦ Extract | 1 | Medium | B | 1 | 2025 | 5 | 3 | 3.2 | 28055 | 9698
HVAC ¦ Fan ¦ Local and Special Ventilation ¦ Axial | 1 | Medium | B | 1 | 2025 | 5 | 3 | 3.2 | 28056 | 9699
Fabric ¦ Superstructure ¦ Windows and External Doors ¦ External Windows ¦ Roller Shutters ¦ External Window Shutters ¦ Electric | 1 | Medium | B | 1 | 2025 | 5 | 3 | 3.2 | 28057 | 9700
Electrical ¦ Lighting ¦ Internal ¦ General ¦ LED Fittings & Luminaires | 72 | Medium | B | 16 | 2040 | 5 | 3 | 3.2 | 28058 | 29700
HVAC ¦ Heat Emitters - Local ¦ Electric Heaters | 1 | Medium | B | 4 | 2028 | 5 | 3 | 3.2 | 28059 | 14173
Water ¦ Local Hot Water ¦ Instantaneous Electric Water Heater - Non-Drinking Water | 1 | Medium | D | 1 | 2025 | 3 | 3 | 2.6 | 11189 | 2677
HVAC ¦ Fan ¦ Local and Special Ventilation ¦ Fans Window or Wall Mounted | 1 | Medium | DX | 1 | 2025 | 1 | 3 | 2 | 936 | 638
HVAC ¦ Fan ¦ Local and Special Ventilation ¦ Fans Window or Wall Mounted | 1 | Medium | B | 1 | 2025 | 5 | 3 | 3.2 | 28060 | 9701
Fire ¦ Fire Detection ¦ Fire Alarm Panel / Repeater | 1 | Urgent | B | 11 | 2035 | 5 | 1 | 2.2 | 7085 | 23810
Security ¦ Access ¦ Access Control ¦ Gate Access - Local Lock / Keypad / Manual (External) | 3 | Medium | B | 1 | 2025 | 5 | 3 | 3.2 | 28061 | 9702
Electrical ¦ Lighting ¦ Internal ¦ Emergency ¦ Self Contained ¦ LED | 9 | Urgent | B | 17 | 2041 | 5 | 1 | 2.2 | 7086 | 30164
HVAC ¦ Fan ¦ Local and Special Ventilation ¦ Extract | 1 | Medium | C | 1 | 2025 | 4 | 3 | 2.9 | 18839 | 5705
Electrical ¦ LV Distribution ¦ Distribution Board ¦ Sub | 1 | High | B | 1 | 2025 | 5 | 2 | 2.7 | 15918 | 4424
HVAC ¦ Central Heating (Internally Sourced) ¦ Burner ¦ Forced draft gas burner | 1 | Medium | B | 11 | 2035 | 5 | 3 | 3.2 | 28062 | 25425
HVAC ¦ Fan ¦ Local and Special Ventilation ¦ Extract | 1 | Medium | B | 1 | 2025 | 5 | 3 | 3.2 | 28063 | 9703
Electrical ¦ Lighting ¦ Internal ¦ Emergency ¦ Self Contained ¦ LED | 4 | Urgent | B | 21 | 2045 | 5 | 1 | 2.2 | 7087 | 32259
HVAC ¦ Fan ¦ Local and Special Ventilation ¦ Fans Window or Wall Mounted | 1 | Medium | B | 1 | 2025 | 5 | 3 | 3.2 | 28064 | 9704
Fabric ¦ Superstructure ¦ Windows and External Doors ¦ Roller Shutters ¦ Manual Roller Shutter | 1 | High | B | 1 | 2025 | 5 | 2 | 2.7 | 15919 | 4425
Fabric ¦ Barriers and Guardrails ¦ Vehicle Crash Protection Barrier | 1 | V Low | B | 1 | 2025 | 5 | 4 | 3.7 | 33319 | 12190
Electrical ¦ Specialist Lighting ¦ Internal ¦ Illuminated Fire Exit Signage | 4 | Urgent | B | 12 | 2036 | 5 | 1 | 2.2 | 7088 | 26059
Electrical ¦ Lighting ¦ Internal ¦ General | 3 | Medium | B | 1 | 2025 | 5 | 3 | 3.2 | 28065 | 9705
Electrical ¦ LV Distribution ¦ Distribution Board ¦ Sub | 1 | High | B | 1 | 2025 | 5 | 2 | 2.7 | 15920 | 4426
HVAC ¦ Fan ¦ Local and Special Ventilation ¦ Extract | 1 | Medium | B | 1 | 2025 | 5 | 3 | 3.2 | 28066 | 9706
Electrical ¦ Lighting ¦ Internal ¦ Emergency ¦ Self Contained ¦ LED | 4 | Urgent | B | 16 | 2040 | 5 | 1 | 2.2 | 7089 | 28916
Electrical ¦ Lighting ¦ Internal ¦ Emergency ¦ Self Contained ¦ LED | 2 | Urgent | B | 20 | 2044 | 5 | 1 | 2.2 | 7090 | 31523
Electrical ¦ Lighting ¦ Internal ¦ Emergency ¦ Self Contained ¦ LED | 1 | Urgent | B | 21 | 2045 | 5 | 1 | 2.2 | 7091 | 32260
Electrical ¦ LV Distribution ¦ Distribution Board ¦ Sub | 1 | High | B | 6 | 2030 | 5 | 2 | 2.7 | 15921 | 17736
Electrical ¦ Lighting ¦ Internal ¦ General ¦ LED Fittings & Luminaires | 6 | Medium | B | 16 | 2040 | 5 | 3 | 3.2 | 28067 | 29701
Fabric ¦ Superstructure ¦ Windows and External Doors ¦ External Doors ¦ Manual and Automatic Doors ¦ Emergency and Panic Escape Doors | 1 | Urgent | B | 16 | 2040 | 5 | 1 | 2.2 | 7092 | 28917
Fabric ¦ Superstructure ¦ Windows and External Doors ¦ External Doors ¦ Entrance Doors | 1 | High | B | 11 | 2035 | 5 | 2 | 2.7 | 15922 | 24601
Fire ¦ Fire Fighting ¦ Fire Extinguishers ¦ CO2 | 2 | Urgent | B | 6 | 2030 | 5 | 1 | 2.2 | 7093 | 16778
Fabric ¦ Superstructure ¦ Windows and External Doors ¦ Roller Shutters ¦ Manual Roller Shutter | 1 | High | B | 1 | 2025 | 5 | 2 | 2.7 | 15923 | 4427
Fabric ¦ Superstructure ¦ Windows and External Doors ¦ Roller Shutters ¦ Electric Roller Shutter | 1 | High | B | 11 | 2035 | 5 | 2 | 2.7 | 15924 | 24602
Fabric ¦ Barriers and Guardrails ¦ Vehicle Crash Protection Barrier | 1 | V Low | B | 1 | 2025 | 5 | 4 | 3.7 | 33320 | 12191
Electrical ¦ LV Distribution ¦ Distribution Board ¦ Sub | 1 | High | C | 18 | 2042 | 4 | 2 | 2.4 | 10657 | 30733
Electrical ¦ LV Distribution ¦ Distribution Board ¦ Sub | 1 | High | B | 6 | 2030 | 5 | 2 | 2.7 | 15925 | 17737
Electrical ¦ Lighting ¦ Internal ¦ General ¦ LED Fittings & Luminaires | 2 | Medium | B | 12 | 2036 | 5 | 3 | 3.2 | 28068 | 26640
HVAC ¦ Heat Emitters - Local ¦ Electric Heaters | 1 | Medium | B | 1 | 2025 | 5 | 3 | 3.2 | 28069 | 9707
Electrical ¦ Lighting ¦ Internal ¦ General ¦ LED Fittings & Luminaires | 16 | Medium | C | 12 | 2036 | 4 | 3 | 2.9 | 18840 | 26293
Electrical ¦ Lighting ¦ Internal ¦ Emergency ¦ Externally Powered ¦ LED | 1 | Urgent | B | 23 | 2047 | 5 | 1 | 2.2 | 7094 | 33128
Electrical ¦ LV Distribution ¦ Distribution Board ¦ Sub | 1 | High | B | 6 | 2030 | 5 | 2 | 2.7 | 15926 | 17738
Fabric ¦ Superstructure ¦ Windows and External Doors ¦ External Doors ¦ Manual and Automatic Doors ¦ Emergency and Panic Escape Doors | 1 | Urgent | A | 33 | 2057 | 6 | 1 | 2.5 | 10945 | 33849
HVAC ¦ Heat Emitters - Local ¦ Electric Overdoor Air Curtain/Heater | 1 | Medium | B | 1 | 2025 | 5 | 3 | 3.2 | 28070 | 9708
Controls ¦ Building Management System (BMS) ¦ BMS Control Panel | 1 | High | B | 5 | 2029 | 5 | 2 | 2.7 | 15927 | 14703
Fabric ¦ Barriers and Guardrails ¦ Vehicle Crash Protection Barrier | 1 | V Low | B | 1 | 2025 | 5 | 4 | 3.7 | 33321 | 12192
Electrical ¦ Lighting ¦ Internal ¦ Emergency ¦ Self Contained ¦ LED | 10 | Urgent | B | 22 | 2046 | 5 | 1 | 2.2 | 7095 | 32947
Electrical ¦ Lighting ¦ External ¦ General - Non-LED | 1 | Medium | B | 1 | 2025 | 5 | 3 | 3.2 | 28071 | 9709
Controls ¦ Multi-System Controls ¦ Instrument Control Panel | 1 | Medium | B | 1 | 2025 | 5 | 3 | 3.2 | 28072 | 9710
HVAC ¦ Fan ¦ Local and Special Ventilation ¦ Centrifugal | 1 | Medium | B | 1 | 2025 | 5 | 3 | 3.2 | 28073 | 9711
Fabric ¦ Superstructure ¦ Windows and External Doors ¦ Roller Shutters ¦ Electric Roller Shutter | 1 | High | B | 20 | 2044 | 5 | 2 | 2.7 | 15928 | 31638
Electrical ¦ Lighting ¦ Internal ¦ General ¦ LED Fittings & Luminaires | 57 | Medium | B | 16 | 2040 | 5 | 3 | 3.2 | 28074 | 29702
Water ¦ Local Hot Water ¦ Package Electric Water Heaters - Non-Drinking Water | 1 | Medium | B | 3 | 2027 | 5 | 3 | 3.2 | 28075 | 13613
HVAC ¦ Fan ¦ Local and Special Ventilation ¦ Extract | 1 | Medium | B | 11 | 2035 | 5 | 3 | 3.2 | 28076 | 25426
Fabric ¦ Superstructure ¦ Windows and External Doors ¦ External Doors ¦ Manual and Automatic Doors ¦ High Security Door | 1 | High | B | 26 | 2050 | 5 | 2 | 2.7 | 15929 | 33516
HVAC ¦ Fan ¦ Central Heating ¦ Axial | 1 | High | B | 3 | 2027 | 5 | 2 | 2.7 | 15930 | 13379
HVAC ¦ Heat Emitters - Local ¦ Electric Heaters | 1 | Medium | B | 1 | 2025 | 5 | 3 | 3.2 | 28077 | 9712
Electrical ¦ LV Distribution ¦ Distribution Board ¦ Sub | 1 | High | D | 1 | 2025 | 3 | 2 | 2.1 | 1245 | 841
Fabric ¦ Superstructure ¦ Windows and External Doors ¦ Roller Shutters ¦ Electric Roller Shutter | 1 | High | B | 1 | 2025 | 5 | 2 | 2.7 | 15931 | 4428
Fabric ¦ Superstructure ¦ Windows and External Doors ¦ Roller Shutters ¦ Electric Roller Shutter | 1 | High | B | 1 | 2025 | 5 | 2 | 2.7 | 15932 | 4429
Electrical ¦ Lighting ¦ Internal ¦ Emergency ¦ Self Contained ¦ Non LED | 4 | Urgent | B | 11 | 2035 | 5 | 1 | 2.2 | 7096 | 23811
Electrical ¦ Lighting ¦ Internal ¦ Emergency ¦ Self Contained ¦ Non LED | 3 | Urgent | B | 1 | 2025 | 5 | 1 | 2.2 | 7097 | 1592
Fire ¦ Fire Fighting ¦ Fire Extinguishers ¦ Foam | 1 | Urgent | B | 1 | 2025 | 5 | 1 | 2.2 | 7098 | 1593
HVAC ¦ Local Air Conditioning ¦ Single-Split Evaporator - Split Systems/Heat Pumps - Air-cooled with Direct Expansion Evaporator (DX) | 1 | Medium | B | 9 | 2033 | 5 | 3 | 3.2 | 28078 | 21824
Electrical ¦ LV Distribution ¦ Distribution Board ¦ Sub | 1 | High | B | 6 | 2030 | 5 | 2 | 2.7 | 15933 | 17739
HVAC ¦ Heat Emitters - Local ¦ Gas Fired Unit Heaters | 1 | Medium | B | 1 | 2025 | 5 | 3 | 3.2 | 28079 | 9713
Electrical ¦ Lighting ¦ Internal ¦ Emergency ¦ Self Contained ¦ LED | 5 | Urgent | B | 17 | 2041 | 5 | 1 | 2.2 | 7099 | 30165
Electrical ¦ Lighting ¦ Internal ¦ Emergency ¦ Self Contained ¦ LED | 2 | Urgent | B | 17 | 2041 | 5 | 1 | 2.2 | 7100 | 30166
Controls ¦ Building Management System (BMS) ¦ BMS Control Panel | 1 | High | B | 7 | 2031 | 5 | 2 | 2.7 | 15934 | 19656
Electrical ¦ Lighting ¦ Internal ¦ Emergency ¦ Self Contained ¦ LED | 6 | Urgent | B | 19 | 2043 | 5 | 1 | 2.2 | 7101 | 31087
Fire ¦ Fire Fighting ¦ Fire Extinguishers ¦ Foam | 4 | Urgent | B | 1 | 2025 | 5 | 1 | 2.2 | 7102 | 1594
HVAC ¦ Local Air Conditioning ¦ Single-Split Condenser - Split Systems/Heat Pumps - Air-cooled with Direct Expansion Evaporator (DX) | 1 | Medium | B | 1 | 2025 | 5 | 3 | 3.2 | 28080 | 9714
Fabric ¦ Superstructure ¦ Windows and External Doors ¦ External Doors ¦ Entrance Doors | 1 | High | B | 15 | 2039 | 5 | 2 | 2.7 | 15935 | 28236
HVAC ¦ Heat Emitters - Local ¦ Electric Heaters | 1 | Medium | B | 1 | 2025 | 5 | 3 | 3.2 | 28081 | 9715
Water ¦ Local Hot Water ¦ Instantaneous Electric Water Heater - Non-Drinking Water | 1 | Medium | B | 1 | 2025 | 5 | 3 | 3.2 | 28082 | 9716
Fabric ¦ Superstructure ¦ Windows and External Doors ¦ Roller Shutters ¦ Automatic Roller Shutter | 1 | High | B | 11 | 2035 | 5 | 2 | 2.7 | 15936 | 24603
Water ¦ Local Hot Water ¦ Electric Water Heater - Drinking Water ¦ Non-Pressurised | 1 | Medium | B | 1 | 2025 | 5 | 3 | 3.2 | 28083 | 9717
HVAC ¦ Heat Emitters - Local ¦ Electric Heaters | 1 | Medium | B | 1 | 2025 | 5 | 3 | 3.2 | 28084 | 9718
Fabric ¦ Superstructure ¦ Windows and External Doors ¦ External Doors ¦ Manual and Automatic Doors ¦ Emergency and Panic Escape Doors | 1 | Urgent | B | 30 | 2054 | 5 | 1 | 2.2 | 7103 | 33687
Electrical ¦ LV Distribution ¦ Distribution Board ¦ Sub | 1 | High | B | 3 | 2027 | 5 | 2 | 2.7 | 15937 | 13380
Fabric ¦ Superstructure ¦ Windows and External Doors ¦ External Doors ¦ Manual and Automatic Doors ¦ Emergency and Panic Escape Doors | 1 | Urgent | B | 27 | 2051 | 5 | 1 | 2.2 | 7104 | 33553
HVAC ¦ Local Air Conditioning ¦ Single-Split Condenser - Split Systems/Heat Pumps - Air-cooled with Direct Expansion Evaporator (DX) | 1 | Medium | CX | 1 | 2025 | 2 | 3 | 2.3 | 10269 | 2196
Electrical ¦ LV Distribution ¦ Distribution Board ¦ Main | 1 | High | B | 7 | 2031 | 5 | 2 | 2.7 | 15938 | 19657
Electrical ¦ LV Distribution ¦ Distribution Board ¦ Main | 1 | High | D | 1 | 2025 | 3 | 2 | 2.1 | 1246 | 842
Electrical ¦ LV Distribution ¦ Distribution Board ¦ Sub | 1 | High | B | 10 | 2034 | 5 | 2 | 2.7 | 15939 | 22418
HVAC ¦ Central Air Conditioning ¦ Air Conditioning ¦ Multi-Split Condenser - DX Split Systems (With Gas, Electric or Hot Water Heaters) | 1 | Medium | B | 1 | 2025 | 5 | 3 | 3.2 | 28085 | 9719
Electrical ¦ LV Distribution ¦ Distribution Board ¦ Sub | 1 | High | B | 1 | 2025 | 5 | 2 | 2.7 | 15940 | 4430
Electrical ¦ LV Distribution ¦ Distribution Board ¦ Main | 1 | High | B | 10 | 2034 | 5 | 2 | 2.7 | 15941 | 22419
Electrical ¦ LV Distribution ¦ Main Switch Panel at Supply Intake | 1 | Medium | B | 6 | 2030 | 5 | 3 | 3.2 | 28086 | 18858
Fabric ¦ Superstructure ¦ Windows and External Doors ¦ Roller Shutters ¦ Manual Roller Shutter | 1 | High | B | 1 | 2025 | 5 | 2 | 2.7 | 15942 | 4431
HVAC ¦ Fan ¦ Local and Special Ventilation ¦ Extract | 1 | Medium | B | 1 | 2025 | 5 | 3 | 3.2 | 28087 | 9720
HVAC ¦ Fan ¦ Local and Special Ventilation ¦ Extract | 1 | Medium | DX | 1 | 2025 | 1 | 3 | 2 | 937 | 639
HVAC ¦ Fan ¦ Central Cooling ¦ Axial | 1 | Medium | B | 1 | 2025 | 5 | 3 | 3.2 | 28088 | 9721
Fabric ¦ Barriers and Guardrails ¦ Vehicle Crash Protection Barrier | 1 | V Low | B | 2 | 2026 | 5 | 4 | 3.7 | 33322 | 13243
HVAC ¦ Fan ¦ Local and Special Ventilation ¦ Extract | 1 | Medium | B | 1 | 2025 | 5 | 3 | 3.2 | 28089 | 9722
Fabric ¦ Superstructure ¦ Windows and External Doors ¦ External Doors ¦ Manual and Automatic Doors ¦ High Security Door | 1 | High | B | 18 | 2042 | 5 | 2 | 2.7 | 15943 | 30854
HVAC ¦ Fan ¦ Central Ventilation Systems ¦ Bifurcated | 1 | Medium | B | 5 | 2029 | 5 | 3 | 3.2 | 28090 | 15304
Fabric ¦ Superstructure ¦ Windows and External Doors ¦ Roller Shutters ¦ Electric Roller Shutter | 1 | High | B | 10 | 2034 | 5 | 2 | 2.7 | 15944 | 22420
HVAC ¦ Fan ¦ Local and Special Ventilation ¦ Extract | 1 | Medium | B | 1 | 2025 | 5 | 3 | 3.2 | 28091 | 9723
Electrical ¦ LV Distribution ¦ Distribution Board ¦ Sub | 1 | High | C | 1 | 2025 | 4 | 2 | 2.4 | 10658 | 2471
HVAC ¦ Heat Emitters - Local ¦ Electric Overdoor Air Curtain/Heater | 1 | Medium | B | 1 | 2025 | 5 | 3 | 3.2 | 28092 | 9724
Fabric ¦ Superstructure ¦ Internal Doors ¦ Roller Shutters ¦ Electric Roller Shutter | 1 | Medium | B | 10 | 2034 | 5 | 3 | 3.2 | 28093 | 22986
Fabric ¦ Superstructure ¦ Windows and External Doors ¦ External Doors ¦ Manual and Automatic Doors ¦ Emergency and Panic Escape Doors | 1 | Urgent | B | 16 | 2040 | 5 | 1 | 2.2 | 7105 | 28918
Fabric ¦ Superstructure ¦ Windows and External Doors ¦ External Doors ¦ Entrance Doors | 1 | High | C | 11 | 2035 | 4 | 2 | 2.4 | 10659 | 24056
Fabric ¦ Superstructure ¦ Windows and External Doors ¦ External Doors ¦ Manual and Automatic Doors ¦ Emergency and Panic Escape Doors | 1 | Urgent | C | 14 | 2038 | 4 | 1 | 1.9 | 700 | 27323
Transport ¦ Lifts ¦ Disabled Lift ¦ Electric | 1 | High | B | 10 | 2034 | 5 | 2 | 2.7 | 15945 | 22421
Fabric ¦ Superstructure ¦ Windows and External Doors ¦ Roller Shutters ¦ Manual Roller Shutter | 1 | High | B | 19 | 2043 | 5 | 2 | 2.7 | 15946 | 31231
Fabric ¦ Superstructure ¦ Windows and External Doors ¦ Roller Shutters ¦ Manual Roller Shutter | 1 | High | B | 1 | 2025 | 5 | 2 | 2.7 | 15947 | 4432
Electrical ¦ Lighting ¦ Internal ¦ General ¦ LED Fittings & Luminaires | 13 | Medium | C | 6 | 2030 | 4 | 3 | 2.9 | 18841 | 17944
Electrical ¦ Specialist Lighting ¦ Internal ¦ Illuminated Fire Exit Signage | 3 | Urgent | B | 12 | 2036 | 5 | 1 | 2.2 | 7106 | 26060
Fire ¦ Fire Fighting ¦ Fire Extinguishers ¦ Foam | 4 | Urgent | B | 6 | 2030 | 5 | 1 | 2.2 | 7107 | 16779
Electrical ¦ Lighting ¦ External ¦ General - LED | 4 | Medium | B | 1 | 2025 | 5 | 3 | 3.2 | 28094 | 9725
Electrical ¦ Lighting ¦ Internal ¦ General ¦ LED Fittings & Luminaires | 20 | Medium | B | 7 | 2031 | 5 | 3 | 3.2 | 28095 | 20056
Electrical ¦ Lighting ¦ Internal ¦ Emergency ¦ Self Contained ¦ LED | 5 | Urgent | B | 11 | 2035 | 5 | 1 | 2.2 | 7108 | 23812
Electrical ¦ Lighting ¦ Internal ¦ General | 19 | Medium | B | 1 | 2025 | 5 | 3 | 3.2 | 28096 | 9726
Fire ¦ Fire Fighting ¦ Fire Extinguishers ¦ CO2 | 3 | Urgent | B | 2 | 2026 | 5 | 1 | 2.2 | 7109 | 12699
HVAC ¦ Central Heating (Internally Sourced) ¦ Boiler ¦ Atmospheric Gas Burner/Condensing Combination Boiler (domestic type) | 1 | High | B | 5 | 2029 | 5 | 2 | 2.7 | 15948 | 14704
Fire ¦ Fire Fighting ¦ Fire Extinguishers ¦ CO2 | 4 | Urgent | B | 6 | 2030 | 5 | 1 | 2.2 | 7110 | 16780
Electrical ¦ LV Distribution ¦ Distribution Board ¦ Main | 1 | High | B | 13 | 2037 | 5 | 2 | 2.7 | 15949 | 27007
HVAC ¦ Ductwork ¦ Ductwork, Fittings and Ancillaries ¦ Central Ventilation Systems ¦ Fire Dampers ¦ Automatic | 1 | Urgent | B | 10 | 2034 | 5 | 1 | 2.2 | 7111 | 22106
Electrical ¦ LV Distribution ¦ Main Switch Panel at Supply Intake | 1 | Medium | B | 1 | 2025 | 5 | 3 | 3.2 | 28097 | 9727
Electrical ¦ Lighting ¦ Internal ¦ Emergency ¦ Self Contained ¦ LED | 4 | Urgent | B | 21 | 2045 | 5 | 1 | 2.2 | 7112 | 32261
HVAC ¦ Heat Emitters - Local ¦ Electric Heaters | 1 | Medium | A | 7 | 2031 | 6 | 3 | 3.5 | 32572 | 20211
Electrical ¦ LV Distribution ¦ Distribution Board ¦ Sub | 1 | High | B | 1 | 2025 | 5 | 2 | 2.7 | 15950 | 4433
Fabric ¦ Superstructure ¦ Windows and External Doors ¦ External Doors ¦ Manual and Automatic Doors ¦ Emergency and Panic Escape Doors | 1 | Urgent | C | 14 | 2038 | 4 | 1 | 1.9 | 701 | 27324
Fabric ¦ Superstructure ¦ Windows and External Doors ¦ Roller Shutters ¦ Manual Roller Shutter | 1 | High | B | 1 | 2025 | 5 | 2 | 2.7 | 15951 | 4434
HVAC ¦ Ductwork ¦ Ductwork, Fittings and Ancillaries ¦ Central Ventilation Systems ¦ Fire Dampers ¦ Automatic | 1 | Urgent | B | 2 | 2026 | 5 | 1 | 2.2 | 7113 | 12700
Controls ¦ Building Management System (BMS) ¦ BMS Control Panel | 1 | High | A | 9 | 2033 | 6 | 2 | 3 | 19592 | 21669
Fire ¦ Fire Fighting ¦ Fire Extinguishers ¦ Foam | 3 | Urgent | B | 2 | 2026 | 5 | 1 | 2.2 | 7114 | 12701
HVAC ¦ Local Air Conditioning ¦ Single-Split Condenser - Split Systems/Heat Pumps - Air-cooled with Direct Expansion Evaporator (DX) | 1 | Medium | B | 1 | 2025 | 5 | 3 | 3.2 | 28098 | 9728
HVAC ¦ Fan ¦ Local and Special Ventilation ¦ Ventilating - General | 1 | Medium | B | 5 | 2029 | 5 | 3 | 3.2 | 28099 | 15305
Electrical ¦ LV Distribution ¦ Distribution Board ¦ Sub | 1 | High | B | 14 | 2038 | 5 | 2 | 2.7 | 15952 | 27479
Fabric ¦ Superstructure ¦ Windows and External Doors ¦ External Doors ¦ Manual and Automatic Doors ¦ High Security Door | 1 | High | B | 16 | 2040 | 5 | 2 | 2.7 | 15953 | 29222
Electrical ¦ Lighting ¦ Internal ¦ Emergency ¦ Self Contained ¦ LED | 19 | Urgent | B | 18 | 2042 | 5 | 1 | 2.2 | 7115 | 30676
HVAC ¦ Fan ¦ Local and Special Ventilation ¦ Fans Window or Wall Mounted | 1 | Medium | C | 5 | 2029 | 4 | 3 | 2.9 | 18842 | 14783
HVAC ¦ Fan ¦ Central Cooling ¦ Axial | 1 | Medium | B | 1 | 2025 | 5 | 3 | 3.2 | 28100 | 9729
Security ¦ Access ¦ Access Control ¦ Door ¦ Local Lock / Keypad / Manual | 1 | Medium | B | 8 | 2032 | 5 | 3 | 3.2 | 28101 | 21042
Electrical ¦ Specialist Lighting ¦ Internal ¦ Illuminated Fire Exit Signage | 1 | Urgent | B | 12 | 2036 | 5 | 1 | 2.2 | 7116 | 26061
Fabric ¦ Superstructure ¦ Internal Doors ¦ Roller Shutters ¦ Electric Roller Shutter | 1 | Medium | B | 11 | 2035 | 5 | 3 | 3.2 | 28102 | 25427
Electrical ¦ LV Distribution ¦ Distribution Board ¦ Main | 1 | High | B | 6 | 2030 | 5 | 2 | 2.7 | 15954 | 17740
Electrical ¦ LV Distribution ¦ Distribution Board ¦ Main | 1 | High | B | 1 | 2025 | 5 | 2 | 2.7 | 15955 | 4435
Fabric ¦ Barriers and Guardrails ¦ Vehicle Crash Protection Barrier | 1 | V Low | B | 2 | 2026 | 5 | 4 | 3.7 | 33323 | 13244
Electrical ¦ Lighting ¦ Internal ¦ General ¦ LED Fittings & Luminaires | 15 | Medium | B | 6 | 2030 | 5 | 3 | 3.2 | 28103 | 18859
Electrical ¦ Lighting ¦ Internal ¦ Emergency ¦ Self Contained ¦ LED | 3 | Urgent | B | 11 | 2035 | 5 | 1 | 2.2 | 7117 | 23813
Fire ¦ Fire Fighting ¦ Fire Extinguishers ¦ Foam | 3 | Urgent | B | 6 | 2030 | 5 | 1 | 2.2 | 7118 | 16781
HVAC ¦ Heat Emitters - Local ¦ Gas Radiant Tube Heaters | 1 | Medium | C | 1 | 2025 | 4 | 3 | 2.9 | 18843 | 5706
Electrical ¦ Lighting ¦ External ¦ General - Non-LED | 2 | Medium | B | 1 | 2025 | 5 | 3 | 3.2 | 28104 | 9730
Fire ¦ Fire Fighting ¦ Fire Extinguishers ¦ Foam | 5 | Urgent | B | 9 | 2033 | 5 | 1 | 2.2 | 7119 | 21406
Fabric ¦ Superstructure ¦ Windows and External Doors ¦ Roller Shutters ¦ Manual Roller Shutter | 1 | High | B | 1 | 2025 | 5 | 2 | 2.7 | 15956 | 4436
Electrical ¦ Lighting ¦ Internal ¦ General | 21 | Medium | B | 1 | 2025 | 5 | 3 | 3.2 | 28105 | 9731
Electrical ¦ Specialist Lighting ¦ Internal ¦ Illuminated Fire Exit Signage | 1 | Urgent | B | 16 | 2040 | 5 | 1 | 2.2 | 7120 | 28919
HVAC ¦ Heat Emitters - Local ¦ Electric Heaters | 1 | Medium | B | 7 | 2031 | 5 | 3 | 3.2 | 28106 | 20057
Fire ¦ Fire Fighting ¦ Fire Extinguishers ¦ Foam - P50 | 3 | Urgent | B | 7 | 2031 | 5 | 1 | 2.2 | 7121 | 19420
Fire ¦ Fire Fighting ¦ Fire Extinguishers ¦ Foam | 5 | Urgent | B | 6 | 2030 | 5 | 1 | 2.2 | 7122 | 16782
Fabric ¦ Superstructure ¦ Windows and External Doors ¦ Roller Shutters ¦ Manual Roller Shutter | 1 | High | DX | 1 | 2025 | 1 | 2 | 1.5 | 400 | 357
HVAC ¦ Fan ¦ Central Cooling ¦ Axial | 1 | Medium | B | 1 | 2025 | 5 | 3 | 3.2 | 28107 | 9732
Fabric ¦ Superstructure ¦ Windows and External Doors ¦ Roller Shutters ¦ Electric Roller Shutter | 1 | High | B | 21 | 2045 | 5 | 2 | 2.7 | 15957 | 32695
Electrical ¦ Lighting ¦ External ¦ General - LED | 6 | Medium | B | 11 | 2035 | 5 | 3 | 3.2 | 28108 | 25428
Fire ¦ Fire Fighting ¦ Fire Extinguishers ¦ Foam | 3 | Urgent | B | 2 | 2026 | 5 | 1 | 2.2 | 7123 | 12702
Electrical ¦ Lighting ¦ Internal ¦ General ¦ LED Fittings & Luminaires | 62 | Medium | B | 13 | 2037 | 5 | 3 | 3.2 | 28109 | 27192
Electrical ¦ LV Distribution ¦ Distribution Board ¦ Sub | 1 | High | D | 1 | 2025 | 3 | 2 | 2.1 | 1247 | 843
Water ¦ Local Hot Water ¦ Package Electric Water Heaters - Non-Drinking Water | 1 | Medium | B | 3 | 2027 | 5 | 3 | 3.2 | 28110 | 13614
Water ¦ Central Hot Water Distribution ¦ Pumps ¦ Secondary Hot Water Circulating | 1 | Medium | B | 11 | 2035 | 5 | 3 | 3.2 | 28111 | 25429
Fire ¦ Fire Fighting ¦ Fire Extinguishers ¦ CO2 | 4 | Urgent | B | 6 | 2030 | 5 | 1 | 2.2 | 7124 | 16783
HVAC ¦ Heat Emitters - Local ¦ Gas Fired Unit Heaters | 1 | Medium | B | 1 | 2025 | 5 | 3 | 3.2 | 28112 | 9733
Fire ¦ Fire Detection ¦ Fire Alarm System | 1 | Urgent | B | 1 | 2025 | 5 | 1 | 2.2 | 7125 | 1595
Electrical ¦ Lighting ¦ External ¦ General - Non-LED | 6 | Medium | C | 1 | 2025 | 4 | 3 | 2.9 | 18844 | 5707
Electrical ¦ Lighting ¦ Internal ¦ General | 28 | Medium | B | 2 | 2026 | 5 | 3 | 3.2 | 28113 | 13145
Electrical ¦ Lighting ¦ Internal ¦ Emergency ¦ Self Contained ¦ LED | 6 | Urgent | B | 22 | 2046 | 5 | 1 | 2.2 | 7126 | 32948
Electrical ¦ Lighting ¦ External ¦ General - Non-LED | 3 | Medium | B | 1 | 2025 | 5 | 3 | 3.2 | 28114 | 9734
Fire ¦ Fire Fighting ¦ Fire Extinguishers ¦ CO2 | 2 | Urgent | B | 6 | 2030 | 5 | 1 | 2.2 | 7127 | 16784
Electrical ¦ LV Distribution ¦ Distribution Board ¦ Sub | 1 | High | C | 16 | 2040 | 4 | 2 | 2.4 | 10660 | 29071
HVAC ¦ Fan ¦ Central Ventilation Systems ¦ Bifurcated | 1 | Medium | B | 5 | 2029 | 5 | 3 | 3.2 | 28115 | 15306
Fabric ¦ Superstructure ¦ Windows and External Doors ¦ External Windows ¦ Roller Shutters ¦ External Window Shutters ¦ Manual | 1 | Medium | B | 13 | 2037 | 5 | 3 | 3.2 | 28116 | 27193
Electrical ¦ Lighting ¦ Internal ¦ Emergency ¦ Self Contained ¦ LED | 11 | Urgent | B | 20 | 2044 | 5 | 1 | 2.2 | 7128 | 31524
Fabric ¦ Superstructure ¦ Windows and External Doors ¦ Roller Shutters ¦ Manual Roller Shutter | 1 | High | B | 1 | 2025 | 5 | 2 | 2.7 | 15958 | 4437
Fabric ¦ Barriers and Guardrails ¦ Vehicle Crash Protection Barrier | 2 | V Low | B | 1 | 2025 | 5 | 4 | 3.7 | 33324 | 12193
Fabric ¦ Barriers and Guardrails ¦ Vehicle Crash Protection Barrier | 1 | V Low | B | 2 | 2026 | 5 | 4 | 3.7 | 33325 | 13245
Electrical ¦ Specialist Lighting ¦ Internal ¦ Illuminated Fire Exit Signage | 3 | Urgent | B | 16 | 2040 | 5 | 1 | 2.2 | 7129 | 28920
Electrical ¦ Lighting ¦ External ¦ General - Non-LED | 1 | Medium | B | 1 | 2025 | 5 | 3 | 3.2 | 28117 | 9735
Electrical ¦ Lighting ¦ Internal ¦ Emergency ¦ Self Contained ¦ LED | 2 | Urgent | B | 18 | 2042 | 5 | 1 | 2.2 | 7130 | 30677
HVAC ¦ Fan ¦ Central Ventilation Systems ¦ Bifurcated | 1 | Medium | B | 5 | 2029 | 5 | 3 | 3.2 | 28118 | 15307
Controls ¦ Building Management System (BMS) ¦ BMS Control Panel | 1 | High | B | 6 | 2030 | 5 | 2 | 2.7 | 15959 | 17741
Electrical ¦ Lighting ¦ Internal ¦ General ¦ LED Fittings & Luminaires | 47 | Medium | B | 13 | 2037 | 5 | 3 | 3.2 | 28119 | 27194
Fabric ¦ Superstructure ¦ Windows and External Doors ¦ External Doors ¦ Entrance Doors | 1 | High | B | 1 | 2025 | 5 | 2 | 2.7 | 15960 | 4438
Electrical ¦ Lighting ¦ External ¦ General - Non-LED | 3 | Medium | DX | 1 | 2025 | 1 | 3 | 2 | 938 | 640
Fire ¦ Fire Fighting ¦ Fire Extinguishers ¦ Foam | 1 | Urgent | B | 5 | 2029 | 5 | 1 | 2.2 | 7131 | 14445
Electrical ¦ Lighting ¦ External ¦ General - LED | 1 | Medium | B | 14 | 2038 | 5 | 3 | 3.2 | 28120 | 27610
Electrical ¦ Specialist Lighting ¦ Internal ¦ Illuminated Fire Exit Signage | 10 | Urgent | B | 6 | 2030 | 5 | 1 | 2.2 | 7132 | 16785
HVAC ¦ Heat Emitters - Local ¦ Electric Heaters | 4 | Medium | B | 1 | 2025 | 5 | 3 | 3.2 | 28121 | 9736
Electrical ¦ Lighting ¦ Internal ¦ General | 9 | Medium | B | 4 | 2028 | 5 | 3 | 3.2 | 28122 | 14174
HVAC ¦ Heat Emitters - Local ¦ Electric Heaters | 4 | Medium | B | 1 | 2025 | 5 | 3 | 3.2 | 28123 | 9737
Electrical ¦ Lighting ¦ Internal ¦ Emergency ¦ Self Contained ¦ LED | 2 | Urgent | B | 18 | 2042 | 5 | 1 | 2.2 | 7133 | 30678
Fire ¦ Fire Fighting ¦ Fire Extinguishers ¦ CO2 | 6 | Urgent | B | 6 | 2030 | 5 | 1 | 2.2 | 7134 | 16786
Fire ¦ Fire Fighting ¦ Fire Extinguishers ¦ CO2 | 3 | Urgent | B | 2 | 2026 | 5 | 1 | 2.2 | 7135 | 12703
Electrical ¦ LV Distribution ¦ Distribution Board ¦ Main | 1 | High | B | 15 | 2039 | 5 | 2 | 2.7 | 15961 | 28237
Water ¦ Local Hot Water ¦ Package Electric Water Heaters - Non-Drinking Water | 1 | Medium | B | 1 | 2025 | 5 | 3 | 3.2 | 28124 | 9738
Electrical ¦ LV Distribution ¦ Distribution Board ¦ Main | 1 | High | B | 5 | 2029 | 5 | 2 | 2.7 | 15962 | 14705
HVAC ¦ Fan ¦ Local and Special Ventilation ¦ Centrifugal | 1 | Medium | B | 1 | 2025 | 5 | 3 | 3.2 | 28125 | 9739
Electrical ¦ Lighting ¦ Internal ¦ General ¦ LED Fittings & Luminaires | 6 | Medium | B | 15 | 2039 | 5 | 3 | 3.2 | 28126 | 28473
Fire ¦ Fire Detection ¦ Fire Alarm System | 1 | Urgent | C | 1 | 2025 | 4 | 1 | 1.9 | 702 | 480
HVAC ¦ Fan ¦ Local and Special Ventilation ¦ Fans Window or Wall Mounted | 1 | Medium | B | 10 | 2034 | 5 | 3 | 3.2 | 28127 | 22987
Fabric ¦ Superstructure ¦ Windows and External Doors ¦ External Doors ¦ Manual and Automatic Doors ¦ Emergency and Panic Escape Doors | 1 | Urgent | B | 11 | 2035 | 5 | 1 | 2.2 | 7136 | 23814
Electrical ¦ Lighting ¦ Internal ¦ Emergency ¦ Self Contained ¦ LED | 5 | Urgent | B | 21 | 2045 | 5 | 1 | 2.2 | 7137 | 32262
Electrical ¦ LV Distribution ¦ Distribution Board ¦ Main | 1 | High | B | 1 | 2025 | 5 | 2 | 2.7 | 15963 | 4439
Fabric ¦ Superstructure ¦ Windows and External Doors ¦ Roller Shutters ¦ Electric Roller Shutter | 1 | High | B | 17 | 2041 | 5 | 2 | 2.7 | 15964 | 30355
Water ¦ Local Hot Water ¦ Instantaneous Electric Water Heater - Non-Drinking Water | 1 | Medium | B | 2 | 2026 | 5 | 3 | 3.2 | 28128 | 13146
Water ¦ Local Hot Water ¦ Instantaneous Electric Water Heater - Non-Drinking Water | 1 | Medium | B | 11 | 2035 | 5 | 3 | 3.2 | 28129 | 25430
HVAC ¦ Fan ¦ Local and Special Ventilation ¦ Kitchen Vent ¦ Extract | 1 | Low | B | 5 | 2029 | 5 | 4 | 3.7 | 33326 | 15656
Fabric ¦ Superstructure ¦ Windows and External Doors ¦ External Doors ¦ Entrance Doors | 1 | High | B | 21 | 2045 | 5 | 2 | 2.7 | 15965 | 32696
Electrical ¦ Lighting ¦ Internal ¦ General | 51 | Medium | B | 1 | 2025 | 5 | 3 | 3.2 | 28130 | 9740
Electrical ¦ Specialist Lighting ¦ Internal ¦ Illuminated Fire Exit Signage | 2 | Urgent | B | 12 | 2036 | 5 | 1 | 2.2 | 7138 | 26062
Electrical ¦ Lighting ¦ Internal ¦ Emergency ¦ Self Contained ¦ LED | 3 | Urgent | B | 21 | 2045 | 5 | 1 | 2.2 | 7139 | 32263
HVAC ¦ Local Air Conditioning ¦ Single-Split Evaporator - Split Systems/Heat Pumps - Air-cooled with Direct Expansion Evaporator (DX) | 1 | Medium | B | 12 | 2036 | 5 | 3 | 3.2 | 28131 | 26641
Electrical ¦ LV Distribution ¦ Distribution Board ¦ Sub | 1 | High | B | 1 | 2025 | 5 | 2 | 2.7 | 15966 | 4440
Electrical ¦ LV Distribution ¦ Distribution Board ¦ Sub | 1 | High | B | 6 | 2030 | 5 | 2 | 2.7 | 15967 | 17742
Electrical ¦ LV Distribution ¦ Distribution Board ¦ Sub | 1 | High | B | 1 | 2025 | 5 | 2 | 2.7 | 15968 | 4441
Electrical ¦ LV Distribution ¦ Distribution Board ¦ Main | 1 | High | B | 1 | 2025 | 5 | 2 | 2.7 | 15969 | 4442
Electrical ¦ Lighting ¦ Internal ¦ Emergency ¦ Self Contained ¦ LED | 7 | Urgent | B | 21 | 2045 | 5 | 1 | 2.2 | 7140 | 32264
HVAC ¦ Central Air Conditioning ¦ Air Conditioning ¦ Multi-Split Evaporator - Split Systems/Heat Pumps - Air-cooled with Direct Expansion Evaporator (DX) | 1 | Medium | B | 10 | 2034 | 5 | 3 | 3.2 | 28132 | 22988
Fabric ¦ Superstructure ¦ Windows and External Doors ¦ External Doors ¦ Entrance Doors | 1 | High | B | 15 | 2039 | 5 | 2 | 2.7 | 15970 | 28238
HVAC ¦ Fan ¦ Local and Special Ventilation ¦ Centrifugal | 1 | Medium | B | 2 | 2026 | 5 | 3 | 3.2 | 28133 | 13147
HVAC ¦ Local Air Conditioning ¦ Single-Split Evaporator - Split Systems/Heat Pumps - Air-cooled with Direct Expansion Evaporator (DX) | 1 | Medium | B | 9 | 2033 | 5 | 3 | 3.2 | 28134 | 21825
Water ¦ Local Hot Water ¦ Package Electric Water Heaters - Non-Drinking Water | 1 | Medium | B | 4 | 2028 | 5 | 3 | 3.2 | 28135 | 14175
Fabric ¦ Superstructure ¦ Windows and External Doors ¦ External Doors ¦ Manual and Automatic Doors ¦ Emergency and Panic Escape Doors | 1 | Urgent | B | 5 | 2029 | 5 | 1 | 2.2 | 7141 | 14446
Electrical ¦ Specialist Lighting ¦ Internal ¦ Illuminated Fire Exit Signage | 3 | Urgent | B | 15 | 2039 | 5 | 1 | 2.2 | 7142 | 27953
Electrical ¦ Lighting ¦ Internal ¦ Emergency ¦ Self Contained ¦ LED | 1 | Urgent | B | 11 | 2035 | 5 | 1 | 2.2 | 7143 | 23815
HVAC ¦ Central Air Conditioning ¦ Air Conditioning ¦ Multi-Split Evaporator - Split Systems/Heat Pumps - Air-cooled with Direct Expansion Evaporator (DX) | 1 | Medium | B | 10 | 2034 | 5 | 3 | 3.2 | 28136 | 22989
Fabric ¦ Superstructure ¦ Windows and External Doors ¦ Roller Shutters ¦ Electric Roller Shutter | 1 | High | B | 1 | 2025 | 5 | 2 | 2.7 | 15971 | 4443
HVAC ¦ Fan ¦ Local and Special Ventilation ¦ Extract | 1 | Medium | C | 2 | 2026 | 4 | 3 | 2.9 | 18845 | 12982
Electrical ¦ Specialist Lighting ¦ Internal ¦ Illuminated Fire Exit Signage | 4 | Urgent | B | 6 | 2030 | 5 | 1 | 2.2 | 7144 | 16787
Fire ¦ Fire Fighting ¦ Fire Extinguishers ¦ Powder | 3 | Urgent | B | 6 | 2030 | 5 | 1 | 2.2 | 7145 | 16788
Electrical ¦ Lighting ¦ Internal ¦ Emergency ¦ Self Contained ¦ LED | 10 | Urgent | B | 18 | 2042 | 5 | 1 | 2.2 | 7146 | 30679
Water ¦ Local Hot Water ¦ Instantaneous Electric Water Heater - Non-Drinking Water | 1 | Medium | B | 6 | 2030 | 5 | 3 | 3.2 | 28137 | 18860
HVAC ¦ Fan ¦ Local and Special Ventilation ¦ Fans Window or Wall Mounted | 1 | Medium | B | 8 | 2032 | 5 | 3 | 3.2 | 28138 | 21043
Fabric ¦ Superstructure ¦ Windows and External Doors ¦ Roller Shutters ¦ Manual Roller Shutter | 1 | High | B | 1 | 2025 | 5 | 2 | 2.7 | 15972 | 4444
Electrical ¦ Lighting ¦ Internal ¦ General ¦ LED Fittings & Luminaires | 11 | Medium | B | 16 | 2040 | 5 | 3 | 3.2 | 28139 | 29703
HVAC ¦ Fan ¦ Central Ventilation Systems ¦ Bifurcated | 1 | Medium | B | 5 | 2029 | 5 | 3 | 3.2 | 28140 | 15308
Fire ¦ Fire Fighting ¦ Fire Extinguishers ¦ Dry Chemical | 1 | Urgent | B | 7 | 2031 | 5 | 1 | 2.2 | 7147 | 19421
HVAC ¦ Heat Emitters - Local ¦ Electric Heaters | 1 | Medium | B | 4 | 2028 | 5 | 3 | 3.2 | 28141 | 14176
Fabric ¦ Superstructure ¦ Windows and External Doors ¦ External Doors ¦ Manual and Automatic Doors ¦ Emergency and Panic Escape Doors | 1 | Urgent | D | 19 | 2043 | 3 | 1 | 1.6 | 458 | 31031
Fabric ¦ Superstructure ¦ Windows and External Doors ¦ External Windows ¦ Roller Shutters ¦ External Window Shutters ¦ Manual | 1 | Medium | B | 13 | 2037 | 5 | 3 | 3.2 | 28142 | 27195
Fabric ¦ Barriers and Guardrails ¦ Vehicle Crash Protection Barrier | 1 | V Low | B | 2 | 2026 | 5 | 4 | 3.7 | 33327 | 13246
Electrical ¦ Specialist Lighting ¦ Internal ¦ Illuminated Fire Exit Signage | 2 | Urgent | B | 16 | 2040 | 5 | 1 | 2.2 | 7148 | 28921
HVAC ¦ Heat Emitters - Local ¦ Electric Heaters | 2 | Medium | B | 2 | 2026 | 5 | 3 | 3.2 | 28143 | 13148
Electrical ¦ Lighting ¦ Internal ¦ Emergency ¦ Self Contained ¦ LED | 3 | Urgent | B | 17 | 2041 | 5 | 1 | 2.2 | 7149 | 30167
HVAC ¦ Central Air Conditioning ¦ Air Conditioning ¦ Multi-Split Condenser - Split Systems/Heat Pumps - Air-cooled with Direct Expansion Evaporator (DX) | 1 | Medium | B | 5 | 2029 | 5 | 3 | 3.2 | 28144 | 15309
Electrical ¦ LV Distribution ¦ Distribution Board ¦ Sub | 1 | High | B | 2 | 2026 | 5 | 2 | 2.7 | 15973 | 12927
HVAC ¦ Fan ¦ Central Cooling ¦ Axial | 1 | Medium | B | 1 | 2025 | 5 | 3 | 3.2 | 28145 | 9741
Fabric ¦ Superstructure ¦ Windows and External Doors ¦ External Doors ¦ Entrance Doors | 1 | High | B | 11 | 2035 | 5 | 2 | 2.7 | 15974 | 24604
Fire ¦ Fire Fighting ¦ Fire Extinguishers ¦ Foam | 2 | Urgent | B | 6 | 2030 | 5 | 1 | 2.2 | 7150 | 16789
Water ¦ Local Hot Water ¦ Instantaneous Electric Water Heater - Non-Drinking Water | 1 | Medium | B | 1 | 2025 | 5 | 3 | 3.2 | 28146 | 9742
Fabric ¦ Superstructure ¦ Windows and External Doors ¦ Roller Shutters ¦ Manual Roller Shutter | 1 | High | B | 8 | 2032 | 5 | 2 | 2.7 | 15975 | 20750
Fabric ¦ Superstructure ¦ Windows and External Doors ¦ Roller Shutters ¦ Manual Roller Shutter | 1 | High | B | 1 | 2025 | 5 | 2 | 2.7 | 15976 | 4445
Electrical ¦ Lighting ¦ Internal ¦ Emergency ¦ Self Contained ¦ LED | 4 | Urgent | B | 20 | 2044 | 5 | 1 | 2.2 | 7151 | 31525
HVAC ¦ Central Air Conditioning ¦ Air Conditioning ¦ Multi-Split Condenser - Split Systems/Heat Pumps - Air-cooled with Direct Expansion Evaporator (DX) | 1 | Medium | B | 10 | 2034 | 5 | 3 | 3.2 | 28147 | 22990
HVAC ¦ Ventilation ¦ Air Handling Unit (AHU) ¦ Internal ¦ Central Heating (Internally Sourced) ¦ Electric Heating | 1 | Medium | B | 1 | 2025 | 5 | 3 | 3.2 | 28148 | 9743
Electrical ¦ LV Distribution ¦ Distribution Board ¦ Sub | 1 | High | B | 11 | 2035 | 5 | 2 | 2.7 | 15977 | 24605
HVAC ¦ Heat Emitters - Local ¦ Gas Fired Natural and Fan Assisted Heaters | 1 | Medium | B | 1 | 2025 | 5 | 3 | 3.2 | 28149 | 9744
Fire ¦ Fire Fighting ¦ Fire Extinguishers ¦ CO2 | 1 | Urgent | B | 6 | 2030 | 5 | 1 | 2.2 | 7152 | 16790
Fabric ¦ Superstructure ¦ Internal Doors ¦ Roller Shutters ¦ Automatic Roller Shutter | 1 | High | C | 9 | 2033 | 4 | 2 | 2.4 | 10661 | 21528
HVAC ¦ Fan ¦ Local and Special Ventilation ¦ Kitchen Vent ¦ Mixed Flow | 1 | Medium | B | 1 | 2025 | 5 | 3 | 3.2 | 28150 | 9745
Electrical ¦ Lighting ¦ Internal ¦ Emergency ¦ Self Contained ¦ LED | 2 | Urgent | B | 11 | 2035 | 5 | 1 | 2.2 | 7153 | 23816
Fire ¦ Fire Fighting ¦ Fire Extinguishers ¦ CO2 | 3 | Urgent | B | 6 | 2030 | 5 | 1 | 2.2 | 7154 | 16791
Electrical ¦ LV Distribution ¦ Distribution Board ¦ Main | 1 | High | B | 15 | 2039 | 5 | 2 | 2.7 | 15978 | 28239
Security ¦ Access ¦ Access Control ¦ Gate Access - Local Lock / Keypad / Manual (External) | 2 | Medium | D | 1 | 2025 | 3 | 3 | 2.6 | 11190 | 2678
Electrical ¦ Lighting ¦ Internal ¦ Emergency ¦ Self Contained ¦ Non LED | 2 | Urgent | B | 6 | 2030 | 5 | 1 | 2.2 | 7155 | 16792
HVAC ¦ Heat Emitters - Local ¦ Electric Heaters | 2 | Medium | B | 1 | 2025 | 5 | 3 | 3.2 | 28151 | 9746
Electrical ¦ LV Distribution ¦ Distribution Board ¦ Main | 1 | High | B | 6 | 2030 | 5 | 2 | 2.7 | 15979 | 17743
Fabric ¦ Superstructure ¦ Windows and External Doors ¦ External Doors ¦ Entrance Doors | 1 | High | C | 15 | 2039 | 4 | 2 | 2.4 | 10662 | 28058
Controls ¦ Building Management System (BMS) ¦ BMS Control Panel | 1 | High | B | 7 | 2031 | 5 | 2 | 2.7 | 15980 | 19658
Fire ¦ Fire Fighting ¦ Fire Extinguishers ¦ Powder | 1 | Urgent | B | 6 | 2030 | 5 | 1 | 2.2 | 7156 | 16793
Fabric ¦ Superstructure ¦ Windows and External Doors ¦ External Doors ¦ Manual and Automatic Doors ¦ Emergency and Panic Escape Doors | 1 | Urgent | D | 6 | 2030 | 3 | 1 | 1.6 | 459 | 15698
HVAC ¦ Fan ¦ Local and Special Ventilation ¦ Axial | 1 | Medium | B | 8 | 2032 | 5 | 3 | 3.2 | 28152 | 21044
HVAC ¦ Fan ¦ Local and Special Ventilation ¦ Extract | 1 | Medium | B | 2 | 2026 | 5 | 3 | 3.2 | 28153 | 13149
Electrical ¦ Lighting ¦ Internal ¦ General ¦ LED Fittings & Luminaires | 50 | Medium | B | 17 | 2041 | 5 | 3 | 3.2 | 28154 | 30530
Electrical ¦ Lighting ¦ Internal ¦ Emergency ¦ Self Contained ¦ LED | 1 | Urgent | B | 21 | 2045 | 5 | 1 | 2.2 | 7157 | 32265
Water ¦ Local Hot Water ¦ Instantaneous Electric Water Heater - Non-Drinking Water | 1 | Medium | B | 1 | 2025 | 5 | 3 | 3.2 | 28155 | 9747
Security ¦ Access ¦ Access Control ¦ Gate Access - Local Lock / Keypad / Manual (External) | 1 | Medium | B | 2 | 2026 | 5 | 3 | 3.2 | 28156 | 13150
Electrical ¦ LV Distribution ¦ Distribution Board ¦ Sub | 1 | High | B | 1 | 2025 | 5 | 2 | 2.7 | 15981 | 4446
HVAC ¦ Fan ¦ Local and Special Ventilation ¦ Fans Window or Wall Mounted | 1 | Medium | DX | 5 | 2029 | 1 | 3 | 2 | 939 | 14284
HVAC ¦ Fan ¦ Local and Special Ventilation ¦ Axial | 1 | Medium | B | 1 | 2025 | 5 | 3 | 3.2 | 28157 | 9748
HVAC ¦ Fan ¦ Central Cooling ¦ Axial | 1 | Medium | B | 1 | 2025 | 5 | 3 | 3.2 | 28158 | 9749
HVAC ¦ Fan ¦ Local and Special Ventilation ¦ Ventilating - General | 1 | Medium | B | 10 | 2034 | 5 | 3 | 3.2 | 28159 | 22991
HVAC ¦ Fan ¦ Local and Special Ventilation ¦ Axial | 1 | Medium | B | 8 | 2032 | 5 | 3 | 3.2 | 28160 | 21045
Electrical ¦ Lighting ¦ Internal ¦ General ¦ LED Fittings & Luminaires | 49 | Medium | B | 15 | 2039 | 5 | 3 | 3.2 | 28161 | 28474
Electrical ¦ LV Distribution ¦ Distribution Board ¦ Sub | 1 | High | D | 10 | 2034 | 3 | 2 | 2.1 | 1248 | 21966
Electrical ¦ LV Distribution ¦ Distribution Board ¦ Main | 1 | High | B | 7 | 2031 | 5 | 2 | 2.7 | 15982 | 19659
Fabric ¦ Barriers and Guardrails ¦ Vehicle Crash Protection Barrier | 1 | V Low | B | 2 | 2026 | 5 | 4 | 3.7 | 33328 | 13247
HVAC ¦ Fan ¦ Local and Special Ventilation ¦ Ventilating - General | 1 | Medium | B | 5 | 2029 | 5 | 3 | 3.2 | 28162 | 15310
HVAC ¦ Fan ¦ Central Cooling ¦ Axial | 1 | Medium | B | 1 | 2025 | 5 | 3 | 3.2 | 28163 | 9750
Electrical ¦ LV Distribution ¦ Distribution Board ¦ Main | 1 | High | B | 10 | 2034 | 5 | 2 | 2.7 | 15983 | 22422
Transport ¦ Lifts ¦ Disabled Lift ¦ Electric | 1 | High | B | 2 | 2026 | 5 | 2 | 2.7 | 15984 | 12928
Fabric ¦ Superstructure ¦ Windows and External Doors ¦ Roller Shutters ¦ Manual Roller Shutter | 1 | High | B | 1 | 2025 | 5 | 2 | 2.7 | 15985 | 4447
Water ¦ Local Hot Water ¦ Instantaneous Electric Water Heater - Non-Drinking Water | 1 | Medium | C | 8 | 2032 | 4 | 3 | 2.9 | 18846 | 20785
HVAC ¦ Fan ¦ Local and Special Ventilation ¦ Centrifugal | 1 | Medium | B | 1 | 2025 | 5 | 3 | 3.2 | 28164 | 9751
Electrical ¦ Lighting ¦ Internal ¦ Emergency ¦ Self Contained ¦ Non LED | 5 | Urgent | C | 3 | 2027 | 4 | 1 | 1.9 | 703 | 13254
HVAC ¦ Local Air Conditioning ¦ Single-Split Evaporator - Split Systems/Heat Pumps - Air-cooled with Direct Expansion Evaporator (DX) | 1 | Medium | B | 5 | 2029 | 5 | 3 | 3.2 | 28165 | 15311
HVAC ¦ Local and Special Ventilation ¦ Unit extract fans. | 1 | Medium | CX | 1 | 2025 | 2 | 3 | 2.3 | 10270 | 2197
Electrical ¦ LV Distribution ¦ Distribution Board ¦ Sub | 1 | High | C | 2 | 2026 | 4 | 2 | 2.4 | 10663 | 12843
Electrical ¦ LV Distribution ¦ Distribution Board ¦ Sub | 1 | High | B | 6 | 2030 | 5 | 2 | 2.7 | 15986 | 17744
Electrical ¦ LV Distribution ¦ Distribution Board ¦ Main | 1 | High | B | 20 | 2044 | 5 | 2 | 2.7 | 15987 | 31639
HVAC ¦ Fan ¦ Local and Special Ventilation ¦ Fans Window or Wall Mounted | 1 | Medium | B | 1 | 2025 | 5 | 3 | 3.2 | 28166 | 9752
Electrical ¦ LV Distribution ¦ Distribution Board ¦ Main | 1 | High | B | 1 | 2025 | 5 | 2 | 2.7 | 15988 | 4448
HVAC ¦ Central Air Conditioning ¦ Air Conditioning ¦ Multi-Split Evaporator - Split Systems/Heat Pumps - Air-cooled with Direct Expansion Evaporator (DX) | 1 | Medium | B | 5 | 2029 | 5 | 3 | 3.2 | 28167 | 15312
HVAC ¦ Fan ¦ Local and Special Ventilation ¦ Fans Window or Wall Mounted | 1 | Medium | B | 1 | 2025 | 5 | 3 | 3.2 | 28168 | 9753
Electrical ¦ LV Distribution ¦ Distribution Board ¦ Sub | 1 | High | B | 3 | 2027 | 5 | 2 | 2.7 | 15989 | 13381
Fabric ¦ Superstructure ¦ Windows and External Doors ¦ External Doors ¦ Manual and Automatic Doors ¦ Auto / Powered Sliding Doors | 1 | High | B | 21 | 2045 | 5 | 2 | 2.7 | 15990 | 32697
Fabric ¦ Superstructure ¦ Windows and External Doors ¦ External Doors ¦ Manual and Automatic Doors ¦ Emergency and Panic Escape Doors | 1 | Urgent | B | 17 | 2041 | 5 | 1 | 2.2 | 7158 | 30168
Electrical ¦ LV Distribution ¦ Distribution Board ¦ Sub | 1 | High | B | 2 | 2026 | 5 | 2 | 2.7 | 15991 | 12929
Fabric ¦ Superstructure ¦ Windows and External Doors ¦ External Doors ¦ Entrance Doors | 1 | High | B | 15 | 2039 | 5 | 2 | 2.7 | 15992 | 28240
Fabric ¦ Superstructure ¦ Windows and External Doors ¦ External Doors ¦ Entrance Doors | 1 | High | B | 11 | 2035 | 5 | 2 | 2.7 | 15993 | 24606
Controls ¦ Building Management System (BMS) ¦ BMS Control Panel | 1 | High | B | 7 | 2031 | 5 | 2 | 2.7 | 15994 | 19660
Electrical ¦ LV Distribution ¦ Distribution Board ¦ Main | 1 | High | D | 1 | 2025 | 3 | 2 | 2.1 | 1249 | 844
Water ¦ Local Hot Water ¦ Instantaneous Electric Water Heater - Non-Drinking Water | 1 | Medium | B | 8 | 2032 | 5 | 3 | 3.2 | 28169 | 21046
HVAC ¦ Fan ¦ Local and Special Ventilation ¦ Fans Window or Wall Mounted | 1 | Medium | B | 10 | 2034 | 5 | 3 | 3.2 | 28170 | 22992
HVAC ¦ Local and Special Ventilation ¦ Unit extract fans. | 1 | Medium | B | 1 | 2025 | 5 | 3 | 3.2 | 28171 | 9754
Fabric ¦ Superstructure ¦ Windows and External Doors ¦ Roller Shutters ¦ Manual Roller Shutter | 1 | High | B | 11 | 2035 | 5 | 2 | 2.7 | 15995 | 24607
Fabric ¦ Superstructure ¦ Windows and External Doors ¦ Roller Shutters ¦ Manual Roller Shutter ¦ 24 High x 25 Wide | 1 | Urgent | B | 1 | 2025 | 5 | 1 | 2.2 | 7159 | 1596
Electrical ¦ Specialist Lighting ¦ External ¦ Illuminated External Signs | 1 | Medium | B | 1 | 2025 | 5 | 3 | 3.2 | 28172 | 9755
Electrical ¦ Lighting ¦ Internal ¦ Emergency ¦ Self Contained ¦ LED | 1 | Urgent | B | 21 | 2045 | 5 | 1 | 2.2 | 7160 | 32266
Fire ¦ Fire Fighting ¦ Fire Extinguishers ¦ CO2 | 2 | Urgent | B | 6 | 2030 | 5 | 1 | 2.2 | 7161 | 16794
Security ¦ Access ¦ Access Control ¦ Gate Access - Local Lock / Keypad / Manual (External) | 1 | Medium | DX | 8 | 2032 | 1 | 3 | 2 | 940 | 20242
Security ¦ Access ¦ Access Control ¦ Door ¦ Local Lock / Keypad / Manual | 1 | Medium | B | 3 | 2027 | 5 | 3 | 3.2 | 28173 | 13615
Electrical ¦ Lighting ¦ Internal ¦ General ¦ LED Fittings & Luminaires | 18 | Medium | B | 13 | 2037 | 5 | 3 | 3.2 | 28174 | 27196
Electrical ¦ Lighting ¦ Internal ¦ Emergency ¦ Self Contained ¦ Non LED | 2 | Urgent | B | 1 | 2025 | 5 | 1 | 2.2 | 7162 | 1597
Fire ¦ Fire Fighting ¦ Fire Extinguishers ¦ Foam | 3 | Urgent | B | 1 | 2025 | 5 | 1 | 2.2 | 7163 | 1598
Fire ¦ Fire Detection ¦ Fire Alarm Panel / Repeater | 1 | Urgent | C | 7 | 2031 | 4 | 1 | 1.9 | 704 | 19127
Electrical ¦ Lighting ¦ Internal ¦ General | 30 | Medium | B | 15 | 2039 | 5 | 3 | 3.2 | 28175 | 28475
Security ¦ Access ¦ Access Control ¦ Gate Access - Local Lock / Keypad / Manual (External) | 1 | Medium | DX | 1 | 2025 | 1 | 3 | 2 | 941 | 641
Electrical ¦ Lighting ¦ Internal ¦ General ¦ LED Fittings & Luminaires | 58 | Medium | B | 12 | 2036 | 5 | 3 | 3.2 | 28176 | 26642
HVAC ¦ Heat Emitters - Central ¦ Radiators ¦ Steel | 1 | Medium | B | 6 | 2030 | 5 | 3 | 3.2 | 28177 | 18861
Fire ¦ Fire Fighting ¦ Fire Extinguishers ¦ CO2 | 4 | Urgent | B | 8 | 2032 | 5 | 1 | 2.2 | 7164 | 20508
Electrical ¦ Lighting ¦ Internal ¦ General ¦ LED Fittings & Luminaires | 15 | Medium | B | 14 | 2038 | 5 | 3 | 3.2 | 28178 | 27611
HVAC ¦ Local and Special Ventilation ¦ Unit extract fans. | 1 | Medium | B | 1 | 2025 | 5 | 3 | 3.2 | 28179 | 9756
Fabric ¦ Superstructure ¦ Windows and External Doors ¦ External Doors ¦ Manual and Automatic Doors ¦ Emergency and Panic Escape Doors | 1 | Urgent | B | 31 | 2055 | 5 | 1 | 2.2 | 7165 | 33766
Fabric ¦ Superstructure ¦ Windows and External Doors ¦ External Doors ¦ Manual and Automatic Doors ¦ Emergency and Panic Escape Doors | 1 | Urgent | B | 17 | 2041 | 5 | 1 | 2.2 | 7166 | 30169
Electrical ¦ Lighting ¦ Internal ¦ General ¦ LED Fittings & Luminaires | 5 | Medium | B | 12 | 2036 | 5 | 3 | 3.2 | 28180 | 26643
Electrical ¦ Lighting ¦ Internal ¦ General ¦ LED Fittings & Luminaires | 20 | Medium | B | 12 | 2036 | 5 | 3 | 3.2 | 28181 | 26644
Electrical ¦ Lighting ¦ External ¦ General - LED | 7 | Medium | B | 5 | 2029 | 5 | 3 | 3.2 | 28182 | 15313
Fire ¦ Fire Fighting ¦ Fire Extinguishers ¦ CO2 | 2 | Urgent | B | 6 | 2030 | 5 | 1 | 2.2 | 7167 | 16795
HVAC ¦ Fan ¦ Local and Special Ventilation ¦ Fans Window or Wall Mounted | 1 | Medium | B | 1 | 2025 | 5 | 3 | 3.2 | 28183 | 9757
Electrical ¦ LV Distribution ¦ Distribution Board ¦ Sub | 1 | High | A | 19 | 2043 | 6 | 2 | 3 | 19593 | 31319
HVAC ¦ Fan ¦ Local and Special Ventilation ¦ Centrifugal | 1 | Medium | B | 1 | 2025 | 5 | 3 | 3.2 | 28184 | 9758
HVAC ¦ Local and Special Ventilation ¦ Unit extract fans. | 1 | Medium | B | 1 | 2025 | 5 | 3 | 3.2 | 28185 | 9759
HVAC ¦ Heat Emitters - Local ¦ Electric Heaters | 1 | Medium | A | 7 | 2031 | 6 | 3 | 3.5 | 32573 | 20212
Electrical ¦ Lighting ¦ Internal ¦ General | 1 | Medium | B | 14 | 2038 | 5 | 3 | 3.2 | 28186 | 27612
Fire ¦ Fire Fighting ¦ Fire Extinguishers ¦ Foam | 1 | Urgent | B | 2 | 2026 | 5 | 1 | 2.2 | 7168 | 12704
Water ¦ Local Hot Water ¦ Package Electric Water Heaters - Non-Drinking Water | 1 | Medium | A | 11 | 2035 | 6 | 3 | 3.5 | 32574 | 25717
HVAC ¦ Ductwork ¦ Ductwork, Fittings and Ancillaries ¦ Central Ventilation Systems ¦ Fire Dampers ¦ Automatic | 1 | Urgent | B | 1 | 2025 | 5 | 1 | 2.2 | 7169 | 1599
Fire ¦ Fire Fighting ¦ Fire Extinguishers ¦ CO2 | 2 | Urgent | B | 2 | 2026 | 5 | 1 | 2.2 | 7170 | 12705
Fabric ¦ Superstructure ¦ Windows and External Doors ¦ Roller Shutters ¦ Manual Roller Shutter | 1 | High | B | 11 | 2035 | 5 | 2 | 2.7 | 15996 | 24608
Communication and Control ¦ Communication Systems ¦ Public Address (PA) System | 1 | Medium | B | 2 | 2026 | 5 | 3 | 3.2 | 28187 | 13151
HVAC ¦ Heat Emitters - Local ¦ Electric Heaters | 3 | Medium | B | 1 | 2025 | 5 | 3 | 3.2 | 28188 | 9760
HVAC ¦ Heat Emitters - Local ¦ Gas Radiant Tube Heaters | 1 | Medium | B | 1 | 2025 | 5 | 3 | 3.2 | 28189 | 9761
Fabric ¦ Superstructure ¦ Windows and External Doors ¦ External Doors ¦ Manual and Automatic Doors ¦ Emergency and Panic Escape Doors | 1 | Urgent | D | 11 | 2035 | 3 | 1 | 1.6 | 460 | 23245
Fabric ¦ Superstructure ¦ Windows and External Doors ¦ Roller Shutters ¦ Manual Roller Shutter | 1 | High | B | 1 | 2025 | 5 | 2 | 2.7 | 15997 | 4449
Fire ¦ Fire Fighting ¦ Fire Extinguishers ¦ Foam | 2 | Urgent | B | 1 | 2025 | 5 | 1 | 2.2 | 7171 | 1600
Electrical ¦ Lighting ¦ Internal ¦ General | 1 | Medium | B | 1 | 2025 | 5 | 3 | 3.2 | 28190 | 9762
Fabric ¦ Superstructure ¦ Internal Doors ¦ Roller Shutters ¦ Electric Roller Shutter | 1 | Medium | B | 13 | 2037 | 5 | 3 | 3.2 | 28191 | 27197
Fabric ¦ Superstructure ¦ Windows and External Doors ¦ External Doors ¦ Entrance Doors | 1 | High | B | 11 | 2035 | 5 | 2 | 2.7 | 15998 | 24609
HVAC ¦ Fan ¦ Local and Special Ventilation ¦ Axial | 1 | Medium | B | 1 | 2025 | 5 | 3 | 3.2 | 28192 | 9763
Fire ¦ Fire Fighting ¦ Fire Extinguishers ¦ CO2 | 3 | Urgent | B | 6 | 2030 | 5 | 1 | 2.2 | 7172 | 16796
HVAC ¦ Central Air Conditioning ¦ Air Conditioning ¦ Multi-Split Evaporator - Split Systems/Heat Pumps - Air-cooled with Direct Expansion Evaporator (DX) | 1 | Medium | B | 4 | 2028 | 5 | 3 | 3.2 | 28193 | 14177
Fire ¦ Fire Detection ¦ Fire Alarm System | 1 | Urgent | B | 12 | 2036 | 5 | 1 | 2.2 | 7173 | 26063
Electrical ¦ Specialist Lighting ¦ Internal ¦ Illuminated Fire Exit Signage | 3 | Urgent | B | 12 | 2036 | 5 | 1 | 2.2 | 7174 | 26064
Electrical ¦ Lighting ¦ Internal ¦ General ¦ LED Fittings & Luminaires | 113 | Medium | B | 16 | 2040 | 5 | 3 | 3.2 | 28194 | 29704
Electrical ¦ Lighting ¦ Internal ¦ General ¦ LED Fittings & Luminaires | 7 | Medium | B | 12 | 2036 | 5 | 3 | 3.2 | 28195 | 26645
Fire ¦ Fire Fighting ¦ Fire Extinguishers ¦ CO2 | 1 | Urgent | B | 7 | 2031 | 5 | 1 | 2.2 | 7175 | 19422
Fabric ¦ Superstructure ¦ Windows and External Doors ¦ Roller Shutters ¦ Electric Roller Shutter | 1 | High | D | 1 | 2025 | 3 | 2 | 2.1 | 1250 | 845
Fire ¦ Fire Fighting ¦ Fire Extinguishers ¦ CO2 | 3 | Urgent | B | 6 | 2030 | 5 | 1 | 2.2 | 7176 | 16797
Electrical ¦ Lighting ¦ Internal ¦ Emergency ¦ Self Contained ¦ LED | 8 | Urgent | B | 18 | 2042 | 5 | 1 | 2.2 | 7177 | 30680
Electrical ¦ LV Distribution ¦ Distribution Board ¦ Sub | 1 | High | C | 1 | 2025 | 4 | 2 | 2.4 | 10664 | 2472
Electrical ¦ LV Distribution ¦ Distribution Board ¦ Sub | 1 | High | B | 6 | 2030 | 5 | 2 | 2.7 | 15999 | 17745
HVAC ¦ Fan ¦ Local and Special Ventilation ¦ Fans Window or Wall Mounted | 1 | Medium | B | 12 | 2036 | 5 | 3 | 3.2 | 28196 | 26646
Fabric ¦ Superstructure ¦ Windows and External Doors ¦ External Doors ¦ Manual and Automatic Doors ¦ Emergency and Panic Escape Doors | 1 | Urgent | B | 11 | 2035 | 5 | 1 | 2.2 | 7178 | 23817
Fabric ¦ Superstructure ¦ Windows and External Doors ¦ External Doors ¦ Manual and Automatic Doors ¦ Auto / Powered Sliding Doors | 1 | High | B | 1 | 2025 | 5 | 2 | 2.7 | 16000 | 4450
Fire ¦ Fire Fighting ¦ Fire Blanket | 1 | Urgent | B | 1 | 2025 | 5 | 1 | 2.2 | 7179 | 1601
Electrical ¦ Specialist Lighting ¦ External ¦ Illuminated External Signs | 1 | Medium | B | 1 | 2025 | 5 | 3 | 3.2 | 28197 | 9764
HVAC ¦ Local Air Conditioning ¦ Single-Split Evaporator - Split Systems/Heat Pumps - Air-cooled with Direct Expansion Evaporator (DX) | 1 | Medium | B | 1 | 2025 | 5 | 3 | 3.2 | 28198 | 9765
Fabric ¦ Superstructure ¦ Internal Doors ¦ Roller Shutters ¦ Electric Roller Shutter | 1 | Medium | B | 11 | 2035 | 5 | 3 | 3.2 | 28199 | 25431
Water ¦ Local Hot Water ¦ Instantaneous Electric Water Heater - Non-Drinking Water | 1 | Medium | B | 1 | 2025 | 5 | 3 | 3.2 | 28200 | 9766
HVAC ¦ Fan ¦ Central Ventilation Systems ¦ Axial | 1 | Medium | B | 1 | 2025 | 5 | 3 | 3.2 | 28201 | 9767
Fabric ¦ Superstructure ¦ Windows and External Doors ¦ External Doors ¦ Manual and Automatic Doors ¦ Emergency and Panic Escape Doors | 1 | Urgent | C | 11 | 2035 | 4 | 1 | 1.9 | 705 | 23284
Electrical ¦ Specialist Lighting ¦ Internal ¦ Illuminated Fire Exit Signage | 2 | Urgent | B | 16 | 2040 | 5 | 1 | 2.2 | 7180 | 28922
Electrical ¦ Lighting ¦ Internal ¦ General | 103 | Medium | B | 1 | 2025 | 5 | 3 | 3.2 | 28202 | 9768
Fire ¦ Fire Fighting ¦ Fire Extinguishers ¦ CO2 | 1 | Urgent | B | 3 | 2027 | 5 | 1 | 2.2 | 7181 | 13300
Electrical ¦ Lighting ¦ External ¦ General - Non-LED | 1 | Medium | B | 1 | 2025 | 5 | 3 | 3.2 | 28203 | 9769
HVAC ¦ Local and Special Ventilation ¦ Unit extract fans. | 1 | Medium | B | 5 | 2029 | 5 | 3 | 3.2 | 28204 | 15314
HVAC ¦ Local Air Conditioning ¦ Single-Split Evaporator - Split Systems/Heat Pumps - Air-cooled with Direct Expansion Evaporator (DX) | 1 | Medium | B | 1 | 2025 | 5 | 3 | 3.2 | 28205 | 9770
HVAC ¦ Fan ¦ Local and Special Ventilation ¦ Fans Window or Wall Mounted | 1 | Medium | B | 10 | 2034 | 5 | 3 | 3.2 | 28206 | 22993
Fabric ¦ Superstructure ¦ Windows and External Doors ¦ Roller Shutters ¦ Manual Roller Shutter | 1 | High | B | 5 | 2029 | 5 | 2 | 2.7 | 16001 | 14706
Fabric ¦ Superstructure ¦ Windows and External Doors ¦ External Doors ¦ Manual and Automatic Doors ¦ High Security Door | 1 | High | B | 11 | 2035 | 5 | 2 | 2.7 | 16002 | 24610
Electrical ¦ Specialist Lighting ¦ Internal ¦ Illuminated Fire Exit Signage | 2 | Urgent | B | 6 | 2030 | 5 | 1 | 2.2 | 7182 | 16798
HVAC ¦ Fan ¦ Local and Special Ventilation ¦ Extract | 1 | Medium | B | 1 | 2025 | 5 | 3 | 3.2 | 28207 | 9771
Electrical ¦ Specialist Lighting ¦ Internal ¦ Illuminated Fire Exit Signage | 1 | Urgent | B | 13 | 2037 | 5 | 1 | 2.2 | 7183 | 26874
HVAC ¦ Heat Emitters - Central ¦ Radiators ¦ Steel | 1 | Medium | B | 6 | 2030 | 5 | 3 | 3.2 | 28208 | 18862
HVAC ¦ Heat Emitters - Local ¦ Gas Fired Unit Heaters | 1 | Medium | CX | 1 | 2025 | 2 | 3 | 2.3 | 10271 | 2198
Fabric ¦ Superstructure ¦ Windows and External Doors ¦ Roller Shutters ¦ Manual Roller Shutter | 1 | High | B | 1 | 2025 | 5 | 2 | 2.7 | 16003 | 4451
Fabric ¦ Superstructure ¦ Windows and External Doors ¦ Roller Shutters ¦ Manual Roller Shutter | 1 | High | B | 9 | 2033 | 5 | 2 | 2.7 | 16004 | 21623
HVAC ¦ Fan ¦ Local and Special Ventilation ¦ Centrifugal | 1 | Medium | B | 1 | 2025 | 5 | 3 | 3.2 | 28209 | 9772
Security ¦ Access ¦ Access Control ¦ Door ¦ Local Lock / Keypad / Manual | 1 | Medium | B | 3 | 2027 | 5 | 3 | 3.2 | 28210 | 13616
Fire ¦ Fire Fighting ¦ Fire Extinguishers ¦ Foam | 1 | Urgent | B | 5 | 2029 | 5 | 1 | 2.2 | 7184 | 14447
Fabric ¦ Superstructure ¦ Windows and External Doors ¦ Roller Shutters ¦ Manual Roller Shutter | 1 | High | C | 1 | 2025 | 4 | 2 | 2.4 | 10665 | 2473
HVAC ¦ Central Heating (Internally Sourced) ¦ Burner ¦ Blown gas burner | 1 | Medium | B | 1 | 2025 | 5 | 3 | 3.2 | 28211 | 9773
Security ¦ Access ¦ Access Control ¦ Door ¦ Local Lock / Keypad / Manual | 2 | Medium | B | 8 | 2032 | 5 | 3 | 3.2 | 28212 | 21047
Fire ¦ Fire Fighting ¦ Fire Extinguishers ¦ Foam | 1 | Urgent | B | 9 | 2033 | 5 | 1 | 2.2 | 7185 | 21407
HVAC ¦ Fan ¦ Local and Special Ventilation ¦ Fans Window or Wall Mounted | 1 | Medium | B | 1 | 2025 | 5 | 3 | 3.2 | 28213 | 9774
Electrical ¦ LV Distribution ¦ Distribution Board ¦ Main | 1 | High | B | 1 | 2025 | 5 | 2 | 2.7 | 16005 | 4452
Fabric ¦ Superstructure ¦ Windows and External Doors ¦ Roller Shutters ¦ Manual Roller Shutter | 1 | High | B | 21 | 2045 | 5 | 2 | 2.7 | 16006 | 32698
Fabric ¦ Superstructure ¦ Windows and External Doors ¦ External Doors ¦ Manual and Automatic Doors ¦ Emergency and Panic Escape Doors | 1 | Urgent | C | 11 | 2035 | 4 | 1 | 1.9 | 706 | 23285
HVAC ¦ Fan ¦ Local and Special Ventilation ¦ Extract | 1 | Medium | B | 1 | 2025 | 5 | 3 | 3.2 | 28214 | 9775
HVAC ¦ Central Air Conditioning ¦ Air Conditioning ¦ Multi-Split Condenser - DX Split Systems (With Gas, Electric or Hot Water Heaters) | 1 | Medium | B | 1 | 2025 | 5 | 3 | 3.2 | 28215 | 9776
HVAC ¦ Heat Emitters - Local ¦ Gas Fired Natural and Fan Assisted Heaters | 1 | Medium | B | 1 | 2025 | 5 | 3 | 3.2 | 28216 | 9777
HVAC ¦ Fan ¦ Local and Special Ventilation ¦ Fans Window or Wall Mounted | 1 | Medium | B | 1 | 2025 | 5 | 3 | 3.2 | 28217 | 9778
Electrical ¦ Lighting ¦ Internal ¦ General ¦ LED Fittings & Luminaires | 19 | Medium | B | 16 | 2040 | 5 | 3 | 3.2 | 28218 | 29705
Electrical ¦ Specialist Lighting ¦ Internal ¦ Illuminated Fire Exit Signage | 3 | Urgent | B | 17 | 2041 | 5 | 1 | 2.2 | 7186 | 30170
Electrical ¦ Lighting ¦ External ¦ General - LED | 1 | Medium | B | 11 | 2035 | 5 | 3 | 3.2 | 28219 | 25432
Electrical ¦ Specialist Lighting ¦ Internal ¦ Illuminated Fire Exit Signage | 4 | Urgent | B | 2 | 2026 | 5 | 1 | 2.2 | 7187 | 12706
Electrical ¦ Lighting ¦ Internal ¦ Emergency ¦ Self Contained ¦ LED | 2 | Urgent | B | 18 | 2042 | 5 | 1 | 2.2 | 7188 | 30681
HVAC ¦ Fan ¦ Local and Special Ventilation ¦ Axial | 1 | Medium | B | 1 | 2025 | 5 | 3 | 3.2 | 28220 | 9779
HVAC ¦ Heat Emitters - Local ¦ Electric Heaters | 1 | Medium | B | 1 | 2025 | 5 | 3 | 3.2 | 28221 | 9780
Electrical ¦ Lighting ¦ External ¦ General - LED | 1 | Medium | B | 11 | 2035 | 5 | 3 | 3.2 | 28222 | 25433
Fabric ¦ Superstructure ¦ Windows and External Doors ¦ Roller Shutters ¦ Electric Roller Shutter | 1 | High | B | 11 | 2035 | 5 | 2 | 2.7 | 16007 | 24611
Electrical ¦ LV Distribution ¦ Distribution Board ¦ Main | 1 | High | B | 6 | 2030 | 5 | 2 | 2.7 | 16008 | 17746
Fabric ¦ Superstructure ¦ Windows and External Doors ¦ External Doors ¦ Manual and Automatic Doors ¦ High Security Door | 1 | High | A | 35 | 2059 | 6 | 2 | 3 | 19594 | 33882
Electrical ¦ Lighting ¦ Internal ¦ General | 14 | Medium | B | 1 | 2025 | 5 | 3 | 3.2 | 28223 | 9781
Electrical ¦ Lighting ¦ Internal ¦ Emergency ¦ Self Contained ¦ LED | 8 | Urgent | B | 18 | 2042 | 5 | 1 | 2.2 | 7189 | 30682
Fire ¦ Fire Detection ¦ Fire Alarm System | 1 | Urgent | B | 1 | 2025 | 5 | 1 | 2.2 | 7190 | 1602
HVAC ¦ Heat Emitters - Local ¦ Electric Overdoor Air Curtain/Heater | 1 | Medium | B | 1 | 2025 | 5 | 3 | 3.2 | 28224 | 9782
Fabric ¦ Superstructure ¦ Windows and External Doors ¦ External Doors ¦ Manual and Automatic Doors ¦ Auto / Powered Sliding Doors | 1 | High | B | 23 | 2047 | 5 | 2 | 2.7 | 16009 | 33209
HVAC ¦ Fan ¦ Local and Special Ventilation ¦ Extract | 1 | Medium | B | 1 | 2025 | 5 | 3 | 3.2 | 28225 | 9783
Electrical ¦ Lighting ¦ External ¦ General - Non-LED | 2 | Medium | B | 1 | 2025 | 5 | 3 | 3.2 | 28226 | 9784
Electrical ¦ Specialist Lighting ¦ Internal ¦ Illuminated Fire Exit Signage | 1 | Urgent | B | 16 | 2040 | 5 | 1 | 2.2 | 7191 | 28923
Fabric ¦ Superstructure ¦ Windows and External Doors ¦ Roller Shutters ¦ Manual Roller Shutter | 1 | High | C | 1 | 2025 | 4 | 2 | 2.4 | 10666 | 2474
Fire ¦ Fire Fighting ¦ Fire Extinguishers ¦ CO2 | 3 | Urgent | B | 2 | 2026 | 5 | 1 | 2.2 | 7192 | 12707
HVAC ¦ Local Air Conditioning ¦ Single-Split Condenser - Split Systems/Heat Pumps - Air-cooled with Direct Expansion Evaporator (DX) | 1 | Medium | B | 7 | 2031 | 5 | 3 | 3.2 | 28227 | 20058
HVAC ¦ Ventilation ¦ Air Handling Unit (AHU) ¦ Internal ¦ Central Air Conditioning ¦ Gas Fired | 1 | Medium | C | 1 | 2025 | 4 | 3 | 2.9 | 18847 | 5708
Electrical ¦ Specialist Lighting ¦ Internal ¦ Illuminated Fire Exit Signage | 4 | Urgent | B | 16 | 2040 | 5 | 1 | 2.2 | 7193 | 28924
Electrical ¦ Specialist Lighting ¦ Internal ¦ Illuminated Fire Exit Signage | 2 | Urgent | B | 12 | 2036 | 5 | 1 | 2.2 | 7194 | 26065
Fabric ¦ Superstructure ¦ Windows and External Doors ¦ Roller Shutters ¦ Electric Roller Shutter | 1 | High | C | 11 | 2035 | 4 | 2 | 2.4 | 10667 | 24057
Electrical ¦ Lighting ¦ Internal ¦ General ¦ LED Fittings & Luminaires | 83 | Medium | B | 16 | 2040 | 5 | 3 | 3.2 | 28228 | 29706
Fabric ¦ Superstructure ¦ Windows and External Doors ¦ External Doors ¦ Manual and Automatic Doors ¦ Auto / Powered Sliding Doors | 1 | High | B | 21 | 2045 | 5 | 2 | 2.7 | 16010 | 32699
HVAC ¦ Local Air Conditioning ¦ Single-Split Condenser - Split Systems/Heat Pumps - Air-cooled with Direct Expansion Evaporator (DX) | 1 | Medium | B | 5 | 2029 | 5 | 3 | 3.2 | 28229 | 15315
HVAC ¦ Central Heating (Internally Sourced) ¦ Boiler ¦ Atmospheric Gas Burner/Condensing Combination Boiler (domestic type) | 1 | High | B | 1 | 2025 | 5 | 2 | 2.7 | 16011 | 4453
Electrical ¦ Lighting ¦ Internal ¦ Emergency ¦ Self Contained ¦ LED | 3 | Urgent | C | 11 | 2035 | 4 | 1 | 1.9 | 707 | 23286
HVAC ¦ Local Air Conditioning ¦ Single-Split Condenser - Split Systems/Heat Pumps - Air-cooled with Direct Expansion Evaporator (DX) | 1 | Medium | B | 1 | 2025 | 5 | 3 | 3.2 | 28230 | 9785
HVAC ¦ Local Air Conditioning ¦ Single-Split Evaporator - Split Systems/Heat Pumps - Air-cooled with Direct Expansion Evaporator (DX) | 1 | Medium | CX | 1 | 2025 | 2 | 3 | 2.3 | 10272 | 2199
HVAC ¦ Fan ¦ Local and Special Ventilation ¦ Kitchen Vent ¦ Fans Window or Wall Mounted | 1 | Medium | B | 9 | 2033 | 5 | 3 | 3.2 | 28231 | 21826
HVAC ¦ Local and Special Ventilation ¦ Unit extract fans. | 1 | Medium | B | 1 | 2025 | 5 | 3 | 3.2 | 28232 | 9786
Electrical ¦ Lighting ¦ Internal ¦ General ¦ LED Fittings & Luminaires | 85 | Medium | B | 16 | 2040 | 5 | 3 | 3.2 | 28233 | 29707
Fire ¦ Fire Fighting ¦ Fire Extinguishers ¦ Foam | 2 | Urgent | B | 9 | 2033 | 5 | 1 | 2.2 | 7195 | 21408
Fabric ¦ Superstructure ¦ Internal Doors ¦ Roller Shutters ¦ Internal Manual Roller Shutter | 1 | Medium | B | 1 | 2025 | 5 | 3 | 3.2 | 28234 | 9787
HVAC ¦ Fan ¦ Central Cooling ¦ Axial | 1 | Medium | B | 1 | 2025 | 5 | 3 | 3.2 | 28235 | 9788
Fire ¦ Fire Detection ¦ Fire Alarm System | 1 | Urgent | B | 1 | 2025 | 5 | 1 | 2.2 | 7196 | 1603
HVAC ¦ Fan ¦ Local and Special Ventilation ¦ Axial | 1 | Medium | B | 1 | 2025 | 5 | 3 | 3.2 | 28236 | 9789
Fabric ¦ Superstructure ¦ Windows and External Doors ¦ Roller Shutters ¦ Manual Roller Shutter | 1 | High | B | 11 | 2035 | 5 | 2 | 2.7 | 16012 | 24612
Electrical ¦ LV Distribution ¦ Distribution Board ¦ Sub | 1 | High | B | 10 | 2034 | 5 | 2 | 2.7 | 16013 | 22423
Fabric ¦ Superstructure ¦ Windows and External Doors ¦ External Doors ¦ Manual and Automatic Doors ¦ High Security Door | 1 | High | B | 25 | 2049 | 5 | 2 | 2.7 | 16014 | 33411
Water ¦ Local Hot Water ¦ Instantaneous Electric Water Heater - Non-Drinking Water | 1 | Medium | B | 1 | 2025 | 5 | 3 | 3.2 | 28237 | 9790
HVAC ¦ Central Heating (Internally Sourced) ¦ Boiler ¦ Atmospheric Gas Burner/Condensing Combination Boiler (domestic type) | 1 | High | B | 1 | 2025 | 5 | 2 | 2.7 | 16015 | 4454
HVAC ¦ Local Air Conditioning ¦ Single-Split Condenser - Split Systems/Heat Pumps - Air-cooled with Direct Expansion Evaporator (DX) | 1 | Medium | B | 5 | 2029 | 5 | 3 | 3.2 | 28238 | 15316
Electrical ¦ LV Distribution ¦ Distribution Board ¦ Sub | 1 | High | C | 1 | 2025 | 4 | 2 | 2.4 | 10668 | 2475
Electrical ¦ LV Distribution ¦ Distribution Board ¦ Sub | 1 | High | B | 10 | 2034 | 5 | 2 | 2.7 | 16016 | 22424
Fire ¦ Fire Fighting ¦ Fire Extinguishers ¦ CO2 | 2 | Urgent | B | 8 | 2032 | 5 | 1 | 2.2 | 7197 | 20509
Electrical ¦ LV Distribution ¦ Distribution Board ¦ Sub | 1 | High | B | 1 | 2025 | 5 | 2 | 2.7 | 16017 | 4455
Fabric ¦ Superstructure ¦ Windows and External Doors ¦ Roller Shutters ¦ Manual Roller Shutter | 1 | High | B | 1 | 2025 | 5 | 2 | 2.7 | 16018 | 4456
Fire ¦ Fire Fighting ¦ Fire Extinguishers ¦ CO2 | 1 | Urgent | B | 6 | 2030 | 5 | 1 | 2.2 | 7198 | 16799
HVAC ¦ Heat Emitters - Local ¦ Electric Heaters | 1 | Medium | B | 1 | 2025 | 5 | 3 | 3.2 | 28239 | 9791
Fabric ¦ Superstructure ¦ Windows and External Doors ¦ Roller Shutters ¦ Electric Roller Shutter | 1 | High | B | 11 | 2035 | 5 | 2 | 2.7 | 16019 | 24613
Communication and Control ¦ Communication Systems ¦ Public Address (PA) System | 1 | Medium | B | 2 | 2026 | 5 | 3 | 3.2 | 28240 | 13152
HVAC ¦ Heat Emitters - Central ¦ Radiators ¦ Steel | 3 | Medium | B | 1 | 2025 | 5 | 3 | 3.2 | 28241 | 9792
Water ¦ Local Hot Water ¦ Package Electric Water Heaters - Non-Drinking Water | 1 | Medium | B | 1 | 2025 | 5 | 3 | 3.2 | 28242 | 9793
Fabric ¦ Superstructure ¦ Windows and External Doors ¦ External Doors ¦ Entrance Doors | 1 | High | B | 30 | 2054 | 5 | 2 | 2.7 | 16020 | 33719
Electrical ¦ Lighting ¦ Internal ¦ Emergency ¦ Self Contained ¦ LED | 8 | Urgent | B | 21 | 2045 | 5 | 1 | 2.2 | 7199 | 32267
HVAC ¦ Heat Emitters - Local ¦ Gas Fired Unit Heaters | 1 | Medium | B | 1 | 2025 | 5 | 3 | 3.2 | 28243 | 9794
Electrical ¦ LV Distribution ¦ Distribution Board ¦ Main | 1 | High | D | 1 | 2025 | 3 | 2 | 2.1 | 1251 | 846
Security ¦ Access ¦ Access Control ¦ Door ¦ Local Lock / Keypad / Manual | 2 | Medium | B | 5 | 2029 | 5 | 3 | 3.2 | 28244 | 15317
Electrical ¦ Lighting ¦ External ¦ General - LED | 1 | Medium | B | 11 | 2035 | 5 | 3 | 3.2 | 28245 | 25434
HVAC ¦ Heat Emitters - Local ¦ Gas Radiant Tube Heaters | 1 | Medium | B | 1 | 2025 | 5 | 3 | 3.2 | 28246 | 9795
Electrical ¦ LV Distribution ¦ Distribution Board ¦ Sub | 1 | High | B | 2 | 2026 | 5 | 2 | 2.7 | 16021 | 12930
Fabric ¦ Superstructure ¦ Windows and External Doors ¦ Roller Shutters ¦ Electric Roller Shutter | 1 | High | D | 13 | 2037 | 3 | 2 | 2.1 | 1252 | 26811
Fabric ¦ Superstructure ¦ Windows and External Doors ¦ Roller Shutters ¦ Manual Roller Shutter | 1 | High | B | 1 | 2025 | 5 | 2 | 2.7 | 16022 | 4457
Electrical ¦ Specialist Lighting ¦ Internal ¦ Illuminated Fire Exit Signage | 3 | Urgent | C | 12 | 2036 | 4 | 1 | 1.9 | 708 | 25922
Electrical ¦ LV Distribution ¦ Distribution Board ¦ Sub | 1 | High | C | 1 | 2025 | 4 | 2 | 2.4 | 10669 | 2476
Electrical ¦ Lighting ¦ External ¦ General - Non-LED | 2 | Medium | D | 1 | 2025 | 3 | 3 | 2.6 | 11191 | 2679
Electrical ¦ Lighting ¦ Internal ¦ General | 4 | Medium | C | 1 | 2025 | 4 | 3 | 2.9 | 18848 | 5709
Controls ¦ Multi-System Controls ¦ Instrument Control Panel | 1 | Medium | B | 16 | 2040 | 5 | 3 | 3.2 | 28247 | 29708
Electrical ¦ LV Distribution ¦ Distribution Board ¦ Sub | 1 | High | B | 16 | 2040 | 5 | 2 | 2.7 | 16023 | 29223
HVAC ¦ Heat Emitters - Local ¦ Gas Fired Natural and Fan Assisted Heaters | 1 | Medium | B | 1 | 2025 | 5 | 3 | 3.2 | 28248 | 9796
HVAC ¦ Local and Special Ventilation ¦ Unit extract fans. | 1 | Medium | B | 1 | 2025 | 5 | 3 | 3.2 | 28249 | 9797
Electrical ¦ Lighting ¦ External ¦ General - LED | 1 | Medium | B | 11 | 2035 | 5 | 3 | 3.2 | 28250 | 25435
HVAC ¦ Heat Emitters - Central ¦ Radiators ¦ Steel | 1 | Medium | B | 6 | 2030 | 5 | 3 | 3.2 | 28251 | 18863
Fire ¦ Fire Fighting ¦ Fire Extinguishers ¦ CO2 | 4 | Urgent | B | 6 | 2030 | 5 | 1 | 2.2 | 7200 | 16800
HVAC ¦ Central Air Conditioning ¦ Air Conditioning ¦ Multi-Split Condenser - Split Systems/Heat Pumps - Air-cooled with Direct Expansion Evaporator (DX) | 1 | Medium | B | 1 | 2025 | 5 | 3 | 3.2 | 28252 | 9798
Electrical ¦ LV Distribution ¦ Distribution Board ¦ Main | 1 | High | B | 1 | 2025 | 5 | 2 | 2.7 | 16024 | 4458
Electrical ¦ Specialist Lighting ¦ Internal ¦ Illuminated Fire Exit Signage | 3 | Urgent | B | 17 | 2041 | 5 | 1 | 2.2 | 7201 | 30171
Electrical ¦ Specialist Lighting ¦ Internal ¦ Illuminated Fire Exit Signage | 2 | Urgent | B | 12 | 2036 | 5 | 1 | 2.2 | 7202 | 26066
Fire ¦ Fire Fighting ¦ Fire Extinguishers ¦ Foam | 4 | Urgent | B | 6 | 2030 | 5 | 1 | 2.2 | 7203 | 16801
Fire ¦ Fire Fighting ¦ Fire Extinguishers ¦ Foam | 1 | Urgent | B | 6 | 2030 | 5 | 1 | 2.2 | 7204 | 16802
HVAC ¦ Local Air Conditioning ¦ Single-Split Evaporator - Split Systems/Heat Pumps - Air-cooled with Direct Expansion Evaporator (DX) | 1 | Medium | B | 1 | 2025 | 5 | 3 | 3.2 | 28253 | 9799
Electrical ¦ LV Distribution ¦ Distribution Board ¦ Sub | 1 | High | B | 6 | 2030 | 5 | 2 | 2.7 | 16025 | 17747
Fabric ¦ Superstructure ¦ Windows and External Doors ¦ Roller Shutters ¦ Manual Roller Shutter | 1 | High | B | 1 | 2025 | 5 | 2 | 2.7 | 16026 | 4459
Fabric ¦ Superstructure ¦ Windows and External Doors ¦ Roller Shutters ¦ Electric Roller Shutter | 1 | High | C | 1 | 2025 | 4 | 2 | 2.4 | 10670 | 2477
Fabric ¦ Superstructure ¦ Windows and External Doors ¦ Roller Shutters ¦ Electric Roller Shutter | 1 | High | C | 13 | 2037 | 4 | 2 | 2.4 | 10671 | 26911
Electrical ¦ LV Distribution ¦ Distribution Board ¦ Sub | 1 | High | B | 1 | 2025 | 5 | 2 | 2.7 | 16027 | 4460
Fabric ¦ Superstructure ¦ Windows and External Doors ¦ External Doors ¦ Entrance Doors | 1 | High | B | 21 | 2045 | 5 | 2 | 2.7 | 16028 | 32700
Fabric ¦ Superstructure ¦ Internal Doors ¦ Roller Shutters ¦ Internal Manual Roller Shutter | 1 | Medium | B | 9 | 2033 | 5 | 3 | 3.2 | 28254 | 21827
HVAC ¦ Heat Emitters - Local ¦ Gas Fired Natural and Fan Assisted Heaters | 1 | Medium | B | 5 | 2029 | 5 | 3 | 3.2 | 28255 | 15318
Electrical ¦ Lighting ¦ Internal ¦ General ¦ LED Fittings & Luminaires | 121 | Medium | B | 16 | 2040 | 5 | 3 | 3.2 | 28256 | 29709
Fire ¦ Fire Fighting ¦ Fire Extinguishers ¦ Foam | 2 | Urgent | B | 1 | 2025 | 5 | 1 | 2.2 | 7205 | 1604
HVAC ¦ Fan ¦ Local and Special Ventilation ¦ Fans Window or Wall Mounted | 1 | Medium | B | 1 | 2025 | 5 | 3 | 3.2 | 28257 | 9800
HVAC ¦ Heat Emitters - Local ¦ Electric Overdoor Air Curtain/Heater | 1 | Medium | B | 1 | 2025 | 5 | 3 | 3.2 | 28258 | 9801
Security ¦ Access ¦ Access Control ¦ Gate Access - Local Lock / Keypad / Manual (External) | 2 | Medium | B | 1 | 2025 | 5 | 3 | 3.2 | 28259 | 9802
Electrical ¦ Lighting ¦ Internal ¦ General | 30 | Medium | B | 1 | 2025 | 5 | 3 | 3.2 | 28260 | 9803
Fire ¦ Fire Fighting ¦ Fire Extinguishers ¦ Powder | 1 | Urgent | B | 5 | 2029 | 5 | 1 | 2.2 | 7206 | 14448
HVAC ¦ Fan ¦ Central Ventilation Systems ¦ Ventilating - General | 1 | Low | B | 3 | 2027 | 5 | 4 | 3.7 | 33329 | 13728
HVAC ¦ Local and Special Ventilation ¦ Unit extract fans. | 1 | Medium | B | 5 | 2029 | 5 | 3 | 3.2 | 28261 | 15319
Fabric ¦ Superstructure ¦ Windows and External Doors ¦ External Doors ¦ Manual and Automatic Doors ¦ Emergency and Panic Escape Doors | 1 | Urgent | B | 11 | 2035 | 5 | 1 | 2.2 | 7207 | 23818
Fabric ¦ Superstructure ¦ Windows and External Doors ¦ Roller Shutters ¦ Manual Roller Shutter | 1 | High | B | 1 | 2025 | 5 | 2 | 2.7 | 16029 | 4461
Transport ¦ Lifts ¦ Disabled Lift ¦ Electric | 1 | High | B | 1 | 2025 | 5 | 2 | 2.7 | 16030 | 4462
Electrical ¦ LV Distribution ¦ Distribution Board ¦ Sub | 1 | High | B | 17 | 2041 | 5 | 2 | 2.7 | 16031 | 30356
Electrical ¦ LV Distribution ¦ Distribution Board ¦ Sub | 1 | High | B | 1 | 2025 | 5 | 2 | 2.7 | 16032 | 4463
Electrical ¦ Lighting ¦ Internal ¦ Emergency ¦ Self Contained ¦ LED | 3 | Urgent | C | 17 | 2041 | 4 | 1 | 1.9 | 709 | 29974
Fabric ¦ Superstructure ¦ Windows and External Doors ¦ External Doors ¦ Manual and Automatic Doors ¦ Emergency and Panic Escape Doors | 1 | Urgent | B | 21 | 2045 | 5 | 1 | 2.2 | 7208 | 32268
Electrical ¦ Lighting ¦ Internal ¦ General ¦ LED Fittings & Luminaires | 47 | Medium | B | 12 | 2036 | 5 | 3 | 3.2 | 28262 | 26647
Fire ¦ Fire Fighting ¦ Fire Extinguishers ¦ Foam | 1 | Urgent | B | 6 | 2030 | 5 | 1 | 2.2 | 7209 | 16803
HVAC ¦ Local Air Conditioning ¦ Single-Split Condenser - Split Systems/Heat Pumps - Air-cooled with Direct Expansion Evaporator (DX) | 1 | Medium | B | 3 | 2027 | 5 | 3 | 3.2 | 28263 | 13617
HVAC ¦ Heat Emitters - Local ¦ Electric Overdoor Air Curtain/Heater | 1 | Medium | B | 1 | 2025 | 5 | 3 | 3.2 | 28264 | 9804
Controls ¦ Multi-System Controls ¦ Instrument Control Panel | 1 | Medium | B | 16 | 2040 | 5 | 3 | 3.2 | 28265 | 29710
HVAC ¦ Fan ¦ Local and Special Ventilation ¦ Extract | 1 | Medium | B | 1 | 2025 | 5 | 3 | 3.2 | 28266 | 9805
Electrical ¦ LV Distribution ¦ Distribution Board ¦ Main | 1 | High | B | 6 | 2030 | 5 | 2 | 2.7 | 16033 | 17748
HVAC ¦ Fan ¦ Local and Special Ventilation ¦ Axial | 1 | Medium | B | 1 | 2025 | 5 | 3 | 3.2 | 28267 | 9806
Fabric ¦ Superstructure ¦ Windows and External Doors ¦ Roller Shutters ¦ Manual Roller Shutter | 1 | High | B | 11 | 2035 | 5 | 2 | 2.7 | 16034 | 24614
Fabric ¦ Superstructure ¦ Windows and External Doors ¦ External Doors ¦ Entrance Doors | 1 | High | B | 27 | 2051 | 5 | 2 | 2.7 | 16035 | 33581
Fire ¦ Fire Fighting ¦ Fire Extinguishers ¦ Foam | 3 | Urgent | B | 1 | 2025 | 5 | 1 | 2.2 | 7210 | 1605
HVAC ¦ Fan ¦ Local and Special Ventilation ¦ Fans Window or Wall Mounted | 1 | Medium | B | 1 | 2025 | 5 | 3 | 3.2 | 28268 | 9807
Electrical ¦ LV Distribution ¦ Distribution Board ¦ Sub | 1 | High | D | 1 | 2025 | 3 | 2 | 2.1 | 1253 | 847
HVAC ¦ Heat Emitters - Local ¦ Gas Fired Natural and Fan Assisted Heaters | 1 | Medium | B | 1 | 2025 | 5 | 3 | 3.2 | 28269 | 9808
Electrical ¦ LV Distribution ¦ Distribution Board ¦ Sub | 1 | High | B | 14 | 2038 | 5 | 2 | 2.7 | 16036 | 27480
Electrical ¦ LV Distribution ¦ Distribution Board ¦ Sub | 1 | High | B | 13 | 2037 | 5 | 2 | 2.7 | 16037 | 27008
Controls ¦ Multi-System Controls ¦ Control Panel - Electrical Services (excluding Electrical Controllers and Pneumatic Relays) | 1 | Medium | B | 1 | 2025 | 5 | 3 | 3.2 | 28270 | 9809
Fabric ¦ Superstructure ¦ Windows and External Doors ¦ Roller Shutters ¦ Manual Roller Shutter | 1 | High | B | 1 | 2025 | 5 | 2 | 2.7 | 16038 | 4464
Fabric ¦ Superstructure ¦ Internal Doors ¦ Roller Shutters ¦ Electric Roller Shutter | 1 | Medium | B | 15 | 2039 | 5 | 3 | 3.2 | 28271 | 28476
HVAC ¦ Heat Emitters - Central ¦ Unit Heaters | 1 | Medium | B | 1 | 2025 | 5 | 3 | 3.2 | 28272 | 9810
Fabric ¦ Superstructure ¦ Windows and External Doors ¦ External Doors ¦ Entrance Doors | 1 | High | B | 7 | 2031 | 5 | 2 | 2.7 | 16039 | 19661
Fabric ¦ Superstructure ¦ Windows and External Doors ¦ Roller Shutters ¦ Manual Roller Shutter | 1 | High | B | 1 | 2025 | 5 | 2 | 2.7 | 16040 | 4465
Electrical ¦ LV Distribution ¦ Distribution Board ¦ Sub | 1 | High | C | 6 | 2030 | 4 | 2 | 2.4 | 10672 | 17334
Electrical ¦ LV Distribution ¦ Distribution Board ¦ Sub | 1 | High | D | 1 | 2025 | 3 | 2 | 2.1 | 1254 | 848
Fabric ¦ Superstructure ¦ Windows and External Doors ¦ Roller Shutters ¦ Manual Roller Shutter | 1 | High | B | 10 | 2034 | 5 | 2 | 2.7 | 16041 | 22425
Fabric ¦ Superstructure ¦ Windows and External Doors ¦ External Windows ¦ Roller Shutters ¦ External Window Shutters ¦ Manual | 1 | Medium | B | 6 | 2030 | 5 | 3 | 3.2 | 28273 | 18864
Fabric ¦ Superstructure ¦ Windows and External Doors ¦ Roller Shutters ¦ Manual Roller Shutter | 1 | High | B | 1 | 2025 | 5 | 2 | 2.7 | 16042 | 4466
Fire ¦ Fire Detection ¦ Fire Alarm Panel / Repeater | 1 | Urgent | B | 9 | 2033 | 5 | 1 | 2.2 | 7211 | 21409
HVAC ¦ Ventilation ¦ Air Handling Unit (AHU) ¦ Internal ¦ Central Air Conditioning ¦ Gas Fired | 1 | Medium | B | 6 | 2030 | 5 | 3 | 3.2 | 28274 | 18865
Fabric ¦ Superstructure ¦ Windows and External Doors ¦ External Doors ¦ Manual and Automatic Doors ¦ Emergency and Panic Escape Doors | 1 | Urgent | B | 25 | 2049 | 5 | 1 | 2.2 | 7212 | 33319
Fabric ¦ Superstructure ¦ Windows and External Doors ¦ External Doors ¦ Entrance Doors | 1 | High | B | 4 | 2028 | 5 | 2 | 2.7 | 16043 | 13981
Fabric ¦ Superstructure ¦ Windows and External Doors ¦ External Doors ¦ Entrance Doors | 1 | High | B | 11 | 2035 | 5 | 2 | 2.7 | 16044 | 24615
HVAC ¦ Fan ¦ Central Ventilation Systems ¦ Axial | 1 | Medium | B | 5 | 2029 | 5 | 3 | 3.2 | 28275 | 15320
HVAC ¦ Central Air Conditioning ¦ Air Conditioning ¦ Multi-Split Condenser - Split Systems/Heat Pumps - Air-cooled with Direct Expansion Evaporator (DX) | 1 | Medium | B | 9 | 2033 | 5 | 3 | 3.2 | 28276 | 21828
HVAC ¦ Fan ¦ Local and Special Ventilation ¦ Axial | 1 | Medium | B | 1 | 2025 | 5 | 3 | 3.2 | 28277 | 9811
Electrical ¦ Lighting ¦ Internal ¦ General ¦ LED Fittings & Luminaires | 35 | Medium | B | 12 | 2036 | 5 | 3 | 3.2 | 28278 | 26648
HVAC ¦ Heat Emitters - Local ¦ Electric Heaters | 1 | Medium | C | 1 | 2025 | 4 | 3 | 2.9 | 18849 | 5710
Electrical ¦ Lighting ¦ Internal ¦ Emergency ¦ Self Contained ¦ LED | 1 | Urgent | B | 11 | 2035 | 5 | 1 | 2.2 | 7213 | 23819
Fire ¦ Fire Fighting ¦ Fire Extinguishers ¦ Foam | 4 | Urgent | B | 7 | 2031 | 5 | 1 | 2.2 | 7214 | 19423
Electrical ¦ Specialist Lighting ¦ Internal ¦ Illuminated Fire Exit Signage | 3 | Urgent | B | 16 | 2040 | 5 | 1 | 2.2 | 7215 | 28925
Electrical ¦ Lighting ¦ Internal ¦ General ¦ LED Fittings & Luminaires | 8 | Medium | B | 12 | 2036 | 5 | 3 | 3.2 | 28279 | 26649
HVAC ¦ Heat Emitters - Central ¦ Radiators ¦ Steel | 1 | Medium | B | 10 | 2034 | 5 | 3 | 3.2 | 28280 | 22994
Electrical ¦ LV Distribution ¦ Distribution Board ¦ Sub | 1 | High | B | 14 | 2038 | 5 | 2 | 2.7 | 16045 | 27481
Electrical ¦ Specialist Lighting ¦ Internal ¦ Illuminated Fire Exit Signage | 2 | Urgent | B | 12 | 2036 | 5 | 1 | 2.2 | 7216 | 26067
Electrical ¦ Lighting ¦ External ¦ General - Non-LED | 1 | Medium | B | 1 | 2025 | 5 | 3 | 3.2 | 28281 | 9812
Fire ¦ Fire Fighting ¦ Fire Blanket | 1 | Urgent | B | 2 | 2026 | 5 | 1 | 2.2 | 7217 | 12708
HVAC ¦ Local Air Conditioning ¦ Single-Split Condenser - Split Systems/Heat Pumps - Air-cooled with Direct Expansion Evaporator (DX) | 1 | Medium | DX | 1 | 2025 | 1 | 3 | 2 | 942 | 642
Fabric ¦ Superstructure ¦ Windows and External Doors ¦ External Doors ¦ Manual and Automatic Doors ¦ Emergency and Panic Escape Doors | 1 | Urgent | B | 21 | 2045 | 5 | 1 | 2.2 | 7218 | 32269
Electrical ¦ Lighting ¦ Internal ¦ Emergency ¦ Self Contained ¦ Non LED | 4 | Urgent | B | 1 | 2025 | 5 | 1 | 2.2 | 7219 | 1606
Fabric ¦ Superstructure ¦ Windows and External Doors ¦ External Doors ¦ Entrance Doors | 1 | High | B | 25 | 2049 | 5 | 2 | 2.7 | 16046 | 33412
Fabric ¦ Superstructure ¦ Windows and External Doors ¦ Roller Shutters ¦ Electric Roller Shutter | 1 | High | B | 8 | 2032 | 5 | 2 | 2.7 | 16047 | 20751
Electrical ¦ Lighting ¦ Internal ¦ Emergency ¦ Self Contained ¦ LED | 10 | Urgent | B | 15 | 2039 | 5 | 1 | 2.2 | 7220 | 27954
Electrical ¦ Lighting ¦ External ¦ General - LED | 1 | Medium | B | 4 | 2028 | 5 | 3 | 3.2 | 28282 | 14178
Fabric ¦ Superstructure ¦ Windows and External Doors ¦ Roller Shutters ¦ Manual Roller Shutter | 1 | High | B | 1 | 2025 | 5 | 2 | 2.7 | 16048 | 4467
Electrical ¦ Lighting ¦ Internal ¦ General ¦ LED Fittings & Luminaires | 62 | Medium | B | 15 | 2039 | 5 | 3 | 3.2 | 28283 | 28477
HVAC ¦ Heat Emitters - Local ¦ Electric Heaters | 1 | Medium | B | 1 | 2025 | 5 | 3 | 3.2 | 28284 | 9813
Fire ¦ Fire Fighting ¦ Fire Extinguishers ¦ Foam | 2 | Urgent | B | 6 | 2030 | 5 | 1 | 2.2 | 7221 | 16804
Fire ¦ Fire Fighting ¦ Fire Extinguishers ¦ Powder | 2 | Urgent | B | 4 | 2028 | 5 | 1 | 2.2 | 7222 | 13854
Controls ¦ Multi-System Controls ¦ Instrument Control Panel | 1 | Medium | B | 6 | 2030 | 5 | 3 | 3.2 | 28285 | 18866
Transport ¦ Lifts ¦ Disabled Lift ¦ Electric | 1 | High | B | 1 | 2025 | 5 | 2 | 2.7 | 16049 | 4468
Fabric ¦ Superstructure ¦ Internal Doors ¦ Roller Shutters ¦ Electric Roller Shutter | 1 | Medium | B | 1 | 2025 | 5 | 3 | 3.2 | 28286 | 9814
HVAC ¦ Heat Emitters - Local ¦ Electric Heaters | 3 | Medium | B | 1 | 2025 | 5 | 3 | 3.2 | 28287 | 9815
HVAC ¦ Heat Emitters - Central ¦ Radiators ¦ Steel | 3 | Medium | DX | 1 | 2025 | 1 | 3 | 2 | 943 | 643
Electrical ¦ LV Distribution ¦ Distribution Board ¦ Sub | 1 | High | B | 8 | 2032 | 5 | 2 | 2.7 | 16050 | 20752
HVAC ¦ Fan ¦ Local and Special Ventilation ¦ Axial | 1 | Medium | B | 1 | 2025 | 5 | 3 | 3.2 | 28288 | 9816
Security ¦ Access ¦ Access Control ¦ Gate Access - Local Lock / Keypad / Manual (External) | 1 | Medium | B | 1 | 2025 | 5 | 3 | 3.2 | 28289 | 9817
Electrical ¦ Lighting ¦ External ¦ General - LED | 2 | Medium | B | 7 | 2031 | 5 | 3 | 3.2 | 28290 | 20059
Electrical ¦ LV Distribution ¦ Distribution Board ¦ Sub | 1 | High | B | 6 | 2030 | 5 | 2 | 2.7 | 16051 | 17749
HVAC ¦ Fan ¦ Central Heating & Cooling ¦ Mixed Flow | 1 | Medium | B | 1 | 2025 | 5 | 3 | 3.2 | 28291 | 9818
Fabric ¦ Superstructure ¦ Windows and External Doors ¦ External Doors ¦ Manual and Automatic Doors ¦ Emergency and Panic Escape Doors | 1 | Urgent | B | 25 | 2049 | 5 | 1 | 2.2 | 7223 | 33320
Electrical ¦ Lighting ¦ Internal ¦ Emergency ¦ Self Contained ¦ LED | 3 | Urgent | B | 11 | 2035 | 5 | 1 | 2.2 | 7224 | 23820
Fabric ¦ Superstructure ¦ Windows and External Doors ¦ Roller Shutters ¦ Manual Roller Shutter | 1 | High | B | 1 | 2025 | 5 | 2 | 2.7 | 16052 | 4469
Electrical ¦ Lighting ¦ Internal ¦ General | 21 | Medium | B | 10 | 2034 | 5 | 3 | 3.2 | 28292 | 22995
Electrical ¦ Specialist Lighting ¦ Internal ¦ Illuminated Fire Exit Signage | 2 | Urgent | B | 12 | 2036 | 5 | 1 | 2.2 | 7225 | 26068
Electrical ¦ Specialist Lighting ¦ Internal ¦ Illuminated Fire Exit Signage | 1 | Urgent | B | 12 | 2036 | 5 | 1 | 2.2 | 7226 | 26069
Electrical ¦ Lighting ¦ Internal ¦ General | 13 | Medium | B | 6 | 2030 | 5 | 3 | 3.2 | 28293 | 18867
HVAC ¦ Fan ¦ Local and Special Ventilation ¦ Fans Window or Wall Mounted | 1 | Medium | B | 1 | 2025 | 5 | 3 | 3.2 | 28294 | 9819
Fabric ¦ Superstructure ¦ Windows and External Doors ¦ External Doors ¦ Manual and Automatic Doors ¦ Emergency and Panic Escape Doors | 1 | Urgent | B | 11 | 2035 | 5 | 1 | 2.2 | 7227 | 23821
HVAC ¦ Fan ¦ Local and Special Ventilation ¦ Extract | 1 | Medium | B | 7 | 2031 | 5 | 3 | 3.2 | 28295 | 20060
Electrical ¦ Lighting ¦ Internal ¦ General ¦ LED Fittings & Luminaires | 14 | Medium | B | 12 | 2036 | 5 | 3 | 3.2 | 28296 | 26650
Electrical ¦ Lighting ¦ Internal ¦ Emergency ¦ Self Contained ¦ LED | 3 | Urgent | A | 23 | 2047 | 6 | 1 | 2.5 | 10946 | 33174
Fire ¦ Fire Fighting ¦ Fire Extinguishers ¦ Powder | 1 | Urgent | B | 9 | 2033 | 5 | 1 | 2.2 | 7228 | 21410
HVAC ¦ Fan ¦ Central Ventilation Systems ¦ Ventilating - General | 1 | Low | B | 1 | 2025 | 5 | 4 | 3.7 | 33330 | 12194
Electrical ¦ Lighting ¦ Internal ¦ Emergency ¦ Self Contained ¦ LED | 7 | Urgent | B | 21 | 2045 | 5 | 1 | 2.2 | 7229 | 32270
Fabric ¦ Superstructure ¦ Internal Doors ¦ Roller Shutters ¦ Electric Roller Shutter | 1 | Medium | B | 1 | 2025 | 5 | 3 | 3.2 | 28297 | 9820
Fabric ¦ Superstructure ¦ Windows and External Doors ¦ External Doors ¦ Entrance Doors | 1 | High | B | 31 | 2055 | 5 | 2 | 2.7 | 16053 | 33802
Electrical ¦ Lighting ¦ External ¦ General - LED | 3 | Medium | B | 11 | 2035 | 5 | 3 | 3.2 | 28298 | 25436
Electrical ¦ Lighting ¦ Internal ¦ Emergency ¦ Self Contained ¦ LED | 15 | Urgent | B | 23 | 2047 | 5 | 1 | 2.2 | 7230 | 33129
Water ¦ Local Hot Water ¦ Package Electric Water Heaters - Non-Drinking Water | 1 | Medium | B | 1 | 2025 | 5 | 3 | 3.2 | 28299 | 9821
Electrical ¦ LV Distribution ¦ Distribution Board ¦ Main | 1 | High | B | 12 | 2036 | 5 | 2 | 2.7 | 16054 | 26225
HVAC ¦ Fan ¦ Local and Special Ventilation ¦ Extract | 1 | Medium | B | 5 | 2029 | 5 | 3 | 3.2 | 28300 | 15321
HVAC ¦ Heat Emitters - Central ¦ Unit Heaters | 1 | Medium | B | 1 | 2025 | 5 | 3 | 3.2 | 28301 | 9822
Electrical ¦ LV Distribution ¦ Distribution Board ¦ Sub | 1 | High | B | 1 | 2025 | 5 | 2 | 2.7 | 16055 | 4470
Fabric ¦ Superstructure ¦ Internal Doors ¦ Roller Shutters ¦ Electric Roller Shutter | 1 | Medium | B | 20 | 2044 | 5 | 3 | 3.2 | 28302 | 31682
HVAC ¦ Heat Emitters - Central ¦ Radiators ¦ Steel | 3 | Medium | B | 1 | 2025 | 5 | 3 | 3.2 | 28303 | 9823
Electrical ¦ LV Distribution ¦ Distribution Board ¦ Main | 1 | High | B | 15 | 2039 | 5 | 2 | 2.7 | 16056 | 28241
Fabric ¦ Superstructure ¦ Windows and External Doors ¦ External Doors ¦ Entrance Doors | 1 | High | B | 11 | 2035 | 5 | 2 | 2.7 | 16057 | 24616
Fabric ¦ Superstructure ¦ Windows and External Doors ¦ Roller Shutters ¦ Electric Roller Shutter | 1 | High | B | 11 | 2035 | 5 | 2 | 2.7 | 16058 | 24617
HVAC ¦ Heat Emitters - Central ¦ Radiators ¦ Steel | 1 | Medium | B | 10 | 2034 | 5 | 3 | 3.2 | 28304 | 22996
Electrical ¦ LV Distribution ¦ Distribution Board ¦ Sub | 1 | High | B | 6 | 2030 | 5 | 2 | 2.7 | 16059 | 17750
HVAC ¦ Fan ¦ Central Heating & Cooling ¦ Mixed Flow | 1 | Medium | B | 1 | 2025 | 5 | 3 | 3.2 | 28305 | 9824
Electrical ¦ Lighting ¦ Internal ¦ General ¦ LED Fittings & Luminaires | 104 | Medium | B | 16 | 2040 | 5 | 3 | 3.2 | 28306 | 29711
Electrical ¦ Lighting ¦ Internal ¦ General ¦ LED Fittings & Luminaires | 6 | Medium | B | 12 | 2036 | 5 | 3 | 3.2 | 28307 | 26651
Electrical ¦ Lighting ¦ External ¦ General - LED | 6 | Medium | B | 11 | 2035 | 5 | 3 | 3.2 | 28308 | 25437
HVAC ¦ Heat Emitters - Local ¦ Gas Fired Natural and Fan Assisted Heaters | 1 | Medium | B | 1 | 2025 | 5 | 3 | 3.2 | 28309 | 9825
Electrical ¦ LV Distribution ¦ Distribution Board ¦ Sub | 1 | High | B | 1 | 2025 | 5 | 2 | 2.7 | 16060 | 4471
Fabric ¦ Superstructure ¦ Internal Doors ¦ Roller Shutters ¦ Electric Roller Shutter | 1 | Medium | B | 15 | 2039 | 5 | 3 | 3.2 | 28310 | 28478
Fire ¦ Fire Detection ¦ Fire Alarm Panel / Repeater | 1 | Urgent | B | 7 | 2031 | 5 | 1 | 2.2 | 7231 | 19424
Fire ¦ Fire Detection ¦ Fire Alarm System | 1 | Urgent | B | 1 | 2025 | 5 | 1 | 2.2 | 7232 | 1607
Electrical ¦ Specialist Lighting ¦ Internal ¦ Illuminated Fire Exit Signage | 2 | Urgent | B | 15 | 2039 | 5 | 1 | 2.2 | 7233 | 27955
Electrical ¦ Lighting ¦ Internal ¦ Emergency ¦ Self Contained ¦ LED | 11 | Urgent | A | 25 | 2049 | 6 | 1 | 2.5 | 10947 | 33361
HVAC ¦ Ventilation ¦ Air Handling Unit (AHU) ¦ Internal ¦ Central Air Conditioning ¦ Gas Fired | 1 | Medium | B | 1 | 2025 | 5 | 3 | 3.2 | 28311 | 9826
HVAC ¦ Heat Emitters - Local ¦ Gas Fired Natural and Fan Assisted Heaters | 1 | Medium | B | 1 | 2025 | 5 | 3 | 3.2 | 28312 | 9827
Electrical ¦ Lighting ¦ Internal ¦ General ¦ LED Fittings & Luminaires | 7 | Medium | B | 15 | 2039 | 5 | 3 | 3.2 | 28313 | 28479
HVAC ¦ Fan ¦ Central Ventilation Systems ¦ Ventilating - General | 1 | Low | B | 1 | 2025 | 5 | 4 | 3.7 | 33331 | 12195
Electrical ¦ LV Distribution ¦ Distribution Board ¦ Sub | 1 | High | B | 6 | 2030 | 5 | 2 | 2.7 | 16061 | 17751
Electrical ¦ LV Distribution ¦ Distribution Board ¦ Main | 1 | High | B | 1 | 2025 | 5 | 2 | 2.7 | 16062 | 4472
Water ¦ Local Hot Water ¦ Instantaneous Electric Water Heater - Non-Drinking Water | 1 | Medium | B | 1 | 2025 | 5 | 3 | 3.2 | 28314 | 9828
Electrical ¦ Specialist Lighting ¦ Internal ¦ Illuminated Fire Exit Signage | 2 | Urgent | B | 6 | 2030 | 5 | 1 | 2.2 | 7234 | 16805
Electrical ¦ Lighting ¦ Internal ¦ Emergency ¦ Self Contained ¦ Non LED | 3 | Urgent | B | 1 | 2025 | 5 | 1 | 2.2 | 7235 | 1608
Water ¦ Local Hot Water ¦ Instantaneous Electric Water Heater - Non-Drinking Water | 1 | Medium | B | 1 | 2025 | 5 | 3 | 3.2 | 28315 | 9829
Fabric ¦ Superstructure ¦ Windows and External Doors ¦ External Doors ¦ Entrance Doors | 1 | High | B | 4 | 2028 | 5 | 2 | 2.7 | 16063 | 13982
HVAC ¦ Heat Emitters - Local ¦ Electric Heaters | 1 | Medium | B | 1 | 2025 | 5 | 3 | 3.2 | 28316 | 9830
Electrical ¦ Lighting ¦ Internal ¦ General | 4 | Medium | B | 1 | 2025 | 5 | 3 | 3.2 | 28317 | 9831
Fire ¦ Fire Fighting ¦ Fire Extinguishers ¦ Foam | 2 | Urgent | B | 1 | 2025 | 5 | 1 | 2.2 | 7236 | 1609
Water ¦ Local Hot Water ¦ Package Electric Water Heaters - Non-Drinking Water | 1 | Medium | B | 8 | 2032 | 5 | 3 | 3.2 | 28318 | 21048
HVAC ¦ Fan ¦ Local and Special Ventilation ¦ Axial | 1 | Medium | B | 1 | 2025 | 5 | 3 | 3.2 | 28319 | 9832
HVAC ¦ Fan ¦ Local and Special Ventilation ¦ Extract | 1 | Medium | B | 11 | 2035 | 5 | 3 | 3.2 | 28320 | 25438
Fabric ¦ Superstructure ¦ Windows and External Doors ¦ External Doors ¦ Manual and Automatic Doors ¦ High Security Door | 1 | High | B | 11 | 2035 | 5 | 2 | 2.7 | 16064 | 24618
Electrical ¦ Lighting ¦ Internal ¦ General ¦ LED Fittings & Luminaires | 38 | Medium | B | 16 | 2040 | 5 | 3 | 3.2 | 28321 | 29712
Electrical ¦ Lighting ¦ Internal ¦ Emergency ¦ Self Contained ¦ LED | 5 | Urgent | B | 21 | 2045 | 5 | 1 | 2.2 | 7237 | 32271
Electrical ¦ Specialist Lighting ¦ Internal ¦ Illuminated Fire Exit Signage | 3 | Urgent | B | 12 | 2036 | 5 | 1 | 2.2 | 7238 | 26070
Fabric ¦ Superstructure ¦ Windows and External Doors ¦ Roller Shutters ¦ Manual Roller Shutter | 1 | High | B | 1 | 2025 | 5 | 2 | 2.7 | 16065 | 4473
Fabric ¦ Superstructure ¦ Windows and External Doors ¦ External Doors ¦ Entrance Doors | 1 | High | B | 7 | 2031 | 5 | 2 | 2.7 | 16066 | 19662
Electrical ¦ Lighting ¦ Internal ¦ General ¦ LED Fittings & Luminaires | 30 | Medium | B | 16 | 2040 | 5 | 3 | 3.2 | 28322 | 29713
Fire ¦ Fire Fighting ¦ Fire Extinguishers ¦ CO2 | 2 | Urgent | B | 6 | 2030 | 5 | 1 | 2.2 | 7239 | 16806
Fabric ¦ Superstructure ¦ Windows and External Doors ¦ Roller Shutters ¦ Manual Roller Shutter | 1 | High | B | 1 | 2025 | 5 | 2 | 2.7 | 16067 | 4474
Electrical ¦ LV Distribution ¦ Distribution Board ¦ Sub | 1 | High | D | 1 | 2025 | 3 | 2 | 2.1 | 1255 | 849
Electrical ¦ Lighting ¦ Internal ¦ General ¦ LED Fittings & Luminaires | 9 | Medium | B | 12 | 2036 | 5 | 3 | 3.2 | 28323 | 26652
HVAC ¦ Heat Emitters - Central ¦ Radiators ¦ Steel | 1 | Medium | D | 10 | 2034 | 3 | 3 | 2.6 | 11192 | 22246
HVAC ¦ Fan ¦ Local and Special Ventilation ¦ Axial | 1 | Medium | B | 1 | 2025 | 5 | 3 | 3.2 | 28324 | 9833
Electrical ¦ Lighting ¦ Internal ¦ Emergency ¦ Self Contained ¦ LED | 8 | Urgent | C | 11 | 2035 | 4 | 1 | 1.9 | 710 | 23287
Electrical ¦ Lighting ¦ Internal ¦ Emergency ¦ Self Contained ¦ LED | 10 | Urgent | B | 21 | 2045 | 5 | 1 | 2.2 | 7240 | 32272
Electrical ¦ Lighting ¦ External ¦ General - Non-LED | 1 | Medium | B | 1 | 2025 | 5 | 3 | 3.2 | 28325 | 9834
Fabric ¦ Superstructure ¦ Windows and External Doors ¦ External Doors ¦ Manual and Automatic Doors ¦ Emergency and Panic Escape Doors | 1 | Urgent | B | 11 | 2035 | 5 | 1 | 2.2 | 7241 | 23822
Fabric ¦ Barriers and Guardrails ¦ Vehicle Crash Protection Barrier | 1 | V Low | B | 1 | 2025 | 5 | 4 | 3.7 | 33332 | 12196
Fabric ¦ Superstructure ¦ Windows and External Doors ¦ Roller Shutters ¦ Electric Roller Shutter | 1 | High | B | 1 | 2025 | 5 | 2 | 2.7 | 16068 | 4475
Electrical ¦ Lighting ¦ Internal ¦ General ¦ LED Fittings & Luminaires | 34 | Medium | B | 14 | 2038 | 5 | 3 | 3.2 | 28326 | 27613
Electrical ¦ LV Distribution ¦ Distribution Board ¦ Sub | 1 | High | B | 16 | 2040 | 5 | 2 | 2.7 | 16069 | 29224
Fabric ¦ Superstructure ¦ Windows and External Doors ¦ Roller Shutters ¦ Manual Roller Shutter | 1 | High | B | 11 | 2035 | 5 | 2 | 2.7 | 16070 | 24619
Fabric ¦ Superstructure ¦ Windows and External Doors ¦ Roller Shutters ¦ Electric Roller Shutter | 1 | High | B | 19 | 2043 | 5 | 2 | 2.7 | 16071 | 31232
Electrical ¦ Lighting ¦ External ¦ General - LED | 4 | Medium | B | 1 | 2025 | 5 | 3 | 3.2 | 28327 | 9835
HVAC ¦ Ventilation ¦ Air Handling Unit (AHU) ¦ Internal ¦ Central Heating (Internally Sourced) ¦ Electric Heating | 1 | Medium | B | 15 | 2039 | 5 | 3 | 3.2 | 28328 | 28480
Electrical ¦ LV Distribution ¦ Distribution Board ¦ Main | 1 | High | B | 1 | 2025 | 5 | 2 | 2.7 | 16072 | 4476
Controls ¦ Multi-System Controls ¦ Instrument Control Panel | 1 | Medium | B | 16 | 2040 | 5 | 3 | 3.2 | 28329 | 29714
HVAC ¦ Fan ¦ Central Heating ¦ Axial | 1 | High | B | 9 | 2033 | 5 | 2 | 2.7 | 16073 | 21624
Fabric ¦ Superstructure ¦ Windows and External Doors ¦ Roller Shutters ¦ Electric Roller Shutter | 1 | High | B | 15 | 2039 | 5 | 2 | 2.7 | 16074 | 28242
Electrical ¦ Lighting ¦ External ¦ General - LED | 6 | Medium | B | 7 | 2031 | 5 | 3 | 3.2 | 28330 | 20061
Transport ¦ Lifts ¦ Disabled Lift ¦ Electric | 1 | High | B | 1 | 2025 | 5 | 2 | 2.7 | 16075 | 4477
HVAC ¦ Fan ¦ Local and Special Ventilation ¦ Extract | 1 | Medium | B | 1 | 2025 | 5 | 3 | 3.2 | 28331 | 9836
Fire ¦ Fire Fighting ¦ Fire Extinguishers ¦ Foam | 2 | Urgent | B | 6 | 2030 | 5 | 1 | 2.2 | 7242 | 16807
Water ¦ Local Hot Water ¦ Package Electric Water Heaters - Non-Drinking Water | 1 | Medium | B | 5 | 2029 | 5 | 3 | 3.2 | 28332 | 15322
Electrical ¦ LV Distribution ¦ Distribution Board ¦ Sub | 1 | High | B | 1 | 2025 | 5 | 2 | 2.7 | 16076 | 4478
Fabric ¦ Superstructure ¦ Internal Doors ¦ Roller Shutters ¦ Electric Roller Shutter | 1 | Medium | B | 15 | 2039 | 5 | 3 | 3.2 | 28333 | 28481
HVAC ¦ Fan ¦ Local and Special Ventilation ¦ Fans Window or Wall Mounted | 1 | Medium | B | 10 | 2034 | 5 | 3 | 3.2 | 28334 | 22997
Water ¦ Local Hot Water ¦ Instantaneous Electric Water Heater - Non-Drinking Water | 1 | Medium | B | 1 | 2025 | 5 | 3 | 3.2 | 28335 | 9837
Fabric ¦ Superstructure ¦ Windows and External Doors ¦ External Doors ¦ Manual and Automatic Doors ¦ Emergency and Panic Escape Doors | 1 | Urgent | B | 30 | 2054 | 5 | 1 | 2.2 | 7243 | 33688
Fabric ¦ Superstructure ¦ Windows and External Doors ¦ External Doors ¦ Entrance Doors | 1 | High | B | 4 | 2028 | 5 | 2 | 2.7 | 16077 | 13983
HVAC ¦ Heat Emitters - Local ¦ Electric Heaters | 1 | Medium | B | 1 | 2025 | 5 | 3 | 3.2 | 28336 | 9838
Electrical ¦ LV Distribution ¦ Distribution Board ¦ Sub | 1 | High | B | 6 | 2030 | 5 | 2 | 2.7 | 16078 | 17752
Fabric ¦ Superstructure ¦ Windows and External Doors ¦ External Doors ¦ Manual and Automatic Doors ¦ Powered Swing Doors (Push Pad) | 1 | High | B | 11 | 2035 | 5 | 2 | 2.7 | 16079 | 24620
HVAC ¦ Fan ¦ Local and Special Ventilation ¦ Fans Window or Wall Mounted | 1 | Medium | B | 1 | 2025 | 5 | 3 | 3.2 | 28337 | 9839
HVAC ¦ Heat Emitters - Local ¦ Electric Heaters | 4 | Medium | C | 1 | 2025 | 4 | 3 | 2.9 | 18850 | 5711
Electrical ¦ Lighting ¦ Internal ¦ General ¦ LED Fittings & Luminaires | 72 | Medium | B | 12 | 2036 | 5 | 3 | 3.2 | 28338 | 26653
Fire ¦ Fire Fighting ¦ Fire Extinguishers ¦ CO2 | 2 | Urgent | B | 2 | 2026 | 5 | 1 | 2.2 | 7244 | 12709
HVAC ¦ Central Air Conditioning ¦ Air Conditioning ¦ Multi-Split Evaporator - Split Systems/Heat Pumps - Air-cooled with Direct Expansion Evaporator (DX) | 1 | Medium | B | 1 | 2025 | 5 | 3 | 3.2 | 28339 | 9840
HVAC ¦ Central Heating (Internally Sourced) ¦ Boiler ¦ Atmospheric Gas Burner Boiler - Small and/or Wall Hung for Domestic Installation | 1 | Medium | B | 1 | 2025 | 5 | 3 | 3.2 | 28340 | 9841
Electrical ¦ LV Distribution ¦ Distribution Board ¦ Main | 1 | High | B | 15 | 2039 | 5 | 2 | 2.7 | 16080 | 28243
Water ¦ Local Hot Water ¦ Instantaneous Electric Water Heater - Non-Drinking Water | 1 | Medium | B | 4 | 2028 | 5 | 3 | 3.2 | 28341 | 14179
Fabric ¦ Superstructure ¦ Windows and External Doors ¦ External Doors ¦ Entrance Doors | 1 | High | B | 5 | 2029 | 5 | 2 | 2.7 | 16081 | 14707
Fire ¦ Fire Fighting ¦ Fire Extinguishers ¦ CO2 | 4 | Urgent | B | 2 | 2026 | 5 | 1 | 2.2 | 7245 | 12710
Fabric ¦ Superstructure ¦ Internal Doors ¦ Roller Shutters ¦ Electric Roller Shutter | 1 | Medium | B | 11 | 2035 | 5 | 3 | 3.2 | 28342 | 25439
Fabric ¦ Superstructure ¦ Windows and External Doors ¦ Roller Shutters ¦ Electric Roller Shutter | 1 | High | B | 19 | 2043 | 5 | 2 | 2.7 | 16082 | 31233
Electrical ¦ Specialist Lighting ¦ Internal ¦ Illuminated Fire Exit Signage | 4 | Urgent | B | 10 | 2034 | 5 | 1 | 2.2 | 7246 | 22107
Fire ¦ Fire Fighting ¦ Fire Extinguishers ¦ CO2 | 4 | Urgent | B | 9 | 2033 | 5 | 1 | 2.2 | 7247 | 21411
HVAC ¦ Central Air Conditioning ¦ Air Conditioning ¦ Multi-Split Condenser - Split Systems/Heat Pumps - Air-cooled with Direct Expansion Evaporator (DX) | 1 | Medium | B | 9 | 2033 | 5 | 3 | 3.2 | 28343 | 21829
Fabric ¦ Superstructure ¦ Windows and External Doors ¦ External Doors ¦ Entrance Doors | 1 | High | B | 7 | 2031 | 5 | 2 | 2.7 | 16083 | 19663
Electrical ¦ Lighting ¦ Internal ¦ General ¦ LED Fittings & Luminaires | 11 | Medium | B | 10 | 2034 | 5 | 3 | 3.2 | 28344 | 22998
Electrical ¦ LV Distribution ¦ Distribution Board ¦ Sub | 1 | High | A | 19 | 2043 | 6 | 2 | 3 | 19595 | 31320
HVAC ¦ Fan ¦ Central Heating & Cooling ¦ Mixed Flow | 1 | Medium | B | 1 | 2025 | 5 | 3 | 3.2 | 28345 | 9842
Electrical ¦ Lighting ¦ Internal ¦ Emergency ¦ Self Contained ¦ LED | 1 | Urgent | B | 21 | 2045 | 5 | 1 | 2.2 | 7248 | 32273
HVAC ¦ Local Air Conditioning ¦ Single-Split Condenser - Split Systems/Heat Pumps - Air-cooled with Direct Expansion Evaporator (DX) | 1 | Medium | B | 1 | 2025 | 5 | 3 | 3.2 | 28346 | 9843
HVAC ¦ Ventilation ¦ Air Handling Unit (AHU) ¦ Internal ¦ Central Heating (Internally Sourced) ¦ Electric Heating | 1 | Medium | B | 15 | 2039 | 5 | 3 | 3.2 | 28347 | 28482
HVAC ¦ Heat Emitters - Local ¦ Gas Fired Natural and Fan Assisted Heaters | 1 | Medium | D | 1 | 2025 | 3 | 3 | 2.6 | 11193 | 2680
Fabric ¦ Superstructure ¦ Windows and External Doors ¦ External Doors ¦ Manual and Automatic Doors ¦ Emergency and Panic Escape Doors | 1 | Urgent | B | 5 | 2029 | 5 | 1 | 2.2 | 7249 | 14449
Fabric ¦ Superstructure ¦ Windows and External Doors ¦ Roller Shutters ¦ Manual Roller Shutter | 1 | High | B | 11 | 2035 | 5 | 2 | 2.7 | 16084 | 24621
Electrical ¦ Specialist Lighting ¦ Internal ¦ Illuminated Fire Exit Signage | 3 | Urgent | B | 14 | 2038 | 5 | 1 | 2.2 | 7250 | 27381
HVAC ¦ Fan ¦ Local and Special Ventilation ¦ Fans Window or Wall Mounted | 1 | Medium | B | 1 | 2025 | 5 | 3 | 3.2 | 28348 | 9844
HVAC ¦ Heat Emitters - Local ¦ Electric Heaters | 1 | Medium | B | 1 | 2025 | 5 | 3 | 3.2 | 28349 | 9845
Water ¦ Local Hot Water ¦ Instantaneous Electric Water Heater - Non-Drinking Water | 1 | Medium | B | 1 | 2025 | 5 | 3 | 3.2 | 28350 | 9846
Fabric ¦ Superstructure ¦ Windows and External Doors ¦ External Doors ¦ Entrance Doors | 1 | High | B | 25 | 2049 | 5 | 2 | 2.7 | 16085 | 33413
Electrical ¦ Lighting ¦ Internal ¦ General ¦ LED Fittings & Luminaires | 6 | Medium | B | 16 | 2040 | 5 | 3 | 3.2 | 28351 | 29715
Fire ¦ Fire Fighting ¦ Fire Extinguishers ¦ Foam | 4 | Urgent | B | 7 | 2031 | 5 | 1 | 2.2 | 7251 | 19425
HVAC ¦ Local Air Conditioning ¦ Single-Split Condenser - Split Systems/Heat Pumps - Air-cooled with Direct Expansion Evaporator (DX) | 1 | Medium | B | 7 | 2031 | 5 | 3 | 3.2 | 28352 | 20062
HVAC ¦ Local Air Conditioning ¦ Single-Split Evaporator - Split Systems/Heat Pumps - Air-cooled with Direct Expansion Evaporator (DX) | 1 | Medium | B | 7 | 2031 | 5 | 3 | 3.2 | 28353 | 20063
Fire ¦ Fire Fighting ¦ Fire Extinguishers ¦ Foam | 4 | Urgent | B | 6 | 2030 | 5 | 1 | 2.2 | 7252 | 16808
Water ¦ Local Hot Water ¦ Instantaneous Electric Water Heater - Non-Drinking Water | 1 | Medium | B | 7 | 2031 | 5 | 3 | 3.2 | 28354 | 20064
HVAC ¦ Heat Emitters - Central ¦ Unit Heaters | 1 | Medium | B | 1 | 2025 | 5 | 3 | 3.2 | 28355 | 9847
Fabric ¦ Superstructure ¦ Windows and External Doors ¦ External Doors ¦ Manual and Automatic Doors ¦ Emergency and Panic Escape Doors | 1 | Urgent | B | 25 | 2049 | 5 | 1 | 2.2 | 7253 | 33321
Electrical ¦ Lighting ¦ External ¦ General - LED | 2 | Medium | B | 11 | 2035 | 5 | 3 | 3.2 | 28356 | 25440
Electrical ¦ Lighting ¦ External ¦ General - LED | 1 | Medium | B | 11 | 2035 | 5 | 3 | 3.2 | 28357 | 25441
Fire ¦ Fire Fighting ¦ Fire Extinguishers ¦ CO2 | 3 | Urgent | B | 9 | 2033 | 5 | 1 | 2.2 | 7254 | 21412
Electrical ¦ LV Distribution ¦ Distribution Board ¦ Main | 1 | High | B | 18 | 2042 | 5 | 2 | 2.7 | 16086 | 30855
Fabric ¦ Superstructure ¦ Windows and External Doors ¦ External Doors ¦ Manual and Automatic Doors ¦ Powered Swing Doors (Push Pad) | 1 | High | B | 11 | 2035 | 5 | 2 | 2.7 | 16087 | 24622
HVAC ¦ Heat Emitters - Local ¦ Gas Fired Natural and Fan Assisted Heaters | 1 | Medium | B | 1 | 2025 | 5 | 3 | 3.2 | 28358 | 9848
HVAC ¦ Fan ¦ Local and Special Ventilation ¦ Extract | 1 | Medium | B | 7 | 2031 | 5 | 3 | 3.2 | 28359 | 20065
Electrical ¦ Specialist Lighting ¦ Internal ¦ Illuminated Fire Exit Signage | 2 | Urgent | B | 12 | 2036 | 5 | 1 | 2.2 | 7255 | 26071
Fire ¦ Fire Fighting ¦ Fire Extinguishers ¦ Foam | 2 | Urgent | B | 1 | 2025 | 5 | 1 | 2.2 | 7256 | 1610
HVAC ¦ Local Air Conditioning ¦ Single-Split Evaporator - Split Systems/Heat Pumps - Air-cooled with Direct Expansion Evaporator (DX) | 1 | Medium | B | 7 | 2031 | 5 | 3 | 3.2 | 28360 | 20066
HVAC ¦ Heat Emitters - Local ¦ Gas Fired Natural and Fan Assisted Heaters | 1 | Medium | B | 1 | 2025 | 5 | 3 | 3.2 | 28361 | 9849
Fire ¦ Fire Fighting ¦ Fire Extinguishers ¦ Foam | 1 | Urgent | B | 1 | 2025 | 5 | 1 | 2.2 | 7257 | 1611
HVAC ¦ Local Air Conditioning ¦ Single-Split Evaporator - Split Systems/Heat Pumps - Air-cooled with Direct Expansion Evaporator (DX) | 1 | Medium | B | 7 | 2031 | 5 | 3 | 3.2 | 28362 | 20067
Electrical ¦ LV Distribution ¦ Distribution Board ¦ Sub | 1 | High | B | 6 | 2030 | 5 | 2 | 2.7 | 16088 | 17753
Water ¦ Local Hot Water ¦ Instantaneous Electric Water Heater - Non-Drinking Water | 1 | Medium | B | 7 | 2031 | 5 | 3 | 3.2 | 28363 | 20068
HVAC ¦ Heat Emitters - Local ¦ Electric Heaters | 5 | Medium | B | 1 | 2025 | 5 | 3 | 3.2 | 28364 | 9850
HVAC ¦ Heat Emitters - Local ¦ Electric Heaters | 1 | Medium | B | 1 | 2025 | 5 | 3 | 3.2 | 28365 | 9851
Fire ¦ Fire Fighting ¦ Fire Extinguishers ¦ CO2 | 4 | Urgent | B | 6 | 2030 | 5 | 1 | 2.2 | 7258 | 16809
Electrical ¦ Lighting ¦ Internal ¦ Emergency ¦ Self Contained ¦ LED | 12 | Urgent | B | 15 | 2039 | 5 | 1 | 2.2 | 7259 | 27956
Electrical ¦ Specialist Lighting ¦ Internal ¦ Illuminated Fire Exit Signage | 1 | Urgent | B | 10 | 2034 | 5 | 1 | 2.2 | 7260 | 22108
HVAC ¦ Heat Emitters - Central ¦ Radiators ¦ Steel | 1 | Medium | B | 10 | 2034 | 5 | 3 | 3.2 | 28366 | 22999
Water ¦ Local Hot Water ¦ Instantaneous Electric Water Heater - Non-Drinking Water | 1 | Medium | B | 1 | 2025 | 5 | 3 | 3.2 | 28367 | 9852
Fabric ¦ Superstructure ¦ Windows and External Doors ¦ Roller Shutters ¦ Electric Roller Shutter | 1 | High | B | 1 | 2025 | 5 | 2 | 2.7 | 16089 | 4479
Fire ¦ Fire Fighting ¦ Fire Extinguishers ¦ CO2 | 2 | Urgent | B | 2 | 2026 | 5 | 1 | 2.2 | 7261 | 12711
Water ¦ Local Hot Water ¦ Instantaneous Electric Water Heater - Non-Drinking Water | 1 | Medium | B | 11 | 2035 | 5 | 3 | 3.2 | 28368 | 25442
HVAC ¦ Fan ¦ Local and Special Ventilation ¦ Centrifugal | 1 | Medium | B | 1 | 2025 | 5 | 3 | 3.2 | 28369 | 9853
HVAC ¦ Fan ¦ Central Ventilation Systems ¦ Ventilating - General | 1 | Low | B | 1 | 2025 | 5 | 4 | 3.7 | 33333 | 12197
Fabric ¦ Superstructure ¦ Internal Doors ¦ Roller Shutters ¦ Electric Roller Shutter | 1 | Medium | B | 5 | 2029 | 5 | 3 | 3.2 | 28370 | 15323
Transport ¦ Lifts ¦ Disabled Lift ¦ Hydraulic | 1 | High | B | 1 | 2025 | 5 | 2 | 2.7 | 16090 | 4480
HVAC ¦ Central Heating (Internally Sourced) ¦ Burner ¦ Forced draft gas burner | 1 | Medium | CX | 1 | 2025 | 2 | 3 | 2.3 | 10273 | 2200
Fabric ¦ Superstructure ¦ Windows and External Doors ¦ External Doors ¦ Manual and Automatic Doors ¦ Emergency and Panic Escape Doors | 1 | Urgent | B | 6 | 2030 | 5 | 1 | 2.2 | 7262 | 16810
Fire ¦ Fire Detection ¦ Fire Alarm System | 1 | Urgent | B | 5 | 2029 | 5 | 1 | 2.2 | 7263 | 14450
HVAC ¦ Local and Special Ventilation ¦ Unit extract fans. | 1 | Medium | B | 1 | 2025 | 5 | 3 | 3.2 | 28371 | 9854
Electrical ¦ Specialist Lighting ¦ Internal ¦ Illuminated Fire Exit Signage | 2 | Urgent | B | 15 | 2039 | 5 | 1 | 2.2 | 7264 | 27957
Electrical ¦ Lighting ¦ Internal ¦ General ¦ LED Fittings & Luminaires | 74 | Medium | B | 16 | 2040 | 5 | 3 | 3.2 | 28372 | 29716
Electrical ¦ Lighting ¦ Internal ¦ Emergency ¦ Self Contained ¦ Non LED | 1 | Urgent | B | 7 | 2031 | 5 | 1 | 2.2 | 7265 | 19426
Fire ¦ Fire Fighting ¦ Fire Extinguishers ¦ Foam | 5 | Urgent | B | 5 | 2029 | 5 | 1 | 2.2 | 7266 | 14451
HVAC ¦ Heat Emitters - Central ¦ Radiators ¦ Steel | 6 | Medium | B | 1 | 2025 | 5 | 3 | 3.2 | 28373 | 9855
Fire ¦ Fire Fighting ¦ Fire Extinguishers ¦ CO2 | 3 | Urgent | B | 9 | 2033 | 5 | 1 | 2.2 | 7267 | 21413
HVAC ¦ Local Air Conditioning ¦ Single-Split Evaporator - Split Systems/Heat Pumps - Air-cooled with Direct Expansion Evaporator (DX) | 1 | Medium | B | 1 | 2025 | 5 | 3 | 3.2 | 28374 | 9856
Electrical ¦ LV Distribution ¦ Distribution Board ¦ Main | 1 | High | B | 14 | 2038 | 5 | 2 | 2.7 | 16091 | 27482
Electrical ¦ Lighting ¦ Internal ¦ Emergency ¦ Self Contained ¦ LED | 3 | Urgent | B | 15 | 2039 | 5 | 1 | 2.2 | 7268 | 27958
HVAC ¦ Fan ¦ Local and Special Ventilation ¦ Extract Fans - Twin Toilet | 1 | Medium | B | 8 | 2032 | 5 | 3 | 3.2 | 28375 | 21049
Fabric ¦ Barriers and Guardrails ¦ Vehicle Crash Protection Barrier | 1 | V Low | B | 1 | 2025 | 5 | 4 | 3.7 | 33334 | 12198
Fire ¦ Fire Fighting ¦ Fire Extinguishers ¦ CO2 | 1 | Urgent | B | 6 | 2030 | 5 | 1 | 2.2 | 7269 | 16811
Electrical ¦ LV Distribution ¦ Distribution Board ¦ Main | 1 | High | B | 1 | 2025 | 5 | 2 | 2.7 | 16092 | 4481
Fabric ¦ Superstructure ¦ Windows and External Doors ¦ External Doors ¦ Manual and Automatic Doors ¦ Emergency and Panic Escape Doors | 1 | Urgent | B | 18 | 2042 | 5 | 1 | 2.2 | 7270 | 30683
Fabric ¦ Superstructure ¦ Windows and External Doors ¦ Roller Shutters ¦ Electric Roller Shutter | 1 | High | B | 1 | 2025 | 5 | 2 | 2.7 | 16093 | 4482
Fire ¦ Fire Fighting ¦ Fire Extinguishers ¦ Foam | 2 | Urgent | B | 6 | 2030 | 5 | 1 | 2.2 | 7271 | 16812
Electrical ¦ Lighting ¦ Internal ¦ Emergency ¦ Self Contained ¦ LED | 1 | Urgent | B | 18 | 2042 | 5 | 1 | 2.2 | 7272 | 30684
HVAC ¦ Central Air Conditioning ¦ Air Conditioning ¦ Multi-Split Evaporator - Split Systems/Heat Pumps - Air-cooled with Direct Expansion Evaporator (DX) | 1 | Medium | B | 1 | 2025 | 5 | 3 | 3.2 | 28376 | 9857
Electrical ¦ LV Distribution ¦ Main Switch Panel at Supply Intake | 1 | Medium | B | 1 | 2025 | 5 | 3 | 3.2 | 28377 | 9858
Security ¦ Access ¦ Access Control ¦ Door ¦ Local Lock / Keypad / Manual | 1 | Medium | B | 9 | 2033 | 5 | 3 | 3.2 | 28378 | 21830
Fire ¦ Fire Fighting ¦ Fire Extinguishers ¦ Foam | 4 | Urgent | B | 5 | 2029 | 5 | 1 | 2.2 | 7273 | 14452
Electrical ¦ Lighting ¦ Internal ¦ Emergency ¦ Self Contained ¦ LED | 15 | Urgent | B | 21 | 2045 | 5 | 1 | 2.2 | 7274 | 32274
Electrical ¦ LV Distribution ¦ Distribution Board ¦ Sub | 1 | High | B | 2 | 2026 | 5 | 2 | 2.7 | 16094 | 12931
Electrical ¦ Lighting ¦ Internal ¦ General | 40 | Medium | B | 17 | 2041 | 5 | 3 | 3.2 | 28379 | 30531
HVAC ¦ Heat Emitters - Local ¦ Electric Heaters | 1 | Medium | B | 1 | 2025 | 5 | 3 | 3.2 | 28380 | 9859
HVAC ¦ Fan ¦ Central Cooling ¦ Axial | 1 | Medium | B | 1 | 2025 | 5 | 3 | 3.2 | 28381 | 9860
Electrical ¦ LV Distribution ¦ Distribution Board ¦ Main | 1 | High | B | 1 | 2025 | 5 | 2 | 2.7 | 16095 | 4483
HVAC ¦ Local and Special Ventilation ¦ Unit extract fans. | 1 | Medium | B | 1 | 2025 | 5 | 3 | 3.2 | 28382 | 9861
Fabric ¦ Superstructure ¦ Windows and External Doors ¦ External Doors ¦ Manual and Automatic Doors ¦ Emergency and Panic Escape Doors | 1 | Urgent | B | 6 | 2030 | 5 | 1 | 2.2 | 7275 | 16813
Electrical ¦ Lighting ¦ Internal ¦ General | 96 | Medium | B | 18 | 2042 | 5 | 3 | 3.2 | 28383 | 30977
Electrical ¦ Specialist Lighting ¦ Internal ¦ Illuminated Fire Exit Signage | 5 | Urgent | B | 16 | 2040 | 5 | 1 | 2.2 | 7276 | 28926
Electrical ¦ Specialist Lighting ¦ Internal ¦ Illuminated Fire Exit Signage | 4 | Urgent | B | 1 | 2025 | 5 | 1 | 2.2 | 7277 | 1612
HVAC ¦ Central Heating (Internally Sourced) ¦ Boiler ¦ Combination Atmospheric Burner Gas Boiler | 1 | High | B | 1 | 2025 | 5 | 2 | 2.7 | 16096 | 4484
Electrical ¦ LV Distribution ¦ Distribution Board ¦ Main | 1 | High | B | 16 | 2040 | 5 | 2 | 2.7 | 16097 | 29225
Fabric ¦ Superstructure ¦ Internal Doors ¦ Roller Shutters ¦ Internal Manual Roller Shutter | 1 | Medium | B | 1 | 2025 | 5 | 3 | 3.2 | 28384 | 9862
HVAC ¦ Fan ¦ Local and Special Ventilation ¦ Axial | 1 | Medium | B | 10 | 2034 | 5 | 3 | 3.2 | 28385 | 23000
HVAC ¦ Fan ¦ Local and Special Ventilation ¦ Fans Window or Wall Mounted | 1 | Medium | B | 10 | 2034 | 5 | 3 | 3.2 | 28386 | 23001
Electrical ¦ Specialist Lighting ¦ Internal ¦ Illuminated Fire Exit Signage | 2 | Urgent | B | 11 | 2035 | 5 | 1 | 2.2 | 7278 | 23823
HVAC ¦ Heat Emitters - Central ¦ Radiators ¦ Steel | 5 | Medium | B | 1 | 2025 | 5 | 3 | 3.2 | 28387 | 9863
Electrical ¦ LV Distribution ¦ Distribution Board ¦ Sub | 1 | High | B | 1 | 2025 | 5 | 2 | 2.7 | 16098 | 4485
HVAC ¦ Heat Emitters - Local ¦ Gas Fired Unit Heaters | 1 | Medium | B | 1 | 2025 | 5 | 3 | 3.2 | 28388 | 9864
Electrical ¦ LV Distribution ¦ Distribution Board ¦ Main | 1 | High | D | 1 | 2025 | 3 | 2 | 2.1 | 1256 | 850
HVAC ¦ Central Heating (Internally Sourced) ¦ Boiler ¦ Electric Boilers | 1 | Medium | B | 1 | 2025 | 5 | 3 | 3.2 | 28389 | 9865
Electrical ¦ Lighting ¦ Internal ¦ Emergency ¦ Self Contained ¦ LED | 5 | Urgent | B | 22 | 2046 | 5 | 1 | 2.2 | 7279 | 32949
Fire ¦ Fire Fighting ¦ Fire Extinguishers ¦ Foam | 3 | Urgent | B | 6 | 2030 | 5 | 1 | 2.2 | 7280 | 16814
Electrical ¦ LV Distribution ¦ Distribution Board ¦ Sub | 1 | High | B | 10 | 2034 | 5 | 2 | 2.7 | 16099 | 22426
HVAC ¦ Fan ¦ Local and Special Ventilation ¦ Ventilating - General | 1 | Medium | B | 1 | 2025 | 5 | 3 | 3.2 | 28390 | 9866
HVAC ¦ Fan ¦ Local and Special Ventilation ¦ Fans Window or Wall Mounted | 1 | Medium | B | 10 | 2034 | 5 | 3 | 3.2 | 28391 | 23002
Security ¦ Access ¦ Access Control ¦ Door ¦ Local Lock / Keypad / Manual | 1 | Medium | B | 10 | 2034 | 5 | 3 | 3.2 | 28392 | 23003
Fire ¦ Fire Fighting ¦ Fire Extinguishers ¦ Foam | 8 | Urgent | B | 7 | 2031 | 5 | 1 | 2.2 | 7281 | 19427
HVAC ¦ Local Air Conditioning ¦ Single-Split Condenser - Split Systems/Heat Pumps - Air-cooled with Direct Expansion Evaporator (DX) | 1 | Medium | B | 5 | 2029 | 5 | 3 | 3.2 | 28393 | 15324
HVAC ¦ Fan ¦ Local and Special Ventilation ¦ Fans Window or Wall Mounted | 1 | Medium | B | 7 | 2031 | 5 | 3 | 3.2 | 28394 | 20069
Fabric ¦ Superstructure ¦ Internal Doors ¦ Roller Shutters ¦ Electric Roller Shutter | 1 | Medium | B | 8 | 2032 | 5 | 3 | 3.2 | 28395 | 21050
Fabric ¦ Superstructure ¦ Internal Doors ¦ Roller Shutters ¦ Electric Roller Shutter | 1 | Medium | B | 13 | 2037 | 5 | 3 | 3.2 | 28396 | 27198
HVAC ¦ Fan ¦ Local and Special Ventilation ¦ Axial | 1 | Medium | B | 10 | 2034 | 5 | 3 | 3.2 | 28397 | 23004
Electrical ¦ Lighting ¦ External ¦ General - Non-LED | 5 | Medium | B | 1 | 2025 | 5 | 3 | 3.2 | 28398 | 9867
Fire ¦ Fire Fighting ¦ Fire Extinguishers ¦ Foam | 4 | Urgent | B | 6 | 2030 | 5 | 1 | 2.2 | 7282 | 16815
HVAC ¦ Local Air Conditioning ¦ Single-Split Condenser - Split Systems/Heat Pumps - Air-cooled with Direct Expansion Evaporator (DX) | 1 | Medium | B | 5 | 2029 | 5 | 3 | 3.2 | 28399 | 15325
Electrical ¦ LV Distribution ¦ Distribution Board ¦ Sub | 1 | High | B | 1 | 2025 | 5 | 2 | 2.7 | 16100 | 4486
Fire ¦ Fire Detection ¦ Fire Alarm Panel / Repeater | 1 | Urgent | A | 13 | 2037 | 6 | 1 | 2.5 | 10948 | 26924
Electrical ¦ Lighting ¦ Internal ¦ General ¦ LED Fittings & Luminaires | 19 | Medium | B | 15 | 2039 | 5 | 3 | 3.2 | 28400 | 28483
Electrical ¦ Lighting ¦ Internal ¦ Emergency ¦ Self Contained ¦ Non LED | 2 | Urgent | B | 8 | 2032 | 5 | 1 | 2.2 | 7283 | 20510
Electrical ¦ LV Distribution ¦ Distribution Board ¦ Sub | 1 | High | A | 19 | 2043 | 6 | 2 | 3 | 19596 | 31321
HVAC ¦ Fan ¦ Central Ventilation Systems ¦ Ventilating - General | 1 | Low | B | 1 | 2025 | 5 | 4 | 3.7 | 33335 | 12199
HVAC ¦ Heat Emitters - Local ¦ Gas Fired Natural and Fan Assisted Heaters | 1 | Medium | B | 8 | 2032 | 5 | 3 | 3.2 | 28401 | 21051
Fire ¦ Fire Fighting ¦ Fire Extinguishers ¦ CO2 | 4 | Urgent | B | 5 | 2029 | 5 | 1 | 2.2 | 7284 | 14453
Electrical ¦ LV Distribution ¦ Distribution Board ¦ Sub | 1 | High | B | 9 | 2033 | 5 | 2 | 2.7 | 16101 | 21625
Fabric ¦ Superstructure ¦ Windows and External Doors ¦ Roller Shutters ¦ Electric Roller Shutter | 1 | High | B | 22 | 2046 | 5 | 2 | 2.7 | 16102 | 33032
Electrical ¦ Lighting ¦ External ¦ General - LED | 1 | Medium | A | 13 | 2037 | 6 | 3 | 3.5 | 32575 | 27295
Fire ¦ Fire Fighting ¦ Fire Extinguishers ¦ Foam | 8 | Urgent | B | 6 | 2030 | 5 | 1 | 2.2 | 7285 | 16816
Fire ¦ Fire Fighting ¦ Fire Extinguishers ¦ CO2 | 2 | Urgent | B | 6 | 2030 | 5 | 1 | 2.2 | 7286 | 16817
Fire ¦ Fire Fighting ¦ Fire Extinguishers ¦ CO2 | 2 | Urgent | B | 7 | 2031 | 5 | 1 | 2.2 | 7287 | 19428
HVAC ¦ Fan ¦ Central Ventilation Systems ¦ Ventilating - General | 1 | Low | B | 1 | 2025 | 5 | 4 | 3.7 | 33336 | 12200
HVAC ¦ Fan ¦ Local and Special Ventilation ¦ Axial | 1 | Medium | B | 1 | 2025 | 5 | 3 | 3.2 | 28402 | 9868
HVAC ¦ Fan ¦ Local and Special Ventilation ¦ Kitchen Vent ¦ Extract | 1 | Low | B | 14 | 2038 | 5 | 4 | 3.7 | 33337 | 27700
Electrical ¦ Lighting ¦ Internal ¦ Emergency ¦ Self Contained ¦ Non LED | 6 | Urgent | B | 6 | 2030 | 5 | 1 | 2.2 | 7288 | 16818
HVAC ¦ Local Air Conditioning ¦ Single-Split Condenser - Split Systems/Heat Pumps - Air-cooled with Direct Expansion Evaporator (DX) | 1 | Medium | B | 5 | 2029 | 5 | 3 | 3.2 | 28403 | 15326
HVAC ¦ Heat Emitters - Local ¦ Gas Fired Unit Heaters | 1 | Medium | D | 1 | 2025 | 3 | 3 | 2.6 | 11194 | 2681
HVAC ¦ Heat Emitters - Local ¦ Gas Fired Unit Heaters | 1 | Medium | D | 1 | 2025 | 3 | 3 | 2.6 | 11195 | 2682
Electrical ¦ LV Distribution ¦ Distribution Board ¦ Sub | 1 | High | B | 1 | 2025 | 5 | 2 | 2.7 | 16103 | 4487
Fabric ¦ Superstructure ¦ Windows and External Doors ¦ Roller Shutters ¦ Manual Roller Shutter | 1 | High | B | 1 | 2025 | 5 | 2 | 2.7 | 16104 | 4488
HVAC ¦ Fan ¦ Local and Special Ventilation ¦ Kitchen Vent ¦ Extract | 1 | Low | B | 3 | 2027 | 5 | 4 | 3.7 | 33338 | 13729
HVAC ¦ Central Heating (Internally Sourced) ¦ Boiler ¦ Atmospheric Gas Burner/Condensing Combination Boiler (domestic type) | 1 | High | B | 7 | 2031 | 5 | 2 | 2.7 | 16105 | 19664
HVAC ¦ Fan ¦ Central Heating ¦ Axial | 1 | High | B | 1 | 2025 | 5 | 2 | 2.7 | 16106 | 4489
Fire ¦ Fire Fighting ¦ Fire Extinguishers ¦ CO2 | 4 | Urgent | B | 6 | 2030 | 5 | 1 | 2.2 | 7289 | 16819
HVAC ¦ Heat Emitters - Local ¦ Electric Heaters | 1 | Medium | B | 1 | 2025 | 5 | 3 | 3.2 | 28404 | 9869
Fire ¦ Fire Fighting ¦ Fire Extinguishers ¦ CO2 | 5 | Urgent | B | 6 | 2030 | 5 | 1 | 2.2 | 7290 | 16820
HVAC ¦ Heat Emitters - Local ¦ Electric Heaters | 2 | Medium | B | 1 | 2025 | 5 | 3 | 3.2 | 28405 | 9870
Electrical ¦ LV Distribution ¦ Distribution Board ¦ Sub | 1 | High | D | 1 | 2025 | 3 | 2 | 2.1 | 1257 | 851
Electrical ¦ LV Distribution ¦ Distribution Board ¦ Main | 1 | High | B | 1 | 2025 | 5 | 2 | 2.7 | 16107 | 4490
Water ¦ Local Hot Water ¦ Instantaneous Electric Water Heater - Non-Drinking Water | 1 | Medium | B | 11 | 2035 | 5 | 3 | 3.2 | 28406 | 25443
Electrical ¦ LV Distribution ¦ Distribution Board ¦ Sub | 1 | High | B | 19 | 2043 | 5 | 2 | 2.7 | 16108 | 31234
Electrical ¦ LV Distribution ¦ Distribution Board ¦ Sub | 1 | High | B | 1 | 2025 | 5 | 2 | 2.7 | 16109 | 4491
HVAC ¦ Local and Special Ventilation ¦ Unit extract fans. | 1 | Medium | B | 1 | 2025 | 5 | 3 | 3.2 | 28407 | 9871
Fabric ¦ Superstructure ¦ Windows and External Doors ¦ External Doors ¦ Manual and Automatic Doors ¦ High Security Door | 1 | High | B | 11 | 2035 | 5 | 2 | 2.7 | 16110 | 24623
HVAC ¦ Heat Emitters - Central ¦ Radiators ¦ Steel | 4 | Medium | B | 1 | 2025 | 5 | 3 | 3.2 | 28408 | 9872
Electrical ¦ Lighting ¦ Internal ¦ General ¦ LED Fittings & Luminaires | 18 | Medium | B | 16 | 2040 | 5 | 3 | 3.2 | 28409 | 29717
Fire ¦ Fire Fighting ¦ Fire Extinguishers ¦ Foam | 3 | Urgent | B | 8 | 2032 | 5 | 1 | 2.2 | 7291 | 20511
Fire ¦ Fire Fighting ¦ Fire Extinguishers ¦ Foam | 6 | Urgent | B | 7 | 2031 | 5 | 1 | 2.2 | 7292 | 19429
Electrical ¦ LV Distribution ¦ Distribution Board ¦ Main | 1 | High | B | 1 | 2025 | 5 | 2 | 2.7 | 16111 | 4492
Electrical ¦ Lighting ¦ Internal ¦ General ¦ LED Fittings & Luminaires | 108 | Medium | B | 15 | 2039 | 5 | 3 | 3.2 | 28410 | 28484
Electrical ¦ Lighting ¦ Internal ¦ General | 13 | Medium | B | 6 | 2030 | 5 | 3 | 3.2 | 28411 | 18868
Fire ¦ Fire Fighting ¦ Fire Extinguishers ¦ CO2 | 2 | Urgent | B | 6 | 2030 | 5 | 1 | 2.2 | 7293 | 16821
Fire ¦ Fire Fighting ¦ Fire Extinguishers ¦ Foam | 2 | Urgent | B | 1 | 2025 | 5 | 1 | 2.2 | 7294 | 1613
HVAC ¦ Central Heating (Internally Sourced) ¦ Boiler ¦ Combination Atmospheric Burner Gas Boiler | 1 | High | C | 5 | 2029 | 4 | 2 | 2.4 | 10673 | 14540
Electrical ¦ LV Distribution ¦ Distribution Board ¦ Sub | 1 | High | B | 15 | 2039 | 5 | 2 | 2.7 | 16112 | 28244
Fire ¦ Fire Detection ¦ Fire Alarm Panel / Repeater | 1 | Urgent | B | 11 | 2035 | 5 | 1 | 2.2 | 7295 | 23824
Electrical ¦ Lighting ¦ Internal ¦ General | 17 | Medium | B | 1 | 2025 | 5 | 3 | 3.2 | 28412 | 9873
Electrical ¦ Lighting ¦ External ¦ General - LED | 2 | Medium | B | 1 | 2025 | 5 | 3 | 3.2 | 28413 | 9874
HVAC ¦ Fan ¦ Central Ventilation Systems ¦ Ventilating - General | 1 | Low | B | 1 | 2025 | 5 | 4 | 3.7 | 33339 | 12201
Electrical ¦ LV Distribution ¦ Distribution Board ¦ Sub | 1 | High | B | 10 | 2034 | 5 | 2 | 2.7 | 16113 | 22427
Controls ¦ Multi-System Controls ¦ Motor Control Centre (MCC) | 1 | Low | B | 3 | 2027 | 5 | 4 | 3.7 | 33340 | 13730
HVAC ¦ Fan ¦ Local and Special Ventilation ¦ Axial | 1 | Medium | B | 1 | 2025 | 5 | 3 | 3.2 | 28414 | 9875
Electrical ¦ Lighting ¦ Internal ¦ General ¦ LED Fittings & Luminaires | 118 | Medium | A | 18 | 2042 | 6 | 3 | 3.5 | 32576 | 31022
Fire ¦ Fire Fighting ¦ Fire Extinguishers ¦ CO2 | 7 | Urgent | B | 6 | 2030 | 5 | 1 | 2.2 | 7296 | 16822
Fabric ¦ Superstructure ¦ Windows and External Doors ¦ Roller Shutters ¦ Electric Roller Shutter | 1 | High | B | 15 | 2039 | 5 | 2 | 2.7 | 16114 | 28245
Electrical ¦ Specialist Lighting ¦ Internal ¦ Illuminated Fire Exit Signage | 3 | Urgent | B | 16 | 2040 | 5 | 1 | 2.2 | 7297 | 28927
Fire ¦ Fire Fighting ¦ Fire Extinguishers ¦ Foam | 5 | Urgent | B | 6 | 2030 | 5 | 1 | 2.2 | 7298 | 16823
Fabric ¦ Superstructure ¦ Windows and External Doors ¦ Roller Shutters ¦ Manual Roller Shutter | 1 | High | B | 1 | 2025 | 5 | 2 | 2.7 | 16115 | 4493
Fire ¦ Fire Fighting ¦ Fire Extinguishers ¦ Foam | 6 | Urgent | B | 6 | 2030 | 5 | 1 | 2.2 | 7299 | 16824
Electrical ¦ Lighting ¦ Internal ¦ General ¦ LED Fittings & Luminaires | 29 | Medium | B | 18 | 2042 | 5 | 3 | 3.2 | 28415 | 30978
Electrical ¦ Lighting ¦ Internal ¦ Emergency ¦ Self Contained ¦ Non LED | 4 | Urgent | B | 13 | 2037 | 5 | 1 | 2.2 | 7300 | 26875
Transport ¦ Lifts ¦ Passenger Lift Hydraulic ¦ Hydraulic | 1 | Medium | B | 8 | 2032 | 5 | 3 | 3.2 | 28416 | 21052
Electrical ¦ LV Distribution ¦ Distribution Board ¦ Main | 1 | High | B | 19 | 2043 | 5 | 2 | 2.7 | 16116 | 31235
HVAC ¦ Fan ¦ Local and Special Ventilation ¦ Centrifugal | 1 | Medium | B | 1 | 2025 | 5 | 3 | 3.2 | 28417 | 9876
Electrical ¦ Lighting ¦ Internal ¦ Emergency ¦ Self Contained ¦ LED | 1 | Urgent | B | 21 | 2045 | 5 | 1 | 2.2 | 7301 | 32275
Fire ¦ Fire Fighting ¦ Fire Extinguishers ¦ CO2 | 5 | Urgent | B | 6 | 2030 | 5 | 1 | 2.2 | 7302 | 16825
Electrical ¦ Lighting ¦ Internal ¦ General ¦ LED Fittings & Luminaires | 39 | Medium | B | 16 | 2040 | 5 | 3 | 3.2 | 28418 | 29718
HVAC ¦ Ventilation ¦ Air Handling Unit (AHU) ¦ Internal ¦ Central Heating & Cooling ¦ Electric & DX | 1 | Medium | B | 7 | 2031 | 5 | 3 | 3.2 | 28419 | 20070
HVAC ¦ Fan ¦ Central Ventilation Systems ¦ Ventilating - General | 1 | Low | B | 1 | 2025 | 5 | 4 | 3.7 | 33341 | 12202
Electrical ¦ LV Distribution ¦ Distribution Board ¦ Sub | 1 | High | B | 13 | 2037 | 5 | 2 | 2.7 | 16117 | 27009
Electrical ¦ LV Distribution ¦ Distribution Board ¦ Sub | 1 | High | B | 1 | 2025 | 5 | 2 | 2.7 | 16118 | 4494
HVAC ¦ Heat Emitters - Local ¦ Electric Overdoor Air Curtain/Heater | 1 | Medium | B | 1 | 2025 | 5 | 3 | 3.2 | 28420 | 9877
Fabric ¦ Superstructure ¦ Windows and External Doors ¦ External Doors ¦ Manual and Automatic Doors ¦ Powered Sliding Doors (Push Pad) | 1 | High | B | 29 | 2053 | 5 | 2 | 2.7 | 16119 | 33658
Electrical ¦ LV Distribution ¦ Distribution Board ¦ Sub | 1 | High | B | 10 | 2034 | 5 | 2 | 2.7 | 16120 | 22428
Electrical ¦ LV Distribution ¦ Distribution Board ¦ Sub | 1 | High | B | 18 | 2042 | 5 | 2 | 2.7 | 16121 | 30856
HVAC ¦ Fan ¦ Local and Special Ventilation ¦ Axial | 1 | Medium | B | 1 | 2025 | 5 | 3 | 3.2 | 28421 | 9878
HVAC ¦ Fan ¦ Local and Special Ventilation ¦ Centrifugal | 1 | Medium | B | 1 | 2025 | 5 | 3 | 3.2 | 28422 | 9879
Security ¦ Access ¦ Access Control ¦ Door ¦ Local Lock / Keypad / Manual | 1 | Medium | B | 1 | 2025 | 5 | 3 | 3.2 | 28423 | 9880
Fire ¦ Fire Fighting ¦ Fire Extinguishers ¦ Foam | 2 | Urgent | B | 8 | 2032 | 5 | 1 | 2.2 | 7303 | 20512
Electrical ¦ LV Distribution ¦ Distribution Board ¦ Sub | 1 | High | B | 1 | 2025 | 5 | 2 | 2.7 | 16122 | 4495
Fabric ¦ Superstructure ¦ Windows and External Doors ¦ External Doors ¦ Manual and Automatic Doors ¦ Emergency and Panic Escape Doors | 1 | Urgent | B | 10 | 2034 | 5 | 1 | 2.2 | 7304 | 22109
Fabric ¦ Superstructure ¦ Internal Doors ¦ Roller Shutters ¦ Electric Roller Shutter | 1 | Medium | B | 1 | 2025 | 5 | 3 | 3.2 | 28424 | 9881
Electrical ¦ Lighting ¦ Internal ¦ General ¦ LED Fittings & Luminaires | 104 | Medium | B | 7 | 2031 | 5 | 3 | 3.2 | 28425 | 20071
Electrical ¦ Lighting ¦ External ¦ General - LED | 3 | Medium | B | 11 | 2035 | 5 | 3 | 3.2 | 28426 | 25444
Electrical ¦ Specialist Lighting ¦ Internal ¦ Illuminated Fire Exit Signage | 1 | Urgent | B | 10 | 2034 | 5 | 1 | 2.2 | 7305 | 22110
Electrical ¦ Lighting ¦ Internal ¦ Emergency ¦ Self Contained ¦ LED | 14 | Urgent | B | 21 | 2045 | 5 | 1 | 2.2 | 7306 | 32276
Electrical ¦ Lighting ¦ Internal ¦ Emergency ¦ Self Contained ¦ Non LED | 4 | Urgent | B | 1 | 2025 | 5 | 1 | 2.2 | 7307 | 1614
Fabric ¦ Superstructure ¦ Windows and External Doors ¦ External Doors ¦ Manual and Automatic Doors ¦ Emergency and Panic Escape Doors | 1 | Urgent | B | 31 | 2055 | 5 | 1 | 2.2 | 7308 | 33767
Fire ¦ Fire Detection ¦ Fire Alarm System | 1 | Urgent | B | 1 | 2025 | 5 | 1 | 2.2 | 7309 | 1615
Electrical ¦ Lighting ¦ Internal ¦ General | 28 | Medium | B | 13 | 2037 | 5 | 3 | 3.2 | 28427 | 27199
Electrical ¦ Specialist Lighting ¦ Internal ¦ Illuminated Fire Exit Signage | 6 | Urgent | B | 15 | 2039 | 5 | 1 | 2.2 | 7310 | 27959
Electrical ¦ LV Distribution ¦ Distribution Board ¦ Main | 1 | High | D | 5 | 2029 | 3 | 2 | 2.1 | 1258 | 14293
Electrical ¦ LV Distribution ¦ Distribution Board ¦ Sub | 1 | High | B | 1 | 2025 | 5 | 2 | 2.7 | 16123 | 4496
HVAC ¦ Fan ¦ Local and Special Ventilation ¦ Extract | 1 | Medium | B | 1 | 2025 | 5 | 3 | 3.2 | 28428 | 9882
Electrical ¦ Specialist Lighting ¦ Internal ¦ Illuminated Fire Exit Signage | 4 | Urgent | B | 7 | 2031 | 5 | 1 | 2.2 | 7311 | 19430
Fire ¦ Fire Fighting ¦ Fire Extinguishers ¦ Foam | 3 | Urgent | B | 7 | 2031 | 5 | 1 | 2.2 | 7312 | 19431
Fire ¦ Fire Fighting ¦ Fire Extinguishers ¦ Powder | 2 | Urgent | B | 1 | 2025 | 5 | 1 | 2.2 | 7313 | 1616
HVAC ¦ Local Air Conditioning ¦ Single-Split Condenser - Split Systems/Heat Pumps - Air-cooled with Direct Expansion Evaporator (DX) | 1 | Medium | B | 4 | 2028 | 5 | 3 | 3.2 | 28429 | 14180
Water ¦ Local Hot Water ¦ Package Electric Water Heaters - Non-Drinking Water | 1 | Medium | B | 1 | 2025 | 5 | 3 | 3.2 | 28430 | 9883
Fire ¦ Fire Detection ¦ Fire Alarm Panel / Repeater | 1 | Urgent | B | 14 | 2038 | 5 | 1 | 2.2 | 7314 | 27382
Electrical ¦ Lighting ¦ Internal ¦ Emergency ¦ Self Contained ¦ LED | 6 | Urgent | B | 21 | 2045 | 5 | 1 | 2.2 | 7315 | 32277
Water ¦ Local Hot Water ¦ Instantaneous Electric Water Heater - Non-Drinking Water | 1 | Medium | B | 2 | 2026 | 5 | 3 | 3.2 | 28431 | 13153
Fire ¦ Fire Detection ¦ Fire Alarm Panel / Repeater | 1 | Urgent | B | 13 | 2037 | 5 | 1 | 2.2 | 7316 | 26876
HVAC ¦ Fan ¦ Local and Special Ventilation ¦ Centrifugal | 1 | Medium | B | 1 | 2025 | 5 | 3 | 3.2 | 28432 | 9884
HVAC ¦ Local Air Conditioning ¦ Single-Split Condenser - Split Systems/Heat Pumps - Air-cooled with Direct Expansion Evaporator (DX) | 1 | Medium | B | 2 | 2026 | 5 | 3 | 3.2 | 28433 | 13154
Fabric ¦ Superstructure ¦ Windows and External Doors ¦ Roller Shutters ¦ Manual Roller Shutter | 1 | High | B | 7 | 2031 | 5 | 2 | 2.7 | 16124 | 19665
Fabric ¦ Superstructure ¦ Internal Doors ¦ Roller Shutters ¦ Electric Roller Shutter | 1 | Medium | B | 1 | 2025 | 5 | 3 | 3.2 | 28434 | 9885
Fabric ¦ Barriers and Guardrails ¦ Vehicle Crash Protection Barrier | 1 | V Low | B | 11 | 2035 | 5 | 4 | 3.7 | 33342 | 25727
HVAC ¦ Fan ¦ Local and Special Ventilation ¦ Extract | 1 | Medium | B | 10 | 2034 | 5 | 3 | 3.2 | 28435 | 23005
HVAC ¦ Fan ¦ Central Heating ¦ Axial | 1 | High | B | 5 | 2029 | 5 | 2 | 2.7 | 16125 | 14708
Fabric ¦ Superstructure ¦ Windows and External Doors ¦ Roller Shutters ¦ Manual Roller Shutter | 1 | High | B | 1 | 2025 | 5 | 2 | 2.7 | 16126 | 4497
Fabric ¦ Superstructure ¦ Windows and External Doors ¦ External Doors ¦ Entrance Doors | 1 | High | B | 16 | 2040 | 5 | 2 | 2.7 | 16127 | 29226
HVAC ¦ Fan ¦ Local and Special Ventilation ¦ Extract | 1 | Medium | B | 1 | 2025 | 5 | 3 | 3.2 | 28436 | 9886
Fire ¦ Fire Fighting ¦ Fire Extinguishers ¦ CO2 | 7 | Urgent | B | 6 | 2030 | 5 | 1 | 2.2 | 7317 | 16826
Electrical ¦ LV Distribution ¦ Distribution Board ¦ Main | 1 | High | B | 1 | 2025 | 5 | 2 | 2.7 | 16128 | 4498
Electrical ¦ Lighting ¦ Internal ¦ Emergency ¦ Self Contained ¦ Non LED | 1 | Urgent | B | 13 | 2037 | 5 | 1 | 2.2 | 7318 | 26877
Electrical ¦ LV Distribution ¦ Distribution Board ¦ Main | 1 | High | B | 10 | 2034 | 5 | 2 | 2.7 | 16129 | 22429
Electrical ¦ LV Distribution ¦ Distribution Board ¦ Sub | 1 | High | B | 15 | 2039 | 5 | 2 | 2.7 | 16130 | 28246
HVAC ¦ Fan ¦ Central Ventilation Systems ¦ Ventilating - General | 1 | Low | B | 1 | 2025 | 5 | 4 | 3.7 | 33343 | 12203
Fabric ¦ Superstructure ¦ Windows and External Doors ¦ External Doors ¦ Manual and Automatic Doors ¦ Emergency and Panic Escape Doors | 1 | Urgent | B | 25 | 2049 | 5 | 1 | 2.2 | 7319 | 33322
HVAC ¦ Fan ¦ Local and Special Ventilation ¦ Extract | 1 | Medium | B | 1 | 2025 | 5 | 3 | 3.2 | 28437 | 9887
Electrical ¦ Lighting ¦ External ¦ General - Non-LED | 5 | Medium | B | 1 | 2025 | 5 | 3 | 3.2 | 28438 | 9888
Electrical ¦ LV Distribution ¦ Distribution Board ¦ Sub | 1 | High | B | 12 | 2036 | 5 | 2 | 2.7 | 16131 | 26226
Electrical ¦ LV Distribution ¦ Distribution Board ¦ Sub | 1 | High | B | 1 | 2025 | 5 | 2 | 2.7 | 16132 | 4499
Water ¦ Central Hot Water Distribution ¦ Hot water cylinders | 1 | High | A | 24 | 2048 | 6 | 2 | 3 | 19597 | 33272
HVAC ¦ Central Heating (Internally Sourced) ¦ Boiler ¦ Electric Boilers | 1 | Medium | B | 15 | 2039 | 5 | 3 | 3.2 | 28439 | 28485
Fire ¦ Fire Detection ¦ Fire Alarm Panel / Repeater | 1 | Urgent | B | 10 | 2034 | 5 | 1 | 2.2 | 7320 | 22111
Fabric ¦ Superstructure ¦ Windows and External Doors ¦ Roller Shutters ¦ Manual Roller Shutter | 1 | High | B | 1 | 2025 | 5 | 2 | 2.7 | 16133 | 4500
HVAC ¦ Fan ¦ Local and Special Ventilation ¦ Extract | 1 | Medium | B | 1 | 2025 | 5 | 3 | 3.2 | 28440 | 9889
Water ¦ Central Hot Water Distribution ¦ Hot water cylinders | 1 | High | B | 1 | 2025 | 5 | 2 | 2.7 | 16134 | 4501
Water ¦ Local Hot Water ¦ Package Electric Water Heaters - Non-Drinking Water | 1 | Medium | B | 6 | 2030 | 5 | 3 | 3.2 | 28441 | 18869
Electrical ¦ LV Distribution ¦ Distribution Board ¦ Sub | 1 | High | B | 18 | 2042 | 5 | 2 | 2.7 | 16135 | 30857
Water ¦ Local Hot Water ¦ Instantaneous Electric Water Heater - Non-Drinking Water | 1 | Medium | B | 8 | 2032 | 5 | 3 | 3.2 | 28442 | 21053
Electrical ¦ Lighting ¦ Internal ¦ General | 8 | Medium | B | 1 | 2025 | 5 | 3 | 3.2 | 28443 | 9890
Electrical ¦ Lighting ¦ Internal ¦ General | 1 | Medium | B | 1 | 2025 | 5 | 3 | 3.2 | 28444 | 9891
Fire ¦ Fire Fighting ¦ Fire Extinguishers ¦ Foam | 3 | Urgent | B | 9 | 2033 | 5 | 1 | 2.2 | 7321 | 21414
Electrical ¦ LV Distribution ¦ Distribution Board ¦ Sub | 1 | High | B | 16 | 2040 | 5 | 2 | 2.7 | 16136 | 29227
HVAC ¦ Heat Emitters - Local ¦ Electric Heaters | 5 | Medium | B | 6 | 2030 | 5 | 3 | 3.2 | 28445 | 18870
Electrical ¦ Lighting ¦ Internal ¦ Emergency ¦ Externally Powered ¦ Non LED | 6 | Urgent | B | 1 | 2025 | 5 | 1 | 2.2 | 7322 | 1617
Electrical ¦ Lighting ¦ Internal ¦ Emergency ¦ Self Contained ¦ LED | 1 | Urgent | B | 21 | 2045 | 5 | 1 | 2.2 | 7323 | 32278
Fire ¦ Fire Fighting ¦ Fire Extinguishers ¦ Powder | 1 | Urgent | B | 7 | 2031 | 5 | 1 | 2.2 | 7324 | 19432
Electrical ¦ LV Distribution ¦ Distribution Board ¦ Sub | 1 | High | B | 14 | 2038 | 5 | 2 | 2.7 | 16137 | 27483
Electrical ¦ LV Distribution ¦ Distribution Board ¦ Main | 1 | High | B | 13 | 2037 | 5 | 2 | 2.7 | 16138 | 27010
Fabric ¦ Superstructure ¦ Windows and External Doors ¦ Roller Shutters ¦ Electric Roller Shutter | 1 | High | B | 15 | 2039 | 5 | 2 | 2.7 | 16139 | 28247
Fabric ¦ Superstructure ¦ Windows and External Doors ¦ Roller Shutters ¦ Manual Roller Shutter | 1 | High | B | 1 | 2025 | 5 | 2 | 2.7 | 16140 | 4502
Electrical ¦ Specialist Lighting ¦ Internal ¦ Illuminated Fire Exit Signage | 1 | Urgent | B | 16 | 2040 | 5 | 1 | 2.2 | 7325 | 28928
HVAC ¦ Central Heating (Internally Sourced) ¦ Boiler ¦ Electric Boilers | 1 | Medium | B | 1 | 2025 | 5 | 3 | 3.2 | 28446 | 9892
Fire ¦ Fire Fighting ¦ Fire Extinguishers ¦ Foam | 2 | Urgent | B | 6 | 2030 | 5 | 1 | 2.2 | 7326 | 16827
Fire ¦ Fire Fighting ¦ Fire Extinguishers ¦ Foam | 1 | Urgent | B | 8 | 2032 | 5 | 1 | 2.2 | 7327 | 20513
Fabric ¦ Superstructure ¦ Windows and External Doors ¦ Roller Shutters ¦ Manual Roller Shutter | 1 | High | A | 23 | 2047 | 6 | 2 | 3 | 19598 | 33227
Fabric ¦ Superstructure ¦ Windows and External Doors ¦ Roller Shutters ¦ Manual Roller Shutter | 1 | High | B | 5 | 2029 | 5 | 2 | 2.7 | 16141 | 14709
Communication and Control ¦ Communication Systems ¦ Public Address (PA) System | 1 | Medium | B | 1 | 2025 | 5 | 3 | 3.2 | 28447 | 9893
Electrical ¦ LV Distribution ¦ Distribution Board ¦ Sub | 1 | High | C | 15 | 2039 | 4 | 2 | 2.4 | 10674 | 28059
Electrical ¦ Lighting ¦ Internal ¦ Emergency ¦ Self Contained ¦ LED | 3 | Urgent | B | 18 | 2042 | 5 | 1 | 2.2 | 7328 | 30685
Fire ¦ Fire Fighting ¦ Fire Extinguishers ¦ Powder | 2 | Urgent | B | 6 | 2030 | 5 | 1 | 2.2 | 7329 | 16828
Fire ¦ Fire Fighting ¦ Fire Extinguishers ¦ CO2 | 6 | Urgent | B | 8 | 2032 | 5 | 1 | 2.2 | 7330 | 20514
Electrical ¦ LV Distribution ¦ Distribution Board ¦ Sub | 1 | High | B | 1 | 2025 | 5 | 2 | 2.7 | 16142 | 4503
Fabric ¦ Superstructure ¦ Windows and External Doors ¦ External Doors ¦ Entrance Doors | 1 | High | B | 18 | 2042 | 5 | 2 | 2.7 | 16143 | 30858
Fabric ¦ Superstructure ¦ Windows and External Doors ¦ Roller Shutters ¦ Electric Roller Shutter | 1 | High | B | 1 | 2025 | 5 | 2 | 2.7 | 16144 | 4504
HVAC ¦ Fan ¦ Local and Special Ventilation ¦ Extract | 1 | Medium | B | 5 | 2029 | 5 | 3 | 3.2 | 28448 | 15327
Fabric ¦ Superstructure ¦ Windows and External Doors ¦ External Doors ¦ Manual and Automatic Doors ¦ Emergency and Panic Escape Doors | 1 | Urgent | B | 11 | 2035 | 5 | 1 | 2.2 | 7331 | 23825
Fabric ¦ Superstructure ¦ Windows and External Doors ¦ Roller Shutters ¦ Manual Roller Shutter | 1 | High | B | 15 | 2039 | 5 | 2 | 2.7 | 16145 | 28248
Electrical ¦ LV Distribution ¦ Distribution Board ¦ Sub | 1 | High | B | 1 | 2025 | 5 | 2 | 2.7 | 16146 | 4505
Fabric ¦ Superstructure ¦ Windows and External Doors ¦ External Doors ¦ Entrance Doors | 1 | High | B | 20 | 2044 | 5 | 2 | 2.7 | 16147 | 31640
Electrical ¦ Lighting ¦ Internal ¦ General ¦ LED Fittings & Luminaires | 35 | Medium | B | 17 | 2041 | 5 | 3 | 3.2 | 28449 | 30532
Fabric ¦ Superstructure ¦ Windows and External Doors ¦ External Doors ¦ Manual and Automatic Doors ¦ Emergency and Panic Escape Doors | 1 | Urgent | B | 32 | 2056 | 5 | 1 | 2.2 | 7332 | 33817
Fire ¦ Fire Fighting ¦ Fire Extinguishers ¦ Foam | 6 | Urgent | B | 6 | 2030 | 5 | 1 | 2.2 | 7333 | 16829
Electrical ¦ Lighting ¦ External ¦ General - Non-LED | 1 | Medium | B | 1 | 2025 | 5 | 3 | 3.2 | 28450 | 9894
Water ¦ Local Hot Water ¦ Instantaneous Electric Water Heater - Non-Drinking Water | 1 | Medium | B | 8 | 2032 | 5 | 3 | 3.2 | 28451 | 21054
Fabric ¦ Superstructure ¦ Windows and External Doors ¦ External Doors ¦ Manual and Automatic Doors ¦ Emergency and Panic Escape Doors | 1 | Urgent | B | 6 | 2030 | 5 | 1 | 2.2 | 7334 | 16830
Fire ¦ Fire Fighting ¦ Fire Extinguishers ¦ Powder | 2 | Urgent | B | 6 | 2030 | 5 | 1 | 2.2 | 7335 | 16831
Fire ¦ Fire Fighting ¦ Fire Extinguishers ¦ Foam | 4 | Urgent | B | 6 | 2030 | 5 | 1 | 2.2 | 7336 | 16832
HVAC ¦ Heat Emitters - Local ¦ Gas Fired Unit Heaters | 1 | Medium | B | 1 | 2025 | 5 | 3 | 3.2 | 28452 | 9895
HVAC ¦ Central Air Conditioning ¦ Air Conditioning ¦ Multi-Split Evaporator - Split Systems/Heat Pumps - Air-cooled with Direct Expansion Evaporator (DX) | 1 | Medium | B | 8 | 2032 | 5 | 3 | 3.2 | 28453 | 21055
Electrical ¦ LV Distribution ¦ Distribution Board ¦ Sub | 1 | High | CX | 1 | 2025 | 2 | 2 | 1.8 | 533 | 429
HVAC ¦ Heat Emitters - Local ¦ Electric Heaters | 2 | Medium | B | 1 | 2025 | 5 | 3 | 3.2 | 28454 | 9896
Fabric ¦ Superstructure ¦ Internal Doors ¦ Roller Shutters ¦ Electric Roller Shutter | 1 | Medium | B | 18 | 2042 | 5 | 3 | 3.2 | 28455 | 30979
Fire ¦ Fire Fighting ¦ Fire Extinguishers ¦ Foam | 5 | Urgent | B | 5 | 2029 | 5 | 1 | 2.2 | 7337 | 14454
Water ¦ Local Hot Water ¦ Package Electric Water Heaters - Non-Drinking Water | 1 | Medium | B | 8 | 2032 | 5 | 3 | 3.2 | 28456 | 21056
HVAC ¦ Fan ¦ Central Heating & Cooling ¦ Mixed Flow | 1 | Medium | B | 1 | 2025 | 5 | 3 | 3.2 | 28457 | 9897
HVAC ¦ Heat Emitters - Local ¦ Electric Overdoor Air Curtain/Heater | 1 | Medium | B | 1 | 2025 | 5 | 3 | 3.2 | 28458 | 9898
Electrical ¦ LV Distribution ¦ Distribution Board ¦ Main | 1 | High | B | 1 | 2025 | 5 | 2 | 2.7 | 16148 | 4506
Electrical ¦ LV Distribution ¦ Distribution Board ¦ Sub | 1 | High | B | 12 | 2036 | 5 | 2 | 2.7 | 16149 | 26227
HVAC ¦ Fan ¦ Local and Special Ventilation ¦ Fans Window or Wall Mounted | 1 | Medium | B | 11 | 2035 | 5 | 3 | 3.2 | 28459 | 25445
Electrical ¦ Lighting ¦ Internal ¦ Emergency ¦ Self Contained ¦ LED | 9 | Urgent | B | 21 | 2045 | 5 | 1 | 2.2 | 7338 | 32279
HVAC ¦ Local Air Conditioning ¦ Single-Split Condenser - Split Systems/Heat Pumps - Air-cooled with Direct Expansion Evaporator (DX) | 1 | Medium | B | 4 | 2028 | 5 | 3 | 3.2 | 28460 | 14181
HVAC ¦ Fan ¦ Local and Special Ventilation ¦ Fans Window or Wall Mounted | 1 | Medium | B | 11 | 2035 | 5 | 3 | 3.2 | 28461 | 25446
HVAC ¦ Fan ¦ Local and Special Ventilation ¦ Fans Window or Wall Mounted | 1 | Medium | B | 1 | 2025 | 5 | 3 | 3.2 | 28462 | 9899
Fabric ¦ Superstructure ¦ Internal Doors ¦ Roller Shutters ¦ Electric Roller Shutter | 1 | Medium | B | 5 | 2029 | 5 | 3 | 3.2 | 28463 | 15328
Fabric ¦ Superstructure ¦ Windows and External Doors ¦ Roller Shutters ¦ Manual Roller Shutter | 1 | High | B | 1 | 2025 | 5 | 2 | 2.7 | 16150 | 4507
HVAC ¦ Heat Emitters - Local ¦ Electric Heaters | 2 | Medium | D | 1 | 2025 | 3 | 3 | 2.6 | 11196 | 2683
Fire ¦ Fire Fighting ¦ Fire Extinguishers ¦ CO2 | 1 | Urgent | B | 8 | 2032 | 5 | 1 | 2.2 | 7339 | 20515
HVAC ¦ Local Air Conditioning ¦ Single-Split Evaporator - Split Systems/Heat Pumps - Air-cooled with Direct Expansion Evaporator (DX) | 1 | Medium | B | 8 | 2032 | 5 | 3 | 3.2 | 28464 | 21057
Electrical ¦ LV Distribution ¦ Distribution Board ¦ Main | 1 | High | B | 1 | 2025 | 5 | 2 | 2.7 | 16151 | 4508
HVAC ¦ Heat Emitters - Local ¦ Gas Fired Natural and Fan Assisted Heaters | 1 | Medium | B | 5 | 2029 | 5 | 3 | 3.2 | 28465 | 15329
Electrical ¦ LV Distribution ¦ Distribution Board ¦ Sub | 1 | High | B | 1 | 2025 | 5 | 2 | 2.7 | 16152 | 4509
Fabric ¦ Superstructure ¦ Windows and External Doors ¦ Roller Shutters ¦ Electric Roller Shutter | 1 | High | B | 16 | 2040 | 5 | 2 | 2.7 | 16153 | 29228
Electrical ¦ LV Distribution ¦ Distribution Board ¦ Main | 1 | High | B | 1 | 2025 | 5 | 2 | 2.7 | 16154 | 4510
HVAC ¦ Fan ¦ Local and Special Ventilation ¦ Fans Window or Wall Mounted | 1 | Medium | B | 12 | 2036 | 5 | 3 | 3.2 | 28466 | 26654
Fabric ¦ Superstructure ¦ Windows and External Doors ¦ External Doors ¦ Manual and Automatic Doors ¦ High Security Door | 1 | High | B | 26 | 2050 | 5 | 2 | 2.7 | 16155 | 33517
Fabric ¦ Superstructure ¦ Windows and External Doors ¦ External Doors ¦ Manual and Automatic Doors ¦ Emergency and Panic Escape Doors | 1 | Urgent | B | 11 | 2035 | 5 | 1 | 2.2 | 7340 | 23826
HVAC ¦ Fan ¦ Smoke Extract | 1 | Urgent | B | 1 | 2025 | 5 | 1 | 2.2 | 7341 | 1618
Electrical ¦ Lighting ¦ Internal ¦ General | 34 | Medium | B | 1 | 2025 | 5 | 3 | 3.2 | 28467 | 9900
Electrical ¦ LV Distribution ¦ Distribution Board ¦ Sub | 1 | High | B | 6 | 2030 | 5 | 2 | 2.7 | 16156 | 17754
Fabric ¦ Superstructure ¦ Windows and External Doors ¦ External Doors ¦ Manual and Automatic Doors ¦ Emergency and Panic Escape Doors | 1 | Urgent | CX | 1 | 2025 | 2 | 1 | 1.3 | 349 | 320
HVAC ¦ Heat Emitters - Central ¦ Radiators ¦ Steel | 2 | Medium | B | 1 | 2025 | 5 | 3 | 3.2 | 28468 | 9901
Electrical ¦ Lighting ¦ Internal ¦ Emergency ¦ Self Contained ¦ LED | 3 | Urgent | B | 21 | 2045 | 5 | 1 | 2.2 | 7342 | 32280
HVAC ¦ Fan ¦ Local and Special Ventilation ¦ Fans Window or Wall Mounted | 1 | Medium | A | 13 | 2037 | 6 | 3 | 3.5 | 32577 | 27296
HVAC ¦ Fan ¦ Local and Special Ventilation ¦ Fans Window or Wall Mounted | 1 | Medium | B | 13 | 2037 | 5 | 3 | 3.2 | 28469 | 27200
Security ¦ Access ¦ Access Control ¦ Door ¦ Local Lock / Keypad / Manual | 1 | Medium | B | 10 | 2034 | 5 | 3 | 3.2 | 28470 | 23006
Electrical ¦ Specialist Lighting ¦ Internal ¦ Illuminated Fire Exit Signage | 1 | Urgent | B | 1 | 2025 | 5 | 1 | 2.2 | 7343 | 1619
HVAC ¦ Local and Special Ventilation ¦ Unit extract fans. | 1 | Medium | B | 6 | 2030 | 5 | 3 | 3.2 | 28471 | 18871
Water ¦ Local Hot Water ¦ Instantaneous Electric Water Heater - Non-Drinking Water | 1 | Medium | B | 1 | 2025 | 5 | 3 | 3.2 | 28472 | 9902
HVAC ¦ Heat Emitters - Local ¦ Electric Overdoor Air Curtain/Heater | 1 | Medium | B | 1 | 2025 | 5 | 3 | 3.2 | 28473 | 9903
Fire ¦ Fire Detection ¦ Fire Alarm Panel / Repeater | 1 | Urgent | B | 1 | 2025 | 5 | 1 | 2.2 | 7344 | 1620
Fire ¦ Fire Detection ¦ Fire Alarm Panel / Repeater | 1 | Urgent | B | 7 | 2031 | 5 | 1 | 2.2 | 7345 | 19433
HVAC ¦ Fan ¦ Local and Special Ventilation ¦ Extract | 1 | Medium | B | 1 | 2025 | 5 | 3 | 3.2 | 28474 | 9904
HVAC ¦ Fan ¦ Central Cooling ¦ Axial | 1 | Medium | B | 1 | 2025 | 5 | 3 | 3.2 | 28475 | 9905
Controls ¦ Multi-System Controls ¦ Control Panel - Electrical Services (excluding Electrical Controllers and Pneumatic Relays) | 1 | Medium | B | 4 | 2028 | 5 | 3 | 3.2 | 28476 | 14182
Fabric ¦ Superstructure ¦ Windows and External Doors ¦ External Doors ¦ Manual and Automatic Doors ¦ Auto / Powered Sliding Doors | 1 | High | B | 21 | 2045 | 5 | 2 | 2.7 | 16157 | 32701
Fabric ¦ Superstructure ¦ Windows and External Doors ¦ External Doors ¦ Entrance Doors | 1 | High | B | 11 | 2035 | 5 | 2 | 2.7 | 16158 | 24624
Fire ¦ Fire Detection ¦ Fire Alarm System | 1 | Urgent | B | 1 | 2025 | 5 | 1 | 2.2 | 7346 | 1621
Electrical ¦ Lighting ¦ Internal ¦ General ¦ LED Fittings & Luminaires | 40 | Medium | B | 12 | 2036 | 5 | 3 | 3.2 | 28477 | 26655
Electrical ¦ Specialist Lighting ¦ External ¦ Illuminated External Signs | 1 | Medium | B | 1 | 2025 | 5 | 3 | 3.2 | 28478 | 9906
Fire ¦ Fire Fighting ¦ Fire Extinguishers ¦ CO2 | 1 | Urgent | B | 2 | 2026 | 5 | 1 | 2.2 | 7347 | 12712
Fire ¦ Fire Fighting ¦ Fire Extinguishers ¦ Foam | 1 | Urgent | B | 2 | 2026 | 5 | 1 | 2.2 | 7348 | 12713
Water ¦ Local Hot Water ¦ Instantaneous Electric Water Heater - Non-Drinking Water | 1 | Medium | B | 7 | 2031 | 5 | 3 | 3.2 | 28479 | 20072
HVAC ¦ Ductwork ¦ Ductwork, Fittings and Ancillaries ¦ Central Ventilation Systems ¦ Fire Dampers ¦ Automatic | 1 | Urgent | B | 1 | 2025 | 5 | 1 | 2.2 | 7349 | 1622
Electrical ¦ Specialist Lighting ¦ Internal ¦ Illuminated Fire Exit Signage | 2 | Urgent | B | 12 | 2036 | 5 | 1 | 2.2 | 7350 | 26072
Electrical ¦ Lighting ¦ Internal ¦ General | 4 | Medium | B | 4 | 2028 | 5 | 3 | 3.2 | 28480 | 14183
Electrical ¦ Lighting ¦ External ¦ General - LED | 1 | Medium | B | 8 | 2032 | 5 | 3 | 3.2 | 28481 | 21058
Electrical ¦ Lighting ¦ Internal ¦ Emergency ¦ Self Contained ¦ LED | 3 | Urgent | B | 21 | 2045 | 5 | 1 | 2.2 | 7351 | 32281
Fire ¦ Fire Fighting ¦ Fire Extinguishers ¦ Foam | 2 | Urgent | B | 6 | 2030 | 5 | 1 | 2.2 | 7352 | 16833
Electrical ¦ Lighting ¦ Internal ¦ General | 3 | Medium | B | 2 | 2026 | 5 | 3 | 3.2 | 28482 | 13155
Fabric ¦ Superstructure ¦ Internal Doors ¦ Roller Shutters ¦ Electric Roller Shutter | 1 | Medium | B | 11 | 2035 | 5 | 3 | 3.2 | 28483 | 25447
HVAC ¦ Fan ¦ Local and Special Ventilation ¦ Fans Window or Wall Mounted | 1 | Medium | B | 1 | 2025 | 5 | 3 | 3.2 | 28484 | 9907
Water ¦ Local Hot Water ¦ Instantaneous Electric Water Heater - Non-Drinking Water | 1 | Medium | A | 15 | 2039 | 6 | 3 | 3.5 | 32578 | 28580
HVAC ¦ Heat Emitters - Local ¦ Electric Heaters | 1 | Medium | B | 1 | 2025 | 5 | 3 | 3.2 | 28485 | 9908
HVAC ¦ Central Air Conditioning ¦ Air Conditioning ¦ Multi-Split Evaporator - Split Systems/Heat Pumps - Air-cooled with Direct Expansion Evaporator (DX) | 1 | Medium | B | 8 | 2032 | 5 | 3 | 3.2 | 28486 | 21059
Security ¦ Access ¦ Access Control ¦ Gate Access - Local Lock / Keypad / Manual (External) | 3 | Medium | B | 7 | 2031 | 5 | 3 | 3.2 | 28487 | 20073
Fabric ¦ Superstructure ¦ Windows and External Doors ¦ External Doors ¦ Entrance Doors | 1 | High | B | 11 | 2035 | 5 | 2 | 2.7 | 16159 | 24625
HVAC ¦ Heat Emitters - Local ¦ Electric Heaters | 1 | Medium | B | 1 | 2025 | 5 | 3 | 3.2 | 28488 | 9909
HVAC ¦ Heat Emitters - Local ¦ Electric Heaters | 1 | Medium | B | 4 | 2028 | 5 | 3 | 3.2 | 28489 | 14184
Electrical ¦ LV Distribution ¦ Distribution Board ¦ Sub | 1 | High | B | 6 | 2030 | 5 | 2 | 2.7 | 16160 | 17755
HVAC ¦ Heat Emitters - Local ¦ Gas Fired Unit Heaters | 1 | Medium | B | 5 | 2029 | 5 | 3 | 3.2 | 28490 | 15330
Electrical ¦ LV Distribution ¦ Distribution Board ¦ Sub | 1 | High | B | 6 | 2030 | 5 | 2 | 2.7 | 16161 | 17756
HVAC ¦ Fan ¦ Central Cooling ¦ Axial | 1 | Medium | B | 1 | 2025 | 5 | 3 | 3.2 | 28491 | 9910
HVAC ¦ Fan ¦ Central Cooling ¦ Axial | 1 | Medium | B | 1 | 2025 | 5 | 3 | 3.2 | 28492 | 9911
HVAC ¦ Central Heating (Internally Sourced) ¦ Burner ¦ Atmospheric Gas Burner | 1 | Medium | B | 1 | 2025 | 5 | 3 | 3.2 | 28493 | 9912
Electrical ¦ LV Distribution ¦ Distribution Board ¦ Sub | 1 | High | B | 6 | 2030 | 5 | 2 | 2.7 | 16162 | 17757
Lightning Protection ¦ System | 1 | High | B | 2 | 2026 | 5 | 2 | 2.7 | 16163 | 12932
Fabric ¦ Superstructure ¦ Windows and External Doors ¦ External Doors ¦ Manual and Automatic Doors ¦ Emergency and Panic Escape Doors | 1 | Urgent | B | 17 | 2041 | 5 | 1 | 2.2 | 7353 | 30172
Fire ¦ Fire Detection ¦ Fire Alarm System | 1 | Urgent | B | 10 | 2034 | 5 | 1 | 2.2 | 7354 | 22112
Fire ¦ Fire Fighting ¦ Fire Extinguishers ¦ CO2 | 3 | Urgent | B | 3 | 2027 | 5 | 1 | 2.2 | 7355 | 13301
Fabric ¦ Superstructure ¦ Windows and External Doors ¦ External Doors ¦ Manual and Automatic Doors ¦ Emergency and Panic Escape Doors | 1 | Urgent | B | 16 | 2040 | 5 | 1 | 2.2 | 7356 | 28929
Fabric ¦ Superstructure ¦ Windows and External Doors ¦ Roller Shutters ¦ Manual Roller Shutter | 1 | High | B | 11 | 2035 | 5 | 2 | 2.7 | 16164 | 24626
HVAC ¦ Fan ¦ Central Ventilation Systems ¦ Axial | 1 | Medium | B | 1 | 2025 | 5 | 3 | 3.2 | 28494 | 9913
HVAC ¦ Heat Emitters - Local ¦ Gas Fired Unit Heaters | 1 | Medium | DX | 1 | 2025 | 1 | 3 | 2 | 944 | 644
Electrical ¦ LV Distribution ¦ Distribution Board ¦ Sub | 1 | High | D | 1 | 2025 | 3 | 2 | 2.1 | 1259 | 852
Electrical ¦ Lighting ¦ Internal ¦ General | 2 | Medium | B | 4 | 2028 | 5 | 3 | 3.2 | 28495 | 14185
Electrical ¦ LV Distribution ¦ Distribution Board ¦ Main | 1 | High | B | 1 | 2025 | 5 | 2 | 2.7 | 16165 | 4511
Water ¦ Local Hot Water ¦ Package Electric Water Heaters - Non-Drinking Water | 1 | Medium | B | 5 | 2029 | 5 | 3 | 3.2 | 28496 | 15331
Electrical ¦ LV Distribution ¦ Distribution Board ¦ Sub | 1 | High | B | 6 | 2030 | 5 | 2 | 2.7 | 16166 | 17758
Electrical ¦ Lighting ¦ Internal ¦ Emergency ¦ Self Contained ¦ LED | 2 | Urgent | B | 11 | 2035 | 5 | 1 | 2.2 | 7357 | 23827
Fire ¦ Fire Fighting ¦ Fire Extinguishers ¦ Powder | 2 | Urgent | B | 6 | 2030 | 5 | 1 | 2.2 | 7358 | 16834
Fabric ¦ Superstructure ¦ Windows and External Doors ¦ Roller Shutters ¦ Electric Roller Shutter | 1 | High | B | 16 | 2040 | 5 | 2 | 2.7 | 16167 | 29229
Controls ¦ Multi-System Controls ¦ Control Panel - Electrical Services (excluding Electrical Controllers and Pneumatic Relays) | 1 | Medium | B | 6 | 2030 | 5 | 3 | 3.2 | 28497 | 18872
HVAC ¦ Heat Emitters - Local ¦ Gas Fired Natural and Fan Assisted Heaters | 1 | Medium | B | 1 | 2025 | 5 | 3 | 3.2 | 28498 | 9914
HVAC ¦ Heat Emitters - Local ¦ Gas Fired Unit Heaters | 1 | Medium | B | 8 | 2032 | 5 | 3 | 3.2 | 28499 | 21060
Fabric ¦ Superstructure ¦ Windows and External Doors ¦ External Doors ¦ Entrance Doors | 1 | High | B | 11 | 2035 | 5 | 2 | 2.7 | 16168 | 24627
HVAC ¦ Central Air Conditioning ¦ Air Conditioning ¦ Multi-Split Condenser - Split Systems/Heat Pumps - Air-cooled with Direct Expansion Evaporator (DX) | 1 | Medium | B | 8 | 2032 | 5 | 3 | 3.2 | 28500 | 21061
HVAC ¦ Fan ¦ Central Cooling ¦ Axial | 1 | Medium | A | 15 | 2039 | 6 | 3 | 3.5 | 32579 | 28581
Communication and Control ¦ Communication Systems ¦ Public Address (PA) System | 1 | Medium | B | 2 | 2026 | 5 | 3 | 3.2 | 28501 | 13156
HVAC ¦ Fan ¦ Local and Special Ventilation ¦ Extract | 1 | Medium | B | 7 | 2031 | 5 | 3 | 3.2 | 28502 | 20074
Electrical ¦ LV Distribution ¦ Distribution Board ¦ Sub | 1 | High | B | 2 | 2026 | 5 | 2 | 2.7 | 16169 | 12933
Fabric ¦ Barriers and Guardrails ¦ Vehicle Crash Protection Barrier | 12 | V Low | B | 1 | 2025 | 5 | 4 | 3.7 | 33344 | 12204
Electrical ¦ Lighting ¦ Internal ¦ General ¦ LED Fittings & Luminaires | 34 | Medium | B | 12 | 2036 | 5 | 3 | 3.2 | 28503 | 26656
Electrical ¦ Lighting ¦ External ¦ General - Non-LED | 4 | Medium | B | 1 | 2025 | 5 | 3 | 3.2 | 28504 | 9915
Electrical ¦ Lighting ¦ Internal ¦ General | 2 | Medium | B | 1 | 2025 | 5 | 3 | 3.2 | 28505 | 9916
Electrical ¦ LV Distribution ¦ Distribution Board ¦ Sub | 1 | High | CX | 1 | 2025 | 2 | 2 | 1.8 | 534 | 430
Water ¦ Local Hot Water ¦ Instantaneous Electric Water Heater - Non-Drinking Water | 1 | Medium | B | 1 | 2025 | 5 | 3 | 3.2 | 28506 | 9917
HVAC ¦ Fan ¦ Central Cooling ¦ Centrifugal | 1 | High | B | 1 | 2025 | 5 | 2 | 2.7 | 16170 | 4512
Electrical ¦ Lighting ¦ Internal ¦ General ¦ LED Fittings & Luminaires | 57 | Medium | B | 12 | 2036 | 5 | 3 | 3.2 | 28507 | 26657
Electrical ¦ LV Distribution ¦ Distribution Board ¦ Sub | 1 | High | B | 1 | 2025 | 5 | 2 | 2.7 | 16171 | 4513
Fabric ¦ Superstructure ¦ Windows and External Doors ¦ Roller Shutters ¦ Electric Roller Shutter | 1 | High | B | 16 | 2040 | 5 | 2 | 2.7 | 16172 | 29230
Electrical ¦ Lighting ¦ Internal ¦ Emergency ¦ Self Contained ¦ LED | 1 | Urgent | B | 20 | 2044 | 5 | 1 | 2.2 | 7359 | 31526
HVAC ¦ Heat Emitters - Local ¦ Gas Fired Natural and Fan Assisted Heaters | 1 | Medium | B | 1 | 2025 | 5 | 3 | 3.2 | 28508 | 9918
HVAC ¦ Local Air Conditioning ¦ Single-Split Condenser - Split Systems/Heat Pumps - Air-cooled with Direct Expansion Evaporator (DX) | 1 | Medium | B | 5 | 2029 | 5 | 3 | 3.2 | 28509 | 15332
HVAC ¦ Fan ¦ Local and Special Ventilation ¦ Ventilating - General | 1 | Medium | B | 1 | 2025 | 5 | 3 | 3.2 | 28510 | 9919
Electrical ¦ Lighting ¦ Internal ¦ General ¦ LED Fittings & Luminaires | 4 | Medium | B | 12 | 2036 | 5 | 3 | 3.2 | 28511 | 26658
Controls ¦ Multi-System Controls ¦ Control Panel - Electrical Services (excluding Electrical Controllers and Pneumatic Relays) | 1 | Medium | B | 1 | 2025 | 5 | 3 | 3.2 | 28512 | 9920
Electrical ¦ Lighting ¦ Internal ¦ Emergency ¦ Self Contained ¦ LED | 2 | Urgent | C | 17 | 2041 | 4 | 1 | 1.9 | 711 | 29975
Electrical ¦ Lighting ¦ Internal ¦ General ¦ LED Fittings & Luminaires | 7 | Medium | B | 15 | 2039 | 5 | 3 | 3.2 | 28513 | 28486
Electrical ¦ Lighting ¦ Internal ¦ Emergency ¦ Self Contained ¦ LED | 20 | Urgent | B | 22 | 2046 | 5 | 1 | 2.2 | 7360 | 32950
HVAC ¦ Heat Emitters - Local ¦ Electric Heaters | 1 | Medium | B | 1 | 2025 | 5 | 3 | 3.2 | 28514 | 9921
Electrical ¦ Lighting ¦ Internal ¦ Emergency ¦ Self Contained ¦ LED | 2 | Urgent | B | 11 | 2035 | 5 | 1 | 2.2 | 7361 | 23828
Fabric ¦ Superstructure ¦ Windows and External Doors ¦ External Doors ¦ Manual and Automatic Doors ¦ Emergency and Panic Escape Doors | 1 | Urgent | B | 19 | 2043 | 5 | 1 | 2.2 | 7362 | 31088
Electrical ¦ Lighting ¦ Internal ¦ Emergency ¦ Self Contained ¦ LED | 5 | Urgent | C | 17 | 2041 | 4 | 1 | 1.9 | 712 | 29976
Electrical ¦ LV Distribution ¦ Distribution Board ¦ Sub | 1 | High | C | 1 | 2025 | 4 | 2 | 2.4 | 10675 | 2478
Fabric ¦ Superstructure ¦ Windows and External Doors ¦ Roller Shutters ¦ Manual Roller Shutter | 1 | High | B | 7 | 2031 | 5 | 2 | 2.7 | 16173 | 19666
Electrical ¦ Lighting ¦ Internal ¦ General | 16 | Medium | C | 2 | 2026 | 4 | 3 | 2.9 | 18851 | 12983
Electrical ¦ Lighting ¦ Internal ¦ General | 10 | Medium | C | 1 | 2025 | 4 | 3 | 2.9 | 18852 | 5712
HVAC ¦ Heat Emitters - Local ¦ Gas Fired Natural and Fan Assisted Heaters | 1 | Medium | B | 15 | 2039 | 5 | 3 | 3.2 | 28515 | 28487
Electrical ¦ LV Distribution ¦ Distribution Board ¦ Sub | 1 | High | B | 6 | 2030 | 5 | 2 | 2.7 | 16174 | 17759
HVAC ¦ Central Heating (Internally Sourced) ¦ Boiler ¦ Combination Atmospheric Burner Gas Boiler | 1 | High | B | 2 | 2026 | 5 | 2 | 2.7 | 16175 | 12934
Water ¦ Local Hot Water ¦ Instantaneous Electric Water Heater - Non-Drinking Water | 1 | Medium | B | 7 | 2031 | 5 | 3 | 3.2 | 28516 | 20075
Water ¦ Local Hot Water ¦ Package Electric Water Heaters - Non-Drinking Water | 1 | Medium | B | 4 | 2028 | 5 | 3 | 3.2 | 28517 | 14186
Fabric ¦ Barriers and Guardrails ¦ Vehicle Crash Protection Barrier | 1 | V Low | B | 1 | 2025 | 5 | 4 | 3.7 | 33345 | 12205
Fabric ¦ Superstructure ¦ Windows and External Doors ¦ Roller Shutters ¦ Manual Roller Shutter | 1 | High | B | 9 | 2033 | 5 | 2 | 2.7 | 16176 | 21626
HVAC ¦ Fan ¦ Local and Special Ventilation ¦ Fans Window or Wall Mounted | 1 | Medium | B | 5 | 2029 | 5 | 3 | 3.2 | 28518 | 15333
Fire ¦ Fire Detection ¦ Fire Alarm Panel / Repeater | 1 | Urgent | D | 1 | 2025 | 3 | 1 | 1.6 | 461 | 382
Transport ¦ Lifts ¦ Disabled Lift ¦ Electric | 1 | High | B | 1 | 2025 | 5 | 2 | 2.7 | 16177 | 4514
Fabric ¦ Superstructure ¦ Windows and External Doors ¦ External Doors ¦ Entrance Doors | 1 | High | A | 33 | 2057 | 6 | 2 | 3 | 19599 | 33856
HVAC ¦ Fan ¦ Local and Special Ventilation ¦ Axial | 1 | Medium | B | 6 | 2030 | 5 | 3 | 3.2 | 28519 | 18873
Fabric ¦ Superstructure ¦ Windows and External Doors ¦ External Doors ¦ Manual and Automatic Doors ¦ Auto / Powered Sliding Doors | 1 | High | B | 6 | 2030 | 5 | 2 | 2.7 | 16178 | 17760
HVAC ¦ Fan ¦ Central Ventilation Systems ¦ Ventilating - General | 1 | Low | B | 1 | 2025 | 5 | 4 | 3.7 | 33346 | 12206
HVAC ¦ Heat Emitters - Local ¦ Electric Overdoor Air Curtain/Heater | 1 | Medium | B | 1 | 2025 | 5 | 3 | 3.2 | 28520 | 9922
Electrical ¦ Lighting ¦ External ¦ General - Non-LED | 5 | Medium | B | 5 | 2029 | 5 | 3 | 3.2 | 28521 | 15334
Electrical ¦ Lighting ¦ Internal ¦ Emergency ¦ Self Contained ¦ LED | 2 | Urgent | B | 18 | 2042 | 5 | 1 | 2.2 | 7363 | 30686
HVAC ¦ Fan ¦ Local and Special Ventilation ¦ Fans Window or Wall Mounted | 1 | Medium | CX | 1 | 2025 | 2 | 3 | 2.3 | 10274 | 2201
HVAC ¦ Local and Special Ventilation ¦ Unit extract fans. | 1 | Medium | B | 1 | 2025 | 5 | 3 | 3.2 | 28522 | 9923
HVAC ¦ Heat Emitters - Local ¦ Electric Heaters | 1 | Medium | B | 4 | 2028 | 5 | 3 | 3.2 | 28523 | 14187
Fabric ¦ Superstructure ¦ Windows and External Doors ¦ External Doors ¦ Manual and Automatic Doors ¦ Emergency and Panic Escape Doors | 1 | Urgent | B | 15 | 2039 | 5 | 1 | 2.2 | 7364 | 27960
HVAC ¦ Fan ¦ Local and Special Ventilation ¦ Centrifugal | 1 | Medium | B | 1 | 2025 | 5 | 3 | 3.2 | 28524 | 9924
Controls ¦ Multi-System Controls ¦ Control Panel - Electrical Services (excluding Electrical Controllers and Pneumatic Relays) | 1 | Medium | B | 15 | 2039 | 5 | 3 | 3.2 | 28525 | 28488
HVAC ¦ Central Heating (Internally Sourced) ¦ Burner ¦ Blown gas burner | 1 | Medium | B | 1 | 2025 | 5 | 3 | 3.2 | 28526 | 9925
Fabric ¦ Superstructure ¦ Windows and External Doors ¦ Roller Shutters ¦ Electric Roller Shutter | 1 | High | B | 1 | 2025 | 5 | 2 | 2.7 | 16179 | 4515
HVAC ¦ Fan ¦ Central Ventilation Systems ¦ Axial | 1 | Medium | B | 5 | 2029 | 5 | 3 | 3.2 | 28527 | 15335
HVAC ¦ Heat Emitters - Central ¦ Radiators ¦ Steel | 4 | Medium | B | 1 | 2025 | 5 | 3 | 3.2 | 28528 | 9926
Fabric ¦ Superstructure ¦ Windows and External Doors ¦ External Doors ¦ Manual and Automatic Doors ¦ Emergency and Panic Escape Doors | 1 | Urgent | B | 13 | 2037 | 5 | 1 | 2.2 | 7365 | 26878
Fabric ¦ Superstructure ¦ Windows and External Doors ¦ External Doors ¦ Entrance Doors | 1 | High | B | 21 | 2045 | 5 | 2 | 2.7 | 16180 | 32702
Electrical ¦ Lighting ¦ Internal ¦ General | 49 | Medium | B | 6 | 2030 | 5 | 3 | 3.2 | 28529 | 18874
Electrical ¦ Lighting ¦ Internal ¦ General | 47 | Medium | B | 1 | 2025 | 5 | 3 | 3.2 | 28530 | 9927
Electrical ¦ LV Distribution ¦ Distribution Board ¦ Sub | 1 | High | A | 19 | 2043 | 6 | 2 | 3 | 19600 | 31322
Fabric ¦ Superstructure ¦ Windows and External Doors ¦ External Doors ¦ Entrance Doors | 1 | High | B | 25 | 2049 | 5 | 2 | 2.7 | 16181 | 33414
Fabric ¦ Superstructure ¦ Windows and External Doors ¦ External Doors ¦ Manual and Automatic Doors ¦ Emergency and Panic Escape Doors | 1 | Urgent | B | 11 | 2035 | 5 | 1 | 2.2 | 7366 | 23829
Fabric ¦ Superstructure ¦ Internal Doors ¦ Roller Shutters ¦ Electric Roller Shutter | 1 | Medium | B | 8 | 2032 | 5 | 3 | 3.2 | 28531 | 21062
Fabric ¦ Superstructure ¦ Windows and External Doors ¦ External Doors ¦ Entrance Doors | 1 | High | B | 15 | 2039 | 5 | 2 | 2.7 | 16182 | 28249
Fire ¦ Fire Fighting ¦ Fire Extinguishers ¦ Foam | 2 | Urgent | B | 1 | 2025 | 5 | 1 | 2.2 | 7367 | 1623
HVAC ¦ Central Heating (Internally Sourced) ¦ Boiler ¦ Electric Boilers | 1 | Medium | B | 1 | 2025 | 5 | 3 | 3.2 | 28532 | 9928
Fabric ¦ Superstructure ¦ Windows and External Doors ¦ External Doors ¦ Manual and Automatic Doors ¦ Emergency and Panic Escape Doors | 1 | Urgent | B | 23 | 2047 | 5 | 1 | 2.2 | 7368 | 33130
Electrical ¦ Lighting ¦ Internal ¦ Emergency ¦ Self Contained ¦ LED | 3 | Urgent | B | 21 | 2045 | 5 | 1 | 2.2 | 7369 | 32282
HVAC ¦ Heat Emitters - Local ¦ Electric Heaters | 1 | Medium | B | 1 | 2025 | 5 | 3 | 3.2 | 28533 | 9929
Electrical ¦ Lighting ¦ Internal ¦ Emergency ¦ Self Contained ¦ LED | 2 | Urgent | B | 18 | 2042 | 5 | 1 | 2.2 | 7370 | 30687
Electrical ¦ Lighting ¦ Internal ¦ General | 2 | Medium | B | 10 | 2034 | 5 | 3 | 3.2 | 28534 | 23007
Fire ¦ Fire Fighting ¦ Fire Extinguishers ¦ Foam | 4 | Urgent | B | 6 | 2030 | 5 | 1 | 2.2 | 7371 | 16835
Electrical ¦ LV Distribution ¦ Distribution Board ¦ Sub | 1 | High | A | 19 | 2043 | 6 | 2 | 3 | 19601 | 31323
HVAC ¦ Fan ¦ Central Ventilation Systems ¦ Ventilating - General | 1 | Low | B | 1 | 2025 | 5 | 4 | 3.7 | 33347 | 12207
HVAC ¦ Heat Emitters - Local ¦ Gas Fired Natural and Fan Assisted Heaters | 1 | Medium | B | 11 | 2035 | 5 | 3 | 3.2 | 28535 | 25448
HVAC ¦ Fan ¦ Local and Special Ventilation ¦ Ventilating - General | 1 | Medium | B | 1 | 2025 | 5 | 3 | 3.2 | 28536 | 9930
Fabric ¦ Superstructure ¦ Windows and External Doors ¦ Roller Shutters ¦ Manual Roller Shutter | 1 | High | B | 1 | 2025 | 5 | 2 | 2.7 | 16183 | 4516
HVAC ¦ Fan ¦ Central Ventilation Systems ¦ Ventilating - General | 1 | Low | B | 1 | 2025 | 5 | 4 | 3.7 | 33348 | 12208
HVAC ¦ Local and Special Ventilation ¦ Unit extract fans. | 1 | Medium | B | 1 | 2025 | 5 | 3 | 3.2 | 28537 | 9931
Electrical ¦ Lighting ¦ Internal ¦ Emergency ¦ Self Contained ¦ LED | 1 | Urgent | B | 21 | 2045 | 5 | 1 | 2.2 | 7372 | 32283
Fire ¦ Fire Fighting ¦ Fire Extinguishers ¦ Foam | 6 | Urgent | B | 1 | 2025 | 5 | 1 | 2.2 | 7373 | 1624
HVAC ¦ Central Air Conditioning ¦ Air Conditioning ¦ Multi-Split Condenser - Split Systems/Heat Pumps - Air-cooled with Direct Expansion Evaporator (DX) | 1 | Medium | B | 1 | 2025 | 5 | 3 | 3.2 | 28538 | 9932
Electrical ¦ Specialist Lighting ¦ Internal ¦ Illuminated Fire Exit Signage | 1 | Urgent | B | 16 | 2040 | 5 | 1 | 2.2 | 7374 | 28930
Security ¦ Access ¦ Access Control ¦ Door ¦ Local Lock / Keypad / Manual | 2 | Medium | B | 10 | 2034 | 5 | 3 | 3.2 | 28539 | 23008
Fire ¦ Fire Fighting ¦ Fire Extinguishers ¦ CO2 | 5 | Urgent | B | 6 | 2030 | 5 | 1 | 2.2 | 7375 | 16836
Fire ¦ Fire Fighting ¦ Fire Extinguishers ¦ CO2 | 4 | Urgent | B | 5 | 2029 | 5 | 1 | 2.2 | 7376 | 14455
HVAC ¦ Heat Emitters - Local ¦ Electric Heaters | 5 | Medium | B | 1 | 2025 | 5 | 3 | 3.2 | 28540 | 9933
Electrical ¦ LV Distribution ¦ Distribution Board ¦ Main | 1 | High | B | 1 | 2025 | 5 | 2 | 2.7 | 16184 | 4517
HVAC ¦ Ventilation ¦ Air Handling Unit (AHU) ¦ Internal ¦ Central Heating & Cooling ¦ Electric & DX | 1 | Medium | B | 13 | 2037 | 5 | 3 | 3.2 | 28541 | 27201
Fabric ¦ Superstructure ¦ Windows and External Doors ¦ External Doors ¦ Entrance Doors | 1 | High | B | 11 | 2035 | 5 | 2 | 2.7 | 16185 | 24628
Fabric ¦ Superstructure ¦ Windows and External Doors ¦ External Doors ¦ Entrance Doors | 1 | High | B | 21 | 2045 | 5 | 2 | 2.7 | 16186 | 32703
Fire ¦ Fire Detection ¦ Fire Alarm System | 1 | Urgent | B | 13 | 2037 | 5 | 1 | 2.2 | 7377 | 26879
Fabric ¦ Superstructure ¦ Windows and External Doors ¦ Roller Shutters ¦ Electric Roller Shutter | 1 | High | B | 15 | 2039 | 5 | 2 | 2.7 | 16187 | 28250
Electrical ¦ Lighting ¦ External ¦ General - Non-LED | 2 | Medium | B | 1 | 2025 | 5 | 3 | 3.2 | 28542 | 9934
Electrical ¦ Lighting ¦ External ¦ General - LED | 1 | Medium | B | 10 | 2034 | 5 | 3 | 3.2 | 28543 | 23009
Water ¦ Local Hot Water ¦ Instantaneous Electric Water Heater - Non-Drinking Water | 1 | Medium | B | 5 | 2029 | 5 | 3 | 3.2 | 28544 | 15336
HVAC ¦ Fan ¦ Local and Special Ventilation ¦ Ventilating - General | 1 | Medium | B | 1 | 2025 | 5 | 3 | 3.2 | 28545 | 9935
Electrical ¦ LV Distribution ¦ Distribution Board ¦ Sub | 1 | High | B | 6 | 2030 | 5 | 2 | 2.7 | 16188 | 17761
Fabric ¦ Superstructure ¦ Internal Doors ¦ Roller Shutters ¦ Electric Roller Shutter | 1 | Medium | B | 15 | 2039 | 5 | 3 | 3.2 | 28546 | 28489
Electrical ¦ Lighting ¦ Internal ¦ General | 10 | Medium | B | 6 | 2030 | 5 | 3 | 3.2 | 28547 | 18875
Fire ¦ Fire Fighting ¦ Fire Extinguishers ¦ CO2 | 3 | Urgent | B | 9 | 2033 | 5 | 1 | 2.2 | 7378 | 21415
HVAC ¦ Fan ¦ Local and Special Ventilation ¦ Fans Window or Wall Mounted | 1 | Medium | CX | 1 | 2025 | 2 | 3 | 2.3 | 10275 | 2202
Fabric ¦ Superstructure ¦ Windows and External Doors ¦ External Doors ¦ Manual and Automatic Doors ¦ Emergency and Panic Escape Doors | 1 | Urgent | B | 11 | 2035 | 5 | 1 | 2.2 | 7379 | 23830
HVAC ¦ Local and Special Ventilation ¦ Unit extract fans. | 1 | Medium | B | 1 | 2025 | 5 | 3 | 3.2 | 28548 | 9936
Electrical ¦ Lighting ¦ Internal ¦ Emergency ¦ Self Contained ¦ LED | 11 | Urgent | B | 23 | 2047 | 5 | 1 | 2.2 | 7380 | 33131
Fire ¦ Fire Fighting ¦ Fire Extinguishers ¦ Foam | 5 | Urgent | B | 6 | 2030 | 5 | 1 | 2.2 | 7381 | 16837
HVAC ¦ Central Air Conditioning ¦ Air Conditioning ¦ Multi-Split Evaporator - Split Systems/Heat Pumps - Air-cooled with Direct Expansion Evaporator (DX) | 1 | Medium | C | 3 | 2027 | 4 | 3 | 2.9 | 18853 | 13413
Electrical ¦ LV Distribution ¦ Distribution Board ¦ Sub | 1 | High | B | 10 | 2034 | 5 | 2 | 2.7 | 16189 | 22430
Electrical ¦ Lighting ¦ Internal ¦ Emergency ¦ Self Contained ¦ Non LED | 2 | Urgent | B | 15 | 2039 | 5 | 1 | 2.2 | 7382 | 27961
HVAC ¦ Fan ¦ Local and Special Ventilation ¦ Kitchen Vent ¦ Fans Window or Wall Mounted | 1 | Medium | B | 10 | 2034 | 5 | 3 | 3.2 | 28549 | 23010
HVAC ¦ Fan ¦ Local and Special Ventilation ¦ Axial | 1 | Medium | B | 12 | 2036 | 5 | 3 | 3.2 | 28550 | 26659
Fire ¦ Fire Fighting ¦ Fire Extinguishers ¦ Powder | 1 | Urgent | B | 6 | 2030 | 5 | 1 | 2.2 | 7383 | 16838
Fire ¦ Fire Fighting ¦ Fire Extinguishers ¦ CO2 | 3 | Urgent | B | 1 | 2025 | 5 | 1 | 2.2 | 7384 | 1625
Fire ¦ Fire Fighting ¦ Fire Extinguishers ¦ Foam | 3 | Urgent | B | 6 | 2030 | 5 | 1 | 2.2 | 7385 | 16839
HVAC ¦ Local and Special Ventilation ¦ Unit extract fans. | 1 | Medium | B | 1 | 2025 | 5 | 3 | 3.2 | 28551 | 9937
Fabric ¦ Superstructure ¦ Windows and External Doors ¦ External Doors ¦ Entrance Doors | 1 | High | B | 21 | 2045 | 5 | 2 | 2.7 | 16190 | 32704
Electrical ¦ Lighting ¦ Internal ¦ General ¦ LED Fittings & Luminaires | 49 | Medium | B | 15 | 2039 | 5 | 3 | 3.2 | 28552 | 28490
Electrical ¦ Lighting ¦ Internal ¦ General ¦ LED Fittings & Luminaires | 25 | Medium | B | 16 | 2040 | 5 | 3 | 3.2 | 28553 | 29719
Water ¦ Local Hot Water ¦ Package Electric Water Heaters - Non-Drinking Water | 1 | Medium | D | 1 | 2025 | 3 | 3 | 2.6 | 11197 | 2684
Fabric ¦ Superstructure ¦ Internal Doors ¦ Roller Shutters ¦ Electric Roller Shutter | 1 | Medium | B | 5 | 2029 | 5 | 3 | 3.2 | 28554 | 15337
Fabric ¦ Superstructure ¦ Internal Doors ¦ Roller Shutters ¦ Electric Roller Shutter | 1 | Medium | B | 20 | 2044 | 5 | 3 | 3.2 | 28555 | 31683
Electrical ¦ Lighting ¦ Internal ¦ General | 1 | Medium | B | 17 | 2041 | 5 | 3 | 3.2 | 28556 | 30533
Electrical ¦ Specialist Lighting ¦ Internal ¦ Illuminated Fire Exit Signage | 3 | Urgent | B | 17 | 2041 | 5 | 1 | 2.2 | 7386 | 30173
Electrical ¦ Lighting ¦ Internal ¦ General ¦ LED Fittings & Luminaires | 3 | Medium | B | 11 | 2035 | 5 | 3 | 3.2 | 28557 | 25449
Water ¦ Local Hot Water ¦ Package Electric Water Heaters - Non-Drinking Water | 1 | Medium | B | 5 | 2029 | 5 | 3 | 3.2 | 28558 | 15338
Electrical ¦ LV Distribution ¦ Distribution Board ¦ Sub | 1 | High | B | 19 | 2043 | 5 | 2 | 2.7 | 16191 | 31236
HVAC ¦ Central Heating (Internally Sourced) ¦ Boiler ¦ Atmospheric Gas Burner/Condensing Combination Boiler (domestic type) | 1 | High | B | 7 | 2031 | 5 | 2 | 2.7 | 16192 | 19667
HVAC ¦ Fan ¦ Local and Special Ventilation ¦ Fans Window or Wall Mounted | 1 | Medium | B | 10 | 2034 | 5 | 3 | 3.2 | 28559 | 23011
Electrical ¦ Lighting ¦ Internal ¦ Emergency ¦ Self Contained ¦ LED | 11 | Urgent | B | 21 | 2045 | 5 | 1 | 2.2 | 7387 | 32284
HVAC ¦ Heat Emitters - Local ¦ Electric Heaters | 1 | Medium | B | 1 | 2025 | 5 | 3 | 3.2 | 28560 | 9938
Fire ¦ Fire Fighting ¦ Fire Extinguishers ¦ Foam | 5 | Urgent | B | 6 | 2030 | 5 | 1 | 2.2 | 7388 | 16840
Fire ¦ Fire Fighting ¦ Fire Extinguishers ¦ CO2 | 4 | Urgent | B | 8 | 2032 | 5 | 1 | 2.2 | 7389 | 20516
Electrical ¦ LV Distribution ¦ Distribution Board ¦ Sub | 1 | High | D | 1 | 2025 | 3 | 2 | 2.1 | 1260 | 853
Controls ¦ Multi-System Controls ¦ Control Panel - Electrical Services (excluding Electrical Controllers and Pneumatic Relays) | 1 | Medium | D | 6 | 2030 | 3 | 3 | 2.6 | 11198 | 17345
HVAC ¦ Fan ¦ Local and Special Ventilation ¦ Centrifugal | 1 | Medium | B | 1 | 2025 | 5 | 3 | 3.2 | 28561 | 9939
HVAC ¦ Local and Special Ventilation ¦ Unit extract fans. | 1 | Medium | B | 1 | 2025 | 5 | 3 | 3.2 | 28562 | 9940
HVAC ¦ Ventilation ¦ Air Handling Unit (AHU) ¦ Internal ¦ Central Air Conditioning ¦ Gas Fired | 1 | Medium | B | 1 | 2025 | 5 | 3 | 3.2 | 28563 | 9941
HVAC ¦ Fan ¦ Local and Special Ventilation ¦ Axial | 1 | Medium | C | 1 | 2025 | 4 | 3 | 2.9 | 18854 | 5713
HVAC ¦ Fan ¦ Local and Special Ventilation ¦ Extract | 1 | Medium | CX | 1 | 2025 | 2 | 3 | 2.3 | 10276 | 2203
Fire ¦ Fire Detection ¦ Fire Alarm System | 1 | Urgent | B | 11 | 2035 | 5 | 1 | 2.2 | 7390 | 23831
HVAC ¦ Central Air Conditioning ¦ Air Conditioning ¦ Multi-Split Evaporator - Split Systems/Heat Pumps - Air-cooled with Direct Expansion Evaporator (DX) | 1 | Medium | B | 3 | 2027 | 5 | 3 | 3.2 | 28564 | 13618
Electrical ¦ LV Distribution ¦ Distribution Board ¦ Sub | 1 | High | B | 1 | 2025 | 5 | 2 | 2.7 | 16193 | 4518
Fabric ¦ Barriers and Guardrails ¦ Vehicle Crash Protection Barrier | 1 | V Low | B | 1 | 2025 | 5 | 4 | 3.7 | 33349 | 12209
Electrical ¦ LV Distribution ¦ Distribution Board ¦ Sub | 1 | High | B | 10 | 2034 | 5 | 2 | 2.7 | 16194 | 22431
Electrical ¦ LV Distribution ¦ Main Switch Panel at Supply Intake | 1 | Medium | B | 1 | 2025 | 5 | 3 | 3.2 | 28565 | 9942
Fabric ¦ Superstructure ¦ Windows and External Doors ¦ External Doors ¦ Entrance Doors | 1 | High | B | 11 | 2035 | 5 | 2 | 2.7 | 16195 | 24629
HVAC ¦ Fan ¦ Local and Special Ventilation ¦ Extract | 1 | Medium | CX | 1 | 2025 | 2 | 3 | 2.3 | 10277 | 2204
Electrical ¦ Specialist Lighting ¦ Internal ¦ Illuminated Fire Exit Signage | 2 | Urgent | B | 16 | 2040 | 5 | 1 | 2.2 | 7391 | 28931
HVAC ¦ Fan ¦ Central Ventilation Systems ¦ Ventilating - General | 1 | Low | B | 1 | 2025 | 5 | 4 | 3.7 | 33350 | 12210
Electrical ¦ Lighting ¦ Internal ¦ Emergency ¦ Self Contained ¦ LED | 11 | Urgent | B | 21 | 2045 | 5 | 1 | 2.2 | 7392 | 32285
Electrical ¦ Specialist Lighting ¦ Internal ¦ Illuminated Fire Exit Signage | 4 | Urgent | B | 16 | 2040 | 5 | 1 | 2.2 | 7393 | 28932
Electrical ¦ Lighting ¦ External ¦ General - LED | 3 | Medium | B | 2 | 2026 | 5 | 3 | 3.2 | 28566 | 13157
Electrical ¦ Lighting ¦ Internal ¦ Emergency ¦ Self Contained ¦ LED | 9 | Urgent | B | 21 | 2045 | 5 | 1 | 2.2 | 7394 | 32286
Security ¦ Access ¦ Access Control ¦ Gate Access - Local Lock / Keypad / Manual (External) | 1 | Medium | B | 1 | 2025 | 5 | 3 | 3.2 | 28567 | 9943
HVAC ¦ Heat Emitters - Central ¦ Radiators ¦ Steel | 4 | Medium | B | 1 | 2025 | 5 | 3 | 3.2 | 28568 | 9944
HVAC ¦ Heat Emitters - Central ¦ Radiators ¦ Steel | 1 | Medium | B | 1 | 2025 | 5 | 3 | 3.2 | 28569 | 9945
Electrical ¦ Lighting ¦ Internal ¦ General | 6 | Medium | B | 16 | 2040 | 5 | 3 | 3.2 | 28570 | 29720
Fabric ¦ Superstructure ¦ Windows and External Doors ¦ Roller Shutters ¦ Manual Roller Shutter | 1 | High | B | 1 | 2025 | 5 | 2 | 2.7 | 16196 | 4519
Fabric ¦ Barriers and Guardrails ¦ Vehicle Crash Protection Barrier | 1 | V Low | B | 1 | 2025 | 5 | 4 | 3.7 | 33351 | 12211
Fabric ¦ Superstructure ¦ Windows and External Doors ¦ External Doors ¦ Entrance Doors | 1 | High | B | 25 | 2049 | 5 | 2 | 2.7 | 16197 | 33415
Electrical ¦ LV Distribution ¦ Distribution Board ¦ Sub | 1 | High | B | 10 | 2034 | 5 | 2 | 2.7 | 16198 | 22432
Water ¦ Local Hot Water ¦ Package Electric Water Heaters - Non-Drinking Water | 1 | Medium | B | 1 | 2025 | 5 | 3 | 3.2 | 28571 | 9946
HVAC ¦ Heat Emitters - Local ¦ Gas Fired Natural and Fan Assisted Heaters | 1 | Medium | B | 5 | 2029 | 5 | 3 | 3.2 | 28572 | 15339
Fabric ¦ Superstructure ¦ Windows and External Doors ¦ Roller Shutters ¦ Manual Roller Shutter | 1 | High | B | 1 | 2025 | 5 | 2 | 2.7 | 16199 | 4520
HVAC ¦ Fan ¦ Local and Special Ventilation ¦ Extract | 1 | Medium | B | 1 | 2025 | 5 | 3 | 3.2 | 28573 | 9947
HVAC ¦ Central Air Conditioning ¦ Air Conditioning ¦ Multi-Split Condenser - Split Systems/Heat Pumps - Air-cooled with Direct Expansion Evaporator (DX) | 1 | Medium | B | 2 | 2026 | 5 | 3 | 3.2 | 28574 | 13158
Electrical ¦ Lighting ¦ Internal ¦ Emergency ¦ Self Contained ¦ LED | 7 | Urgent | B | 12 | 2036 | 5 | 1 | 2.2 | 7395 | 26073
Electrical ¦ Lighting ¦ External ¦ General - LED | 7 | Medium | B | 7 | 2031 | 5 | 3 | 3.2 | 28575 | 20076
HVAC ¦ Heat Emitters - Central ¦ Radiators ¦ Steel | 2 | Medium | B | 6 | 2030 | 5 | 3 | 3.2 | 28576 | 18876
Fabric ¦ Superstructure ¦ Windows and External Doors ¦ External Doors ¦ Manual and Automatic Doors ¦ Emergency and Panic Escape Doors | 1 | Urgent | B | 15 | 2039 | 5 | 1 | 2.2 | 7396 | 27962
Electrical ¦ Lighting ¦ Internal ¦ General ¦ LED Fittings & Luminaires | 22 | Medium | B | 16 | 2040 | 5 | 3 | 3.2 | 28577 | 29721
Electrical ¦ Specialist Lighting ¦ Internal ¦ Illuminated Fire Exit Signage | 1 | Urgent | B | 7 | 2031 | 5 | 1 | 2.2 | 7397 | 19434
Fire ¦ Fire Fighting ¦ Fire Extinguishers ¦ Powder | 1 | Urgent | B | 6 | 2030 | 5 | 1 | 2.2 | 7398 | 16841
Electrical ¦ LV Distribution ¦ Distribution Board ¦ Main | 1 | High | B | 1 | 2025 | 5 | 2 | 2.7 | 16200 | 4521
HVAC ¦ Fan ¦ Central Ventilation Systems ¦ Ventilating - General | 1 | Low | B | 1 | 2025 | 5 | 4 | 3.7 | 33352 | 12212
Fire ¦ Fire Detection ¦ Fire Alarm System | 1 | Urgent | B | 1 | 2025 | 5 | 1 | 2.2 | 7399 | 1626
HVAC ¦ Fan ¦ Local and Special Ventilation ¦ Extract | 1 | Medium | B | 1 | 2025 | 5 | 3 | 3.2 | 28578 | 9948
HVAC ¦ Fan ¦ Central Heating ¦ Axial | 1 | High | B | 2 | 2026 | 5 | 2 | 2.7 | 16201 | 12935
HVAC ¦ Central Heating (Internally Sourced) ¦ Boiler ¦ Atmospheric Gas Burner Boiler - Small and/or Wall Hung for Light Commercial Installation | 1 | Medium | B | 4 | 2028 | 5 | 3 | 3.2 | 28579 | 14188
Electrical ¦ Specialist Lighting ¦ Internal ¦ Illuminated Fire Exit Signage | 2 | Urgent | B | 16 | 2040 | 5 | 1 | 2.2 | 7400 | 28933
Fabric ¦ Superstructure ¦ Windows and External Doors ¦ Roller Shutters ¦ Manual Roller Shutter | 1 | High | B | 1 | 2025 | 5 | 2 | 2.7 | 16202 | 4522
Fire ¦ Fire Fighting ¦ Fire Extinguishers ¦ CO2 | 5 | Urgent | B | 7 | 2031 | 5 | 1 | 2.2 | 7401 | 19435
HVAC ¦ Fan ¦ Central Ventilation Systems ¦ Ventilating - General | 1 | Low | B | 1 | 2025 | 5 | 4 | 3.7 | 33353 | 12213
Fabric ¦ Superstructure ¦ Windows and External Doors ¦ External Doors ¦ Manual and Automatic Doors ¦ High Security Door | 1 | High | B | 22 | 2046 | 5 | 2 | 2.7 | 16203 | 33033
Electrical ¦ Lighting ¦ Internal ¦ Emergency ¦ Self Contained ¦ Non LED | 2 | Urgent | B | 1 | 2025 | 5 | 1 | 2.2 | 7402 | 1627
Electrical ¦ Specialist Lighting ¦ Internal ¦ Illuminated Fire Exit Signage | 7 | Urgent | B | 16 | 2040 | 5 | 1 | 2.2 | 7403 | 28934
Electrical ¦ Lighting ¦ Internal ¦ Emergency ¦ Self Contained ¦ LED | 6 | Urgent | B | 21 | 2045 | 5 | 1 | 2.2 | 7404 | 32287
Fire ¦ Fire Fighting ¦ Fire Extinguishers ¦ CO2 | 1 | Urgent | B | 9 | 2033 | 5 | 1 | 2.2 | 7405 | 21416
Fire ¦ Fire Fighting ¦ Fire Extinguishers ¦ CO2 | 2 | Urgent | B | 7 | 2031 | 5 | 1 | 2.2 | 7406 | 19436
Fire ¦ Fire Fighting ¦ Fire Extinguishers ¦ CO2 | 2 | Urgent | B | 1 | 2025 | 5 | 1 | 2.2 | 7407 | 1628
Fabric ¦ Superstructure ¦ Windows and External Doors ¦ External Doors ¦ Manual and Automatic Doors ¦ Auto / Powered Sliding Doors | 1 | High | B | 22 | 2046 | 5 | 2 | 2.7 | 16204 | 33034
Security ¦ Access ¦ Access Control ¦ Gate Access - Local Lock / Keypad / Manual (External) | 4 | Medium | B | 1 | 2025 | 5 | 3 | 3.2 | 28580 | 9949
Electrical ¦ Lighting ¦ Internal ¦ General ¦ LED Fittings & Luminaires | 154 | Medium | B | 16 | 2040 | 5 | 3 | 3.2 | 28581 | 29722
Fire ¦ Fire Fighting ¦ Fire Extinguishers ¦ CO2 | 3 | Urgent | B | 8 | 2032 | 5 | 1 | 2.2 | 7408 | 20517
HVAC ¦ Fan ¦ Local and Special Ventilation ¦ Kitchen Vent ¦ Extract | 1 | Low | B | 5 | 2029 | 5 | 4 | 3.7 | 33354 | 15657
HVAC ¦ Fan ¦ Local and Special Ventilation ¦ Extract | 1 | Medium | B | 1 | 2025 | 5 | 3 | 3.2 | 28582 | 9950
Electrical ¦ LV Distribution ¦ Distribution Board ¦ Main | 1 | High | B | 1 | 2025 | 5 | 2 | 2.7 | 16205 | 4523
Electrical ¦ LV Distribution ¦ Distribution Board ¦ Sub | 1 | High | B | 10 | 2034 | 5 | 2 | 2.7 | 16206 | 22433
Electrical ¦ Lighting ¦ Internal ¦ General | 9 | Medium | B | 8 | 2032 | 5 | 3 | 3.2 | 28583 | 21063
Water ¦ Local Hot Water ¦ Instantaneous Electric Water Heater - Non-Drinking Water | 1 | Medium | B | 1 | 2025 | 5 | 3 | 3.2 | 28584 | 9951
Electrical ¦ LV Distribution ¦ Distribution Board ¦ Main | 1 | High | B | 19 | 2043 | 5 | 2 | 2.7 | 16207 | 31237
Electrical ¦ Lighting ¦ Internal ¦ General | 3 | Medium | C | 1 | 2025 | 4 | 3 | 2.9 | 18855 | 5714
HVAC ¦ Local Air Conditioning ¦ Single-Split Evaporator - Split Systems/Heat Pumps - Air-cooled with Direct Expansion Evaporator (DX) | 1 | Medium | DX | 1 | 2025 | 1 | 3 | 2 | 945 | 645
HVAC ¦ Local Air Conditioning ¦ Single-Split Evaporator - Split Systems/Heat Pumps - Air-cooled with Direct Expansion Evaporator (DX) | 1 | Medium | DX | 1 | 2025 | 1 | 3 | 2 | 946 | 646
Electrical ¦ LV Distribution ¦ Distribution Board ¦ Sub | 1 | High | B | 15 | 2039 | 5 | 2 | 2.7 | 16208 | 28251
HVAC ¦ Fan ¦ Central Ventilation Systems ¦ Ventilating - General | 1 | Low | B | 1 | 2025 | 5 | 4 | 3.7 | 33355 | 12214
HVAC ¦ Heat Emitters - Local ¦ Electric Overdoor Air Curtain/Heater | 1 | Medium | B | 1 | 2025 | 5 | 3 | 3.2 | 28585 | 9952
Fabric ¦ Superstructure ¦ Windows and External Doors ¦ External Doors ¦ Entrance Doors | 1 | High | B | 11 | 2035 | 5 | 2 | 2.7 | 16209 | 24630
Fabric ¦ Superstructure ¦ Windows and External Doors ¦ External Doors ¦ Manual and Automatic Doors ¦ Emergency and Panic Escape Doors | 1 | Urgent | B | 16 | 2040 | 5 | 1 | 2.2 | 7409 | 28935
Fabric ¦ Superstructure ¦ Windows and External Doors ¦ Roller Shutters ¦ Manual Roller Shutter | 1 | High | B | 21 | 2045 | 5 | 2 | 2.7 | 16210 | 32705
Electrical ¦ Specialist Lighting ¦ Internal ¦ Illuminated Fire Exit Signage | 3 | Urgent | B | 10 | 2034 | 5 | 1 | 2.2 | 7410 | 22113
Electrical ¦ Lighting ¦ Internal ¦ Emergency ¦ Self Contained ¦ LED | 5 | Urgent | B | 20 | 2044 | 5 | 1 | 2.2 | 7411 | 31527
HVAC ¦ Local Air Conditioning ¦ Single-Split Condenser - Split Systems/Heat Pumps - Air-cooled with Direct Expansion Evaporator (DX) | 1 | Medium | B | 4 | 2028 | 5 | 3 | 3.2 | 28586 | 14189
HVAC ¦ Fan ¦ Central Ventilation Systems ¦ Ventilating - General | 1 | Low | B | 1 | 2025 | 5 | 4 | 3.7 | 33356 | 12215
Fabric ¦ Barriers and Guardrails ¦ Vehicle Crash Protection Barrier | 1 | V Low | B | 1 | 2025 | 5 | 4 | 3.7 | 33357 | 12216
Electrical ¦ Specialist Lighting ¦ Internal ¦ Illuminated Fire Exit Signage | 3 | Urgent | B | 17 | 2041 | 5 | 1 | 2.2 | 7412 | 30174
Fabric ¦ Superstructure ¦ Windows and External Doors ¦ External Doors ¦ Entrance Doors | 1 | High | B | 15 | 2039 | 5 | 2 | 2.7 | 16211 | 28252
HVAC ¦ Fan ¦ Local and Special Ventilation ¦ Axial | 1 | Medium | B | 1 | 2025 | 5 | 3 | 3.2 | 28587 | 9953
Electrical ¦ Lighting ¦ Internal ¦ General ¦ LED Fittings & Luminaires | 45 | Medium | B | 10 | 2034 | 5 | 3 | 3.2 | 28588 | 23012
HVAC ¦ Local Air Conditioning ¦ Single-Split Condenser - Split Systems/Heat Pumps - Air-cooled with Direct Expansion Evaporator (DX) | 1 | Medium | B | 8 | 2032 | 5 | 3 | 3.2 | 28589 | 21064
Fabric ¦ Superstructure ¦ Internal Doors ¦ Roller Shutters ¦ Electric Roller Shutter | 1 | Medium | C | 11 | 2035 | 4 | 3 | 2.9 | 18856 | 24875
Fabric ¦ Barriers and Guardrails ¦ Vehicle Crash Protection Barrier | 2 | V Low | B | 1 | 2025 | 5 | 4 | 3.7 | 33358 | 12217
Electrical ¦ Lighting ¦ Internal ¦ General ¦ LED Fittings & Luminaires | 39 | Medium | B | 16 | 2040 | 5 | 3 | 3.2 | 28590 | 29723
Fire ¦ Fire Fighting ¦ Fire Extinguishers ¦ Foam | 4 | Urgent | B | 6 | 2030 | 5 | 1 | 2.2 | 7413 | 16842
HVAC ¦ Heat Emitters - Local ¦ Electric Heaters | 2 | Medium | B | 1 | 2025 | 5 | 3 | 3.2 | 28591 | 9954
Electrical ¦ Lighting ¦ Internal ¦ General | 9 | Medium | B | 10 | 2034 | 5 | 3 | 3.2 | 28592 | 23013
Electrical ¦ Lighting ¦ Internal ¦ Emergency ¦ Self Contained ¦ LED | 10 | Urgent | B | 21 | 2045 | 5 | 1 | 2.2 | 7414 | 32288
Electrical ¦ Lighting ¦ Internal ¦ Emergency ¦ Self Contained ¦ Non LED | 3 | Urgent | B | 15 | 2039 | 5 | 1 | 2.2 | 7415 | 27963
Fabric ¦ Superstructure ¦ Windows and External Doors ¦ External Doors ¦ Manual and Automatic Doors ¦ Emergency and Panic Escape Doors | 1 | Urgent | B | 11 | 2035 | 5 | 1 | 2.2 | 7416 | 23832
HVAC ¦ Ventilation ¦ Air Handling Unit (AHU) ¦ Internal ¦ Central Heating (Internally Sourced) ¦ Electric Heating | 1 | Medium | B | 10 | 2034 | 5 | 3 | 3.2 | 28593 | 23014
HVAC ¦ Local Air Conditioning ¦ Single-Split Condenser - Split Systems/Heat Pumps - Air-cooled with Direct Expansion Evaporator (DX) | 1 | Medium | B | 7 | 2031 | 5 | 3 | 3.2 | 28594 | 20077
HVAC ¦ Heat Emitters - Local ¦ Gas Fired Unit Heaters | 1 | Medium | B | 1 | 2025 | 5 | 3 | 3.2 | 28595 | 9955
HVAC ¦ Central Heating (Internally Sourced) ¦ Boiler ¦ Electric Boilers | 1 | Medium | B | 1 | 2025 | 5 | 3 | 3.2 | 28596 | 9956
Fabric ¦ Superstructure ¦ Internal Doors ¦ Roller Shutters ¦ Internal Manual Roller Shutter | 1 | Medium | B | 1 | 2025 | 5 | 3 | 3.2 | 28597 | 9957
Fabric ¦ Superstructure ¦ Windows and External Doors ¦ Roller Shutters ¦ Manual Roller Shutter | 1 | High | B | 1 | 2025 | 5 | 2 | 2.7 | 16212 | 4524
Fire ¦ Fire Detection ¦ Fire Alarm Panel / Repeater | 1 | Urgent | B | 8 | 2032 | 5 | 1 | 2.2 | 7417 | 20518
Electrical ¦ Lighting ¦ Internal ¦ Emergency ¦ Self Contained ¦ LED | 13 | Urgent | B | 21 | 2045 | 5 | 1 | 2.2 | 7418 | 32289
Security ¦ Access ¦ Access Control ¦ Gate Access - Local Lock / Keypad / Manual (External) | 1 | Medium | B | 1 | 2025 | 5 | 3 | 3.2 | 28598 | 9958
Fire ¦ Fire Fighting ¦ Fire Extinguishers ¦ CO2 | 3 | Urgent | B | 7 | 2031 | 5 | 1 | 2.2 | 7419 | 19437
Water ¦ Central Hot Water Distribution ¦ Hot water cylinders | 1 | High | B | 5 | 2029 | 5 | 2 | 2.7 | 16213 | 14710
Fabric ¦ Superstructure ¦ Windows and External Doors ¦ External Doors ¦ Manual and Automatic Doors ¦ Auto / Powered Sliding Doors | 1 | High | B | 26 | 2050 | 5 | 2 | 2.7 | 16214 | 33518
Water ¦ Local Hot Water ¦ Package Electric Water Heaters - Non-Drinking Water | 1 | Medium | B | 6 | 2030 | 5 | 3 | 3.2 | 28599 | 18877
Electrical ¦ Lighting ¦ Internal ¦ Emergency ¦ Self Contained ¦ LED | 4 | Urgent | B | 21 | 2045 | 5 | 1 | 2.2 | 7420 | 32290
Fire ¦ Fire Fighting ¦ Fire Extinguishers ¦ Foam | 7 | Urgent | B | 7 | 2031 | 5 | 1 | 2.2 | 7421 | 19438
HVAC ¦ Local Air Conditioning ¦ Single-Split Condenser - Split Systems/Heat Pumps - Air-cooled with Direct Expansion Evaporator (DX) | 1 | Medium | B | 8 | 2032 | 5 | 3 | 3.2 | 28600 | 21065
Security ¦ Access ¦ Access Control ¦ Door ¦ Local Lock / Keypad / Manual | 1 | Medium | B | 10 | 2034 | 5 | 3 | 3.2 | 28601 | 23015
Electrical ¦ Specialist Lighting ¦ Internal ¦ Illuminated Fire Exit Signage | 1 | Urgent | B | 1 | 2025 | 5 | 1 | 2.2 | 7422 | 1629
Electrical ¦ LV Distribution ¦ Distribution Board ¦ Sub | 1 | High | B | 1 | 2025 | 5 | 2 | 2.7 | 16215 | 4525
Electrical ¦ LV Distribution ¦ Distribution Board ¦ Sub | 1 | High | B | 1 | 2025 | 5 | 2 | 2.7 | 16216 | 4526
Fabric ¦ Superstructure ¦ Windows and External Doors ¦ Roller Shutters ¦ Electric Roller Shutter | 1 | High | B | 1 | 2025 | 5 | 2 | 2.7 | 16217 | 4527
Electrical ¦ Lighting ¦ External ¦ General - Non-LED | 3 | Medium | B | 1 | 2025 | 5 | 3 | 3.2 | 28602 | 9959
Electrical ¦ Lighting ¦ Internal ¦ Emergency ¦ Self Contained ¦ Non LED | 3 | Urgent | B | 1 | 2025 | 5 | 1 | 2.2 | 7423 | 1630
Fire ¦ Fire Fighting ¦ Fire Extinguishers ¦ Foam | 2 | Urgent | B | 6 | 2030 | 5 | 1 | 2.2 | 7424 | 16843
HVAC ¦ Heat Emitters - Local ¦ Electric Heaters | 2 | Medium | B | 5 | 2029 | 5 | 3 | 3.2 | 28603 | 15340
HVAC ¦ Local Air Conditioning ¦ Single-Split Evaporator - Split Systems/Heat Pumps - Air-cooled with Direct Expansion Evaporator (DX) | 1 | Medium | B | 7 | 2031 | 5 | 3 | 3.2 | 28604 | 20078
Electrical ¦ LV Distribution ¦ Distribution Board ¦ Sub | 1 | High | B | 1 | 2025 | 5 | 2 | 2.7 | 16218 | 4528
Fabric ¦ Superstructure ¦ Windows and External Doors ¦ Roller Shutters ¦ Manual Roller Shutter | 1 | High | B | 1 | 2025 | 5 | 2 | 2.7 | 16219 | 4529
Fabric ¦ Superstructure ¦ Windows and External Doors ¦ Roller Shutters ¦ Electric Roller Shutter | 1 | High | B | 8 | 2032 | 5 | 2 | 2.7 | 16220 | 20753
Electrical ¦ Lighting ¦ Internal ¦ General | 11 | Medium | B | 1 | 2025 | 5 | 3 | 3.2 | 28605 | 9960
Water ¦ Local Hot Water ¦ Instantaneous Electric Water Heater - Non-Drinking Water | 1 | Medium | B | 5 | 2029 | 5 | 3 | 3.2 | 28606 | 15341
Electrical ¦ Lighting ¦ External ¦ General - Non-LED | 6 | Medium | B | 1 | 2025 | 5 | 3 | 3.2 | 28607 | 9961
Fire ¦ Fire Fighting ¦ Fire Extinguishers ¦ Foam | 2 | Urgent | B | 6 | 2030 | 5 | 1 | 2.2 | 7425 | 16844
Fire ¦ Fire Fighting ¦ Fire Extinguishers ¦ Foam | 1 | Urgent | B | 6 | 2030 | 5 | 1 | 2.2 | 7426 | 16845
HVAC ¦ Local Air Conditioning ¦ Single-Split Condenser - Split Systems/Heat Pumps - Air-cooled with Direct Expansion Evaporator (DX) | 1 | Medium | B | 7 | 2031 | 5 | 3 | 3.2 | 28608 | 20079
Security ¦ Barriers and Guardrails ¦ Manual Vehicle Barrier | 1 | Medium | B | 1 | 2025 | 5 | 3 | 3.2 | 28609 | 9962
Electrical ¦ Lighting ¦ Internal ¦ Emergency ¦ Externally Powered ¦ Non LED | 3 | Urgent | B | 1 | 2025 | 5 | 1 | 2.2 | 7427 | 1631
HVAC ¦ Central Air Conditioning ¦ Air Conditioning ¦ Multi-Split Evaporator - Split Systems/Heat Pumps - Air-cooled with Direct Expansion Evaporator (DX) | 1 | Medium | B | 8 | 2032 | 5 | 3 | 3.2 | 28610 | 21066
Electrical ¦ Lighting ¦ Internal ¦ Emergency ¦ Self Contained ¦ LED | 9 | Urgent | B | 21 | 2045 | 5 | 1 | 2.2 | 7428 | 32291
Fabric ¦ Superstructure ¦ Windows and External Doors ¦ External Doors ¦ Entrance Doors | 1 | High | C | 21 | 2045 | 4 | 2 | 2.4 | 10676 | 32517
HVAC ¦ Fan ¦ Local and Special Ventilation ¦ Fans Window or Wall Mounted | 1 | Medium | B | 7 | 2031 | 5 | 3 | 3.2 | 28611 | 20080
Fabric ¦ Superstructure ¦ Windows and External Doors ¦ External Doors ¦ Entrance Doors | 1 | High | B | 11 | 2035 | 5 | 2 | 2.7 | 16221 | 24631
Controls ¦ Building Management System (BMS) ¦ BMS Control Panel | 1 | High | B | 4 | 2028 | 5 | 2 | 2.7 | 16222 | 13984
Fabric ¦ Superstructure ¦ Windows and External Doors ¦ Roller Shutters ¦ Manual Roller Shutter | 1 | High | B | 5 | 2029 | 5 | 2 | 2.7 | 16223 | 14711
HVAC ¦ Heat Emitters - Central ¦ Radiators ¦ Steel | 1 | Medium | B | 1 | 2025 | 5 | 3 | 3.2 | 28612 | 9963
Electrical ¦ LV Distribution ¦ Distribution Board ¦ Sub | 1 | High | B | 1 | 2025 | 5 | 2 | 2.7 | 16224 | 4530
Electrical ¦ Lighting ¦ Internal ¦ General ¦ LED Fittings & Luminaires | 66 | Medium | B | 16 | 2040 | 5 | 3 | 3.2 | 28613 | 29724
Electrical ¦ Lighting ¦ Internal ¦ General ¦ LED Fittings & Luminaires | 31 | Medium | B | 13 | 2037 | 5 | 3 | 3.2 | 28614 | 27202
Electrical ¦ Lighting ¦ Internal ¦ Emergency ¦ Self Contained ¦ Non LED | 2 | Urgent | B | 8 | 2032 | 5 | 1 | 2.2 | 7429 | 20519
Electrical ¦ Lighting ¦ Internal ¦ Emergency ¦ Self Contained ¦ LED | 2 | Urgent | B | 15 | 2039 | 5 | 1 | 2.2 | 7430 | 27964
HVAC ¦ Heat Emitters - Local ¦ Gas Fired Natural and Fan Assisted Heaters | 1 | Medium | B | 5 | 2029 | 5 | 3 | 3.2 | 28615 | 15342
Electrical ¦ Lighting ¦ Internal ¦ General ¦ LED Fittings & Luminaires | 51 | Medium | B | 16 | 2040 | 5 | 3 | 3.2 | 28616 | 29725
Electrical ¦ LV Distribution ¦ Distribution Board ¦ Main | 1 | High | B | 10 | 2034 | 5 | 2 | 2.7 | 16225 | 22434
Fabric ¦ Superstructure ¦ Windows and External Doors ¦ Roller Shutters ¦ Electric Roller Shutter | 1 | High | B | 15 | 2039 | 5 | 2 | 2.7 | 16226 | 28253
HVAC ¦ Heat Emitters - Local ¦ Electric Heaters | 1 | Medium | B | 1 | 2025 | 5 | 3 | 3.2 | 28617 | 9964
Fire ¦ Fire Fighting ¦ Fire Extinguishers ¦ Foam | 6 | Urgent | B | 9 | 2033 | 5 | 1 | 2.2 | 7431 | 21417
HVAC ¦ Central Heating (Internally Sourced) ¦ Boiler ¦ Electric Boilers | 1 | Medium | B | 1 | 2025 | 5 | 3 | 3.2 | 28618 | 9965
Electrical ¦ Lighting ¦ Internal ¦ General ¦ LED Fittings & Luminaires | 12 | Medium | B | 14 | 2038 | 5 | 3 | 3.2 | 28619 | 27614
Electrical ¦ Specialist Lighting ¦ Internal ¦ Illuminated Fire Exit Signage | 5 | Urgent | B | 14 | 2038 | 5 | 1 | 2.2 | 7432 | 27383
HVAC ¦ Fan ¦ Local and Special Ventilation ¦ Extract | 1 | Medium | B | 1 | 2025 | 5 | 3 | 3.2 | 28620 | 9966
Fabric ¦ Superstructure ¦ Windows and External Doors ¦ External Doors ¦ Manual and Automatic Doors ¦ Emergency and Panic Escape Doors | 1 | Urgent | B | 15 | 2039 | 5 | 1 | 2.2 | 7433 | 27965
Electrical ¦ Lighting ¦ Internal ¦ General ¦ LED Fittings & Luminaires | 73 | Medium | B | 16 | 2040 | 5 | 3 | 3.2 | 28621 | 29726
Electrical ¦ LV Distribution ¦ Distribution Board ¦ Sub | 1 | High | B | 12 | 2036 | 5 | 2 | 2.7 | 16227 | 26228
Electrical ¦ Specialist Lighting ¦ Internal ¦ Illuminated Fire Exit Signage | 6 | Urgent | B | 10 | 2034 | 5 | 1 | 2.2 | 7434 | 22114
Fire ¦ Fire Fighting ¦ Fire Extinguishers ¦ Powder | 1 | Urgent | B | 7 | 2031 | 5 | 1 | 2.2 | 7435 | 19439
Electrical ¦ LV Distribution ¦ Distribution Board ¦ Sub | 1 | High | B | 1 | 2025 | 5 | 2 | 2.7 | 16228 | 4531
Electrical ¦ LV Distribution ¦ Distribution Board ¦ Sub | 1 | High | B | 1 | 2025 | 5 | 2 | 2.7 | 16229 | 4532
Fabric ¦ Superstructure ¦ Windows and External Doors ¦ External Doors ¦ Manual and Automatic Doors ¦ Emergency and Panic Escape Doors | 1 | Urgent | B | 31 | 2055 | 5 | 1 | 2.2 | 7436 | 33768
Electrical ¦ Lighting ¦ Internal ¦ General | 3 | Medium | B | 1 | 2025 | 5 | 3 | 3.2 | 28622 | 9967
HVAC ¦ Heat Emitters - Local ¦ Electric Heaters | 1 | Medium | B | 1 | 2025 | 5 | 3 | 3.2 | 28623 | 9968
HVAC ¦ Fan ¦ Local and Special Ventilation ¦ Axial | 1 | Medium | B | 3 | 2027 | 5 | 3 | 3.2 | 28624 | 13619
HVAC ¦ Fan ¦ Local and Special Ventilation ¦ Extract | 1 | Medium | B | 1 | 2025 | 5 | 3 | 3.2 | 28625 | 9969
Electrical ¦ LV Distribution ¦ Distribution Board ¦ Sub | 1 | High | B | 12 | 2036 | 5 | 2 | 2.7 | 16230 | 26229
Fabric ¦ Superstructure ¦ Windows and External Doors ¦ Roller Shutters ¦ Manual Roller Shutter | 1 | High | B | 1 | 2025 | 5 | 2 | 2.7 | 16231 | 4533
HVAC ¦ Central Air Conditioning ¦ Air Conditioning ¦ Multi-Split Condenser - Split Systems/Heat Pumps - Air-cooled with Direct Expansion Evaporator (DX) | 1 | Medium | B | 8 | 2032 | 5 | 3 | 3.2 | 28626 | 21067
Electrical ¦ LV Distribution ¦ Distribution Board ¦ Sub | 1 | High | C | 15 | 2039 | 4 | 2 | 2.4 | 10677 | 28060
Fabric ¦ Superstructure ¦ Windows and External Doors ¦ Roller Shutters ¦ Electric Roller Shutter | 1 | High | B | 21 | 2045 | 5 | 2 | 2.7 | 16232 | 32706
Electrical ¦ Lighting ¦ Internal ¦ Emergency ¦ Self Contained ¦ LED | 2 | Urgent | C | 11 | 2035 | 4 | 1 | 1.9 | 713 | 23288
Electrical ¦ Lighting ¦ Internal ¦ Emergency ¦ Self Contained ¦ LED | 1 | Urgent | C | 17 | 2041 | 4 | 1 | 1.9 | 714 | 29977
Electrical ¦ LV Distribution ¦ Distribution Board ¦ Sub | 1 | High | B | 1 | 2025 | 5 | 2 | 2.7 | 16233 | 4534
Fabric ¦ Superstructure ¦ Windows and External Doors ¦ Roller Shutters ¦ Manual Roller Shutter | 1 | High | B | 2 | 2026 | 5 | 2 | 2.7 | 16234 | 12936
Fire ¦ Fire Detection ¦ Fire Alarm Panel / Repeater | 1 | Urgent | B | 8 | 2032 | 5 | 1 | 2.2 | 7437 | 20520
Fire ¦ Fire Fighting ¦ Fire Extinguishers ¦ Foam | 5 | Urgent | B | 4 | 2028 | 5 | 1 | 2.2 | 7438 | 13855
HVAC ¦ Heat Emitters - Local ¦ Electric Heaters | 3 | Medium | B | 1 | 2025 | 5 | 3 | 3.2 | 28627 | 9970
Fabric ¦ Superstructure ¦ Windows and External Doors ¦ Roller Shutters ¦ Manual Roller Shutter | 1 | High | C | 1 | 2025 | 4 | 2 | 2.4 | 10678 | 2479
Electrical ¦ Lighting ¦ Internal ¦ Emergency ¦ Self Contained ¦ LED | 6 | Urgent | B | 15 | 2039 | 5 | 1 | 2.2 | 7439 | 27966
Water ¦ Local Hot Water ¦ Package Electric Water Heaters - Non-Drinking Water | 1 | Medium | B | 1 | 2025 | 5 | 3 | 3.2 | 28628 | 9971
Electrical ¦ LV Distribution ¦ Distribution Board ¦ Sub | 1 | High | B | 12 | 2036 | 5 | 2 | 2.7 | 16235 | 26230
Water ¦ Local Hot Water ¦ Package Electric Water Heaters - Non-Drinking Water | 1 | Medium | B | 1 | 2025 | 5 | 3 | 3.2 | 28629 | 9972
Electrical ¦ Lighting ¦ Internal ¦ General ¦ LED Fittings & Luminaires | 60 | Medium | B | 11 | 2035 | 5 | 3 | 3.2 | 28630 | 25450
Electrical ¦ Lighting ¦ Internal ¦ General ¦ LED Fittings & Luminaires | 6 | Medium | B | 8 | 2032 | 5 | 3 | 3.2 | 28631 | 21068
Fire ¦ Fire Fighting ¦ Fire Extinguishers ¦ Foam | 1 | Urgent | B | 8 | 2032 | 5 | 1 | 2.2 | 7440 | 20521
Water ¦ Local Hot Water ¦ Instantaneous Electric Water Heater - Non-Drinking Water | 1 | Medium | B | 1 | 2025 | 5 | 3 | 3.2 | 28632 | 9973
Fabric ¦ Superstructure ¦ Internal Doors ¦ Roller Shutters ¦ Electric Roller Shutter | 1 | Medium | B | 11 | 2035 | 5 | 3 | 3.2 | 28633 | 25451
Electrical ¦ LV Distribution ¦ Distribution Board ¦ Sub | 1 | High | B | 1 | 2025 | 5 | 2 | 2.7 | 16236 | 4535
Electrical ¦ Lighting ¦ Internal ¦ Emergency ¦ Self Contained ¦ LED | 18 | Urgent | B | 21 | 2045 | 5 | 1 | 2.2 | 7441 | 32292
Electrical ¦ Lighting ¦ External ¦ General - LED | 2 | Medium | B | 11 | 2035 | 5 | 3 | 3.2 | 28634 | 25452
Fire ¦ Fire Fighting ¦ Fire Extinguishers ¦ Powder | 2 | Urgent | B | 8 | 2032 | 5 | 1 | 2.2 | 7442 | 20522
Electrical ¦ Lighting ¦ Internal ¦ Emergency ¦ Self Contained ¦ LED | 9 | Urgent | B | 21 | 2045 | 5 | 1 | 2.2 | 7443 | 32293
Electrical ¦ LV Distribution ¦ Distribution Board ¦ Sub | 1 | High | B | 1 | 2025 | 5 | 2 | 2.7 | 16237 | 4536
Water ¦ Local Hot Water ¦ Package Electric Water Heaters - Non-Drinking Water | 1 | Medium | B | 7 | 2031 | 5 | 3 | 3.2 | 28635 | 20081
Electrical ¦ LV Distribution ¦ Distribution Board ¦ Main | 1 | High | B | 1 | 2025 | 5 | 2 | 2.7 | 16238 | 4537
Fabric ¦ Superstructure ¦ Windows and External Doors ¦ Roller Shutters ¦ Manual Roller Shutter | 1 | High | B | 1 | 2025 | 5 | 2 | 2.7 | 16239 | 4538
Security ¦ Access ¦ Access Control ¦ Gate Access - Local Lock / Keypad / Manual (External) | 2 | Medium | B | 1 | 2025 | 5 | 3 | 3.2 | 28636 | 9974
HVAC ¦ Heat Emitters - Central ¦ Radiators ¦ Aluminium | 4 | Medium | B | 1 | 2025 | 5 | 3 | 3.2 | 28637 | 9975
Fabric ¦ Superstructure ¦ Windows and External Doors ¦ Roller Shutters ¦ Electric Roller Shutter | 1 | High | B | 1 | 2025 | 5 | 2 | 2.7 | 16240 | 4539
Water ¦ Local Hot Water ¦ Package Electric Water Heaters - Non-Drinking Water | 1 | Medium | B | 1 | 2025 | 5 | 3 | 3.2 | 28638 | 9976
Electrical ¦ LV Distribution ¦ Distribution Board ¦ Sub | 1 | High | B | 13 | 2037 | 5 | 2 | 2.7 | 16241 | 27011
HVAC ¦ Local and Special Ventilation ¦ Unit extract fans. | 1 | Medium | B | 1 | 2025 | 5 | 3 | 3.2 | 28639 | 9977
Fabric ¦ Superstructure ¦ Windows and External Doors ¦ Roller Shutters ¦ Manual Roller Shutter | 1 | High | B | 1 | 2025 | 5 | 2 | 2.7 | 16242 | 4540
Controls ¦ Multi-System Controls ¦ Instrument Control Panel | 1 | Medium | B | 16 | 2040 | 5 | 3 | 3.2 | 28640 | 29727
Electrical ¦ Specialist Lighting ¦ Internal ¦ Illuminated Fire Exit Signage | 3 | Urgent | B | 18 | 2042 | 5 | 1 | 2.2 | 7444 | 30688
HVAC ¦ Heat Emitters - Local ¦ Gas Fired Natural and Fan Assisted Heaters | 1 | Medium | B | 1 | 2025 | 5 | 3 | 3.2 | 28641 | 9978
Communication and Control ¦ Communication Systems ¦ Public Address (PA) System | 1 | Medium | B | 3 | 2027 | 5 | 3 | 3.2 | 28642 | 13620
Electrical ¦ Lighting ¦ Internal ¦ General ¦ LED Fittings & Luminaires | 50 | Medium | B | 13 | 2037 | 5 | 3 | 3.2 | 28643 | 27203
Fire ¦ Fire Fighting ¦ Fire Extinguishers ¦ CO2 | 1 | Urgent | B | 1 | 2025 | 5 | 1 | 2.2 | 7445 | 1632
Fabric ¦ Superstructure ¦ Windows and External Doors ¦ External Doors ¦ Manual and Automatic Doors ¦ Emergency and Panic Escape Doors | 1 | Urgent | B | 28 | 2052 | 5 | 1 | 2.2 | 7446 | 33609
HVAC ¦ Fan ¦ Central Ventilation Systems ¦ Ventilating - General | 1 | Low | B | 1 | 2025 | 5 | 4 | 3.7 | 33359 | 12218
HVAC ¦ Fan ¦ Local and Special Ventilation ¦ Axial | 1 | Medium | B | 8 | 2032 | 5 | 3 | 3.2 | 28644 | 21069
Electrical ¦ Lighting ¦ External ¦ General - LED | 3 | Medium | B | 5 | 2029 | 5 | 3 | 3.2 | 28645 | 15343
Fabric ¦ Superstructure ¦ Windows and External Doors ¦ External Doors ¦ Manual and Automatic Doors ¦ Emergency and Panic Escape Doors | 1 | Urgent | B | 11 | 2035 | 5 | 1 | 2.2 | 7447 | 23833
Fabric ¦ Superstructure ¦ Windows and External Doors ¦ Roller Shutters ¦ Electric Roller Shutter | 1 | High | B | 11 | 2035 | 5 | 2 | 2.7 | 16243 | 24632
HVAC ¦ Central Air Conditioning ¦ Air Conditioning ¦ Multi-Split Condenser - DX Split Systems (With Gas, Electric or Hot Water Heaters) | 1 | Medium | B | 1 | 2025 | 5 | 3 | 3.2 | 28646 | 9979
HVAC ¦ Central Air Conditioning ¦ Air Conditioning ¦ Multi-Split Evaporator - Split Systems/Heat Pumps - Air-cooled with Direct Expansion Evaporator (DX) | 1 | Medium | B | 8 | 2032 | 5 | 3 | 3.2 | 28647 | 21070
HVAC ¦ Fan ¦ Local and Special Ventilation ¦ Hazardous Area Extract Fan | 1 | Medium | C | 1 | 2025 | 4 | 3 | 2.9 | 18857 | 5715
Fabric ¦ Barriers and Guardrails ¦ Vehicle Crash Protection Barrier | 4 | V Low | B | 8 | 2032 | 5 | 4 | 3.7 | 33360 | 21192
Electrical ¦ Specialist Lighting ¦ Internal ¦ Illuminated Fire Exit Signage | 4 | Urgent | C | 12 | 2036 | 4 | 1 | 1.9 | 715 | 25923
Fire ¦ Fire Fighting ¦ Fire Extinguishers ¦ Powder | 3 | Urgent | B | 6 | 2030 | 5 | 1 | 2.2 | 7448 | 16846
HVAC ¦ Heat Emitters - Local ¦ Gas Fired Unit Heaters | 1 | Medium | CX | 5 | 2029 | 2 | 3 | 2.3 | 10278 | 14534
Electrical ¦ LV Distribution ¦ Distribution Board ¦ Sub | 1 | High | B | 6 | 2030 | 5 | 2 | 2.7 | 16244 | 17762
Fire ¦ Fire Fighting ¦ Fire Extinguishers ¦ CO2 | 1 | Urgent | B | 2 | 2026 | 5 | 1 | 2.2 | 7449 | 12714
Water ¦ Local Hot Water ¦ Package Electric Water Heaters - Non-Drinking Water | 1 | Medium | B | 10 | 2034 | 5 | 3 | 3.2 | 28648 | 23016
Fabric ¦ Superstructure ¦ Windows and External Doors ¦ Roller Shutters ¦ Manual Roller Shutter | 1 | High | B | 1 | 2025 | 5 | 2 | 2.7 | 16245 | 4541
Electrical ¦ Lighting ¦ Internal ¦ Emergency ¦ Self Contained ¦ LED | 3 | Urgent | B | 1 | 2025 | 5 | 1 | 2.2 | 7450 | 1633
Electrical ¦ Lighting ¦ Internal ¦ General | 1 | Medium | B | 4 | 2028 | 5 | 3 | 3.2 | 28649 | 14190
Electrical ¦ Lighting ¦ Internal ¦ General | 6 | Medium | C | 1 | 2025 | 4 | 3 | 2.9 | 18858 | 5716
Electrical ¦ Specialist Lighting ¦ Internal ¦ Illuminated Fire Exit Signage | 2 | Urgent | B | 16 | 2040 | 5 | 1 | 2.2 | 7451 | 28936
Electrical ¦ Lighting ¦ Internal ¦ General ¦ LED Fittings & Luminaires | 1 | Medium | B | 16 | 2040 | 5 | 3 | 3.2 | 28650 | 29728
HVAC ¦ Heat Emitters - Central ¦ LTHW Overdoor Air Curtain/Heater | 1 | High | B | 1 | 2025 | 5 | 2 | 2.7 | 16246 | 4542
HVAC ¦ Fan ¦ Central Heating & Cooling ¦ Bifurcated | 1 | Medium | B | 1 | 2025 | 5 | 3 | 3.2 | 28651 | 9980
Fabric ¦ Superstructure ¦ Windows and External Doors ¦ Roller Shutters ¦ Electric Roller Shutter | 1 | High | B | 15 | 2039 | 5 | 2 | 2.7 | 16247 | 28254
Fabric ¦ Superstructure ¦ Windows and External Doors ¦ External Doors ¦ Entrance Doors | 1 | High | B | 11 | 2035 | 5 | 2 | 2.7 | 16248 | 24633
Electrical ¦ Lighting ¦ Internal ¦ General ¦ LED Fittings & Luminaires | 13 | Medium | B | 10 | 2034 | 5 | 3 | 3.2 | 28652 | 23017
Fire ¦ Fire Fighting ¦ Fire Extinguishers ¦ CO2 | 1 | Urgent | B | 1 | 2025 | 5 | 1 | 2.2 | 7452 | 1634
HVAC ¦ Heat Emitters - Local ¦ Electric Heaters | 3 | Medium | B | 1 | 2025 | 5 | 3 | 3.2 | 28653 | 9981
Security ¦ Access ¦ Access Control ¦ Gate Access - Local Lock / Keypad / Manual (External) | 1 | Medium | B | 1 | 2025 | 5 | 3 | 3.2 | 28654 | 9982
HVAC ¦ Fan ¦ Central Cooling ¦ Axial | 1 | Medium | B | 1 | 2025 | 5 | 3 | 3.2 | 28655 | 9983
Fabric ¦ Superstructure ¦ Windows and External Doors ¦ Roller Shutters ¦ Electric Roller Shutter | 1 | High | B | 11 | 2035 | 5 | 2 | 2.7 | 16249 | 24634
Electrical ¦ Lighting ¦ Internal ¦ Emergency ¦ Self Contained ¦ Non LED | 8 | Urgent | B | 1 | 2025 | 5 | 1 | 2.2 | 7453 | 1635
HVAC ¦ Heat Emitters - Local ¦ Electric Heaters | 1 | Medium | B | 1 | 2025 | 5 | 3 | 3.2 | 28656 | 9984
Fabric ¦ Superstructure ¦ Windows and External Doors ¦ Roller Shutters ¦ Manual Roller Shutter | 1 | High | CX | 1 | 2025 | 2 | 2 | 1.8 | 535 | 431
Electrical ¦ LV Distribution ¦ Distribution Board ¦ Sub | 1 | High | B | 6 | 2030 | 5 | 2 | 2.7 | 16250 | 17763
HVAC ¦ Local and Special Ventilation ¦ Unit extract fans. | 1 | Medium | C | 1 | 2025 | 4 | 3 | 2.9 | 18859 | 5717
Water ¦ Local Hot Water ¦ Instantaneous Electric Water Heater - Non-Drinking Water | 1 | Medium | A | 14 | 2038 | 6 | 3 | 3.5 | 32580 | 27679
Electrical ¦ Lighting ¦ Internal ¦ Emergency ¦ Self Contained ¦ LED | 5 | Urgent | C | 11 | 2035 | 4 | 1 | 1.9 | 716 | 23289
Fabric ¦ Superstructure ¦ Windows and External Doors ¦ Roller Shutters ¦ Manual Roller Shutter | 1 | High | B | 1 | 2025 | 5 | 2 | 2.7 | 16251 | 4543
HVAC ¦ Fan ¦ Local and Special Ventilation ¦ Centrifugal | 1 | Medium | B | 1 | 2025 | 5 | 3 | 3.2 | 28657 | 9985
HVAC ¦ Fan ¦ Central Cooling ¦ Axial | 1 | Medium | B | 1 | 2025 | 5 | 3 | 3.2 | 28658 | 9986
Fabric ¦ Superstructure ¦ Windows and External Doors ¦ External Doors ¦ Manual and Automatic Doors ¦ Auto / Powered Swing Doors | 1 | High | B | 11 | 2035 | 5 | 2 | 2.7 | 16252 | 24635
HVAC ¦ Heat Emitters - Local ¦ Electric Heaters | 1 | Medium | B | 1 | 2025 | 5 | 3 | 3.2 | 28659 | 9987
Fabric ¦ Superstructure ¦ Windows and External Doors ¦ Roller Shutters ¦ Manual Roller Shutter | 1 | High | B | 1 | 2025 | 5 | 2 | 2.7 | 16253 | 4544
HVAC ¦ Fan ¦ Central Ventilation Systems ¦ Axial | 1 | Medium | B | 1 | 2025 | 5 | 3 | 3.2 | 28660 | 9988
Electrical ¦ Lighting ¦ Internal ¦ Emergency ¦ Self Contained ¦ LED | 2 | Urgent | C | 11 | 2035 | 4 | 1 | 1.9 | 717 | 23290
Electrical ¦ Lighting ¦ Internal ¦ General ¦ LED Fittings & Luminaires | 2 | Medium | B | 12 | 2036 | 5 | 3 | 3.2 | 28661 | 26660
HVAC ¦ Heat Emitters - Local ¦ Gas Fired Natural and Fan Assisted Heaters | 1 | Medium | B | 1 | 2025 | 5 | 3 | 3.2 | 28662 | 9989
Fabric ¦ Superstructure ¦ Windows and External Doors ¦ External Doors ¦ Entrance Doors | 1 | High | B | 23 | 2047 | 5 | 2 | 2.7 | 16254 | 33210
Fabric ¦ Superstructure ¦ Windows and External Doors ¦ External Doors ¦ Manual and Automatic Doors ¦ Emergency and Panic Escape Doors | 1 | Urgent | B | 19 | 2043 | 5 | 1 | 2.2 | 7454 | 31089
Controls ¦ Building Management System (BMS) ¦ BMS Control Panel | 1 | High | A | 9 | 2033 | 6 | 2 | 3 | 19602 | 21670
Fire ¦ Fire Detection ¦ Fire Alarm System | 1 | Urgent | B | 1 | 2025 | 5 | 1 | 2.2 | 7455 | 1636
Fabric ¦ Superstructure ¦ Windows and External Doors ¦ External Doors ¦ Manual and Automatic Doors ¦ Emergency and Panic Escape Doors | 1 | Urgent | B | 11 | 2035 | 5 | 1 | 2.2 | 7456 | 23834
Electrical ¦ LV Distribution ¦ Distribution Board ¦ Main | 1 | High | B | 1 | 2025 | 5 | 2 | 2.7 | 16255 | 4545
Electrical ¦ Lighting ¦ Internal ¦ Emergency ¦ Self Contained ¦ LED | 4 | Urgent | B | 22 | 2046 | 5 | 1 | 2.2 | 7457 | 32951
HVAC ¦ Fan ¦ Local and Special Ventilation ¦ Axial | 1 | Medium | C | 1 | 2025 | 4 | 3 | 2.9 | 18860 | 5718
Fire ¦ Fire Fighting ¦ Fire Extinguishers ¦ Foam | 5 | Urgent | B | 6 | 2030 | 5 | 1 | 2.2 | 7458 | 16847
HVAC ¦ Fan ¦ Local and Special Ventilation ¦ Extract Fans - Twin Toilet | 1 | Medium | B | 1 | 2025 | 5 | 3 | 3.2 | 28663 | 9990
HVAC ¦ Heat Emitters - Local ¦ Gas Fired Natural and Fan Assisted Heaters | 1 | Medium | B | 1 | 2025 | 5 | 3 | 3.2 | 28664 | 9991
HVAC ¦ Heat Emitters - Local ¦ Gas Fired Natural and Fan Assisted Heaters | 1 | Medium | B | 13 | 2037 | 5 | 3 | 3.2 | 28665 | 27204
Electrical ¦ Lighting ¦ Internal ¦ Emergency ¦ Self Contained ¦ Non LED | 4 | Urgent | B | 1 | 2025 | 5 | 1 | 2.2 | 7459 | 1637
Electrical ¦ LV Distribution ¦ Distribution Board ¦ Sub | 1 | High | B | 5 | 2029 | 5 | 2 | 2.7 | 16256 | 14712
Water ¦ Local Hot Water ¦ Instantaneous Electric Water Heater - Non-Drinking Water | 1 | Medium | B | 7 | 2031 | 5 | 3 | 3.2 | 28666 | 20082
Fabric ¦ Superstructure ¦ Windows and External Doors ¦ Roller Shutters ¦ Electric Roller Shutter | 1 | High | B | 1 | 2025 | 5 | 2 | 2.7 | 16257 | 4546
HVAC ¦ Local Air Conditioning ¦ Single-Split Condenser - Split Systems/Heat Pumps - Air-cooled with Direct Expansion Evaporator (DX) | 1 | Medium | B | 1 | 2025 | 5 | 3 | 3.2 | 28667 | 9992
Fabric ¦ Superstructure ¦ Internal Doors ¦ Roller Shutters ¦ Electric Roller Shutter | 1 | Medium | B | 11 | 2035 | 5 | 3 | 3.2 | 28668 | 25453
Fabric ¦ Superstructure ¦ Windows and External Doors ¦ External Doors ¦ Manual and Automatic Doors ¦ Auto / Powered Sliding Doors | 1 | High | B | 25 | 2049 | 5 | 2 | 2.7 | 16258 | 33416
Fabric ¦ Superstructure ¦ Windows and External Doors ¦ Roller Shutters ¦ Electric Roller Shutter | 1 | High | B | 7 | 2031 | 5 | 2 | 2.7 | 16259 | 19668
HVAC ¦ Fan ¦ Local and Special Ventilation ¦ Extract | 1 | Medium | B | 1 | 2025 | 5 | 3 | 3.2 | 28669 | 9993
HVAC ¦ Fan ¦ Local and Special Ventilation ¦ Extract | 1 | Medium | CX | 1 | 2025 | 2 | 3 | 2.3 | 10279 | 2205
Fabric ¦ Superstructure ¦ Windows and External Doors ¦ Roller Shutters ¦ Electric Roller Shutter | 1 | High | B | 1 | 2025 | 5 | 2 | 2.7 | 16260 | 4547
Fire ¦ Fire Detection ¦ Fire Alarm System | 1 | Urgent | B | 7 | 2031 | 5 | 1 | 2.2 | 7460 | 19440
Security ¦ Access ¦ Access Control ¦ Gate Access - Local Lock / Keypad / Manual (External) | 1 | Medium | B | 7 | 2031 | 5 | 3 | 3.2 | 28670 | 20083
Fire ¦ Fire Fighting ¦ Fire Extinguishers ¦ CO2 | 3 | Urgent | B | 2 | 2026 | 5 | 1 | 2.2 | 7461 | 12715
Fire ¦ Fire Fighting ¦ Fire Extinguishers ¦ CO2 | 2 | Urgent | B | 7 | 2031 | 5 | 1 | 2.2 | 7462 | 19441
Electrical ¦ LV Distribution ¦ Distribution Board ¦ Sub | 1 | High | B | 8 | 2032 | 5 | 2 | 2.7 | 16261 | 20754
Electrical ¦ Lighting ¦ Internal ¦ Emergency ¦ Self Contained ¦ LED | 8 | Urgent | B | 17 | 2041 | 5 | 1 | 2.2 | 7463 | 30175
Electrical ¦ Lighting ¦ Internal ¦ Emergency ¦ Self Contained ¦ LED | 7 | Urgent | B | 17 | 2041 | 5 | 1 | 2.2 | 7464 | 30176
Electrical ¦ Lighting ¦ Internal ¦ General ¦ LED Fittings & Luminaires | 10 | Medium | B | 12 | 2036 | 5 | 3 | 3.2 | 28671 | 26661
Fire ¦ Fire Fighting ¦ Fire Extinguishers ¦ CO2 | 1 | Urgent | B | 2 | 2026 | 5 | 1 | 2.2 | 7465 | 12716
Electrical ¦ LV Distribution ¦ Distribution Board ¦ Sub | 1 | High | B | 12 | 2036 | 5 | 2 | 2.7 | 16262 | 26231
HVAC ¦ Fan ¦ Local and Special Ventilation ¦ Fans Window or Wall Mounted | 1 | Medium | B | 12 | 2036 | 5 | 3 | 3.2 | 28672 | 26662
Electrical ¦ Specialist Lighting ¦ Internal ¦ Illuminated Fire Exit Signage | 3 | Urgent | B | 17 | 2041 | 5 | 1 | 2.2 | 7466 | 30177
Fire ¦ Fire Fighting ¦ Fire Extinguishers ¦ Powder | 1 | Urgent | B | 6 | 2030 | 5 | 1 | 2.2 | 7467 | 16848
HVAC ¦ Fan ¦ Central Ventilation Systems ¦ Ventilating - General | 1 | Low | B | 1 | 2025 | 5 | 4 | 3.7 | 33361 | 12219
Electrical ¦ LV Distribution ¦ Distribution Board ¦ Sub | 1 | High | A | 18 | 2042 | 6 | 2 | 3 | 19603 | 30912
Fabric ¦ Superstructure ¦ Windows and External Doors ¦ Roller Shutters ¦ Manual Roller Shutter | 1 | High | B | 1 | 2025 | 5 | 2 | 2.7 | 16263 | 4548
Fire ¦ Fire Fighting ¦ Fire Extinguishers ¦ Foam | 2 | Urgent | B | 6 | 2030 | 5 | 1 | 2.2 | 7468 | 16849
Electrical ¦ Specialist Lighting ¦ Internal ¦ Illuminated Fire Exit Signage | 3 | Urgent | B | 13 | 2037 | 5 | 1 | 2.2 | 7469 | 26880
Electrical ¦ Specialist Lighting ¦ Internal ¦ Illuminated Fire Exit Signage | 1 | Urgent | B | 13 | 2037 | 5 | 1 | 2.2 | 7470 | 26881
Fire ¦ Fire Fighting ¦ Fire Extinguishers ¦ Foam | 6 | Urgent | B | 6 | 2030 | 5 | 1 | 2.2 | 7471 | 16850
HVAC ¦ Fan ¦ Central Ventilation Systems ¦ Extract | 1 | Medium | B | 1 | 2025 | 5 | 3 | 3.2 | 28673 | 9994
Water ¦ Central Hot Water Distribution ¦ Hot water cylinders | 1 | High | B | 9 | 2033 | 5 | 2 | 2.7 | 16264 | 21627
Fabric ¦ Superstructure ¦ Windows and External Doors ¦ Roller Shutters ¦ Manual Roller Shutter | 1 | High | B | 1 | 2025 | 5 | 2 | 2.7 | 16265 | 4549
Electrical ¦ Specialist Lighting ¦ Internal ¦ Illuminated Fire Exit Signage | 3 | Urgent | B | 12 | 2036 | 5 | 1 | 2.2 | 7472 | 26074
Electrical ¦ Lighting ¦ Internal ¦ Emergency ¦ Self Contained ¦ LED | 1 | Urgent | B | 18 | 2042 | 5 | 1 | 2.2 | 7473 | 30689
Fire ¦ Fire Fighting ¦ Fire Extinguishers ¦ CO2 | 4 | Urgent | B | 6 | 2030 | 5 | 1 | 2.2 | 7474 | 16851
HVAC ¦ Local Air Conditioning ¦ Single-Split Condenser - Split Systems/Heat Pumps - Air-cooled with Direct Expansion Evaporator (DX) | 1 | Medium | B | 1 | 2025 | 5 | 3 | 3.2 | 28674 | 9995
Fabric ¦ Superstructure ¦ Windows and External Doors ¦ Roller Shutters ¦ Electric Roller Shutter | 1 | High | B | 1 | 2025 | 5 | 2 | 2.7 | 16266 | 4550
Fabric ¦ Superstructure ¦ Windows and External Doors ¦ External Doors ¦ Manual and Automatic Doors ¦ Emergency and Panic Escape Doors | 1 | Urgent | B | 20 | 2044 | 5 | 1 | 2.2 | 7475 | 31528
HVAC ¦ Heat Emitters - Central ¦ Radiators ¦ Steel | 5 | Medium | B | 1 | 2025 | 5 | 3 | 3.2 | 28675 | 9996
Electrical ¦ Lighting ¦ Internal ¦ General ¦ LED Fittings & Luminaires | 11 | Medium | C | 13 | 2037 | 4 | 3 | 2.9 | 18861 | 27051
Electrical ¦ LV Distribution ¦ Distribution Board ¦ Sub | 1 | High | B | 18 | 2042 | 5 | 2 | 2.7 | 16267 | 30859
HVAC ¦ Fan ¦ Central Cooling ¦ Axial | 1 | Medium | B | 1 | 2025 | 5 | 3 | 3.2 | 28676 | 9997
Fabric ¦ Superstructure ¦ Windows and External Doors ¦ External Doors ¦ Entrance Doors | 1 | High | B | 11 | 2035 | 5 | 2 | 2.7 | 16268 | 24636
Electrical ¦ Lighting ¦ Internal ¦ General ¦ LED Fittings & Luminaires | 2 | Medium | B | 12 | 2036 | 5 | 3 | 3.2 | 28677 | 26663
Electrical ¦ Lighting ¦ Internal ¦ General ¦ LED Fittings & Luminaires | 16 | Medium | B | 12 | 2036 | 5 | 3 | 3.2 | 28678 | 26664
Electrical ¦ Lighting ¦ Internal ¦ Emergency ¦ Self Contained ¦ Non LED | 1 | Urgent | B | 1 | 2025 | 5 | 1 | 2.2 | 7476 | 1638
Fabric ¦ Superstructure ¦ Windows and External Doors ¦ Roller Shutters ¦ Manual Roller Shutter | 1 | High | B | 7 | 2031 | 5 | 2 | 2.7 | 16269 | 19669
Electrical ¦ Lighting ¦ Internal ¦ Emergency ¦ Self Contained ¦ LED | 13 | Urgent | B | 21 | 2045 | 5 | 1 | 2.2 | 7477 | 32294
Security ¦ Access ¦ Access Control ¦ Gate Access - Local Lock / Keypad / Manual (External) | 1 | Medium | B | 8 | 2032 | 5 | 3 | 3.2 | 28679 | 21071
Security ¦ Access ¦ Access Control ¦ Door ¦ Local Lock / Keypad / Manual | 2 | Medium | B | 1 | 2025 | 5 | 3 | 3.2 | 28680 | 9998
HVAC ¦ Heat Emitters - Local ¦ Electric Overdoor Air Curtain/Heater | 1 | Medium | B | 1 | 2025 | 5 | 3 | 3.2 | 28681 | 9999
HVAC ¦ Fan ¦ Central Cooling ¦ Axial | 1 | Medium | B | 3 | 2027 | 5 | 3 | 3.2 | 28682 | 13621
Fire ¦ Fire Fighting ¦ Fire Extinguishers ¦ CO2 | 1 | Urgent | B | 2 | 2026 | 5 | 1 | 2.2 | 7478 | 12717
HVAC ¦ Fan ¦ Local and Special Ventilation ¦ Fans Window or Wall Mounted | 1 | Medium | B | 12 | 2036 | 5 | 3 | 3.2 | 28683 | 26665
Fabric ¦ Superstructure ¦ Windows and External Doors ¦ External Doors ¦ Manual and Automatic Doors ¦ Emergency and Panic Escape Doors | 1 | Urgent | B | 15 | 2039 | 5 | 1 | 2.2 | 7479 | 27967
Electrical ¦ Lighting ¦ Internal ¦ General ¦ LED Fittings & Luminaires | 5 | Medium | B | 13 | 2037 | 5 | 3 | 3.2 | 28684 | 27205
Electrical ¦ Lighting ¦ Internal ¦ General | 37 | Medium | B | 6 | 2030 | 5 | 3 | 3.2 | 28685 | 18878
Fire ¦ Fire Fighting ¦ Fire Extinguishers ¦ Foam | 5 | Urgent | B | 2 | 2026 | 5 | 1 | 2.2 | 7480 | 12718
Electrical ¦ Lighting ¦ Internal ¦ Emergency ¦ Self Contained ¦ LED | 11 | Urgent | B | 17 | 2041 | 5 | 1 | 2.2 | 7481 | 30178
Electrical ¦ Lighting ¦ Internal ¦ General ¦ LED Fittings & Luminaires | 70 | Medium | B | 16 | 2040 | 5 | 3 | 3.2 | 28686 | 29729
HVAC ¦ Heat Emitters - Central ¦ Radiators ¦ Steel | 7 | Medium | B | 1 | 2025 | 5 | 3 | 3.2 | 28687 | 10000
Electrical ¦ Specialist Lighting ¦ Internal ¦ Illuminated Fire Exit Signage | 5 | Urgent | B | 13 | 2037 | 5 | 1 | 2.2 | 7482 | 26882
HVAC ¦ Fan ¦ Central Ventilation Systems ¦ Ventilating - General | 1 | Low | B | 1 | 2025 | 5 | 4 | 3.7 | 33362 | 12220
Electrical ¦ LV Distribution ¦ Distribution Board ¦ Sub | 1 | High | B | 6 | 2030 | 5 | 2 | 2.7 | 16270 | 17764
Electrical ¦ LV Distribution ¦ Distribution Board ¦ Main | 1 | High | B | 1 | 2025 | 5 | 2 | 2.7 | 16271 | 4551
HVAC ¦ Fan ¦ Central Ventilation Systems ¦ Ventilating - General | 1 | Low | B | 1 | 2025 | 5 | 4 | 3.7 | 33363 | 12221
HVAC ¦ Fan ¦ Local and Special Ventilation ¦ Extract | 1 | Medium | B | 1 | 2025 | 5 | 3 | 3.2 | 28688 | 10001
HVAC ¦ Fan ¦ Central Ventilation Systems ¦ Ventilating - General | 1 | Low | C | 1 | 2025 | 4 | 4 | 3.4 | 32422 | 11702
Fire ¦ Fire Detection ¦ Fire Alarm System | 1 | Urgent | A | 15 | 2039 | 6 | 1 | 2.5 | 10949 | 28062
Electrical ¦ Lighting ¦ Internal ¦ General | 81 | Medium | C | 2 | 2026 | 4 | 3 | 2.9 | 18862 | 12984
Fire ¦ Fire Fighting ¦ Fire Extinguishers ¦ CO2 | 4 | Urgent | B | 6 | 2030 | 5 | 1 | 2.2 | 7483 | 16852
HVAC ¦ Fan ¦ Central Ventilation Systems ¦ Ventilating - General | 1 | Low | B | 1 | 2025 | 5 | 4 | 3.7 | 33364 | 12222
HVAC ¦ Fan ¦ Local and Special Ventilation ¦ Extract | 1 | Medium | B | 1 | 2025 | 5 | 3 | 3.2 | 28689 | 10002
Electrical ¦ Specialist Lighting ¦ Internal ¦ Illuminated Fire Exit Signage | 2 | Urgent | A | 20 | 2044 | 6 | 1 | 2.5 | 10950 | 31585
Controls ¦ Multi-System Controls ¦ Control Panel - Electrical Services (excluding Electrical Controllers and Pneumatic Relays) | 1 | Medium | B | 1 | 2025 | 5 | 3 | 3.2 | 28690 | 10003
Electrical ¦ LV Distribution ¦ Distribution Board ¦ Sub | 1 | High | B | 1 | 2025 | 5 | 2 | 2.7 | 16272 | 4552
Water ¦ Local Hot Water ¦ Instantaneous Electric Water Heater - Non-Drinking Water | 1 | Medium | B | 7 | 2031 | 5 | 3 | 3.2 | 28691 | 20084
Fabric ¦ Superstructure ¦ Windows and External Doors ¦ Roller Shutters ¦ Manual Roller Shutter | 1 | High | B | 7 | 2031 | 5 | 2 | 2.7 | 16273 | 19670
HVAC ¦ Fan ¦ Local and Special Ventilation ¦ Extract | 1 | Medium | B | 5 | 2029 | 5 | 3 | 3.2 | 28692 | 15344
Electrical ¦ LV Distribution ¦ Distribution Board ¦ Sub | 1 | High | B | 4 | 2028 | 5 | 2 | 2.7 | 16274 | 13985
Electrical ¦ LV Distribution ¦ Distribution Board ¦ Main | 1 | High | B | 1 | 2025 | 5 | 2 | 2.7 | 16275 | 4553
Fabric ¦ Superstructure ¦ Windows and External Doors ¦ Roller Shutters ¦ Manual Roller Shutter | 1 | High | C | 1 | 2025 | 4 | 2 | 2.4 | 10679 | 2480
Fabric ¦ Superstructure ¦ Internal Doors ¦ Roller Shutters ¦ Electric Roller Shutter | 1 | Medium | B | 1 | 2025 | 5 | 3 | 3.2 | 28693 | 10004
HVAC ¦ Fan ¦ Local and Special Ventilation ¦ Extract | 1 | Medium | B | 1 | 2025 | 5 | 3 | 3.2 | 28694 | 10005
Fabric ¦ Superstructure ¦ Windows and External Doors ¦ Roller Shutters ¦ Electric Roller Shutter | 1 | High | B | 7 | 2031 | 5 | 2 | 2.7 | 16276 | 19671
Security ¦ Access ¦ Access Control ¦ Door ¦ Local Lock / Keypad / Manual | 1 | Medium | B | 1 | 2025 | 5 | 3 | 3.2 | 28695 | 10006
Fire ¦ Fire Fighting ¦ Fire Extinguishers ¦ Foam | 3 | Urgent | B | 2 | 2026 | 5 | 1 | 2.2 | 7484 | 12719
Electrical ¦ LV Distribution ¦ Distribution Board ¦ Sub | 1 | High | B | 10 | 2034 | 5 | 2 | 2.7 | 16277 | 22435
Water ¦ Local Hot Water ¦ Instantaneous Electric Water Heater - Non-Drinking Water | 1 | Medium | B | 7 | 2031 | 5 | 3 | 3.2 | 28696 | 20085
Fabric ¦ Superstructure ¦ Windows and External Doors ¦ Roller Shutters ¦ Manual Roller Shutter | 1 | High | B | 21 | 2045 | 5 | 2 | 2.7 | 16278 | 32707
Electrical ¦ LV Distribution ¦ Distribution Board ¦ Sub | 1 | High | B | 2 | 2026 | 5 | 2 | 2.7 | 16279 | 12937
Electrical ¦ LV Distribution ¦ Distribution Board ¦ Main | 1 | High | B | 9 | 2033 | 5 | 2 | 2.7 | 16280 | 21628
Fire ¦ Fire Detection ¦ Fire Alarm Panel / Repeater | 1 | Urgent | B | 1 | 2025 | 5 | 1 | 2.2 | 7485 | 1639
Electrical ¦ Lighting ¦ External ¦ General - LED | 5 | Medium | B | 10 | 2034 | 5 | 3 | 3.2 | 28697 | 23018
Electrical ¦ LV Distribution ¦ Distribution Board ¦ Main | 1 | High | B | 1 | 2025 | 5 | 2 | 2.7 | 16281 | 4554
Electrical ¦ Lighting ¦ External ¦ General - LED | 4 | Medium | B | 5 | 2029 | 5 | 3 | 3.2 | 28698 | 15345
Electrical ¦ Lighting ¦ Internal ¦ General ¦ LED Fittings & Luminaires | 6 | Medium | B | 12 | 2036 | 5 | 3 | 3.2 | 28699 | 26666
HVAC ¦ Heat Emitters - Central ¦ Radiators ¦ Steel | 3 | Medium | B | 10 | 2034 | 5 | 3 | 3.2 | 28700 | 23019
HVAC ¦ Heat Emitters - Central ¦ Radiators ¦ Aluminium | 3 | Medium | B | 2 | 2026 | 5 | 3 | 3.2 | 28701 | 13159
Fire ¦ Fire Fighting ¦ Fire Extinguishers ¦ Foam | 4 | Urgent | B | 6 | 2030 | 5 | 1 | 2.2 | 7486 | 16853
Fire ¦ Fire Fighting ¦ Fire Extinguishers ¦ Water | 1 | Urgent | B | 2 | 2026 | 5 | 1 | 2.2 | 7487 | 12720
Electrical ¦ Lighting ¦ Internal ¦ General | 58 | Medium | B | 10 | 2034 | 5 | 3 | 3.2 | 28702 | 23020
Electrical ¦ Lighting ¦ Internal ¦ General ¦ LED Fittings & Luminaires | 33 | Medium | B | 16 | 2040 | 5 | 3 | 3.2 | 28703 | 29730
Electrical ¦ Specialist Lighting ¦ Internal ¦ Illuminated Fire Exit Signage | 2 | Urgent | B | 2 | 2026 | 5 | 1 | 2.2 | 7488 | 12721
HVAC ¦ Heat Emitters - Central ¦ Radiators ¦ Aluminium | 10 | Medium | B | 1 | 2025 | 5 | 3 | 3.2 | 28704 | 10007
Fire ¦ Fire Fighting ¦ Fire Extinguishers ¦ Foam | 1 | Urgent | B | 2 | 2026 | 5 | 1 | 2.2 | 7489 | 12722
Electrical ¦ Lighting ¦ Internal ¦ Emergency ¦ Self Contained ¦ LED | 4 | Urgent | B | 18 | 2042 | 5 | 1 | 2.2 | 7490 | 30690
Electrical ¦ Lighting ¦ Internal ¦ General ¦ LED Fittings & Luminaires | 93 | Medium | B | 15 | 2039 | 5 | 3 | 3.2 | 28705 | 28491
Fabric ¦ Superstructure ¦ Windows and External Doors ¦ Roller Shutters ¦ Manual Roller Shutter | 1 | High | C | 1 | 2025 | 4 | 2 | 2.4 | 10680 | 2481
Electrical ¦ LV Distribution ¦ Distribution Board ¦ Sub | 1 | High | C | 1 | 2025 | 4 | 2 | 2.4 | 10681 | 2482
HVAC ¦ Fan ¦ Central Cooling ¦ Axial | 1 | Medium | B | 1 | 2025 | 5 | 3 | 3.2 | 28706 | 10008
Water ¦ Local Hot Water ¦ Instantaneous Electric Water Heater - Non-Drinking Water | 1 | Medium | B | 10 | 2034 | 5 | 3 | 3.2 | 28707 | 23021
Electrical ¦ LV Distribution ¦ LV Switch Panel | 1 | High | B | 6 | 2030 | 5 | 2 | 2.7 | 16282 | 17765
Fabric ¦ Superstructure ¦ Windows and External Doors ¦ External Doors ¦ Manual and Automatic Doors ¦ High Security Door | 1 | High | B | 11 | 2035 | 5 | 2 | 2.7 | 16283 | 24637
HVAC ¦ Heat Emitters - Local ¦ Gas Fired Unit Heaters | 1 | Medium | B | 1 | 2025 | 5 | 3 | 3.2 | 28708 | 10009
Fabric ¦ Superstructure ¦ Windows and External Doors ¦ Roller Shutters ¦ Manual Roller Shutter | 1 | High | B | 1 | 2025 | 5 | 2 | 2.7 | 16284 | 4555
HVAC ¦ Heat Emitters - Local ¦ Electric Overdoor Air Curtain/Heater | 1 | Medium | B | 1 | 2025 | 5 | 3 | 3.2 | 28709 | 10010
Fabric ¦ Superstructure ¦ Internal Doors ¦ Roller Shutters ¦ Automatic Roller Shutter | 1 | High | B | 13 | 2037 | 5 | 2 | 2.7 | 16285 | 27012
HVAC ¦ Fan ¦ Local and Special Ventilation ¦ Extract | 1 | Medium | B | 1 | 2025 | 5 | 3 | 3.2 | 28710 | 10011
Electrical ¦ Specialist Lighting ¦ Internal ¦ Illuminated Fire Exit Signage | 3 | Urgent | C | 12 | 2036 | 4 | 1 | 1.9 | 718 | 25924
Fire ¦ Fire Fighting ¦ Fire Extinguishers ¦ Foam | 3 | Urgent | B | 7 | 2031 | 5 | 1 | 2.2 | 7491 | 19442
HVAC ¦ Central Heating (Internally Sourced) ¦ Heat Pumps ¦ Water to Water | 1 | Medium | B | 1 | 2025 | 5 | 3 | 3.2 | 28711 | 10012
Electrical ¦ LV Distribution ¦ Distribution Board ¦ Sub | 1 | High | B | 12 | 2036 | 5 | 2 | 2.7 | 16286 | 26232
Electrical ¦ Lighting ¦ External ¦ General - Non-LED | 3 | Medium | B | 1 | 2025 | 5 | 3 | 3.2 | 28712 | 10013
Electrical ¦ Lighting ¦ Internal ¦ General | 5 | Medium | B | 1 | 2025 | 5 | 3 | 3.2 | 28713 | 10014
HVAC ¦ Local Air Conditioning ¦ Single-Split Evaporator - Split Systems/Heat Pumps - Air-cooled with Direct Expansion Evaporator (DX) | 1 | Medium | B | 1 | 2025 | 5 | 3 | 3.2 | 28714 | 10015
Water ¦ Local Hot Water ¦ Instantaneous Electric Water Heater - Non-Drinking Water | 1 | Medium | B | 9 | 2033 | 5 | 3 | 3.2 | 28715 | 21831
HVAC ¦ Heat Emitters - Local ¦ Gas Fired Radiant Heaters | 1 | Medium | B | 1 | 2025 | 5 | 3 | 3.2 | 28716 | 10016
Fabric ¦ Superstructure ¦ Windows and External Doors ¦ Roller Shutters ¦ Manual Roller Shutter | 1 | High | B | 1 | 2025 | 5 | 2 | 2.7 | 16287 | 4556
HVAC ¦ Heat Emitters - Local ¦ Fan Convector - Electric | 1 | Medium | C | 1 | 2025 | 4 | 3 | 2.9 | 18863 | 5719
Fabric ¦ Superstructure ¦ Windows and External Doors ¦ External Doors ¦ Manual and Automatic Doors ¦ Auto / Powered Sliding Doors | 1 | High | B | 21 | 2045 | 5 | 2 | 2.7 | 16288 | 32708
Fabric ¦ Superstructure ¦ Windows and External Doors ¦ Roller Shutters ¦ Manual Roller Shutter | 1 | High | B | 1 | 2025 | 5 | 2 | 2.7 | 16289 | 4557
Electrical ¦ Lighting ¦ External ¦ General - LED | 1 | Medium | B | 7 | 2031 | 5 | 3 | 3.2 | 28717 | 20086
Fire ¦ Fire Fighting ¦ Fire Extinguishers ¦ CO2 | 3 | Urgent | B | 2 | 2026 | 5 | 1 | 2.2 | 7492 | 12723
HVAC ¦ Fan ¦ Central Cooling ¦ Axial | 1 | Medium | B | 1 | 2025 | 5 | 3 | 3.2 | 28718 | 10017
Fabric ¦ Superstructure ¦ Windows and External Doors ¦ External Doors ¦ Entrance Doors | 1 | High | B | 11 | 2035 | 5 | 2 | 2.7 | 16290 | 24638
HVAC ¦ Heat Emitters - Local ¦ Electric Heaters | 1 | Medium | B | 1 | 2025 | 5 | 3 | 3.2 | 28719 | 10018
HVAC ¦ Heat Emitters - Local ¦ Gas Fired Natural and Fan Assisted Heaters | 1 | Medium | B | 1 | 2025 | 5 | 3 | 3.2 | 28720 | 10019
HVAC ¦ Fan ¦ Local and Special Ventilation ¦ Extract | 1 | Medium | B | 1 | 2025 | 5 | 3 | 3.2 | 28721 | 10020
Fire ¦ Fire Fighting ¦ Fire Extinguishers ¦ Powder | 2 | Urgent | B | 2 | 2026 | 5 | 1 | 2.2 | 7493 | 12724
Fabric ¦ Superstructure ¦ Windows and External Doors ¦ External Doors ¦ Manual and Automatic Doors ¦ Auto / Powered Sliding Doors | 1 | High | B | 21 | 2045 | 5 | 2 | 2.7 | 16291 | 32709
Communication and Control ¦ Communication Systems ¦ Public Address (PA) System | 1 | Medium | B | 8 | 2032 | 5 | 3 | 3.2 | 28722 | 21072
Security ¦ Access ¦ Access Control ¦ Gate Access - Local Lock / Keypad / Manual (External) | 2 | Medium | B | 1 | 2025 | 5 | 3 | 3.2 | 28723 | 10021
Water ¦ Local Hot Water ¦ Package Electric Water Heaters - Non-Drinking Water | 1 | Medium | A | 10 | 2034 | 6 | 3 | 3.5 | 32581 | 23207
Fabric ¦ Superstructure ¦ Windows and External Doors ¦ Roller Shutters ¦ Manual Roller Shutter | 1 | High | B | 7 | 2031 | 5 | 2 | 2.7 | 16292 | 19672
Controls ¦ Building Management System (BMS) ¦ BMS Control Panel | 1 | High | B | 6 | 2030 | 5 | 2 | 2.7 | 16293 | 17766
HVAC ¦ Heat Emitters - Local ¦ Gas Fired Natural and Fan Assisted Heaters | 1 | Medium | B | 1 | 2025 | 5 | 3 | 3.2 | 28724 | 10022
HVAC ¦ Fan ¦ Local and Special Ventilation ¦ Extract | 1 | Medium | B | 1 | 2025 | 5 | 3 | 3.2 | 28725 | 10023
Controls ¦ Multi-System Controls ¦ Control Panel - Electrical Services (excluding Electrical Controllers and Pneumatic Relays) | 1 | Medium | B | 12 | 2036 | 5 | 3 | 3.2 | 28726 | 26667
Controls ¦ Building Management System (BMS) ¦ BMS Control Panel | 1 | High | B | 7 | 2031 | 5 | 2 | 2.7 | 16294 | 19673
Electrical ¦ Lighting ¦ Internal ¦ Emergency ¦ Self Contained ¦ LED | 7 | Urgent | C | 17 | 2041 | 4 | 1 | 1.9 | 719 | 29978
Fabric ¦ Superstructure ¦ Windows and External Doors ¦ External Doors ¦ Manual and Automatic Doors ¦ Emergency and Panic Escape Doors | 1 | Urgent | C | 11 | 2035 | 4 | 1 | 1.9 | 720 | 23291
Water ¦ Local Hot Water ¦ Package Electric Water Heaters - Non-Drinking Water | 1 | Medium | B | 8 | 2032 | 5 | 3 | 3.2 | 28727 | 21073
Fabric ¦ Superstructure ¦ Windows and External Doors ¦ External Doors ¦ Entrance Doors | 1 | High | B | 11 | 2035 | 5 | 2 | 2.7 | 16295 | 24639
Fabric ¦ Superstructure ¦ Windows and External Doors ¦ Roller Shutters ¦ Manual Roller Shutter | 1 | High | B | 1 | 2025 | 5 | 2 | 2.7 | 16296 | 4558
HVAC ¦ Fan ¦ Local and Special Ventilation ¦ Kitchen Vent ¦ Extract | 1 | Low | B | 1 | 2025 | 5 | 4 | 3.7 | 33365 | 12223
HVAC ¦ Fan ¦ Central Ventilation Systems ¦ Ventilating - General | 1 | Low | B | 1 | 2025 | 5 | 4 | 3.7 | 33366 | 12224
Electrical ¦ LV Distribution ¦ Distribution Board ¦ Main | 1 | High | B | 1 | 2025 | 5 | 2 | 2.7 | 16297 | 4559
Transport ¦ Lifts ¦ Passenger Lift electric ¦ Electric | 1 | Medium | B | 6 | 2030 | 5 | 3 | 3.2 | 28728 | 18879
Electrical ¦ LV Distribution ¦ Distribution Board ¦ Sub | 1 | High | B | 6 | 2030 | 5 | 2 | 2.7 | 16298 | 17767
HVAC ¦ Heat Emitters - Local ¦ Electric Overdoor Air Curtain/Heater | 1 | Medium | B | 1 | 2025 | 5 | 3 | 3.2 | 28729 | 10024
Fabric ¦ Superstructure ¦ Windows and External Doors ¦ External Doors ¦ Manual and Automatic Doors ¦ Auto / Powered Sliding Doors | 1 | High | B | 20 | 2044 | 5 | 2 | 2.7 | 16299 | 31641
Fire ¦ Fire Fighting ¦ Fire Extinguishers ¦ Foam | 5 | Urgent | B | 1 | 2025 | 5 | 1 | 2.2 | 7494 | 1640
Electrical ¦ LV Distribution ¦ Distribution Board ¦ Sub | 1 | High | B | 1 | 2025 | 5 | 2 | 2.7 | 16300 | 4560
Fabric ¦ Superstructure ¦ Windows and External Doors ¦ Roller Shutters ¦ Manual Roller Shutter | 1 | High | B | 7 | 2031 | 5 | 2 | 2.7 | 16301 | 19674
Fabric ¦ Superstructure ¦ Windows and External Doors ¦ External Doors ¦ Entrance Doors | 1 | High | B | 10 | 2034 | 5 | 2 | 2.7 | 16302 | 22436
Fire ¦ Fire Detection ¦ Fire Alarm System | 1 | Urgent | B | 1 | 2025 | 5 | 1 | 2.2 | 7495 | 1641
Electrical ¦ Lighting ¦ Internal ¦ General | 16 | Medium | C | 1 | 2025 | 4 | 3 | 2.9 | 18864 | 5720
Electrical ¦ Lighting ¦ Internal ¦ Emergency ¦ Self Contained ¦ LED | 8 | Urgent | A | 25 | 2049 | 6 | 1 | 2.5 | 10951 | 33362
HVAC ¦ Fan ¦ Central Cooling ¦ Axial | 1 | Medium | B | 3 | 2027 | 5 | 3 | 3.2 | 28730 | 13622
Electrical ¦ Specialist Lighting ¦ Internal ¦ Illuminated Fire Exit Signage | 6 | Urgent | B | 1 | 2025 | 5 | 1 | 2.2 | 7496 | 1642
HVAC ¦ Central Heating (Internally Sourced) ¦ Boiler ¦ Combination Atmospheric Burner Gas Boiler | 1 | High | DX | 1 | 2025 | 1 | 2 | 1.5 | 401 | 358
Electrical ¦ LV Distribution ¦ Distribution Board ¦ Sub | 1 | High | B | 1 | 2025 | 5 | 2 | 2.7 | 16303 | 4561
HVAC ¦ Local Air Conditioning ¦ Single-Split Condenser - Split Systems/Heat Pumps - Air-cooled with Direct Expansion Evaporator (DX) | 1 | Medium | B | 4 | 2028 | 5 | 3 | 3.2 | 28731 | 14191
HVAC ¦ Fan ¦ Local and Special Ventilation ¦ Fans Window or Wall Mounted | 1 | Medium | B | 13 | 2037 | 5 | 3 | 3.2 | 28732 | 27206
HVAC ¦ Central Heating (Internally Sourced) ¦ Burner ¦ Forced draft gas burner | 1 | Medium | B | 1 | 2025 | 5 | 3 | 3.2 | 28733 | 10025
HVAC ¦ Heat Emitters - Local ¦ Gas Fired Unit Heaters | 1 | Medium | B | 7 | 2031 | 5 | 3 | 3.2 | 28734 | 20087
Electrical ¦ LV Distribution ¦ Distribution Board ¦ Sub | 1 | High | B | 14 | 2038 | 5 | 2 | 2.7 | 16304 | 27484
HVAC ¦ Heat Emitters - Local ¦ Gas Fired Unit Heaters | 1 | Medium | B | 3 | 2027 | 5 | 3 | 3.2 | 28735 | 13623
HVAC ¦ Central Heating (Internally Sourced) ¦ Burner ¦ Forced draft gas burner | 1 | Medium | B | 1 | 2025 | 5 | 3 | 3.2 | 28736 | 10026
HVAC ¦ Fan ¦ Central Ventilation Systems ¦ Ventilating - General | 1 | Low | B | 1 | 2025 | 5 | 4 | 3.7 | 33367 | 12225
HVAC ¦ Ventilation ¦ Air Handling Unit (AHU) ¦ Internal ¦ Central Air Conditioning ¦ Electric & DX | 1 | High | B | 1 | 2025 | 5 | 2 | 2.7 | 16305 | 4562
HVAC ¦ Fan ¦ Local and Special Ventilation ¦ Fans Window or Wall Mounted | 1 | Medium | B | 9 | 2033 | 5 | 3 | 3.2 | 28737 | 21832
Fabric ¦ Superstructure ¦ Windows and External Doors ¦ External Doors ¦ Manual and Automatic Doors ¦ Emergency and Panic Escape Doors | 1 | Urgent | B | 11 | 2035 | 5 | 1 | 2.2 | 7497 | 23835
Electrical ¦ Specialist Lighting ¦ Internal ¦ Illuminated Fire Exit Signage | 1 | Urgent | B | 1 | 2025 | 5 | 1 | 2.2 | 7498 | 1643
Electrical ¦ Lighting ¦ Internal ¦ General ¦ LED Fittings & Luminaires | 18 | Medium | B | 12 | 2036 | 5 | 3 | 3.2 | 28738 | 26668
Electrical ¦ Lighting ¦ Internal ¦ General ¦ LED Fittings & Luminaires | 32 | Medium | B | 12 | 2036 | 5 | 3 | 3.2 | 28739 | 26669
Electrical ¦ Lighting ¦ Internal ¦ General ¦ LED Fittings & Luminaires | 1 | Medium | B | 12 | 2036 | 5 | 3 | 3.2 | 28740 | 26670
HVAC ¦ Fan ¦ Local and Special Ventilation ¦ Fans Window or Wall Mounted | 1 | Medium | B | 10 | 2034 | 5 | 3 | 3.2 | 28741 | 23022
Fabric ¦ Superstructure ¦ Windows and External Doors ¦ External Doors ¦ Manual and Automatic Doors ¦ Emergency and Panic Escape Doors | 1 | Urgent | B | 11 | 2035 | 5 | 1 | 2.2 | 7499 | 23836
Electrical ¦ Specialist Lighting ¦ Internal ¦ Illuminated Fire Exit Signage | 2 | Urgent | B | 12 | 2036 | 5 | 1 | 2.2 | 7500 | 26075
HVAC ¦ Local Air Conditioning ¦ Single-Split Condenser - Split Systems/Heat Pumps - Air-cooled with Direct Expansion Evaporator (DX) | 1 | Medium | B | 5 | 2029 | 5 | 3 | 3.2 | 28742 | 15346
Electrical ¦ Specialist Lighting ¦ Internal ¦ Illuminated Fire Exit Signage | 8 | Urgent | B | 13 | 2037 | 5 | 1 | 2.2 | 7501 | 26883
Electrical ¦ Lighting ¦ Internal ¦ General ¦ LED Fittings & Luminaires | 4 | Medium | B | 12 | 2036 | 5 | 3 | 3.2 | 28743 | 26671
Electrical ¦ Lighting ¦ Internal ¦ Emergency ¦ Self Contained ¦ LED | 1 | Urgent | B | 21 | 2045 | 5 | 1 | 2.2 | 7502 | 32295
Fire ¦ Fire Fighting ¦ Fire Extinguishers ¦ Foam | 2 | Urgent | A | 9 | 2033 | 6 | 1 | 2.5 | 10952 | 21546
Electrical ¦ Lighting ¦ Internal ¦ Emergency ¦ Self Contained ¦ Non LED | 1 | Urgent | B | 16 | 2040 | 5 | 1 | 2.2 | 7503 | 28937
Electrical ¦ Specialist Lighting ¦ Internal ¦ Illuminated Fire Exit Signage | 1 | Urgent | B | 12 | 2036 | 5 | 1 | 2.2 | 7504 | 26076
HVAC ¦ Heat Emitters - Local ¦ Electric Heaters | 1 | Medium | B | 1 | 2025 | 5 | 3 | 3.2 | 28744 | 10027
Electrical ¦ Lighting ¦ Internal ¦ General | 6 | Medium | B | 1 | 2025 | 5 | 3 | 3.2 | 28745 | 10028
Electrical ¦ Lighting ¦ Internal ¦ Emergency ¦ Self Contained ¦ LED | 12 | Urgent | B | 21 | 2045 | 5 | 1 | 2.2 | 7505 | 32296
Electrical ¦ Lighting ¦ External ¦ General - LED | 1 | Medium | B | 11 | 2035 | 5 | 3 | 3.2 | 28746 | 25454
Electrical ¦ Lighting ¦ Internal ¦ Emergency ¦ Self Contained ¦ LED | 1 | Urgent | B | 21 | 2045 | 5 | 1 | 2.2 | 7506 | 32297
Electrical ¦ Lighting ¦ Internal ¦ General ¦ LED Fittings & Luminaires | 45 | Medium | B | 6 | 2030 | 5 | 3 | 3.2 | 28747 | 18880
Electrical ¦ Lighting ¦ Internal ¦ General | 17 | Medium | B | 1 | 2025 | 5 | 3 | 3.2 | 28748 | 10029
Fire ¦ Fire Fighting ¦ Fire Extinguishers ¦ CO2 | 7 | Urgent | B | 8 | 2032 | 5 | 1 | 2.2 | 7507 | 20523
HVAC ¦ Fan ¦ Local and Special Ventilation ¦ Fans Window or Wall Mounted | 1 | Medium | D | 1 | 2025 | 3 | 3 | 2.6 | 11199 | 2685
Fabric ¦ Superstructure ¦ Windows and External Doors ¦ External Doors ¦ Manual and Automatic Doors ¦ Emergency and Panic Escape Doors | 1 | Urgent | B | 1 | 2025 | 5 | 1 | 2.2 | 7508 | 1644
Fabric ¦ Superstructure ¦ Windows and External Doors ¦ External Doors ¦ Entrance Doors | 1 | High | B | 21 | 2045 | 5 | 2 | 2.7 | 16306 | 32710
HVAC ¦ Ductwork ¦ Ductwork, Fittings and Ancillaries ¦ Central Ventilation Systems ¦ Fire Dampers ¦ Fusible Link | 1 | Urgent | B | 1 | 2025 | 5 | 1 | 2.2 | 7509 | 1645
Fire ¦ Fire Fighting ¦ Fire Extinguishers ¦ CO2 | 3 | Urgent | A | 9 | 2033 | 6 | 1 | 2.5 | 10953 | 21547
Electrical ¦ LV Distribution ¦ Distribution Board ¦ Sub | 1 | High | CX | 1 | 2025 | 2 | 2 | 1.8 | 536 | 432
Electrical ¦ LV Distribution ¦ Distribution Board ¦ Sub | 1 | High | B | 4 | 2028 | 5 | 2 | 2.7 | 16307 | 13986
Fabric ¦ Superstructure ¦ Windows and External Doors ¦ Roller Shutters ¦ Electric Roller Shutter | 1 | High | B | 11 | 2035 | 5 | 2 | 2.7 | 16308 | 24640
Electrical ¦ Lighting ¦ Internal ¦ General ¦ LED Fittings & Luminaires | 1 | Medium | B | 16 | 2040 | 5 | 3 | 3.2 | 28749 | 29731
HVAC ¦ Ventilation ¦ Air Handling Unit (AHU) ¦ Internal ¦ Central Ventilation Systems ¦ Ventilation Only | 1 | Medium | B | 1 | 2025 | 5 | 3 | 3.2 | 28750 | 10030
Communication and Control ¦ Communication Systems ¦ Public Address (PA) System | 1 | Medium | B | 1 | 2025 | 5 | 3 | 3.2 | 28751 | 10031
HVAC ¦ Fan ¦ Local and Special Ventilation ¦ Fans Window or Wall Mounted | 1 | Medium | B | 10 | 2034 | 5 | 3 | 3.2 | 28752 | 23023
Fabric ¦ Superstructure ¦ Windows and External Doors ¦ External Doors ¦ Manual and Automatic Doors ¦ Emergency and Panic Escape Doors | 1 | Urgent | B | 8 | 2032 | 5 | 1 | 2.2 | 7510 | 20524
Electrical ¦ Lighting ¦ Internal ¦ Emergency ¦ Self Contained ¦ LED | 1 | Urgent | B | 1 | 2025 | 5 | 1 | 2.2 | 7511 | 1646
Fire ¦ Fire Fighting ¦ Fire Extinguishers ¦ Foam | 1 | Urgent | B | 1 | 2025 | 5 | 1 | 2.2 | 7512 | 1647
Electrical ¦ Lighting ¦ Internal ¦ General ¦ LED Fittings & Luminaires | 56 | Medium | B | 12 | 2036 | 5 | 3 | 3.2 | 28753 | 26672
HVAC ¦ Fan ¦ Central Ventilation Systems ¦ Axial | 1 | Medium | B | 1 | 2025 | 5 | 3 | 3.2 | 28754 | 10032
HVAC ¦ Fan ¦ Local and Special Ventilation ¦ Extract | 1 | Medium | D | 1 | 2025 | 3 | 3 | 2.6 | 11200 | 2686
HVAC ¦ Heat Emitters - Central ¦ Radiators ¦ Steel | 3 | Medium | B | 1 | 2025 | 5 | 3 | 3.2 | 28755 | 10033
Electrical ¦ Lighting ¦ Internal ¦ Emergency ¦ Self Contained ¦ LED | 1 | Urgent | B | 21 | 2045 | 5 | 1 | 2.2 | 7513 | 32298
Fabric ¦ Superstructure ¦ Windows and External Doors ¦ External Doors ¦ Manual and Automatic Doors ¦ Auto / Powered Sliding Doors | 1 | High | B | 21 | 2045 | 5 | 2 | 2.7 | 16309 | 32711
Fabric ¦ Superstructure ¦ Windows and External Doors ¦ Roller Shutters ¦ Electric Roller Shutter | 1 | High | B | 11 | 2035 | 5 | 2 | 2.7 | 16310 | 24641
Fabric ¦ Superstructure ¦ Windows and External Doors ¦ Roller Shutters ¦ Electric Roller Shutter | 1 | High | B | 13 | 2037 | 5 | 2 | 2.7 | 16311 | 27013
Security ¦ Access ¦ Access Control ¦ Door ¦ Local Lock / Keypad / Manual | 1 | Medium | A | 15 | 2039 | 6 | 3 | 3.5 | 32582 | 28582
HVAC ¦ Heat Emitters - Local ¦ Electric Heaters | 1 | Medium | B | 1 | 2025 | 5 | 3 | 3.2 | 28756 | 10034
HVAC ¦ Heat Emitters - Local ¦ Electric Heaters | 3 | Medium | B | 1 | 2025 | 5 | 3 | 3.2 | 28757 | 10035
Fabric ¦ Superstructure ¦ Windows and External Doors ¦ Roller Shutters ¦ Electric Roller Shutter | 1 | High | C | 1 | 2025 | 4 | 2 | 2.4 | 10682 | 2483
Controls ¦ Multi-System Controls ¦ Control Panel - Electrical Services (excluding Electrical Controllers and Pneumatic Relays) | 1 | Medium | B | 3 | 2027 | 5 | 3 | 3.2 | 28758 | 13624
Fabric ¦ Superstructure ¦ Windows and External Doors ¦ External Doors ¦ Manual and Automatic Doors ¦ High Security Door | 1 | High | B | 11 | 2035 | 5 | 2 | 2.7 | 16312 | 24642
HVAC ¦ Fan ¦ Local and Special Ventilation ¦ Axial | 1 | Medium | B | 1 | 2025 | 5 | 3 | 3.2 | 28759 | 10036
Fire ¦ Fire Fighting ¦ Fire Extinguishers ¦ Foam | 3 | Urgent | B | 2 | 2026 | 5 | 1 | 2.2 | 7514 | 12725
Fabric ¦ Superstructure ¦ Windows and External Doors ¦ Roller Shutters ¦ Electric Roller Shutter | 1 | High | B | 13 | 2037 | 5 | 2 | 2.7 | 16313 | 27014
HVAC ¦ Heat Emitters - Local ¦ Electric Heaters | 2 | Medium | B | 1 | 2025 | 5 | 3 | 3.2 | 28760 | 10037
Fabric ¦ Superstructure ¦ Windows and External Doors ¦ External Doors ¦ Manual and Automatic Doors ¦ Emergency and Panic Escape Doors | 1 | Urgent | B | 6 | 2030 | 5 | 1 | 2.2 | 7515 | 16854
HVAC ¦ Fan ¦ Local and Special Ventilation ¦ Fans Window or Wall Mounted | 1 | Medium | B | 10 | 2034 | 5 | 3 | 3.2 | 28761 | 23024
Electrical ¦ LV Distribution ¦ Distribution Board ¦ Sub | 1 | High | B | 6 | 2030 | 5 | 2 | 2.7 | 16314 | 17768
HVAC ¦ Central Heating (Internally Sourced) ¦ Burner ¦ Blown gas burner | 1 | Medium | B | 1 | 2025 | 5 | 3 | 3.2 | 28762 | 10038
HVAC ¦ Fan ¦ Local and Special Ventilation ¦ Axial | 1 | Medium | B | 1 | 2025 | 5 | 3 | 3.2 | 28763 | 10039
HVAC ¦ Fan ¦ Central Ventilation Systems ¦ Ventilating - General | 1 | Low | B | 1 | 2025 | 5 | 4 | 3.7 | 33368 | 12226
HVAC ¦ Fan ¦ Local and Special Ventilation ¦ Fans Window or Wall Mounted | 1 | Medium | B | 5 | 2029 | 5 | 3 | 3.2 | 28764 | 15347
HVAC ¦ Fan ¦ Local and Special Ventilation ¦ Kitchen Vent ¦ Extract | 1 | Low | B | 5 | 2029 | 5 | 4 | 3.7 | 33369 | 15658
Fabric ¦ Superstructure ¦ Windows and External Doors ¦ External Doors ¦ Entrance Doors | 1 | High | B | 11 | 2035 | 5 | 2 | 2.7 | 16315 | 24643
Fabric ¦ Superstructure ¦ Windows and External Doors ¦ External Doors ¦ Manual and Automatic Doors ¦ Emergency and Panic Escape Doors | 1 | Urgent | B | 6 | 2030 | 5 | 1 | 2.2 | 7516 | 16855
Fabric ¦ Barriers and Guardrails ¦ Fixed Edge Protection | 1 | High | B | 1 | 2025 | 5 | 2 | 2.7 | 16316 | 4563
Electrical ¦ Lighting ¦ Internal ¦ Emergency ¦ Self Contained ¦ LED | 6 | Urgent | B | 22 | 2046 | 5 | 1 | 2.2 | 7517 | 32952
Electrical ¦ Lighting ¦ Internal ¦ General ¦ LED Fittings & Luminaires | 74 | Medium | B | 16 | 2040 | 5 | 3 | 3.2 | 28765 | 29732
Water ¦ Local Hot Water ¦ Package Electric Water Heaters - Non-Drinking Water | 1 | Medium | B | 3 | 2027 | 5 | 3 | 3.2 | 28766 | 13625
Fabric ¦ Superstructure ¦ Windows and External Doors ¦ External Doors ¦ Entrance Doors | 1 | High | B | 14 | 2038 | 5 | 2 | 2.7 | 16317 | 27485
Fabric ¦ Superstructure ¦ Windows and External Doors ¦ Roller Shutters ¦ Manual Roller Shutter | 1 | High | B | 1 | 2025 | 5 | 2 | 2.7 | 16318 | 4564
HVAC ¦ Heat Emitters - Central ¦ Radiators ¦ Steel | 6 | Medium | B | 6 | 2030 | 5 | 3 | 3.2 | 28767 | 18881
HVAC ¦ Heat Emitters - Local ¦ Electric Heaters | 1 | Medium | B | 1 | 2025 | 5 | 3 | 3.2 | 28768 | 10040
HVAC ¦ Fan ¦ Local and Special Ventilation ¦ Axial | 1 | Medium | C | 1 | 2025 | 4 | 3 | 2.9 | 18865 | 5721
Electrical ¦ Lighting ¦ Internal ¦ Emergency ¦ Self Contained ¦ LED | 10 | Urgent | B | 15 | 2039 | 5 | 1 | 2.2 | 7518 | 27968
Fire ¦ Fire Fighting ¦ Fire Extinguishers ¦ CO2 | 1 | Urgent | B | 6 | 2030 | 5 | 1 | 2.2 | 7519 | 16856
Security ¦ Access ¦ Access Control ¦ Gate Access - Local Lock / Keypad / Manual (External) | 1 | Medium | B | 1 | 2025 | 5 | 3 | 3.2 | 28769 | 10041
Electrical ¦ Lighting ¦ Internal ¦ General ¦ LED Fittings & Luminaires | 11 | Medium | B | 8 | 2032 | 5 | 3 | 3.2 | 28770 | 21074
Electrical ¦ Lighting ¦ Internal ¦ Emergency ¦ Self Contained ¦ LED | 4 | Urgent | B | 21 | 2045 | 5 | 1 | 2.2 | 7520 | 32299
HVAC ¦ Ductwork ¦ Ductwork, Fittings and Ancillaries ¦ Central Ventilation Systems ¦ Fire Dampers ¦ Fusible Link | 1 | Urgent | B | 1 | 2025 | 5 | 1 | 2.2 | 7521 | 1648
HVAC ¦ Fan ¦ Local and Special Ventilation ¦ Centrifugal | 1 | Medium | B | 1 | 2025 | 5 | 3 | 3.2 | 28771 | 10042
HVAC ¦ Fan ¦ Local and Special Ventilation ¦ Centrifugal | 1 | Medium | B | 1 | 2025 | 5 | 3 | 3.2 | 28772 | 10043
Electrical ¦ Lighting ¦ Internal ¦ General ¦ LED Fittings & Luminaires | 4 | Medium | B | 12 | 2036 | 5 | 3 | 3.2 | 28773 | 26673
HVAC ¦ Fan ¦ Central Cooling ¦ Axial | 1 | Medium | B | 1 | 2025 | 5 | 3 | 3.2 | 28774 | 10044
Fabric ¦ Superstructure ¦ Windows and External Doors ¦ External Doors ¦ Manual and Automatic Doors ¦ High Security Door | 1 | High | B | 6 | 2030 | 5 | 2 | 2.7 | 16319 | 17769
HVAC ¦ Fan ¦ Local and Special Ventilation ¦ Centrifugal | 1 | Medium | B | 1 | 2025 | 5 | 3 | 3.2 | 28775 | 10045
Fire ¦ Fire Fighting ¦ Fire Extinguishers ¦ Powder | 1 | Urgent | B | 8 | 2032 | 5 | 1 | 2.2 | 7522 | 20525
Electrical ¦ Lighting ¦ Internal ¦ Emergency ¦ Self Contained ¦ LED | 4 | Urgent | A | 23 | 2047 | 6 | 1 | 2.5 | 10954 | 33175
Electrical ¦ Lighting ¦ Internal ¦ Emergency ¦ Self Contained ¦ Non LED | 2 | Urgent | B | 1 | 2025 | 5 | 1 | 2.2 | 7523 | 1649
HVAC ¦ Heat Emitters - Local ¦ Electric Heaters | 1 | Medium | B | 3 | 2027 | 5 | 3 | 3.2 | 28776 | 13626
Electrical ¦ LV Distribution ¦ Distribution Board ¦ Sub | 1 | High | B | 1 | 2025 | 5 | 2 | 2.7 | 16320 | 4565
Controls ¦ Multi-System Controls ¦ Control Panel - Electrical Services (excluding Electrical Controllers and Pneumatic Relays) | 1 | Medium | B | 1 | 2025 | 5 | 3 | 3.2 | 28777 | 10046
HVAC ¦ Heat Emitters - Central ¦ Unit Heaters | 1 | Medium | B | 1 | 2025 | 5 | 3 | 3.2 | 28778 | 10047
Fabric ¦ Superstructure ¦ Windows and External Doors ¦ External Doors ¦ Entrance Doors | 1 | High | B | 30 | 2054 | 5 | 2 | 2.7 | 16321 | 33720
Fabric ¦ Superstructure ¦ Windows and External Doors ¦ Roller Shutters ¦ Electric Roller Shutter | 1 | High | B | 1 | 2025 | 5 | 2 | 2.7 | 16322 | 4566
Electrical ¦ Specialist Lighting ¦ Internal ¦ Illuminated Fire Exit Signage | 3 | Urgent | B | 12 | 2036 | 5 | 1 | 2.2 | 7524 | 26077
Fire ¦ Fire Fighting ¦ Fire Extinguishers ¦ CO2 | 6 | Urgent | B | 6 | 2030 | 5 | 1 | 2.2 | 7525 | 16857
Electrical ¦ LV Distribution ¦ Distribution Board ¦ Sub | 1 | High | B | 6 | 2030 | 5 | 2 | 2.7 | 16323 | 17770
HVAC ¦ Heat Emitters - Local ¦ Electric Heaters | 3 | Medium | B | 1 | 2025 | 5 | 3 | 3.2 | 28779 | 10048
HVAC ¦ Ventilation ¦ Air Handling Unit (AHU) ¦ External ¦ Central Air Conditioning ¦ Gas Fired | 1 | Medium | B | 1 | 2025 | 5 | 3 | 3.2 | 28780 | 10049
Electrical ¦ Specialist Lighting ¦ Internal ¦ Illuminated Fire Exit Signage | 1 | Urgent | B | 15 | 2039 | 5 | 1 | 2.2 | 7526 | 27969
Electrical ¦ LV Distribution ¦ Distribution Board ¦ Sub | 1 | High | C | 1 | 2025 | 4 | 2 | 2.4 | 10683 | 2484
Fabric ¦ Superstructure ¦ Windows and External Doors ¦ External Doors ¦ Manual and Automatic Doors ¦ Emergency and Panic Escape Doors | 1 | Urgent | B | 1 | 2025 | 5 | 1 | 2.2 | 7527 | 1650
HVAC ¦ Fan ¦ Central Cooling ¦ Axial | 1 | Medium | B | 1 | 2025 | 5 | 3 | 3.2 | 28781 | 10050
Electrical ¦ LV Distribution ¦ Distribution Board ¦ Sub | 1 | High | B | 16 | 2040 | 5 | 2 | 2.7 | 16324 | 29231
Fabric ¦ Superstructure ¦ Windows and External Doors ¦ External Doors ¦ Entrance Doors | 1 | High | B | 27 | 2051 | 5 | 2 | 2.7 | 16325 | 33582
HVAC ¦ Fan ¦ Central Heating ¦ Axial | 1 | High | B | 1 | 2025 | 5 | 2 | 2.7 | 16326 | 4567
Fire ¦ Fire Fighting ¦ Fire Extinguishers ¦ CO2 | 2 | Urgent | B | 2 | 2026 | 5 | 1 | 2.2 | 7528 | 12726
HVAC ¦ Fan ¦ Central Heating & Cooling ¦ Ventilating - General | 1 | Medium | B | 1 | 2025 | 5 | 3 | 3.2 | 28782 | 10051
HVAC ¦ Fan ¦ Central Heating & Cooling ¦ Ventilating - General | 1 | Medium | B | 1 | 2025 | 5 | 3 | 3.2 | 28783 | 10052
Water ¦ Local Hot Water ¦ Package Electric Water Heaters - Non-Drinking Water | 1 | Medium | B | 1 | 2025 | 5 | 3 | 3.2 | 28784 | 10053
HVAC ¦ Fan ¦ Local and Special Ventilation ¦ Axial | 1 | Medium | C | 1 | 2025 | 4 | 3 | 2.9 | 18866 | 5722
Electrical ¦ Lighting ¦ Internal ¦ General | 1 | Medium | B | 1 | 2025 | 5 | 3 | 3.2 | 28785 | 10054
Electrical ¦ Lighting ¦ Internal ¦ General ¦ LED Fittings & Luminaires | 18 | Medium | B | 12 | 2036 | 5 | 3 | 3.2 | 28786 | 26674
Fire ¦ Fire Fighting ¦ Fire Extinguishers ¦ CO2 | 4 | Urgent | B | 4 | 2028 | 5 | 1 | 2.2 | 7529 | 13856
HVAC ¦ Ductwork ¦ Ductwork, Fittings and Ancillaries ¦ Central Ventilation Systems ¦ Fire Dampers ¦ Fusible Link | 1 | Urgent | B | 1 | 2025 | 5 | 1 | 2.2 | 7530 | 1651
HVAC ¦ Fan ¦ Local and Special Ventilation ¦ Axial | 1 | Medium | B | 1 | 2025 | 5 | 3 | 3.2 | 28787 | 10055
Security ¦ Access ¦ Access Control ¦ Gate Access - Local Lock / Keypad / Manual (External) | 1 | Medium | B | 1 | 2025 | 5 | 3 | 3.2 | 28788 | 10056
HVAC ¦ Fan ¦ Local and Special Ventilation ¦ Fans Window or Wall Mounted | 1 | Medium | B | 1 | 2025 | 5 | 3 | 3.2 | 28789 | 10057
Fabric ¦ Superstructure ¦ Windows and External Doors ¦ External Doors ¦ Manual and Automatic Doors ¦ Emergency and Panic Escape Doors | 1 | Urgent | B | 10 | 2034 | 5 | 1 | 2.2 | 7531 | 22115
Fabric ¦ Superstructure ¦ Windows and External Doors ¦ Roller Shutters ¦ Manual Roller Shutter | 1 | High | B | 1 | 2025 | 5 | 2 | 2.7 | 16327 | 4568
Fabric ¦ Superstructure ¦ Windows and External Doors ¦ External Doors ¦ Entrance Doors | 1 | High | B | 11 | 2035 | 5 | 2 | 2.7 | 16328 | 24644
Electrical ¦ Lighting ¦ Internal ¦ General | 45 | Medium | C | 1 | 2025 | 4 | 3 | 2.9 | 18867 | 5723
Electrical ¦ Lighting ¦ Internal ¦ General ¦ LED Fittings & Luminaires | 5 | Medium | B | 12 | 2036 | 5 | 3 | 3.2 | 28790 | 26675
Fabric ¦ Superstructure ¦ Windows and External Doors ¦ Roller Shutters ¦ Electric Roller Shutter | 1 | High | B | 11 | 2035 | 5 | 2 | 2.7 | 16329 | 24645
Electrical ¦ Lighting ¦ Internal ¦ Emergency ¦ Self Contained ¦ LED | 2 | Urgent | B | 11 | 2035 | 5 | 1 | 2.2 | 7532 | 23837
Fire ¦ Fire Fighting ¦ Fire Extinguishers ¦ CO2 | 3 | Urgent | B | 7 | 2031 | 5 | 1 | 2.2 | 7533 | 19443
Electrical ¦ LV Distribution ¦ Distribution Board ¦ Sub | 1 | High | B | 13 | 2037 | 5 | 2 | 2.7 | 16330 | 27015
Fire ¦ Fire Fighting ¦ Fire Blanket | 1 | Urgent | B | 7 | 2031 | 5 | 1 | 2.2 | 7534 | 19444
Water ¦ Local Hot Water ¦ Instantaneous Electric Water Heater - Non-Drinking Water | 1 | Medium | B | 6 | 2030 | 5 | 3 | 3.2 | 28791 | 18882
Fabric ¦ Superstructure ¦ Windows and External Doors ¦ External Doors ¦ Entrance Doors | 1 | High | B | 30 | 2054 | 5 | 2 | 2.7 | 16331 | 33721
Fabric ¦ Superstructure ¦ Windows and External Doors ¦ External Doors ¦ Manual and Automatic Doors ¦ Auto / Powered Sliding Doors | 1 | High | B | 28 | 2052 | 5 | 2 | 2.7 | 16332 | 33627
HVAC ¦ Local Air Conditioning ¦ Single-Split Condenser - Split Systems/Heat Pumps - Air-cooled with Direct Expansion Evaporator (DX) | 1 | Medium | B | 1 | 2025 | 5 | 3 | 3.2 | 28792 | 10058
HVAC ¦ Central Air Conditioning ¦ Air Conditioning ¦ Multi-Split Evaporator - Split Systems/Heat Pumps - Air-cooled with Direct Expansion Evaporator (DX) | 1 | Medium | B | 8 | 2032 | 5 | 3 | 3.2 | 28793 | 21075
HVAC ¦ Fan ¦ Central Air Conditioning ¦ Ventilating - General | 1 | Medium | B | 11 | 2035 | 5 | 3 | 3.2 | 28794 | 25455
Fabric ¦ Superstructure ¦ Windows and External Doors ¦ External Doors ¦ Manual and Automatic Doors ¦ Emergency and Panic Escape Doors | 1 | Urgent | B | 21 | 2045 | 5 | 1 | 2.2 | 7535 | 32300
Electrical ¦ Lighting ¦ External ¦ General - LED | 1 | Medium | B | 5 | 2029 | 5 | 3 | 3.2 | 28795 | 15348
Fire ¦ Fire Fighting ¦ Fire Extinguishers ¦ Foam | 5 | Urgent | B | 6 | 2030 | 5 | 1 | 2.2 | 7536 | 16858
Fire ¦ Fire Fighting ¦ Fire Extinguishers ¦ Foam | 4 | Urgent | B | 6 | 2030 | 5 | 1 | 2.2 | 7537 | 16859
Electrical ¦ LV Distribution ¦ Distribution Board ¦ Sub | 1 | High | B | 18 | 2042 | 5 | 2 | 2.7 | 16333 | 30860
HVAC ¦ Fan ¦ Local and Special Ventilation ¦ Extract | 1 | Medium | D | 1 | 2025 | 3 | 3 | 2.6 | 11201 | 2687
Electrical ¦ LV Distribution ¦ Distribution Board ¦ Sub | 1 | High | B | 6 | 2030 | 5 | 2 | 2.7 | 16334 | 17771
Electrical ¦ LV Distribution ¦ Distribution Board ¦ Sub | 1 | High | B | 13 | 2037 | 5 | 2 | 2.7 | 16335 | 27016
Fabric ¦ Superstructure ¦ Windows and External Doors ¦ External Doors ¦ Entrance Doors | 1 | High | B | 8 | 2032 | 5 | 2 | 2.7 | 16336 | 20755
HVAC ¦ Heat Emitters - Local ¦ Electric Overdoor Air Curtain/Heater | 1 | Medium | B | 9 | 2033 | 5 | 3 | 3.2 | 28796 | 21833
HVAC ¦ Heat Emitters - Central ¦ Radiators ¦ Steel | 1 | Medium | B | 6 | 2030 | 5 | 3 | 3.2 | 28797 | 18883
HVAC ¦ Central Air Conditioning ¦ Air Conditioning ¦ Multi-Split Evaporator - Split Systems/Heat Pumps - Air-cooled with Direct Expansion Evaporator (DX) | 1 | Medium | B | 11 | 2035 | 5 | 3 | 3.2 | 28798 | 25456
Electrical ¦ LV Distribution ¦ Distribution Board ¦ Sub | 1 | High | D | 1 | 2025 | 3 | 2 | 2.1 | 1261 | 854
Fabric ¦ Superstructure ¦ Internal Doors ¦ Roller Shutters ¦ Electric Roller Shutter | 1 | Medium | B | 17 | 2041 | 5 | 3 | 3.2 | 28799 | 30534
Fabric ¦ Superstructure ¦ Windows and External Doors ¦ External Doors ¦ Entrance Doors | 1 | High | B | 21 | 2045 | 5 | 2 | 2.7 | 16337 | 32712
Electrical ¦ Lighting ¦ Internal ¦ Emergency ¦ Self Contained ¦ Non LED | 4 | Urgent | B | 1 | 2025 | 5 | 1 | 2.2 | 7538 | 1652
Electrical ¦ Lighting ¦ Internal ¦ Emergency ¦ Self Contained ¦ LED | 7 | Urgent | B | 15 | 2039 | 5 | 1 | 2.2 | 7539 | 27970
Fire ¦ Fire Fighting ¦ Fire Extinguishers ¦ CO2 | 3 | Urgent | B | 2 | 2026 | 5 | 1 | 2.2 | 7540 | 12727
Electrical ¦ LV Distribution ¦ Distribution Board ¦ Sub | 1 | High | B | 4 | 2028 | 5 | 2 | 2.7 | 16338 | 13987
Electrical ¦ Lighting ¦ Internal ¦ Emergency ¦ Self Contained ¦ LED | 2 | Urgent | B | 17 | 2041 | 5 | 1 | 2.2 | 7541 | 30179
Security ¦ Access ¦ Access Control ¦ Gate Access - Local Lock / Keypad / Manual (External) | 1 | Medium | B | 5 | 2029 | 5 | 3 | 3.2 | 28800 | 15349
Electrical ¦ Lighting ¦ Internal ¦ General ¦ LED Fittings & Luminaires | 2 | Medium | B | 8 | 2032 | 5 | 3 | 3.2 | 28801 | 21076
Fire ¦ Fire Fighting ¦ Fire Extinguishers ¦ CO2 | 4 | Urgent | B | 6 | 2030 | 5 | 1 | 2.2 | 7542 | 16860
HVAC ¦ Fan ¦ Central Ventilation Systems ¦ Ventilating - General | 1 | Low | A | 14 | 2038 | 6 | 4 | 4 | 33833 | 27712
Fabric ¦ Superstructure ¦ Internal Doors ¦ Roller Shutters ¦ Electric Roller Shutter | 1 | Medium | B | 10 | 2034 | 5 | 3 | 3.2 | 28802 | 23025
Fire ¦ Fire Detection ¦ Fire Alarm System | 1 | Urgent | B | 14 | 2038 | 5 | 1 | 2.2 | 7543 | 27384
Electrical ¦ Lighting ¦ Internal ¦ Emergency ¦ Self Contained ¦ LED | 3 | Urgent | B | 20 | 2044 | 5 | 1 | 2.2 | 7544 | 31529
HVAC ¦ Fan ¦ Central Cooling ¦ Axial | 1 | Medium | B | 1 | 2025 | 5 | 3 | 3.2 | 28803 | 10059
HVAC ¦ Fan ¦ Central Cooling ¦ Axial | 1 | Medium | B | 1 | 2025 | 5 | 3 | 3.2 | 28804 | 10060
HVAC ¦ Central Heating (Internally Sourced) ¦ Boiler ¦ Atmospheric Gas Burner - Condensing Boiler | 1 | High | B | 13 | 2037 | 5 | 2 | 2.7 | 16339 | 27017
HVAC ¦ Fan ¦ Local and Special Ventilation ¦ Fans Window or Wall Mounted | 1 | Medium | B | 1 | 2025 | 5 | 3 | 3.2 | 28805 | 10061
Electrical ¦ LV Distribution ¦ Distribution Board ¦ Sub | 1 | High | B | 4 | 2028 | 5 | 2 | 2.7 | 16340 | 13988
Electrical ¦ LV Distribution ¦ Distribution Board ¦ Sub | 1 | High | B | 12 | 2036 | 5 | 2 | 2.7 | 16341 | 26233
HVAC ¦ Ductwork ¦ Ductwork, Fittings and Ancillaries ¦ Central Ventilation Systems ¦ Fire Dampers ¦ Fusible Link | 1 | Urgent | B | 1 | 2025 | 5 | 1 | 2.2 | 7545 | 1653
Fire ¦ Fire Fighting ¦ Fire Extinguishers ¦ Powder | 2 | Urgent | B | 9 | 2033 | 5 | 1 | 2.2 | 7546 | 21418
Fabric ¦ Superstructure ¦ Windows and External Doors ¦ External Doors ¦ Manual and Automatic Doors ¦ Auto / Powered Sliding Doors | 1 | High | B | 11 | 2035 | 5 | 2 | 2.7 | 16342 | 24646
Electrical ¦ Specialist Lighting ¦ Internal ¦ Illuminated Fire Exit Signage | 1 | Urgent | B | 16 | 2040 | 5 | 1 | 2.2 | 7547 | 28938
Fire ¦ Fire Fighting ¦ Fire Extinguishers ¦ Foam | 5 | Urgent | B | 8 | 2032 | 5 | 1 | 2.2 | 7548 | 20526
Electrical ¦ Lighting ¦ Internal ¦ Emergency ¦ Self Contained ¦ Non LED | 1 | Urgent | B | 4 | 2028 | 5 | 1 | 2.2 | 7549 | 13857
HVAC ¦ Ventilation ¦ Air Handling Unit (AHU) ¦ External ¦ Central Air Conditioning ¦ Gas Fired | 1 | Medium | B | 1 | 2025 | 5 | 3 | 3.2 | 28806 | 10062
Fire ¦ Fire Detection ¦ Fire Alarm Panel / Repeater | 1 | Urgent | B | 10 | 2034 | 5 | 1 | 2.2 | 7550 | 22116
Controls ¦ Multi-System Controls ¦ Instrument Control Panel | 1 | Medium | B | 16 | 2040 | 5 | 3 | 3.2 | 28807 | 29733
HVAC ¦ Heat Emitters - Central ¦ Radiators ¦ Steel | 3 | Medium | B | 13 | 2037 | 5 | 3 | 3.2 | 28808 | 27207
HVAC ¦ Ventilation ¦ Air Handling Unit (AHU) ¦ Internal ¦ Central Air Conditioning ¦ Electric & DX | 1 | High | B | 13 | 2037 | 5 | 2 | 2.7 | 16343 | 27018
Electrical ¦ Lighting ¦ External ¦ General - LED | 2 | Medium | B | 11 | 2035 | 5 | 3 | 3.2 | 28809 | 25457
Water ¦ Local Hot Water ¦ Instantaneous Electric Water Heater - Non-Drinking Water | 1 | Medium | B | 11 | 2035 | 5 | 3 | 3.2 | 28810 | 25458
Fabric ¦ Superstructure ¦ Windows and External Doors ¦ Roller Shutters ¦ Manual Roller Shutter | 1 | High | B | 1 | 2025 | 5 | 2 | 2.7 | 16344 | 4569
Electrical ¦ Specialist Lighting ¦ Internal ¦ Illuminated Fire Exit Signage | 3 | Urgent | B | 8 | 2032 | 5 | 1 | 2.2 | 7551 | 20527
Electrical ¦ Specialist Lighting ¦ Internal ¦ Illuminated Fire Exit Signage | 2 | Urgent | B | 4 | 2028 | 5 | 1 | 2.2 | 7552 | 13858
Fire ¦ Fire Fighting ¦ Fire Extinguishers ¦ Foam | 5 | Urgent | B | 6 | 2030 | 5 | 1 | 2.2 | 7553 | 16861
Electrical ¦ Lighting ¦ Internal ¦ Emergency ¦ Self Contained ¦ LED | 4 | Urgent | B | 21 | 2045 | 5 | 1 | 2.2 | 7554 | 32301
Electrical ¦ Lighting ¦ Internal ¦ Emergency ¦ Self Contained ¦ LED | 10 | Urgent | B | 21 | 2045 | 5 | 1 | 2.2 | 7555 | 32302
HVAC ¦ Heat Emitters - Local ¦ Electric Heaters | 3 | Medium | B | 1 | 2025 | 5 | 3 | 3.2 | 28811 | 10063
Electrical ¦ Lighting ¦ External ¦ General - LED | 1 | Medium | B | 11 | 2035 | 5 | 3 | 3.2 | 28812 | 25459
HVAC ¦ Fan ¦ Local and Special Ventilation ¦ Fans Window or Wall Mounted | 1 | Medium | B | 1 | 2025 | 5 | 3 | 3.2 | 28813 | 10064
Electrical ¦ Lighting ¦ Internal ¦ Emergency ¦ Self Contained ¦ LED | 4 | Urgent | B | 21 | 2045 | 5 | 1 | 2.2 | 7556 | 32303
HVAC ¦ Central Air Conditioning ¦ Air Conditioning ¦ Multi-Split Evaporator - Split Systems/Heat Pumps - Air-cooled with Direct Expansion Evaporator (DX) | 1 | Medium | B | 8 | 2032 | 5 | 3 | 3.2 | 28814 | 21077
Electrical ¦ Lighting ¦ Internal ¦ General | 10 | Medium | B | 4 | 2028 | 5 | 3 | 3.2 | 28815 | 14192
Electrical ¦ Lighting ¦ Internal ¦ Emergency ¦ Self Contained ¦ LED | 6 | Urgent | B | 11 | 2035 | 5 | 1 | 2.2 | 7557 | 23838
Electrical ¦ LV Distribution ¦ Distribution Board ¦ Sub | 1 | High | B | 4 | 2028 | 5 | 2 | 2.7 | 16345 | 13989
Fabric ¦ Superstructure ¦ Windows and External Doors ¦ Roller Shutters ¦ Manual Roller Shutter | 1 | High | B | 1 | 2025 | 5 | 2 | 2.7 | 16346 | 4570
Fabric ¦ Superstructure ¦ Windows and External Doors ¦ Roller Shutters ¦ Electric Roller Shutter | 1 | High | B | 11 | 2035 | 5 | 2 | 2.7 | 16347 | 24647
Electrical ¦ Lighting ¦ Internal ¦ General ¦ LED Fittings & Luminaires | 34 | Medium | B | 10 | 2034 | 5 | 3 | 3.2 | 28816 | 23026
Electrical ¦ Lighting ¦ Internal ¦ General ¦ LED Fittings & Luminaires | 4 | Medium | B | 6 | 2030 | 5 | 3 | 3.2 | 28817 | 18884
HVAC ¦ Heat Emitters - Local ¦ Gas Fired Unit Heaters | 1 | Medium | B | 1 | 2025 | 5 | 3 | 3.2 | 28818 | 10065
Electrical ¦ Lighting ¦ Internal ¦ Emergency ¦ Self Contained ¦ LED | 8 | Urgent | B | 19 | 2043 | 5 | 1 | 2.2 | 7558 | 31090
Fire ¦ Fire Fighting ¦ Fire Extinguishers ¦ Foam | 2 | Urgent | B | 1 | 2025 | 5 | 1 | 2.2 | 7559 | 1654
Fire ¦ Fire Fighting ¦ Fire Extinguishers ¦ CO2 | 5 | Urgent | B | 7 | 2031 | 5 | 1 | 2.2 | 7560 | 19445
Fabric ¦ Superstructure ¦ Windows and External Doors ¦ External Doors ¦ Manual and Automatic Doors ¦ Auto / Powered Sliding Doors | 1 | High | B | 25 | 2049 | 5 | 2 | 2.7 | 16348 | 33417
Electrical ¦ LV Distribution ¦ Distribution Board ¦ Main | 1 | High | D | 10 | 2034 | 3 | 2 | 2.1 | 1262 | 21967
HVAC ¦ Fan ¦ Local and Special Ventilation ¦ Kitchen Vent ¦ Extract | 1 | Low | B | 5 | 2029 | 5 | 4 | 3.7 | 33370 | 15659
HVAC ¦ Heat Emitters - Local ¦ Gas Fired Natural and Fan Assisted Heaters | 1 | Medium | CX | 1 | 2025 | 2 | 3 | 2.3 | 10280 | 2206
HVAC ¦ Heat Emitters - Local ¦ Gas Fired Natural and Fan Assisted Heaters | 1 | Medium | B | 1 | 2025 | 5 | 3 | 3.2 | 28819 | 10066
Fabric ¦ Superstructure ¦ Windows and External Doors ¦ External Doors ¦ Manual and Automatic Doors ¦ Emergency and Panic Escape Doors | 1 | Urgent | B | 32 | 2056 | 5 | 1 | 2.2 | 7561 | 33818
HVAC ¦ Heat Emitters - Local ¦ Gas Fired Natural and Fan Assisted Heaters | 1 | Medium | B | 7 | 2031 | 5 | 3 | 3.2 | 28820 | 20088
Electrical ¦ LV Distribution ¦ Distribution Board ¦ Sub | 1 | High | B | 13 | 2037 | 5 | 2 | 2.7 | 16349 | 27019
Water ¦ Local Hot Water ¦ Instantaneous Electric Water Heater - Non-Drinking Water | 1 | Medium | B | 1 | 2025 | 5 | 3 | 3.2 | 28821 | 10067
HVAC ¦ Heat Emitters - Local ¦ Gas Fired Unit Heaters | 1 | Medium | B | 6 | 2030 | 5 | 3 | 3.2 | 28822 | 18885
Electrical ¦ LV Distribution ¦ Distribution Board ¦ Sub | 1 | High | B | 6 | 2030 | 5 | 2 | 2.7 | 16350 | 17772
HVAC ¦ Local and Special Ventilation ¦ Unit extract fans. | 1 | Medium | B | 1 | 2025 | 5 | 3 | 3.2 | 28823 | 10068
Electrical ¦ LV Distribution ¦ Distribution Board ¦ Main | 1 | High | B | 1 | 2025 | 5 | 2 | 2.7 | 16351 | 4571
Fabric ¦ Superstructure ¦ Windows and External Doors ¦ Roller Shutters ¦ Manual Roller Shutter | 1 | High | B | 1 | 2025 | 5 | 2 | 2.7 | 16352 | 4572
Fabric ¦ Superstructure ¦ Windows and External Doors ¦ Roller Shutters ¦ Manual Roller Shutter | 1 | High | B | 1 | 2025 | 5 | 2 | 2.7 | 16353 | 4573
HVAC ¦ Ventilation ¦ Air Handling Unit (AHU) ¦ Internal ¦ Central Air Conditioning ¦ DX Cooling | 1 | High | B | 1 | 2025 | 5 | 2 | 2.7 | 16354 | 4574
HVAC ¦ Central Air Conditioning ¦ Air Conditioning ¦ Multi-Split Evaporator - Split Systems/Heat Pumps - Air-cooled with Direct Expansion Evaporator (DX) | 1 | Medium | B | 8 | 2032 | 5 | 3 | 3.2 | 28824 | 21078
Electrical ¦ LV Distribution ¦ Distribution Board ¦ Sub | 1 | High | B | 11 | 2035 | 5 | 2 | 2.7 | 16355 | 24648
Electrical ¦ LV Distribution ¦ Distribution Board ¦ Sub | 1 | High | B | 13 | 2037 | 5 | 2 | 2.7 | 16356 | 27020
Electrical ¦ LV Distribution ¦ Distribution Board ¦ Main | 1 | High | B | 5 | 2029 | 5 | 2 | 2.7 | 16357 | 14713
Fabric ¦ Superstructure ¦ Windows and External Doors ¦ Roller Shutters ¦ Manual Roller Shutter | 1 | High | B | 13 | 2037 | 5 | 2 | 2.7 | 16358 | 27021
HVAC ¦ Fan ¦ Local and Special Ventilation ¦ Extract | 1 | Medium | CX | 1 | 2025 | 2 | 3 | 2.3 | 10281 | 2207
HVAC ¦ Fan ¦ Local and Special Ventilation ¦ Extract | 1 | Medium | B | 1 | 2025 | 5 | 3 | 3.2 | 28825 | 10069
HVAC ¦ Fan ¦ Central Cooling ¦ Axial | 1 | Medium | B | 1 | 2025 | 5 | 3 | 3.2 | 28826 | 10070
Water ¦ Local Hot Water ¦ Instantaneous Electric Water Heater - Non-Drinking Water | 1 | Medium | B | 10 | 2034 | 5 | 3 | 3.2 | 28827 | 23027
HVAC ¦ Fan ¦ Local and Special Ventilation ¦ Fans Window or Wall Mounted | 1 | Medium | DX | 5 | 2029 | 1 | 3 | 2 | 947 | 14285
Communication and Control ¦ Communication Systems ¦ Public Address (PA) System | 1 | Medium | B | 11 | 2035 | 5 | 3 | 3.2 | 28828 | 25460
Electrical ¦ LV Distribution ¦ Distribution Board ¦ Sub | 1 | High | B | 18 | 2042 | 5 | 2 | 2.7 | 16359 | 30861
HVAC ¦ Fan ¦ Central Ventilation Systems ¦ Ventilating - General | 1 | Low | B | 1 | 2025 | 5 | 4 | 3.7 | 33371 | 12227
Fire ¦ Fire Fighting ¦ Fire Extinguishers ¦ Foam | 5 | Urgent | B | 9 | 2033 | 5 | 1 | 2.2 | 7562 | 21419
Electrical ¦ Lighting ¦ Internal ¦ Emergency ¦ Self Contained ¦ LED | 1 | Urgent | B | 21 | 2045 | 5 | 1 | 2.2 | 7563 | 32304
HVAC ¦ Fan ¦ Local and Special Ventilation ¦ Ventilating - General | 1 | Medium | B | 1 | 2025 | 5 | 3 | 3.2 | 28829 | 10071
Fabric ¦ Superstructure ¦ Windows and External Doors ¦ External Doors ¦ Entrance Doors | 1 | High | B | 26 | 2050 | 5 | 2 | 2.7 | 16360 | 33519
Electrical ¦ Lighting ¦ Internal ¦ General | 34 | Medium | B | 17 | 2041 | 5 | 3 | 3.2 | 28830 | 30535
HVAC ¦ Heat Emitters - Local ¦ Electric Heaters | 2 | Medium | B | 5 | 2029 | 5 | 3 | 3.2 | 28831 | 15350
Fire ¦ Fire Fighting ¦ Fire Extinguishers ¦ Foam | 4 | Urgent | B | 9 | 2033 | 5 | 1 | 2.2 | 7564 | 21420
Fire ¦ Fire Fighting ¦ Fire Extinguishers ¦ Powder | 1 | Urgent | B | 9 | 2033 | 5 | 1 | 2.2 | 7565 | 21421
Fire ¦ Fire Fighting ¦ Fire Extinguishers ¦ Foam | 4 | Urgent | B | 6 | 2030 | 5 | 1 | 2.2 | 7566 | 16862
Fabric ¦ Superstructure ¦ Windows and External Doors ¦ Roller Shutters ¦ Electric Roller Shutter | 1 | High | B | 23 | 2047 | 5 | 2 | 2.7 | 16361 | 33211
Electrical ¦ Lighting ¦ Internal ¦ General ¦ LED Fittings & Luminaires | 12 | Medium | B | 16 | 2040 | 5 | 3 | 3.2 | 28832 | 29734
HVAC ¦ Heat Emitters - Local ¦ Electric Heaters | 2 | Medium | B | 1 | 2025 | 5 | 3 | 3.2 | 28833 | 10072
Electrical ¦ Lighting ¦ Internal ¦ Emergency ¦ Self Contained ¦ Non LED | 1 | Urgent | B | 1 | 2025 | 5 | 1 | 2.2 | 7567 | 1655
Electrical ¦ Lighting ¦ Internal ¦ Emergency ¦ Self Contained ¦ Non LED | 3 | Urgent | B | 10 | 2034 | 5 | 1 | 2.2 | 7568 | 22117
Electrical ¦ LV Distribution ¦ Distribution Board ¦ Sub | 1 | High | D | 1 | 2025 | 3 | 2 | 2.1 | 1263 | 855
Electrical ¦ Lighting ¦ Internal ¦ General ¦ LED Fittings & Luminaires | 34 | Medium | B | 10 | 2034 | 5 | 3 | 3.2 | 28834 | 23028
Electrical ¦ Lighting ¦ Internal ¦ Emergency ¦ Self Contained ¦ LED | 4 | Urgent | B | 21 | 2045 | 5 | 1 | 2.2 | 7569 | 32305
Electrical ¦ Specialist Lighting ¦ Internal ¦ Illuminated Fire Exit Signage | 5 | Urgent | B | 10 | 2034 | 5 | 1 | 2.2 | 7570 | 22118
HVAC ¦ Local Air Conditioning ¦ Single-Split Evaporator - Split Systems/Heat Pumps - Air-cooled with Direct Expansion Evaporator (DX) | 1 | Medium | B | 1 | 2025 | 5 | 3 | 3.2 | 28835 | 10073
HVAC ¦ Fan ¦ Central Cooling ¦ Axial | 1 | Medium | B | 1 | 2025 | 5 | 3 | 3.2 | 28836 | 10074
Electrical ¦ Specialist Lighting ¦ Internal ¦ Illuminated Fire Exit Signage | 3 | Urgent | B | 3 | 2027 | 5 | 1 | 2.2 | 7571 | 13302
Fire ¦ Fire Fighting ¦ Fire Extinguishers ¦ CO2 | 1 | Urgent | B | 10 | 2034 | 5 | 1 | 2.2 | 7572 | 22119
HVAC ¦ Fan ¦ Central Cooling ¦ Axial | 1 | Medium | B | 1 | 2025 | 5 | 3 | 3.2 | 28837 | 10075
Electrical ¦ Lighting ¦ Internal ¦ General | 5 | Medium | B | 1 | 2025 | 5 | 3 | 3.2 | 28838 | 10076
Fire ¦ Fire Fighting ¦ Fire Extinguishers ¦ CO2 | 2 | Urgent | B | 6 | 2030 | 5 | 1 | 2.2 | 7573 | 16863
Fire ¦ Fire Fighting ¦ Fire Extinguishers ¦ CO2 | 2 | Urgent | B | 2 | 2026 | 5 | 1 | 2.2 | 7574 | 12728
Electrical ¦ LV Distribution ¦ Distribution Board ¦ Main | 1 | High | B | 1 | 2025 | 5 | 2 | 2.7 | 16362 | 4575
Controls ¦ Building Management System (BMS) ¦ BMS Control Panel | 1 | High | B | 7 | 2031 | 5 | 2 | 2.7 | 16363 | 19675
Electrical ¦ Lighting ¦ Internal ¦ General ¦ LED Fittings & Luminaires | 141 | Medium | B | 16 | 2040 | 5 | 3 | 3.2 | 28839 | 29735
Electrical ¦ Lighting ¦ Internal ¦ Emergency ¦ Self Contained ¦ LED | 3 | Urgent | B | 22 | 2046 | 5 | 1 | 2.2 | 7575 | 32953
HVAC ¦ Local Air Conditioning ¦ Single-Split Condenser - Split Systems/Heat Pumps - Air-cooled with Direct Expansion Evaporator (DX) | 1 | Medium | C | 5 | 2029 | 4 | 3 | 2.9 | 18868 | 14784
HVAC ¦ Fan ¦ Local and Special Ventilation ¦ Fans Window or Wall Mounted | 1 | Medium | DX | 1 | 2025 | 1 | 3 | 2 | 948 | 647
Electrical ¦ Lighting ¦ Internal ¦ General ¦ LED Fittings & Luminaires | 90 | Medium | B | 15 | 2039 | 5 | 3 | 3.2 | 28840 | 28492
Electrical ¦ Lighting ¦ Internal ¦ General ¦ LED Fittings & Luminaires | 24 | Medium | B | 16 | 2040 | 5 | 3 | 3.2 | 28841 | 29736
Electrical ¦ LV Distribution ¦ Distribution Board ¦ Sub | 1 | High | B | 11 | 2035 | 5 | 2 | 2.7 | 16364 | 24649
Fabric ¦ Superstructure ¦ Windows and External Doors ¦ External Doors ¦ Entrance Doors | 1 | High | B | 1 | 2025 | 5 | 2 | 2.7 | 16365 | 4576
Security ¦ Access ¦ Access Control ¦ Door ¦ Local Lock / Keypad / Manual | 1 | Medium | B | 9 | 2033 | 5 | 3 | 3.2 | 28842 | 21834
Fire ¦ Fire Fighting ¦ Fire Extinguishers ¦ CO2 | 3 | Urgent | B | 1 | 2025 | 5 | 1 | 2.2 | 7576 | 1656
Electrical ¦ Lighting ¦ External ¦ General - LED | 4 | Medium | B | 8 | 2032 | 5 | 3 | 3.2 | 28843 | 21079
Fire ¦ Fire Fighting ¦ Fire Extinguishers ¦ Foam | 4 | Urgent | B | 6 | 2030 | 5 | 1 | 2.2 | 7577 | 16864
Fire ¦ Fire Fighting ¦ Fire Extinguishers ¦ Foam | 2 | Urgent | B | 9 | 2033 | 5 | 1 | 2.2 | 7578 | 21422
Electrical ¦ Lighting ¦ Internal ¦ General | 48 | Medium | B | 8 | 2032 | 5 | 3 | 3.2 | 28844 | 21080
HVAC ¦ Fan ¦ Local and Special Ventilation ¦ Fans Window or Wall Mounted | 1 | Medium | D | 5 | 2029 | 3 | 3 | 2.6 | 11202 | 14561
Electrical ¦ Lighting ¦ Internal ¦ General ¦ LED Fittings & Luminaires | 53 | Medium | B | 10 | 2034 | 5 | 3 | 3.2 | 28845 | 23029
Electrical ¦ Lighting ¦ Internal ¦ Emergency ¦ Self Contained ¦ LED | 4 | Urgent | B | 17 | 2041 | 5 | 1 | 2.2 | 7579 | 30180
Electrical ¦ Specialist Lighting ¦ Internal ¦ Illuminated Fire Exit Signage | 3 | Urgent | B | 18 | 2042 | 5 | 1 | 2.2 | 7580 | 30691
HVAC ¦ Heat Emitters - Local ¦ Electric Heaters | 3 | Medium | B | 1 | 2025 | 5 | 3 | 3.2 | 28846 | 10077
HVAC ¦ Local Air Conditioning ¦ Single-Split Evaporator - Split Systems/Heat Pumps - Air-cooled with Direct Expansion Evaporator (DX) | 1 | Medium | B | 13 | 2037 | 5 | 3 | 3.2 | 28847 | 27208
HVAC ¦ Fan ¦ Local and Special Ventilation ¦ Fans Window or Wall Mounted | 1 | Medium | D | 4 | 2028 | 3 | 3 | 2.6 | 11203 | 13892
Electrical ¦ Lighting ¦ Internal ¦ Emergency ¦ Self Contained ¦ LED | 12 | Urgent | B | 21 | 2045 | 5 | 1 | 2.2 | 7581 | 32306
Fire ¦ Fire Fighting ¦ Fire Extinguishers ¦ Dry Chemical | 1 | Urgent | B | 2 | 2026 | 5 | 1 | 2.2 | 7582 | 12729
HVAC ¦ Local and Special Ventilation ¦ Unit extract fans. | 1 | Medium | B | 1 | 2025 | 5 | 3 | 3.2 | 28848 | 10078
Fabric ¦ Superstructure ¦ Windows and External Doors ¦ External Doors ¦ Manual and Automatic Doors ¦ Emergency and Panic Escape Doors | 1 | Urgent | B | 6 | 2030 | 5 | 1 | 2.2 | 7583 | 16865
Electrical ¦ Lighting ¦ Internal ¦ General ¦ LED Fittings & Luminaires | 60 | Medium | B | 16 | 2040 | 5 | 3 | 3.2 | 28849 | 29737
Electrical ¦ Lighting ¦ Internal ¦ General | 57 | Medium | C | 1 | 2025 | 4 | 3 | 2.9 | 18869 | 5724
HVAC ¦ Local Air Conditioning ¦ Single-Split Condenser - Split Systems/Heat Pumps - Air-cooled with Direct Expansion Evaporator (DX) | 1 | Medium | B | 13 | 2037 | 5 | 3 | 3.2 | 28850 | 27209
Electrical ¦ LV Distribution ¦ Distribution Board ¦ Sub | 1 | High | D | 1 | 2025 | 3 | 2 | 2.1 | 1264 | 856
Fire ¦ Fire Fighting ¦ Fire Extinguishers ¦ Foam | 4 | Urgent | B | 2 | 2026 | 5 | 1 | 2.2 | 7584 | 12730
Fabric ¦ Superstructure ¦ Windows and External Doors ¦ Roller Shutters ¦ Manual Roller Shutter | 1 | High | B | 1 | 2025 | 5 | 2 | 2.7 | 16366 | 4577
Electrical ¦ Specialist Lighting ¦ Internal ¦ Illuminated Fire Exit Signage | 2 | Urgent | B | 16 | 2040 | 5 | 1 | 2.2 | 7585 | 28939
Fire ¦ Fire Fighting ¦ Fire Extinguishers ¦ Foam | 1 | Urgent | B | 5 | 2029 | 5 | 1 | 2.2 | 7586 | 14456
Fabric ¦ Superstructure ¦ Windows and External Doors ¦ External Windows ¦ Roller Shutters ¦ External Window Shutters ¦ Electric | 1 | Medium | CX | 1 | 2025 | 2 | 3 | 2.3 | 10282 | 2208
Fabric ¦ Superstructure ¦ Windows and External Doors ¦ Roller Shutters ¦ Manual Roller Shutter | 1 | High | B | 1 | 2025 | 5 | 2 | 2.7 | 16367 | 4578
Electrical ¦ Lighting ¦ Internal ¦ Emergency ¦ Self Contained ¦ LED | 8 | Urgent | B | 21 | 2045 | 5 | 1 | 2.2 | 7587 | 32307
HVAC ¦ Heat Emitters - Local ¦ Electric Heaters | 1 | Medium | B | 3 | 2027 | 5 | 3 | 3.2 | 28851 | 13627
Fabric ¦ Superstructure ¦ Internal Doors ¦ Roller Shutters ¦ Electric Roller Shutter | 1 | Medium | B | 10 | 2034 | 5 | 3 | 3.2 | 28852 | 23030
Fabric ¦ Superstructure ¦ Windows and External Doors ¦ External Doors ¦ Manual and Automatic Doors ¦ Emergency and Panic Escape Doors | 1 | Urgent | B | 1 | 2025 | 5 | 1 | 2.2 | 7588 | 1657
HVAC ¦ Heat Emitters - Local ¦ Electric Heaters | 3 | Medium | B | 1 | 2025 | 5 | 3 | 3.2 | 28853 | 10079
Electrical ¦ Lighting ¦ Internal ¦ Emergency ¦ Self Contained ¦ Non LED | 7 | Urgent | B | 1 | 2025 | 5 | 1 | 2.2 | 7589 | 1658
Electrical ¦ LV Distribution ¦ Distribution Board ¦ Sub | 1 | High | B | 11 | 2035 | 5 | 2 | 2.7 | 16368 | 24650
Electrical ¦ Lighting ¦ External ¦ General - Non-LED | 3 | Medium | B | 1 | 2025 | 5 | 3 | 3.2 | 28854 | 10080
Fire ¦ Fire Fighting ¦ Fire Extinguishers ¦ Water | 1 | Urgent | B | 6 | 2030 | 5 | 1 | 2.2 | 7590 | 16866
Fire ¦ Fire Fighting ¦ Fire Extinguishers ¦ CO2 | 1 | Urgent | B | 8 | 2032 | 5 | 1 | 2.2 | 7591 | 20528
Fabric ¦ Superstructure ¦ Windows and External Doors ¦ External Doors ¦ Manual and Automatic Doors ¦ High Security Door | 1 | High | B | 31 | 2055 | 5 | 2 | 2.7 | 16369 | 33803
Electrical ¦ Specialist Lighting ¦ Internal ¦ Illuminated Fire Exit Signage | 2 | Urgent | B | 11 | 2035 | 5 | 1 | 2.2 | 7592 | 23839
Fabric ¦ Superstructure ¦ Windows and External Doors ¦ Roller Shutters ¦ Manual Roller Shutter | 1 | High | B | 13 | 2037 | 5 | 2 | 2.7 | 16370 | 27022
Electrical ¦ Lighting ¦ External ¦ General - LED | 2 | Medium | B | 10 | 2034 | 5 | 3 | 3.2 | 28855 | 23031
Fabric ¦ Superstructure ¦ Windows and External Doors ¦ External Doors ¦ Entrance Doors | 1 | High | B | 11 | 2035 | 5 | 2 | 2.7 | 16371 | 24651
Electrical ¦ Specialist Lighting ¦ Internal ¦ Illuminated Fire Exit Signage | 1 | Urgent | B | 16 | 2040 | 5 | 1 | 2.2 | 7593 | 28940
Electrical ¦ Specialist Lighting ¦ Internal ¦ Illuminated Fire Exit Signage | 4 | Urgent | B | 16 | 2040 | 5 | 1 | 2.2 | 7594 | 28941
Electrical ¦ Lighting ¦ Internal ¦ Emergency ¦ Self Contained ¦ Non LED | 3 | Urgent | B | 1 | 2025 | 5 | 1 | 2.2 | 7595 | 1659
Electrical ¦ Lighting ¦ Internal ¦ General | 9 | Medium | B | 6 | 2030 | 5 | 3 | 3.2 | 28856 | 18886
Electrical ¦ Specialist Lighting ¦ Internal ¦ Illuminated Fire Exit Signage | 2 | Urgent | B | 10 | 2034 | 5 | 1 | 2.2 | 7596 | 22120
HVAC ¦ Heat Emitters - Local ¦ Electric Heaters | 1 | Medium | B | 3 | 2027 | 5 | 3 | 3.2 | 28857 | 13628
Electrical ¦ Lighting ¦ Internal ¦ Emergency ¦ Self Contained ¦ LED | 10 | Urgent | B | 20 | 2044 | 5 | 1 | 2.2 | 7597 | 31530
Electrical ¦ Lighting ¦ External ¦ General - LED | 2 | Medium | B | 12 | 2036 | 5 | 3 | 3.2 | 28858 | 26676
HVAC ¦ Heat Emitters - Local ¦ Gas Fired Natural and Fan Assisted Heaters | 1 | Medium | B | 7 | 2031 | 5 | 3 | 3.2 | 28859 | 20089
Fabric ¦ Superstructure ¦ Windows and External Doors ¦ External Doors ¦ Manual and Automatic Doors ¦ Emergency and Panic Escape Doors | 1 | Urgent | B | 10 | 2034 | 5 | 1 | 2.2 | 7598 | 22121
Electrical ¦ LV Distribution ¦ Distribution Board ¦ Sub | 1 | High | D | 1 | 2025 | 3 | 2 | 2.1 | 1265 | 857
HVAC ¦ Fan ¦ Central Ventilation Systems ¦ Ventilating - General | 1 | Low | B | 1 | 2025 | 5 | 4 | 3.7 | 33372 | 12228
Fabric ¦ Superstructure ¦ Windows and External Doors ¦ Roller Shutters ¦ Manual Roller Shutter | 1 | High | B | 1 | 2025 | 5 | 2 | 2.7 | 16372 | 4579
Electrical ¦ Lighting ¦ Internal ¦ General | 6 | Medium | B | 1 | 2025 | 5 | 3 | 3.2 | 28860 | 10081
HVAC ¦ Local Air Conditioning ¦ Single-Split Evaporator - Split Systems/Heat Pumps - Air-cooled with Direct Expansion Evaporator (DX) | 1 | Medium | B | 1 | 2025 | 5 | 3 | 3.2 | 28861 | 10082
Fire ¦ Fire Detection ¦ Fire Alarm Panel / Repeater | 1 | Urgent | B | 15 | 2039 | 5 | 1 | 2.2 | 7599 | 27971
HVAC ¦ Fan ¦ Local and Special Ventilation ¦ Axial | 1 | Medium | B | 1 | 2025 | 5 | 3 | 3.2 | 28862 | 10083
Fabric ¦ Superstructure ¦ Windows and External Doors ¦ External Doors ¦ Manual and Automatic Doors ¦ Emergency and Panic Escape Doors | 1 | Urgent | B | 11 | 2035 | 5 | 1 | 2.2 | 7600 | 23840
Electrical ¦ Lighting ¦ Internal ¦ Emergency ¦ Self Contained ¦ LED | 1 | Urgent | B | 15 | 2039 | 5 | 1 | 2.2 | 7601 | 27972
Controls ¦ Multi-System Controls ¦ Control Panel - Electrical Services (excluding Electrical Controllers and Pneumatic Relays) | 1 | Medium | B | 1 | 2025 | 5 | 3 | 3.2 | 28863 | 10084
Fabric ¦ Superstructure ¦ Windows and External Doors ¦ External Doors ¦ Entrance Doors | 1 | High | B | 11 | 2035 | 5 | 2 | 2.7 | 16373 | 24652
Security ¦ Access ¦ Access Control ¦ Door ¦ Local Lock / Keypad / Manual | 1 | Medium | B | 9 | 2033 | 5 | 3 | 3.2 | 28864 | 21835
Electrical ¦ Lighting ¦ Internal ¦ Emergency ¦ Self Contained ¦ LED | 1 | Urgent | B | 15 | 2039 | 5 | 1 | 2.2 | 7602 | 27973
Electrical ¦ LV Distribution ¦ Distribution Board ¦ Sub | 1 | High | B | 6 | 2030 | 5 | 2 | 2.7 | 16374 | 17773
Fabric ¦ Superstructure ¦ Windows and External Doors ¦ External Doors ¦ Manual and Automatic Doors ¦ Emergency and Panic Escape Doors | 1 | Urgent | B | 21 | 2045 | 5 | 1 | 2.2 | 7603 | 32308
Fire ¦ Fire Detection ¦ Fire Alarm Panel / Repeater (Vesda) | 1 | Urgent | B | 12 | 2036 | 5 | 1 | 2.2 | 7604 | 26078
Electrical ¦ Lighting ¦ Internal ¦ Emergency ¦ Self Contained ¦ LED | 14 | Urgent | B | 22 | 2046 | 5 | 1 | 2.2 | 7605 | 32954
HVAC ¦ Fan ¦ Local and Special Ventilation ¦ Fans Window or Wall Mounted | 1 | Medium | C | 1 | 2025 | 4 | 3 | 2.9 | 18870 | 5725
Fabric ¦ Superstructure ¦ Windows and External Doors ¦ Roller Shutters ¦ Manual Roller Shutter | 1 | High | B | 1 | 2025 | 5 | 2 | 2.7 | 16375 | 4580
Fabric ¦ Superstructure ¦ Windows and External Doors ¦ External Doors ¦ Manual and Automatic Doors ¦ High Security Door | 1 | High | B | 21 | 2045 | 5 | 2 | 2.7 | 16376 | 32713
Electrical ¦ Lighting ¦ Internal ¦ General ¦ LED Fittings & Luminaires | 81 | Medium | B | 12 | 2036 | 5 | 3 | 3.2 | 28865 | 26677
Electrical ¦ Specialist Lighting ¦ Internal ¦ Illuminated Fire Exit Signage | 3 | Urgent | B | 17 | 2041 | 5 | 1 | 2.2 | 7606 | 30181
Electrical ¦ LV Distribution ¦ Distribution Board ¦ Sub | 1 | High | B | 15 | 2039 | 5 | 2 | 2.7 | 16377 | 28255
Fabric ¦ Superstructure ¦ Windows and External Doors ¦ Roller Shutters ¦ Manual Roller Shutter | 1 | High | B | 1 | 2025 | 5 | 2 | 2.7 | 16378 | 4581
Fire ¦ Fire Detection ¦ Fire Alarm System | 1 | Urgent | B | 1 | 2025 | 5 | 1 | 2.2 | 7607 | 1660
Fire ¦ Fire Fighting ¦ Fire Extinguishers ¦ CO2 | 4 | Urgent | B | 2 | 2026 | 5 | 1 | 2.2 | 7608 | 12731
HVAC ¦ Heat Emitters - Local ¦ Gas Fired Unit Heaters | 1 | Medium | B | 1 | 2025 | 5 | 3 | 3.2 | 28866 | 10085
Fabric ¦ Barriers and Guardrails ¦ Vehicle Crash Protection Barrier | 8 | V Low | B | 1 | 2025 | 5 | 4 | 3.7 | 33373 | 12229
Fabric ¦ Superstructure ¦ Windows and External Doors ¦ Roller Shutters ¦ Manual Roller Shutter | 1 | High | B | 21 | 2045 | 5 | 2 | 2.7 | 16379 | 32714
Fabric ¦ Superstructure ¦ Windows and External Doors ¦ External Doors ¦ Entrance Doors | 1 | High | B | 10 | 2034 | 5 | 2 | 2.7 | 16380 | 22437
Electrical ¦ Lighting ¦ Internal ¦ General ¦ LED Fittings & Luminaires | 15 | Medium | B | 12 | 2036 | 5 | 3 | 3.2 | 28867 | 26678
Electrical ¦ LV Distribution ¦ Distribution Board ¦ Sub | 1 | High | B | 1 | 2025 | 5 | 2 | 2.7 | 16381 | 4582
Electrical ¦ LV Distribution ¦ Distribution Board ¦ Main | 1 | High | B | 8 | 2032 | 5 | 2 | 2.7 | 16382 | 20756
Fabric ¦ Superstructure ¦ Windows and External Doors ¦ External Doors ¦ Manual and Automatic Doors ¦ Auto / Powered Sliding Doors | 1 | High | B | 20 | 2044 | 5 | 2 | 2.7 | 16383 | 31642
Electrical ¦ Lighting ¦ Internal ¦ General ¦ LED Fittings & Luminaires | 34 | Medium | B | 16 | 2040 | 5 | 3 | 3.2 | 28868 | 29738
HVAC ¦ Heat Emitters - Local ¦ Electric Heaters | 2 | Medium | B | 5 | 2029 | 5 | 3 | 3.2 | 28869 | 15351
Fire ¦ Fire Fighting ¦ Fire Extinguishers ¦ CO2 | 2 | Urgent | B | 6 | 2030 | 5 | 1 | 2.2 | 7609 | 16867
HVAC ¦ Fan ¦ Local and Special Ventilation ¦ Fans Window or Wall Mounted | 1 | Medium | D | 6 | 2030 | 3 | 3 | 2.6 | 11204 | 17346
Fire ¦ Fire Detection ¦ Fire Alarm Panel / Repeater | 1 | Urgent | B | 7 | 2031 | 5 | 1 | 2.2 | 7610 | 19446
Fire ¦ Fire Fighting ¦ Fire Extinguishers ¦ Foam | 4 | Urgent | B | 6 | 2030 | 5 | 1 | 2.2 | 7611 | 16868
Electrical ¦ Lighting ¦ Internal ¦ General ¦ LED Fittings & Luminaires | 10 | Medium | B | 17 | 2041 | 5 | 3 | 3.2 | 28870 | 30536
HVAC ¦ Local Air Conditioning ¦ Single-Split Condenser - Split Systems/Heat Pumps - Air-cooled with Direct Expansion Evaporator (DX) | 1 | Medium | B | 13 | 2037 | 5 | 3 | 3.2 | 28871 | 27210
HVAC ¦ Local Air Conditioning ¦ Single-Split Condenser - Split Systems/Heat Pumps - Air-cooled with Direct Expansion Evaporator (DX) | 1 | Medium | B | 5 | 2029 | 5 | 3 | 3.2 | 28872 | 15352
Electrical ¦ LV Distribution ¦ Main Switch Panel at Supply Intake | 1 | Medium | B | 1 | 2025 | 5 | 3 | 3.2 | 28873 | 10086
Electrical ¦ LV Distribution ¦ Distribution Board ¦ Sub | 1 | High | D | 1 | 2025 | 3 | 2 | 2.1 | 1266 | 858
Fabric ¦ Superstructure ¦ Windows and External Doors ¦ External Windows ¦ Roller Shutters ¦ External Window Shutters ¦ Electric | 1 | Medium | B | 1 | 2025 | 5 | 3 | 3.2 | 28874 | 10087
Fabric ¦ Superstructure ¦ Windows and External Doors ¦ Roller Shutters ¦ Manual Roller Shutter | 1 | High | B | 1 | 2025 | 5 | 2 | 2.7 | 16384 | 4583
HVAC ¦ Heat Emitters - Local ¦ Electric Heaters | 10 | Medium | B | 1 | 2025 | 5 | 3 | 3.2 | 28875 | 10088
Electrical ¦ LV Distribution ¦ Distribution Board ¦ Sub | 1 | High | B | 6 | 2030 | 5 | 2 | 2.7 | 16385 | 17774
Fire ¦ Fire Detection ¦ Fire Alarm Panel / Repeater | 1 | Urgent | B | 1 | 2025 | 5 | 1 | 2.2 | 7612 | 1661
HVAC ¦ Heat Emitters - Central ¦ Radiators ¦ Steel | 3 | Medium | B | 1 | 2025 | 5 | 3 | 3.2 | 28876 | 10089
Fabric ¦ Superstructure ¦ Windows and External Doors ¦ Roller Shutters ¦ Manual Roller Shutter | 1 | High | CX | 1 | 2025 | 2 | 2 | 1.8 | 537 | 433
Electrical ¦ Lighting ¦ Internal ¦ General | 5 | Medium | B | 6 | 2030 | 5 | 3 | 3.2 | 28877 | 18887
Electrical ¦ LV Distribution ¦ Distribution Board ¦ Sub | 1 | High | B | 1 | 2025 | 5 | 2 | 2.7 | 16386 | 4584
Fabric ¦ Superstructure ¦ Windows and External Doors ¦ External Windows ¦ Roller Shutters ¦ External Window Shutters ¦ Manual | 1 | Medium | B | 1 | 2025 | 5 | 3 | 3.2 | 28878 | 10090
Electrical ¦ Specialist Lighting ¦ Internal ¦ Illuminated Fire Exit Signage | 2 | Urgent | B | 6 | 2030 | 5 | 1 | 2.2 | 7613 | 16869
Fire ¦ Fire Fighting ¦ Fire Extinguishers ¦ CO2 | 4 | Urgent | B | 6 | 2030 | 5 | 1 | 2.2 | 7614 | 16870
Fabric ¦ Superstructure ¦ Windows and External Doors ¦ Roller Shutters ¦ Manual Roller Shutter | 1 | High | D | 1 | 2025 | 3 | 2 | 2.1 | 1267 | 859
Water ¦ Central Hot Water Distribution ¦ Hot water cylinders Domestic Type | 1 | Low | D | 1 | 2025 | 3 | 4 | 3.1 | 19655 | 5875
HVAC ¦ Heat Emitters - Local ¦ Fan Convector - Electric | 1 | Medium | C | 1 | 2025 | 4 | 3 | 2.9 | 18871 | 5726
HVAC ¦ Fan ¦ Local and Special Ventilation ¦ Fans Window or Wall Mounted | 1 | Medium | B | 1 | 2025 | 5 | 3 | 3.2 | 28879 | 10091
HVAC ¦ Fan ¦ Local and Special Ventilation ¦ Fans Window or Wall Mounted | 1 | Medium | B | 1 | 2025 | 5 | 3 | 3.2 | 28880 | 10092
Electrical ¦ Specialist Lighting ¦ Internal ¦ Illuminated Fire Exit Signage | 2 | Urgent | B | 5 | 2029 | 5 | 1 | 2.2 | 7615 | 14457
HVAC ¦ Local Air Conditioning ¦ Single-Split Condenser - Split Systems/Heat Pumps - Air-cooled with Direct Expansion Evaporator (DX) | 1 | Medium | B | 4 | 2028 | 5 | 3 | 3.2 | 28881 | 14193
Electrical ¦ LV Distribution ¦ Distribution Board ¦ Main | 1 | High | B | 14 | 2038 | 5 | 2 | 2.7 | 16387 | 27486
Fabric ¦ Superstructure ¦ Windows and External Doors ¦ External Doors ¦ Manual and Automatic Doors ¦ Emergency and Panic Escape Doors | 1 | Urgent | B | 21 | 2045 | 5 | 1 | 2.2 | 7616 | 32309
Fire ¦ Fire Detection ¦ Fire Alarm System | 1 | Urgent | B | 1 | 2025 | 5 | 1 | 2.2 | 7617 | 1662
Fire ¦ Fire Fighting ¦ Fire Extinguishers ¦ CO2 | 6 | Urgent | B | 6 | 2030 | 5 | 1 | 2.2 | 7618 | 16871
HVAC ¦ Fan ¦ Local and Special Ventilation ¦ Extract | 1 | Medium | B | 1 | 2025 | 5 | 3 | 3.2 | 28882 | 10093
Electrical ¦ Lighting ¦ Internal ¦ General | 28 | Medium | B | 1 | 2025 | 5 | 3 | 3.2 | 28883 | 10094
Fire ¦ Fire Fighting ¦ Fire Extinguishers ¦ Foam | 4 | Urgent | B | 2 | 2026 | 5 | 1 | 2.2 | 7619 | 12732
Fabric ¦ Superstructure ¦ Internal Doors ¦ Roller Shutters ¦ Electric Roller Shutter | 1 | Medium | B | 1 | 2025 | 5 | 3 | 3.2 | 28884 | 10095
Water ¦ Local Hot Water ¦ Package Electric Water Heaters - Non-Drinking Water | 1 | Medium | B | 1 | 2025 | 5 | 3 | 3.2 | 28885 | 10096
Electrical ¦ LV Distribution ¦ Distribution Board ¦ Main | 1 | High | B | 20 | 2044 | 5 | 2 | 2.7 | 16388 | 31643
Fire ¦ Fire Detection ¦ Fire Alarm Panel / Repeater | 1 | Urgent | B | 1 | 2025 | 5 | 1 | 2.2 | 7620 | 1663
Communication and Control ¦ Communication Systems ¦ Public Address (PA) System | 1 | Medium | B | 6 | 2030 | 5 | 3 | 3.2 | 28886 | 18888
HVAC ¦ Ventilation ¦ Air Handling Unit (AHU) ¦ Internal ¦ Central Air Conditioning ¦ Gas Fired | 1 | Medium | B | 1 | 2025 | 5 | 3 | 3.2 | 28887 | 10097
Electrical ¦ LV Distribution ¦ Distribution Board ¦ Main | 1 | High | B | 1 | 2025 | 5 | 2 | 2.7 | 16389 | 4585
HVAC ¦ Heat Emitters - Local ¦ Gas Fired Unit Heaters | 1 | Medium | B | 6 | 2030 | 5 | 3 | 3.2 | 28888 | 18889
HVAC ¦ Fan ¦ Local and Special Ventilation ¦ Extract | 1 | Medium | CX | 1 | 2025 | 2 | 3 | 2.3 | 10283 | 2209
Fabric ¦ Barriers and Guardrails ¦ Vehicle Crash Protection Barrier | 1 | V Low | B | 1 | 2025 | 5 | 4 | 3.7 | 33374 | 12230
Electrical ¦ LV Distribution ¦ Distribution Board ¦ Sub | 1 | High | B | 1 | 2025 | 5 | 2 | 2.7 | 16390 | 4586
HVAC ¦ Central Air Conditioning ¦ Air Conditioning ¦ Multi-Split Evaporator - Split Systems/Heat Pumps - Air-cooled with Direct Expansion Evaporator (DX) | 1 | Medium | A | 13 | 2037 | 6 | 3 | 3.5 | 32583 | 27297
Fabric ¦ Barriers and Guardrails ¦ Vehicle Crash Protection Barrier | 47 | V Low | B | 1 | 2025 | 5 | 4 | 3.7 | 33375 | 12231
Fabric ¦ Barriers and Guardrails ¦ Vehicle Crash Protection Barrier | 1 | V Low | B | 1 | 2025 | 5 | 4 | 3.7 | 33376 | 12232
Electrical ¦ LV Distribution ¦ Distribution Board ¦ Sub | 1 | High | D | 1 | 2025 | 3 | 2 | 2.1 | 1268 | 860
Electrical ¦ LV Distribution ¦ Distribution Board ¦ Main | 1 | High | B | 1 | 2025 | 5 | 2 | 2.7 | 16391 | 4587
HVAC ¦ Heat Emitters - Local ¦ Oil Fired Natural and Fan Assisted Heaters | 1 | Low | B | 8 | 2032 | 5 | 4 | 3.7 | 33377 | 21193
HVAC ¦ Fan ¦ Central Ventilation Systems ¦ Ventilating - General | 1 | Low | B | 1 | 2025 | 5 | 4 | 3.7 | 33378 | 12233
Fire ¦ Fire Detection ¦ Fire Alarm Panel / Repeater | 1 | Urgent | B | 1 | 2025 | 5 | 1 | 2.2 | 7621 | 1664
Fabric ¦ Superstructure ¦ Windows and External Doors ¦ External Windows ¦ Roller Shutters ¦ External Window Shutters ¦ Electric | 1 | Medium | B | 1 | 2025 | 5 | 3 | 3.2 | 28889 | 10098
Electrical ¦ LV Distribution ¦ Distribution Board ¦ Sub | 1 | High | B | 1 | 2025 | 5 | 2 | 2.7 | 16392 | 4588
Fabric ¦ Superstructure ¦ Windows and External Doors ¦ Roller Shutters ¦ Manual Roller Shutter | 1 | High | B | 1 | 2025 | 5 | 2 | 2.7 | 16393 | 4589
Electrical ¦ Specialist Lighting ¦ Internal ¦ Illuminated Fire Exit Signage | 4 | Urgent | B | 1 | 2025 | 5 | 1 | 2.2 | 7622 | 1665
Electrical ¦ Specialist Lighting ¦ Internal ¦ Illuminated Fire Exit Signage | 2 | Urgent | A | 18 | 2042 | 6 | 1 | 2.5 | 10955 | 30747
HVAC ¦ Fan ¦ Local and Special Ventilation ¦ Axial | 1 | Medium | B | 1 | 2025 | 5 | 3 | 3.2 | 28890 | 10099
HVAC ¦ Local and Special Ventilation ¦ Unit extract fans. | 1 | Medium | D | 1 | 2025 | 3 | 3 | 2.6 | 11205 | 2688
Security ¦ Access ¦ Access Control ¦ Door ¦ Local Lock / Keypad / Manual | 1 | Medium | B | 9 | 2033 | 5 | 3 | 3.2 | 28891 | 21836
Fire ¦ Fire Fighting ¦ Fire Extinguishers ¦ Dry Chemical | 1 | Urgent | B | 9 | 2033 | 5 | 1 | 2.2 | 7623 | 21423
Electrical ¦ Lighting ¦ Internal ¦ Emergency ¦ Self Contained ¦ LED | 8 | Urgent | B | 11 | 2035 | 5 | 1 | 2.2 | 7624 | 23841
Water ¦ Local Hot Water ¦ Instantaneous Electric Water Heater - Non-Drinking Water | 1 | Medium | B | 1 | 2025 | 5 | 3 | 3.2 | 28892 | 10100
Electrical ¦ LV Distribution ¦ Distribution Board ¦ Sub | 1 | High | B | 14 | 2038 | 5 | 2 | 2.7 | 16394 | 27487
HVAC ¦ Fan ¦ Local and Special Ventilation ¦ Fans Window or Wall Mounted | 1 | Medium | B | 11 | 2035 | 5 | 3 | 3.2 | 28893 | 25461
Fabric ¦ Superstructure ¦ Windows and External Doors ¦ Roller Shutters ¦ Manual Roller Shutter | 1 | High | B | 1 | 2025 | 5 | 2 | 2.7 | 16395 | 4590
Fire ¦ Fire Detection ¦ Fire Alarm System | 1 | Urgent | B | 1 | 2025 | 5 | 1 | 2.2 | 7625 | 1666
Fire ¦ Fire Fighting ¦ Fire Extinguishers ¦ Foam | 3 | Urgent | B | 1 | 2025 | 5 | 1 | 2.2 | 7626 | 1667
HVAC ¦ Fan ¦ Local and Special Ventilation ¦ Extract | 1 | Medium | D | 1 | 2025 | 3 | 3 | 2.6 | 11206 | 2689
HVAC ¦ Fan ¦ Central Heating ¦ Axial | 1 | High | B | 1 | 2025 | 5 | 2 | 2.7 | 16396 | 4591
HVAC ¦ Fan ¦ Local and Special Ventilation ¦ Centrifugal | 1 | Medium | B | 1 | 2025 | 5 | 3 | 3.2 | 28894 | 10101
Electrical ¦ Lighting ¦ External ¦ General - LED | 1 | Medium | B | 11 | 2035 | 5 | 3 | 3.2 | 28895 | 25462
Fire ¦ Fire Fighting ¦ Fire Extinguishers ¦ CO2 | 2 | Urgent | B | 1 | 2025 | 5 | 1 | 2.2 | 7627 | 1668
Water ¦ Local Hot Water ¦ Package Electric Water Heaters - Non-Drinking Water | 1 | Medium | D | 1 | 2025 | 3 | 3 | 2.6 | 11207 | 2690
Electrical ¦ Lighting ¦ External ¦ General - Non-LED | 4 | Medium | B | 10 | 2034 | 5 | 3 | 3.2 | 28896 | 23032
Electrical ¦ Lighting ¦ External ¦ General - LED | 1 | Medium | CX | 1 | 2025 | 2 | 3 | 2.3 | 10284 | 2210
HVAC ¦ Local Air Conditioning ¦ Single-Split Condenser - Split Systems/Heat Pumps - Air-cooled with Direct Expansion Evaporator (DX) | 1 | Medium | B | 1 | 2025 | 5 | 3 | 3.2 | 28897 | 10102
Electrical ¦ LV Distribution ¦ Distribution Board ¦ Sub | 1 | High | B | 1 | 2025 | 5 | 2 | 2.7 | 16397 | 4592
Fire ¦ Fire Detection ¦ Fire Alarm System | 1 | Urgent | B | 11 | 2035 | 5 | 1 | 2.2 | 7628 | 23842
Electrical ¦ Lighting ¦ Internal ¦ General ¦ LED Fittings & Luminaires | 25 | Medium | B | 17 | 2041 | 5 | 3 | 3.2 | 28898 | 30537
Electrical ¦ Lighting ¦ Internal ¦ General ¦ LED Fittings & Luminaires | 81 | Medium | B | 10 | 2034 | 5 | 3 | 3.2 | 28899 | 23033
Fire ¦ Fire Fighting ¦ Fire Extinguishers ¦ Powder | 2 | Urgent | B | 8 | 2032 | 5 | 1 | 2.2 | 7629 | 20529
Fabric ¦ Superstructure ¦ Internal Doors ¦ Roller Shutters ¦ Internal Manual Roller Shutter | 1 | Medium | B | 15 | 2039 | 5 | 3 | 3.2 | 28900 | 28493
Fabric ¦ Superstructure ¦ Windows and External Doors ¦ External Doors ¦ Entrance Doors | 1 | High | B | 1 | 2025 | 5 | 2 | 2.7 | 16398 | 4593
HVAC ¦ Heat Emitters - Local ¦ Electric Heaters | 1 | Medium | DX | 1 | 2025 | 1 | 3 | 2 | 949 | 648
Fire ¦ Fire Fighting ¦ Fire Extinguishers ¦ CO2 | 3 | Urgent | B | 8 | 2032 | 5 | 1 | 2.2 | 7630 | 20530
Electrical ¦ LV Distribution ¦ Distribution Board ¦ Sub | 1 | High | B | 1 | 2025 | 5 | 2 | 2.7 | 16399 | 4594
Fabric ¦ Barriers and Guardrails ¦ Vehicle Crash Protection Barrier | 1 | V Low | B | 1 | 2025 | 5 | 4 | 3.7 | 33379 | 12234
Fabric ¦ Barriers and Guardrails ¦ Vehicle Crash Protection Barrier | 1 | V Low | B | 1 | 2025 | 5 | 4 | 3.7 | 33380 | 12235
HVAC ¦ Fan ¦ Local and Special Ventilation ¦ Extract | 1 | Medium | CX | 1 | 2025 | 2 | 3 | 2.3 | 10285 | 2211
Electrical ¦ Lighting ¦ Internal ¦ Emergency ¦ Self Contained ¦ LED | 15 | Urgent | B | 19 | 2043 | 5 | 1 | 2.2 | 7631 | 31091
Electrical ¦ Lighting ¦ External ¦ General - Non-LED | 4 | Medium | B | 1 | 2025 | 5 | 3 | 3.2 | 28901 | 10103
HVAC ¦ Heat Emitters - Central ¦ Radiators ¦ Steel | 5 | Medium | B | 4 | 2028 | 5 | 3 | 3.2 | 28902 | 14194
Electrical ¦ Lighting ¦ Internal ¦ General | 37 | Medium | B | 1 | 2025 | 5 | 3 | 3.2 | 28903 | 10104
Fabric ¦ Superstructure ¦ Windows and External Doors ¦ External Doors ¦ Manual and Automatic Doors ¦ Emergency and Panic Escape Doors | 1 | Urgent | B | 6 | 2030 | 5 | 1 | 2.2 | 7632 | 16872
Fabric ¦ Superstructure ¦ Windows and External Doors ¦ External Doors ¦ Entrance Doors | 1 | High | B | 6 | 2030 | 5 | 2 | 2.7 | 16400 | 17775
HVAC ¦ Fan ¦ Local and Special Ventilation ¦ Extract | 1 | Medium | CX | 1 | 2025 | 2 | 3 | 2.3 | 10286 | 2212
Fabric ¦ Superstructure ¦ Windows and External Doors ¦ External Doors ¦ Entrance Doors | 1 | High | B | 11 | 2035 | 5 | 2 | 2.7 | 16401 | 24653
Electrical ¦ Specialist Lighting ¦ Internal ¦ Illuminated Fire Exit Signage | 5 | Urgent | B | 17 | 2041 | 5 | 1 | 2.2 | 7633 | 30182
Fabric ¦ Superstructure ¦ Windows and External Doors ¦ External Doors ¦ Entrance Doors | 1 | High | B | 32 | 2056 | 5 | 2 | 2.7 | 16402 | 33831
HVAC ¦ Fan ¦ Local and Special Ventilation ¦ Extract | 1 | Medium | B | 1 | 2025 | 5 | 3 | 3.2 | 28904 | 10105
Fire ¦ Fire Fighting ¦ Fire Extinguishers ¦ CO2 | 2 | Urgent | B | 6 | 2030 | 5 | 1 | 2.2 | 7634 | 16873
Fire ¦ Fire Fighting ¦ Fire Extinguishers ¦ CO2 | 3 | Urgent | B | 1 | 2025 | 5 | 1 | 2.2 | 7635 | 1669
Security ¦ Access ¦ Access Control ¦ Door ¦ Local Lock / Keypad / Manual | 1 | Medium | B | 5 | 2029 | 5 | 3 | 3.2 | 28905 | 15353
Electrical ¦ Lighting ¦ External ¦ General - Non-LED | 7 | Medium | B | 1 | 2025 | 5 | 3 | 3.2 | 28906 | 10106
Fire ¦ Fire Fighting ¦ Fire Extinguishers ¦ CO2 | 1 | Urgent | B | 1 | 2025 | 5 | 1 | 2.2 | 7636 | 1670
Electrical ¦ Lighting ¦ Internal ¦ Emergency ¦ Self Contained ¦ LED | 16 | Urgent | B | 22 | 2046 | 5 | 1 | 2.2 | 7637 | 32955
Water ¦ Local Hot Water ¦ Package Electric Water Heaters - Non-Drinking Water | 1 | Medium | B | 1 | 2025 | 5 | 3 | 3.2 | 28907 | 10107
Electrical ¦ Lighting ¦ Internal ¦ Emergency ¦ Self Contained ¦ LED | 3 | Urgent | B | 21 | 2045 | 5 | 1 | 2.2 | 7638 | 32310
HVAC ¦ Heat Emitters - Local ¦ Electric Overdoor Air Curtain/Heater | 1 | Medium | B | 8 | 2032 | 5 | 3 | 3.2 | 28908 | 21081
HVAC ¦ Central Heating (Internally Sourced) ¦ Boiler ¦ Electric Boilers | 1 | Medium | B | 1 | 2025 | 5 | 3 | 3.2 | 28909 | 10108
Fire ¦ Fire Detection ¦ Fire Alarm Panel / Repeater | 1 | Urgent | B | 11 | 2035 | 5 | 1 | 2.2 | 7639 | 23843
Fabric ¦ Barriers and Guardrails ¦ Vehicle Crash Protection Barrier | 1 | V Low | B | 1 | 2025 | 5 | 4 | 3.7 | 33381 | 12236
Water ¦ Local Hot Water ¦ Instantaneous Electric Water Heater - Non-Drinking Water | 1 | Medium | C | 6 | 2030 | 4 | 3 | 2.9 | 18872 | 17945
Electrical ¦ LV Distribution ¦ Distribution Board ¦ Main | 1 | High | B | 1 | 2025 | 5 | 2 | 2.7 | 16403 | 4595
HVAC ¦ Central Heating (Internally Sourced) ¦ Boiler ¦ Atmospheric Gas Burner Boiler - Small and/or Wall Hung for Light Commercial Installation | 1 | Medium | B | 6 | 2030 | 5 | 3 | 3.2 | 28910 | 18890
HVAC ¦ Fan ¦ Local and Special Ventilation ¦ Extract | 1 | Medium | CX | 1 | 2025 | 2 | 3 | 2.3 | 10287 | 2213
HVAC ¦ Central Heating (Internally Sourced) ¦ Boiler ¦ Electric Boilers | 1 | Medium | B | 1 | 2025 | 5 | 3 | 3.2 | 28911 | 10109
Fabric ¦ Superstructure ¦ Internal Doors ¦ Roller Shutters ¦ Electric Roller Shutter | 1 | Medium | B | 11 | 2035 | 5 | 3 | 3.2 | 28912 | 25463
Fabric ¦ Superstructure ¦ Windows and External Doors ¦ External Doors ¦ Entrance Doors | 1 | High | B | 1 | 2025 | 5 | 2 | 2.7 | 16404 | 4596
Fabric ¦ Superstructure ¦ Windows and External Doors ¦ External Doors ¦ Manual and Automatic Doors ¦ Emergency and Panic Escape Doors | 1 | Urgent | B | 11 | 2035 | 5 | 1 | 2.2 | 7640 | 23844
Fire ¦ Fire Detection ¦ Fire Alarm System | 1 | Urgent | B | 11 | 2035 | 5 | 1 | 2.2 | 7641 | 23845
Electrical ¦ Lighting ¦ Internal ¦ Emergency ¦ Self Contained ¦ LED | 1 | Urgent | B | 21 | 2045 | 5 | 1 | 2.2 | 7642 | 32311
Fire ¦ Fire Detection ¦ Fire Alarm Panel / Repeater | 1 | Urgent | B | 14 | 2038 | 5 | 1 | 2.2 | 7643 | 27385
HVAC ¦ Central Air Conditioning ¦ Air Conditioning ¦ Multi-Split Evaporator - Split Systems/Heat Pumps - Air-cooled with Direct Expansion Evaporator (DX) | 1 | Medium | B | 5 | 2029 | 5 | 3 | 3.2 | 28913 | 15354
HVAC ¦ Fan ¦ Local and Special Ventilation ¦ Centrifugal | 1 | Medium | B | 1 | 2025 | 5 | 3 | 3.2 | 28914 | 10110
HVAC ¦ Fan ¦ Local and Special Ventilation ¦ Extract | 1 | Medium | B | 1 | 2025 | 5 | 3 | 3.2 | 28915 | 10111
Electrical ¦ Lighting ¦ Internal ¦ General ¦ LED Fittings & Luminaires | 10 | Medium | B | 16 | 2040 | 5 | 3 | 3.2 | 28916 | 29739
Electrical ¦ Lighting ¦ Internal ¦ Emergency ¦ Self Contained ¦ LED | 20 | Urgent | B | 21 | 2045 | 5 | 1 | 2.2 | 7644 | 32312
Electrical ¦ Lighting ¦ Internal ¦ General | 5 | Medium | B | 4 | 2028 | 5 | 3 | 3.2 | 28917 | 14195
Electrical ¦ Lighting ¦ Internal ¦ Emergency ¦ Self Contained ¦ Non LED | 1 | Urgent | B | 5 | 2029 | 5 | 1 | 2.2 | 7645 | 14458
Fire ¦ Fire Fighting ¦ Fire Extinguishers ¦ Foam | 1 | Urgent | B | 6 | 2030 | 5 | 1 | 2.2 | 7646 | 16874
HVAC ¦ Heat Emitters - Local ¦ Gas Fired Unit Heaters | 1 | Medium | CX | 1 | 2025 | 2 | 3 | 2.3 | 10288 | 2214
HVAC ¦ Fan ¦ Local and Special Ventilation ¦ Extract | 1 | Medium | CX | 1 | 2025 | 2 | 3 | 2.3 | 10289 | 2215
Electrical ¦ Lighting ¦ Internal ¦ Emergency ¦ Self Contained ¦ LED | 1 | Urgent | B | 21 | 2045 | 5 | 1 | 2.2 | 7647 | 32313
Fire ¦ Fire Fighting ¦ Fire Extinguishers ¦ Foam | 8 | Urgent | B | 8 | 2032 | 5 | 1 | 2.2 | 7648 | 20531
Electrical ¦ LV Distribution ¦ Distribution Board ¦ Main | 1 | High | B | 1 | 2025 | 5 | 2 | 2.7 | 16405 | 4597
Fabric ¦ Superstructure ¦ Windows and External Doors ¦ Roller Shutters ¦ Electric Roller Shutter | 1 | High | B | 17 | 2041 | 5 | 2 | 2.7 | 16406 | 30357
Electrical ¦ Lighting ¦ Internal ¦ Emergency ¦ Self Contained ¦ LED | 2 | Urgent | B | 21 | 2045 | 5 | 1 | 2.2 | 7649 | 32314
Water ¦ Local Hot Water ¦ Package Electric Water Heaters - Non-Drinking Water | 1 | Medium | B | 1 | 2025 | 5 | 3 | 3.2 | 28918 | 10112
HVAC ¦ Central Heating (Internally Sourced) ¦ Burner ¦ Forced draft gas burner | 1 | Medium | B | 1 | 2025 | 5 | 3 | 3.2 | 28919 | 10113
HVAC ¦ Heat Emitters - Local ¦ Gas Fired Unit Heaters | 1 | Medium | B | 6 | 2030 | 5 | 3 | 3.2 | 28920 | 18891
Controls ¦ Multi-System Controls ¦ Control Panel - Electrical Services (excluding Electrical Controllers and Pneumatic Relays) | 1 | Medium | B | 1 | 2025 | 5 | 3 | 3.2 | 28921 | 10114
HVAC ¦ Fan ¦ Local and Special Ventilation ¦ Extract | 1 | Medium | C | 1 | 2025 | 4 | 3 | 2.9 | 18873 | 5727
Controls ¦ Building Management System (BMS) ¦ BMS Control Panel | 1 | High | B | 4 | 2028 | 5 | 2 | 2.7 | 16407 | 13990
HVAC ¦ Fan ¦ Local and Special Ventilation ¦ Centrifugal | 1 | Medium | B | 1 | 2025 | 5 | 3 | 3.2 | 28922 | 10115
HVAC ¦ Fan ¦ Local and Special Ventilation ¦ Extract | 1 | Medium | B | 4 | 2028 | 5 | 3 | 3.2 | 28923 | 14196
HVAC ¦ Heat Emitters - Local ¦ Electric Heaters | 4 | Medium | B | 1 | 2025 | 5 | 3 | 3.2 | 28924 | 10116
Electrical ¦ LV Distribution ¦ Distribution Board ¦ Main | 1 | High | B | 1 | 2025 | 5 | 2 | 2.7 | 16408 | 4598
Electrical ¦ LV Distribution ¦ Distribution Board ¦ Main | 1 | High | B | 1 | 2025 | 5 | 2 | 2.7 | 16409 | 4599
Fabric ¦ Superstructure ¦ Windows and External Doors ¦ External Doors ¦ Manual and Automatic Doors ¦ Auto / Powered Swing Doors | 1 | High | B | 11 | 2035 | 5 | 2 | 2.7 | 16410 | 24654
Fabric ¦ Superstructure ¦ Windows and External Doors ¦ Roller Shutters ¦ Electric Roller Shutter | 1 | High | B | 1 | 2025 | 5 | 2 | 2.7 | 16411 | 4600
Electrical ¦ LV Distribution ¦ Distribution Board ¦ Sub | 1 | High | B | 17 | 2041 | 5 | 2 | 2.7 | 16412 | 30358
Fabric ¦ Superstructure ¦ Windows and External Doors ¦ Roller Shutters ¦ Manual Roller Shutter | 1 | High | B | 1 | 2025 | 5 | 2 | 2.7 | 16413 | 4601
HVAC ¦ Fan ¦ Local and Special Ventilation ¦ Centrifugal | 1 | Medium | B | 1 | 2025 | 5 | 3 | 3.2 | 28925 | 10117
HVAC ¦ Fan ¦ Local and Special Ventilation ¦ Extract | 1 | Medium | B | 1 | 2025 | 5 | 3 | 3.2 | 28926 | 10118
Electrical ¦ Lighting ¦ Internal ¦ General ¦ LED Fittings & Luminaires | 16 | Medium | B | 16 | 2040 | 5 | 3 | 3.2 | 28927 | 29740
Electrical ¦ Specialist Lighting ¦ Internal ¦ Illuminated Fire Exit Signage | 5 | Urgent | B | 16 | 2040 | 5 | 1 | 2.2 | 7650 | 28942
Fire ¦ Fire Fighting ¦ Fire Extinguishers ¦ Foam | 9 | Urgent | B | 6 | 2030 | 5 | 1 | 2.2 | 7651 | 16875
Fire ¦ Fire Fighting ¦ Fire Extinguishers ¦ CO2 | 1 | Urgent | B | 3 | 2027 | 5 | 1 | 2.2 | 7652 | 13303
Electrical ¦ LV Distribution ¦ Distribution Board ¦ Sub | 1 | High | D | 1 | 2025 | 3 | 2 | 2.1 | 1269 | 861
Fabric ¦ Superstructure ¦ Internal Doors ¦ Roller Shutters ¦ Electric Roller Shutter | 1 | Medium | B | 10 | 2034 | 5 | 3 | 3.2 | 28928 | 23034
Electrical ¦ LV Distribution ¦ Distribution Board ¦ Main | 1 | High | B | 6 | 2030 | 5 | 2 | 2.7 | 16414 | 17776
Communication and Control ¦ Communication Systems ¦ Public Address (PA) System | 1 | Medium | B | 1 | 2025 | 5 | 3 | 3.2 | 28929 | 10119
Security ¦ Access ¦ Access Control ¦ Gate Access - Local Lock / Keypad / Manual (External) | 1 | Medium | B | 5 | 2029 | 5 | 3 | 3.2 | 28930 | 15355
Electrical ¦ Lighting ¦ Internal ¦ Emergency ¦ Self Contained ¦ LED | 2 | Urgent | B | 22 | 2046 | 5 | 1 | 2.2 | 7653 | 32956
HVAC ¦ Heat Emitters - Local ¦ Electric Heaters | 5 | Medium | B | 5 | 2029 | 5 | 3 | 3.2 | 28931 | 15356
HVAC ¦ Central Air Conditioning ¦ Air Conditioning ¦ Multi-Split Condenser - Split Systems/Heat Pumps - Air-cooled with Direct Expansion Evaporator (DX) | 1 | Medium | B | 5 | 2029 | 5 | 3 | 3.2 | 28932 | 15357
HVAC ¦ Ventilation ¦ Air Handling Unit (AHU) ¦ Internal ¦ Central Cooling ¦ CHW Cooling | 1 | Medium | C | 1 | 2025 | 4 | 3 | 2.9 | 18874 | 5728
Electrical ¦ LV Distribution ¦ Distribution Board ¦ Main | 1 | High | B | 13 | 2037 | 5 | 2 | 2.7 | 16415 | 27023
Fabric ¦ Superstructure ¦ Windows and External Doors ¦ Roller Shutters ¦ Electric Roller Shutter | 1 | High | B | 5 | 2029 | 5 | 2 | 2.7 | 16416 | 14714
HVAC ¦ Central Heating (Internally Sourced) ¦ Boiler ¦ Electric Boilers | 1 | Medium | B | 1 | 2025 | 5 | 3 | 3.2 | 28933 | 10120
HVAC ¦ Heat Emitters - Local ¦ Electric Overdoor Air Curtain/Heater | 1 | Medium | B | 1 | 2025 | 5 | 3 | 3.2 | 28934 | 10121
Electrical ¦ Lighting ¦ Internal ¦ Emergency ¦ Self Contained ¦ Non LED | 6 | Urgent | B | 15 | 2039 | 5 | 1 | 2.2 | 7654 | 27974
HVAC ¦ Heat Emitters - Local ¦ Electric Heaters | 2 | Medium | B | 1 | 2025 | 5 | 3 | 3.2 | 28935 | 10122
HVAC ¦ Central Air Conditioning ¦ Air Conditioning ¦ Multi-Split Condenser - Split Systems/Heat Pumps - Air-cooled with Direct Expansion Evaporator (DX) | 1 | Medium | B | 1 | 2025 | 5 | 3 | 3.2 | 28936 | 10123
HVAC ¦ Central Heating (Internally Sourced) ¦ Burner ¦ Blown gas burner | 1 | Medium | B | 1 | 2025 | 5 | 3 | 3.2 | 28937 | 10124
Fire ¦ Fire Detection ¦ Fire Alarm System | 1 | Urgent | B | 1 | 2025 | 5 | 1 | 2.2 | 7655 | 1671
HVAC ¦ Heat Emitters - Local ¦ Electric Heaters | 2 | Medium | CX | 1 | 2025 | 2 | 3 | 2.3 | 10290 | 2216
Electrical ¦ Lighting ¦ Internal ¦ Emergency ¦ Self Contained ¦ LED | 1 | Urgent | A | 24 | 2048 | 6 | 1 | 2.5 | 10956 | 33255
Electrical ¦ Lighting ¦ Internal ¦ Emergency ¦ Self Contained ¦ LED | 1 | Urgent | B | 21 | 2045 | 5 | 1 | 2.2 | 7656 | 32315
HVAC ¦ Heat Emitters - Local ¦ Electric Overdoor Air Curtain/Heater | 1 | Medium | B | 12 | 2036 | 5 | 3 | 3.2 | 28938 | 26679
Fabric ¦ Superstructure ¦ Internal Doors ¦ Roller Shutters ¦ Electric Roller Shutter | 1 | Medium | B | 5 | 2029 | 5 | 3 | 3.2 | 28939 | 15358
HVAC ¦ Fan ¦ Local and Special Ventilation ¦ Kitchen Vent ¦ Extract | 1 | Low | B | 5 | 2029 | 5 | 4 | 3.7 | 33382 | 15660
Electrical ¦ Specialist Lighting ¦ Internal ¦ Illuminated Fire Exit Signage | 3 | Urgent | B | 16 | 2040 | 5 | 1 | 2.2 | 7657 | 28943
HVAC ¦ Heat Emitters - Local ¦ Electric Heaters | 1 | Medium | B | 7 | 2031 | 5 | 3 | 3.2 | 28940 | 20090
Electrical ¦ Lighting ¦ Internal ¦ Emergency ¦ Self Contained ¦ LED | 10 | Urgent | B | 21 | 2045 | 5 | 1 | 2.2 | 7658 | 32316
HVAC ¦ Ventilation ¦ Air Handling Unit (AHU) ¦ Internal ¦ Central Ventilation Systems ¦ Ventilation Only | 1 | Medium | B | 12 | 2036 | 5 | 3 | 3.2 | 28941 | 26680
Electrical ¦ LV Distribution ¦ Distribution Board ¦ Sub | 1 | High | B | 1 | 2025 | 5 | 2 | 2.7 | 16417 | 4602
Water ¦ Local Hot Water ¦ Instantaneous Electric Water Heater - Non-Drinking Water | 1 | Medium | B | 11 | 2035 | 5 | 3 | 3.2 | 28942 | 25464
Fabric ¦ Superstructure ¦ Windows and External Doors ¦ External Doors ¦ Manual and Automatic Doors ¦ Emergency and Panic Escape Doors | 1 | Urgent | B | 11 | 2035 | 5 | 1 | 2.2 | 7659 | 23846
Fire ¦ Fire Fighting ¦ Fire Extinguishers ¦ Foam | 2 | Urgent | B | 8 | 2032 | 5 | 1 | 2.2 | 7660 | 20532
Transport ¦ Lifts ¦ Disabled Lift ¦ Electric | 1 | High | B | 1 | 2025 | 5 | 2 | 2.7 | 16418 | 4603
Water ¦ Local Hot Water ¦ Instantaneous Electric Water Heater - Non-Drinking Water | 1 | Medium | B | 1 | 2025 | 5 | 3 | 3.2 | 28943 | 10125
Fabric ¦ Superstructure ¦ Windows and External Doors ¦ External Doors ¦ Manual and Automatic Doors ¦ Emergency and Panic Escape Doors | 1 | Urgent | B | 11 | 2035 | 5 | 1 | 2.2 | 7661 | 23847
Electrical ¦ Specialist Lighting ¦ Internal ¦ Illuminated Fire Exit Signage | 2 | Urgent | B | 1 | 2025 | 5 | 1 | 2.2 | 7662 | 1672
Fire ¦ Fire Fighting ¦ Fire Extinguishers ¦ Powder | 1 | Urgent | B | 6 | 2030 | 5 | 1 | 2.2 | 7663 | 16876
HVAC ¦ Fan ¦ Central Ventilation Systems ¦ Ventilating - General | 1 | Low | B | 1 | 2025 | 5 | 4 | 3.7 | 33383 | 12237
HVAC ¦ Heat Emitters - Local ¦ Electric Overdoor Air Curtain/Heater | 1 | Medium | B | 1 | 2025 | 5 | 3 | 3.2 | 28944 | 10126
Fabric ¦ Superstructure ¦ Windows and External Doors ¦ External Doors ¦ Manual and Automatic Doors ¦ Emergency and Panic Escape Doors | 1 | Urgent | B | 28 | 2052 | 5 | 1 | 2.2 | 7664 | 33610
Electrical ¦ Lighting ¦ Internal ¦ General ¦ LED Fittings & Luminaires | 63 | Medium | B | 16 | 2040 | 5 | 3 | 3.2 | 28945 | 29741
Electrical ¦ LV Distribution ¦ Distribution Board ¦ Sub | 1 | High | B | 5 | 2029 | 5 | 2 | 2.7 | 16419 | 14715
Fabric ¦ Superstructure ¦ Windows and External Doors ¦ External Doors ¦ Entrance Doors | 1 | High | B | 9 | 2033 | 5 | 2 | 2.7 | 16420 | 21629
HVAC ¦ Central Heating (Internally Sourced) ¦ Boiler ¦ Atmospheric Gas Burner/Condensing Combination Boiler (domestic type) | 1 | High | B | 5 | 2029 | 5 | 2 | 2.7 | 16421 | 14716
Electrical ¦ LV Distribution ¦ Distribution Board ¦ Sub | 1 | High | B | 10 | 2034 | 5 | 2 | 2.7 | 16422 | 22438
Electrical ¦ LV Distribution ¦ Distribution Board ¦ Main | 1 | High | B | 1 | 2025 | 5 | 2 | 2.7 | 16423 | 4604
HVAC ¦ Local Air Conditioning ¦ Single-Split Condenser - Split Systems/Heat Pumps - Air-cooled with Direct Expansion Evaporator (DX) | 1 | Medium | B | 5 | 2029 | 5 | 3 | 3.2 | 28946 | 15359
Electrical ¦ LV Distribution ¦ Distribution Board ¦ Main | 1 | High | B | 6 | 2030 | 5 | 2 | 2.7 | 16424 | 17777
HVAC ¦ Fan ¦ Central Heating ¦ Axial | 1 | High | B | 1 | 2025 | 5 | 2 | 2.7 | 16425 | 4605
Fabric ¦ Superstructure ¦ Windows and External Doors ¦ Roller Shutters ¦ Manual Roller Shutter | 1 | High | B | 1 | 2025 | 5 | 2 | 2.7 | 16426 | 4606
Fabric ¦ Superstructure ¦ Windows and External Doors ¦ External Doors ¦ Entrance Doors | 1 | High | B | 6 | 2030 | 5 | 2 | 2.7 | 16427 | 17778
Electrical ¦ LV Distribution ¦ Distribution Board ¦ Main | 1 | High | B | 1 | 2025 | 5 | 2 | 2.7 | 16428 | 4607
Fabric ¦ Superstructure ¦ Windows and External Doors ¦ External Doors ¦ Manual and Automatic Doors ¦ High Security Door | 1 | High | B | 32 | 2056 | 5 | 2 | 2.7 | 16429 | 33832
Fabric ¦ Superstructure ¦ Windows and External Doors ¦ External Doors ¦ Manual and Automatic Doors ¦ Emergency and Panic Escape Doors | 1 | Urgent | B | 30 | 2054 | 5 | 1 | 2.2 | 7665 | 33689
Electrical ¦ Lighting ¦ Internal ¦ General ¦ LED Fittings & Luminaires | 51 | Medium | B | 10 | 2034 | 5 | 3 | 3.2 | 28947 | 23035
Fire ¦ Fire Fighting ¦ Fire Extinguishers ¦ Water | 2 | Urgent | B | 6 | 2030 | 5 | 1 | 2.2 | 7666 | 16877
HVAC ¦ Heat Emitters - Local ¦ Electric Heaters | 2 | Medium | B | 1 | 2025 | 5 | 3 | 3.2 | 28948 | 10127
Electrical ¦ Lighting ¦ Internal ¦ Emergency ¦ Self Contained ¦ LED | 15 | Urgent | B | 15 | 2039 | 5 | 1 | 2.2 | 7667 | 27975
Electrical ¦ Lighting ¦ Internal ¦ Emergency ¦ Self Contained ¦ LED | 9 | Urgent | B | 21 | 2045 | 5 | 1 | 2.2 | 7668 | 32317
Electrical ¦ Lighting ¦ Internal ¦ Emergency ¦ Self Contained ¦ LED | 5 | Urgent | B | 22 | 2046 | 5 | 1 | 2.2 | 7669 | 32957
Security ¦ Access ¦ Access Control ¦ Door ¦ Local Lock / Keypad / Manual | 1 | Medium | B | 5 | 2029 | 5 | 3 | 3.2 | 28949 | 15360
Electrical ¦ Lighting ¦ Internal ¦ Emergency ¦ Self Contained ¦ Non LED | 1 | Urgent | B | 1 | 2025 | 5 | 1 | 2.2 | 7670 | 1673
HVAC ¦ Fan ¦ Central Heating ¦ Axial | 1 | High | B | 5 | 2029 | 5 | 2 | 2.7 | 16430 | 14717
Fabric ¦ Superstructure ¦ Windows and External Doors ¦ External Doors ¦ Manual and Automatic Doors ¦ Emergency and Panic Escape Doors | 1 | Urgent | B | 11 | 2035 | 5 | 1 | 2.2 | 7671 | 23848
Fabric ¦ Superstructure ¦ Windows and External Doors ¦ Roller Shutters ¦ Manual Roller Shutter | 1 | High | B | 1 | 2025 | 5 | 2 | 2.7 | 16431 | 4608
Fabric ¦ Superstructure ¦ Windows and External Doors ¦ External Doors ¦ Entrance Doors | 1 | High | B | 25 | 2049 | 5 | 2 | 2.7 | 16432 | 33418
HVAC ¦ Heat Emitters - Central ¦ Radiators ¦ Steel | 1 | Medium | B | 1 | 2025 | 5 | 3 | 3.2 | 28950 | 10128
HVAC ¦ Heat Emitters - Local ¦ Electric Heaters | 1 | Medium | B | 1 | 2025 | 5 | 3 | 3.2 | 28951 | 10129
Electrical ¦ LV Distribution ¦ Distribution Board ¦ Main | 1 | High | B | 10 | 2034 | 5 | 2 | 2.7 | 16433 | 22439
Electrical ¦ LV Distribution ¦ Distribution Board ¦ Main | 1 | High | B | 1 | 2025 | 5 | 2 | 2.7 | 16434 | 4609
Fire ¦ Fire Detection ¦ Fire Alarm System | 1 | Urgent | B | 1 | 2025 | 5 | 1 | 2.2 | 7672 | 1674
Fire ¦ Fire Detection ¦ Fire Alarm System | 1 | Urgent | B | 11 | 2035 | 5 | 1 | 2.2 | 7673 | 23849
Electrical ¦ Lighting ¦ Internal ¦ General ¦ LED Fittings & Luminaires | 14 | Medium | B | 10 | 2034 | 5 | 3 | 3.2 | 28952 | 23036
Fire ¦ Fire Fighting ¦ Fire Extinguishers ¦ Foam | 8 | Urgent | B | 9 | 2033 | 5 | 1 | 2.2 | 7674 | 21424
HVAC ¦ Fan ¦ Central Ventilation Systems ¦ Ventilating - General | 1 | Low | B | 5 | 2029 | 5 | 4 | 3.7 | 33384 | 15661
Electrical ¦ Lighting ¦ Internal ¦ General ¦ LED Fittings & Luminaires | 5 | Medium | B | 16 | 2040 | 5 | 3 | 3.2 | 28953 | 29742
HVAC ¦ Heat Emitters - Central ¦ Radiators ¦ Steel | 7 | Medium | B | 10 | 2034 | 5 | 3 | 3.2 | 28954 | 23037
Electrical ¦ Lighting ¦ Internal ¦ Emergency ¦ Self Contained ¦ LED | 1 | Urgent | B | 21 | 2045 | 5 | 1 | 2.2 | 7675 | 32318
Fire ¦ Fire Fighting ¦ Fire Extinguishers ¦ CO2 | 5 | Urgent | B | 6 | 2030 | 5 | 1 | 2.2 | 7676 | 16878
HVAC ¦ Fan ¦ Central Ventilation Systems ¦ Axial | 1 | Medium | B | 1 | 2025 | 5 | 3 | 3.2 | 28955 | 10130
Electrical ¦ Lighting ¦ Internal ¦ General | 66 | Medium | B | 10 | 2034 | 5 | 3 | 3.2 | 28956 | 23038
Electrical ¦ Specialist Lighting ¦ Internal ¦ Illuminated Fire Exit Signage | 3 | Urgent | B | 16 | 2040 | 5 | 1 | 2.2 | 7677 | 28944
HVAC ¦ Heat Emitters - Local ¦ Electric Heaters | 1 | Medium | B | 5 | 2029 | 5 | 3 | 3.2 | 28957 | 15361
Fabric ¦ Superstructure ¦ Windows and External Doors ¦ Roller Shutters ¦ Electric Roller Shutter | 1 | High | B | 1 | 2025 | 5 | 2 | 2.7 | 16435 | 4610
Electrical ¦ Specialist Lighting ¦ Internal ¦ Illuminated Fire Exit Signage | 2 | Urgent | B | 1 | 2025 | 5 | 1 | 2.2 | 7678 | 1675
Fire ¦ Fire Fighting ¦ Fire Extinguishers ¦ CO2 | 3 | Urgent | B | 7 | 2031 | 5 | 1 | 2.2 | 7679 | 19447
Electrical ¦ LV Distribution ¦ Distribution Board ¦ Sub | 1 | High | B | 13 | 2037 | 5 | 2 | 2.7 | 16436 | 27024
Electrical ¦ LV Distribution ¦ Distribution Board ¦ Sub | 1 | High | B | 10 | 2034 | 5 | 2 | 2.7 | 16437 | 22440
HVAC ¦ Fan ¦ Local and Special Ventilation ¦ Extract | 1 | Medium | B | 1 | 2025 | 5 | 3 | 3.2 | 28958 | 10131
HVAC ¦ Heat Emitters - Central ¦ Radiators ¦ Steel | 4 | Medium | B | 6 | 2030 | 5 | 3 | 3.2 | 28959 | 18892
Fire ¦ Fire Fighting ¦ Fire Extinguishers ¦ CO2 | 4 | Urgent | B | 6 | 2030 | 5 | 1 | 2.2 | 7680 | 16879
Fabric ¦ Superstructure ¦ Windows and External Doors ¦ External Doors ¦ Entrance Doors | 1 | High | B | 15 | 2039 | 5 | 2 | 2.7 | 16438 | 28256
Electrical ¦ Lighting ¦ Internal ¦ General ¦ LED Fittings & Luminaires | 33 | Medium | B | 16 | 2040 | 5 | 3 | 3.2 | 28960 | 29743
Electrical ¦ Lighting ¦ Internal ¦ Emergency ¦ Self Contained ¦ LED | 7 | Urgent | B | 15 | 2039 | 5 | 1 | 2.2 | 7681 | 27976
Water ¦ Local Hot Water ¦ Package Electric Water Heaters - Non-Drinking Water | 1 | Medium | B | 1 | 2025 | 5 | 3 | 3.2 | 28961 | 10132
Controls ¦ Building Management System (BMS) ¦ BMS Control Panel | 1 | High | B | 4 | 2028 | 5 | 2 | 2.7 | 16439 | 13991
Fire ¦ Fire Fighting ¦ Fire Extinguishers ¦ CO2 | 6 | Urgent | B | 6 | 2030 | 5 | 1 | 2.2 | 7682 | 16880
HVAC ¦ Fan ¦ Local and Special Ventilation ¦ Kitchen Vent ¦ Fans Window or Wall Mounted | 1 | Medium | CX | 1 | 2025 | 2 | 3 | 2.3 | 10291 | 2217
Electrical ¦ LV Distribution ¦ Distribution Board ¦ Sub | 1 | High | B | 1 | 2025 | 5 | 2 | 2.7 | 16440 | 4611
Fire ¦ Fire Fighting ¦ Fire Extinguishers ¦ Foam | 1 | Urgent | B | 6 | 2030 | 5 | 1 | 2.2 | 7683 | 16881
Electrical ¦ LV Distribution ¦ Distribution Board ¦ Main | 1 | High | B | 1 | 2025 | 5 | 2 | 2.7 | 16441 | 4612
Security ¦ Access ¦ Access Control ¦ Door ¦ Local Lock / Keypad / Manual | 1 | Medium | B | 1 | 2025 | 5 | 3 | 3.2 | 28962 | 10133
Electrical ¦ Specialist Lighting ¦ Internal ¦ Illuminated Fire Exit Signage | 1 | Urgent | B | 10 | 2034 | 5 | 1 | 2.2 | 7684 | 22122
Fire ¦ Fire Fighting ¦ Fire Extinguishers ¦ CO2 | 3 | Urgent | B | 7 | 2031 | 5 | 1 | 2.2 | 7685 | 19448
HVAC ¦ Fan ¦ Central Ventilation Systems ¦ Ventilating - General | 1 | Low | B | 1 | 2025 | 5 | 4 | 3.7 | 33385 | 12238
Electrical ¦ LV Distribution ¦ Distribution Board ¦ Sub | 1 | High | B | 10 | 2034 | 5 | 2 | 2.7 | 16442 | 22441
HVAC ¦ Fan ¦ Central Heating ¦ Axial | 1 | High | B | 1 | 2025 | 5 | 2 | 2.7 | 16443 | 4613
Electrical ¦ LV Distribution ¦ Distribution Board ¦ Main | 1 | High | B | 17 | 2041 | 5 | 2 | 2.7 | 16444 | 30359
Water ¦ Local Hot Water ¦ Package Electric Water Heaters - Non-Drinking Water | 1 | Medium | B | 8 | 2032 | 5 | 3 | 3.2 | 28963 | 21082
HVAC ¦ Heat Emitters - Local ¦ Electric Overdoor Air Curtain/Heater | 1 | Medium | B | 1 | 2025 | 5 | 3 | 3.2 | 28964 | 10134
Fabric ¦ Superstructure ¦ Windows and External Doors ¦ External Doors ¦ Entrance Doors | 1 | High | B | 11 | 2035 | 5 | 2 | 2.7 | 16445 | 24655
Fire ¦ Fire Fighting ¦ Fire Extinguishers ¦ Foam | 1 | Urgent | B | 6 | 2030 | 5 | 1 | 2.2 | 7686 | 16882
Electrical ¦ Lighting ¦ Internal ¦ General | 3 | Medium | B | 1 | 2025 | 5 | 3 | 3.2 | 28965 | 10135
HVAC ¦ Fan ¦ Central Ventilation Systems ¦ Ventilating - General | 1 | Low | B | 5 | 2029 | 5 | 4 | 3.7 | 33386 | 15662
Fabric ¦ Superstructure ¦ Windows and External Doors ¦ Roller Shutters ¦ Electric Roller Shutter | 1 | High | B | 15 | 2039 | 5 | 2 | 2.7 | 16446 | 28257
HVAC ¦ Heat Emitters - Central ¦ Radiators ¦ Steel | 1 | Medium | B | 6 | 2030 | 5 | 3 | 3.2 | 28966 | 18893
Electrical ¦ Lighting ¦ Internal ¦ General ¦ LED Fittings & Luminaires | 28 | Medium | B | 14 | 2038 | 5 | 3 | 3.2 | 28967 | 27615
HVAC ¦ Local and Special Ventilation ¦ Unit extract fans. | 1 | Medium | B | 1 | 2025 | 5 | 3 | 3.2 | 28968 | 10136
HVAC ¦ Heat Emitters - Local ¦ Gas Fired Unit Heaters | 1 | Medium | B | 1 | 2025 | 5 | 3 | 3.2 | 28969 | 10137
HVAC ¦ Fan ¦ Central Heating ¦ Axial | 1 | High | B | 1 | 2025 | 5 | 2 | 2.7 | 16447 | 4614
Fabric ¦ Superstructure ¦ Windows and External Doors ¦ Roller Shutters ¦ Electric Roller Shutter | 1 | High | B | 1 | 2025 | 5 | 2 | 2.7 | 16448 | 4615
Fire ¦ Fire Fighting ¦ Fire Extinguishers ¦ CO2 | 3 | Urgent | B | 10 | 2034 | 5 | 1 | 2.2 | 7687 | 22123
Electrical ¦ LV Distribution ¦ Distribution Board ¦ Main | 1 | High | B | 1 | 2025 | 5 | 2 | 2.7 | 16449 | 4616
Fabric ¦ Superstructure ¦ Windows and External Doors ¦ External Doors ¦ Manual and Automatic Doors ¦ Emergency and Panic Escape Doors | 1 | Urgent | B | 6 | 2030 | 5 | 1 | 2.2 | 7688 | 16883
HVAC ¦ Local and Special Ventilation ¦ Unit extract fans. | 1 | Medium | D | 1 | 2025 | 3 | 3 | 2.6 | 11208 | 2691
Electrical ¦ LV Distribution ¦ Distribution Board ¦ Sub | 1 | High | B | 13 | 2037 | 5 | 2 | 2.7 | 16450 | 27025
HVAC ¦ Heat Emitters - Local ¦ Electric Overdoor Air Curtain/Heater | 1 | Medium | B | 1 | 2025 | 5 | 3 | 3.2 | 28970 | 10138
Fabric ¦ Superstructure ¦ Windows and External Doors ¦ External Doors ¦ Manual and Automatic Doors ¦ Emergency and Panic Escape Doors | 1 | Urgent | B | 21 | 2045 | 5 | 1 | 2.2 | 7689 | 32319
Electrical ¦ Lighting ¦ Internal ¦ General ¦ LED Fittings & Luminaires | 38 | Medium | B | 16 | 2040 | 5 | 3 | 3.2 | 28971 | 29744
Electrical ¦ Specialist Lighting ¦ Internal ¦ Illuminated Fire Exit Signage | 5 | Urgent | B | 10 | 2034 | 5 | 1 | 2.2 | 7690 | 22124
Fire ¦ Fire Detection ¦ Fire Alarm System | 1 | Urgent | A | 14 | 2038 | 6 | 1 | 2.5 | 10957 | 27421
Fire ¦ Fire Detection ¦ Fire Alarm Panel / Repeater | 1 | Urgent | B | 10 | 2034 | 5 | 1 | 2.2 | 7691 | 22125
Fire ¦ Fire Detection ¦ Fire Alarm System | 1 | Urgent | B | 5 | 2029 | 5 | 1 | 2.2 | 7692 | 14459
HVAC ¦ Fan ¦ Local and Special Ventilation ¦ Extract | 1 | Medium | B | 7 | 2031 | 5 | 3 | 3.2 | 28972 | 20091
Electrical ¦ LV Distribution ¦ Distribution Board ¦ Sub | 1 | High | D | 18 | 2042 | 3 | 2 | 2.1 | 1270 | 30603
Electrical ¦ LV Distribution ¦ Distribution Board ¦ Main | 1 | High | B | 15 | 2039 | 5 | 2 | 2.7 | 16451 | 28258
HVAC ¦ Fan ¦ Local and Special Ventilation ¦ Kitchen Vent ¦ Fans Window or Wall Mounted | 1 | Medium | B | 8 | 2032 | 5 | 3 | 3.2 | 28973 | 21083
HVAC ¦ Fan ¦ Central Heating & Cooling ¦ Bifurcated | 1 | Medium | B | 1 | 2025 | 5 | 3 | 3.2 | 28974 | 10139
Fabric ¦ Superstructure ¦ Windows and External Doors ¦ Roller Shutters ¦ Electric Roller Shutter | 1 | High | B | 15 | 2039 | 5 | 2 | 2.7 | 16452 | 28259
Fire ¦ Fire Detection ¦ Fire Alarm System | 1 | Urgent | A | 14 | 2038 | 6 | 1 | 2.5 | 10958 | 27422
HVAC ¦ Fan ¦ Local and Special Ventilation ¦ Axial | 1 | Medium | B | 1 | 2025 | 5 | 3 | 3.2 | 28975 | 10140
Electrical ¦ LV Distribution ¦ Distribution Board ¦ Sub | 1 | High | B | 2 | 2026 | 5 | 2 | 2.7 | 16453 | 12938
HVAC ¦ Fan ¦ Local and Special Ventilation ¦ Axial | 1 | Medium | B | 1 | 2025 | 5 | 3 | 3.2 | 28976 | 10141
Electrical ¦ LV Distribution ¦ Distribution Board ¦ Sub | 1 | High | A | 19 | 2043 | 6 | 2 | 3 | 19604 | 31324
HVAC ¦ Central Heating (Internally Sourced) ¦ Boiler ¦ Electric Boilers | 1 | Medium | B | 1 | 2025 | 5 | 3 | 3.2 | 28977 | 10142
HVAC ¦ Fan ¦ Central Heating & Cooling ¦ Bifurcated | 1 | Medium | B | 1 | 2025 | 5 | 3 | 3.2 | 28978 | 10143
Fabric ¦ Superstructure ¦ Windows and External Doors ¦ External Doors ¦ Manual and Automatic Doors ¦ Emergency and Panic Escape Doors | 1 | Urgent | CX | 10 | 2034 | 2 | 1 | 1.3 | 350 | 21939
Electrical ¦ Lighting ¦ Internal ¦ General ¦ LED Fittings & Luminaires | 77 | Medium | B | 16 | 2040 | 5 | 3 | 3.2 | 28979 | 29745
Fire ¦ Fire Fighting ¦ Fire Extinguishers ¦ Foam | 4 | Urgent | A | 9 | 2033 | 6 | 1 | 2.5 | 10959 | 21548
HVAC ¦ Heat Emitters - Local ¦ Gas Fired Unit Heaters | 1 | Medium | DX | 1 | 2025 | 1 | 3 | 2 | 950 | 649
HVAC ¦ Fan ¦ Local and Special Ventilation ¦ Extract | 1 | Medium | CX | 1 | 2025 | 2 | 3 | 2.3 | 10292 | 2218
Electrical ¦ Specialist Lighting ¦ Internal ¦ Illuminated Fire Exit Signage | 2 | Urgent | B | 17 | 2041 | 5 | 1 | 2.2 | 7693 | 30183
Fire ¦ Fire Fighting ¦ Fire Extinguishers ¦ CO2 | 7 | Urgent | B | 9 | 2033 | 5 | 1 | 2.2 | 7694 | 21425
Electrical ¦ LV Distribution ¦ Distribution Board ¦ Sub | 1 | High | D | 1 | 2025 | 3 | 2 | 2.1 | 1271 | 862
Fabric ¦ Superstructure ¦ Windows and External Doors ¦ External Doors ¦ Entrance Doors | 1 | High | B | 17 | 2041 | 5 | 2 | 2.7 | 16454 | 30360
Electrical ¦ Lighting ¦ Internal ¦ Emergency ¦ Self Contained ¦ LED | 18 | Urgent | B | 22 | 2046 | 5 | 1 | 2.2 | 7695 | 32958
HVAC ¦ Central Air Conditioning ¦ Air Conditioning ¦ Multi-Split Condenser - Split Systems/Heat Pumps - Air-cooled with Direct Expansion Evaporator (DX) | 1 | Medium | B | 7 | 2031 | 5 | 3 | 3.2 | 28980 | 20092
HVAC ¦ Local Air Conditioning ¦ Single-Split Condenser - Split Systems/Heat Pumps - Air-cooled with Direct Expansion Evaporator (DX) | 1 | Medium | D | 1 | 2025 | 3 | 3 | 2.6 | 11209 | 2692
Controls ¦ Building Management System (BMS) ¦ BMS Control Panel | 1 | High | A | 9 | 2033 | 6 | 2 | 3 | 19605 | 21671
Fire ¦ Fire Detection ¦ Fire Alarm System | 1 | Urgent | B | 1 | 2025 | 5 | 1 | 2.2 | 7696 | 1676
Electrical ¦ Lighting ¦ External ¦ General - LED | 1 | Medium | B | 5 | 2029 | 5 | 3 | 3.2 | 28981 | 15362
HVAC ¦ Heat Emitters - Central ¦ Radiators ¦ Steel | 9 | Medium | B | 10 | 2034 | 5 | 3 | 3.2 | 28982 | 23039
Fire ¦ Fire Fighting ¦ Fire Extinguishers ¦ Powder | 1 | Urgent | B | 6 | 2030 | 5 | 1 | 2.2 | 7697 | 16884
Electrical ¦ Lighting ¦ Internal ¦ Emergency ¦ Self Contained ¦ LED | 1 | Urgent | B | 22 | 2046 | 5 | 1 | 2.2 | 7698 | 32959
HVAC ¦ Heat Emitters - Local ¦ Gas Fired Natural and Fan Assisted Heaters | 1 | Medium | B | 6 | 2030 | 5 | 3 | 3.2 | 28983 | 18894
Fabric ¦ Superstructure ¦ Internal Doors ¦ Roller Shutters ¦ Electric Roller Shutter | 1 | Medium | B | 15 | 2039 | 5 | 3 | 3.2 | 28984 | 28494
Fabric ¦ Superstructure ¦ Internal Doors ¦ Roller Shutters ¦ Electric Roller Shutter | 1 | Medium | A | 24 | 2048 | 6 | 3 | 3.5 | 32584 | 33277
Fire ¦ Fire Fighting ¦ Fire Extinguishers ¦ CO2 | 1 | Urgent | B | 9 | 2033 | 5 | 1 | 2.2 | 7699 | 21426
HVAC ¦ Fan ¦ Central Ventilation Systems ¦ Ventilating - General | 1 | Low | B | 1 | 2025 | 5 | 4 | 3.7 | 33387 | 12239
Electrical ¦ LV Distribution ¦ Distribution Board ¦ Sub | 1 | High | B | 1 | 2025 | 5 | 2 | 2.7 | 16455 | 4617
Fabric ¦ Superstructure ¦ Windows and External Doors ¦ External Doors ¦ Manual and Automatic Doors ¦ Emergency and Panic Escape Doors | 1 | Urgent | B | 15 | 2039 | 5 | 1 | 2.2 | 7700 | 27977
Electrical ¦ Lighting ¦ Internal ¦ General ¦ LED Fittings & Luminaires | 12 | Medium | B | 17 | 2041 | 5 | 3 | 3.2 | 28985 | 30538
Electrical ¦ LV Distribution ¦ Distribution Board ¦ Main | 1 | High | B | 10 | 2034 | 5 | 2 | 2.7 | 16456 | 22442
HVAC ¦ Fan ¦ Central Heating & Cooling ¦ Bifurcated | 1 | Medium | B | 1 | 2025 | 5 | 3 | 3.2 | 28986 | 10144
Fabric ¦ Superstructure ¦ Windows and External Doors ¦ External Doors ¦ Manual and Automatic Doors ¦ Emergency and Panic Escape Doors | 1 | Urgent | B | 17 | 2041 | 5 | 1 | 2.2 | 7701 | 30184
Electrical ¦ Lighting ¦ Internal ¦ General | 135 | Medium | B | 10 | 2034 | 5 | 3 | 3.2 | 28987 | 23040
Electrical ¦ Lighting ¦ Internal ¦ Emergency ¦ Self Contained ¦ LED | 10 | Urgent | B | 22 | 2046 | 5 | 1 | 2.2 | 7702 | 32960
Fire ¦ Fire Fighting ¦ Fire Extinguishers ¦ CO2 | 6 | Urgent | B | 6 | 2030 | 5 | 1 | 2.2 | 7703 | 16885
Fire ¦ Fire Fighting ¦ Fire Extinguishers ¦ Powder | 2 | Urgent | B | 6 | 2030 | 5 | 1 | 2.2 | 7704 | 16886
HVAC ¦ Fan ¦ Central Heating & Cooling ¦ Bifurcated | 1 | Medium | B | 1 | 2025 | 5 | 3 | 3.2 | 28988 | 10145
Fabric ¦ Superstructure ¦ Windows and External Doors ¦ External Doors ¦ Manual and Automatic Doors ¦ Emergency and Panic Escape Doors | 1 | Urgent | B | 20 | 2044 | 5 | 1 | 2.2 | 7705 | 31531
Electrical ¦ Specialist Lighting ¦ Internal ¦ Illuminated Fire Exit Signage | 1 | Urgent | B | 17 | 2041 | 5 | 1 | 2.2 | 7706 | 30185
HVAC ¦ Fan ¦ Local and Special Ventilation ¦ Ventilating - General | 1 | Medium | B | 4 | 2028 | 5 | 3 | 3.2 | 28989 | 14197
Fire ¦ Fire Fighting ¦ Fire Extinguishers ¦ Powder | 2 | Urgent | B | 6 | 2030 | 5 | 1 | 2.2 | 7707 | 16887
Fire ¦ Fire Fighting ¦ Fire Extinguishers ¦ CO2 | 5 | Urgent | B | 6 | 2030 | 5 | 1 | 2.2 | 7708 | 16888
HVAC ¦ Fan ¦ Central Ventilation Systems ¦ Ventilating - General | 1 | Low | B | 1 | 2025 | 5 | 4 | 3.7 | 33388 | 12240
Electrical ¦ Specialist Lighting ¦ Internal ¦ Illuminated Fire Exit Signage | 1 | Urgent | B | 1 | 2025 | 5 | 1 | 2.2 | 7709 | 1677
HVAC ¦ Heat Emitters - Central ¦ Radiators ¦ Steel | 9 | Medium | B | 1 | 2025 | 5 | 3 | 3.2 | 28990 | 10146
Fire ¦ Fire Fighting ¦ Fire Extinguishers ¦ Foam | 1 | Urgent | B | 6 | 2030 | 5 | 1 | 2.2 | 7710 | 16889
Fabric ¦ Superstructure ¦ Windows and External Doors ¦ Roller Shutters ¦ Electric Roller Shutter | 1 | High | B | 10 | 2034 | 5 | 2 | 2.7 | 16457 | 22443
Electrical ¦ Specialist Lighting ¦ Internal ¦ Illuminated Fire Exit Signage | 7 | Urgent | B | 17 | 2041 | 5 | 1 | 2.2 | 7711 | 30186
Electrical ¦ Lighting ¦ Internal ¦ Emergency ¦ Self Contained ¦ Non LED | 1 | Urgent | CX | 3 | 2027 | 2 | 1 | 1.3 | 351 | 13251
Fire ¦ Fire Fighting ¦ Fire Extinguishers ¦ CO2 | 1 | Urgent | B | 6 | 2030 | 5 | 1 | 2.2 | 7712 | 16890
Electrical ¦ Lighting ¦ Internal ¦ General | 53 | Medium | B | 11 | 2035 | 5 | 3 | 3.2 | 28991 | 25465
HVAC ¦ Fan ¦ Central Heating & Cooling ¦ Bifurcated | 1 | Medium | B | 1 | 2025 | 5 | 3 | 3.2 | 28992 | 10147
Electrical ¦ Lighting ¦ Internal ¦ Emergency ¦ Self Contained ¦ LED | 8 | Urgent | B | 20 | 2044 | 5 | 1 | 2.2 | 7713 | 31532
Fire ¦ Fire Fighting ¦ Fire Extinguishers ¦ CO2 | 3 | Urgent | B | 6 | 2030 | 5 | 1 | 2.2 | 7714 | 16891
HVAC ¦ Fan ¦ Local and Special Ventilation ¦ Fans Window or Wall Mounted | 1 | Medium | B | 7 | 2031 | 5 | 3 | 3.2 | 28993 | 20093
Fabric ¦ Superstructure ¦ Windows and External Doors ¦ External Doors ¦ Entrance Doors | 1 | High | B | 25 | 2049 | 5 | 2 | 2.7 | 16458 | 33419
Electrical ¦ Lighting ¦ Internal ¦ General ¦ LED Fittings & Luminaires | 40 | Medium | B | 17 | 2041 | 5 | 3 | 3.2 | 28994 | 30539
HVAC ¦ Ventilation ¦ Air Handling Unit (AHU) ¦ Internal ¦ Central Ventilation Systems ¦ Ventilation Only | 1 | Medium | B | 1 | 2025 | 5 | 3 | 3.2 | 28995 | 10148
Electrical ¦ LV Distribution ¦ Distribution Board ¦ Sub | 1 | High | B | 18 | 2042 | 5 | 2 | 2.7 | 16459 | 30862
Electrical ¦ Lighting ¦ Internal ¦ General ¦ LED Fittings & Luminaires | 50 | Medium | B | 18 | 2042 | 5 | 3 | 3.2 | 28996 | 30980
HVAC ¦ Heat Emitters - Central ¦ Radiators ¦ Steel | 1 | Medium | B | 6 | 2030 | 5 | 3 | 3.2 | 28997 | 18895
Electrical ¦ Lighting ¦ Internal ¦ General | 6 | Medium | B | 1 | 2025 | 5 | 3 | 3.2 | 28998 | 10149
Fabric ¦ Superstructure ¦ Roof ¦ Roof Lights, Skylights and Openings ¦ Smoke vents ¦ Smoke Relief-Natural Ventilators | 1 | Urgent | B | 10 | 2034 | 5 | 1 | 2.2 | 7715 | 22126
Fire ¦ Fire Fighting ¦ Fire Extinguishers ¦ Foam | 5 | Urgent | B | 6 | 2030 | 5 | 1 | 2.2 | 7716 | 16892
Electrical ¦ Lighting ¦ Internal ¦ Emergency ¦ Self Contained ¦ LED | 12 | Urgent | B | 22 | 2046 | 5 | 1 | 2.2 | 7717 | 32961
Electrical ¦ Lighting ¦ Internal ¦ General ¦ LED Fittings & Luminaires | 4 | Medium | B | 17 | 2041 | 5 | 3 | 3.2 | 28999 | 30540
Electrical ¦ Lighting ¦ External ¦ General - LED | 9 | Medium | B | 10 | 2034 | 5 | 3 | 3.2 | 29000 | 23041
Electrical ¦ Lighting ¦ Internal ¦ Emergency ¦ Self Contained ¦ Non LED | 6 | Urgent | B | 6 | 2030 | 5 | 1 | 2.2 | 7718 | 16893
Fire ¦ Fire Fighting ¦ Fire Extinguishers ¦ CO2 | 4 | Urgent | B | 6 | 2030 | 5 | 1 | 2.2 | 7719 | 16894
HVAC ¦ Fan ¦ Central Ventilation Systems ¦ Ventilating - General | 1 | Low | B | 7 | 2031 | 5 | 4 | 3.7 | 33389 | 20224
Water ¦ Local Hot Water ¦ Instantaneous Electric Water Heater - Non-Drinking Water | 1 | Medium | A | 14 | 2038 | 6 | 3 | 3.5 | 32585 | 27680
HVAC ¦ Local and Special Ventilation ¦ Unit extract fans. | 1 | Medium | B | 5 | 2029 | 5 | 3 | 3.2 | 29001 | 15363
HVAC ¦ Heat Emitters - Local ¦ Gas Fired Unit Heaters | 1 | Medium | B | 11 | 2035 | 5 | 3 | 3.2 | 29002 | 25466
HVAC ¦ Fan ¦ Local and Special Ventilation ¦ Axial | 1 | Medium | B | 1 | 2025 | 5 | 3 | 3.2 | 29003 | 10150
Fabric ¦ Superstructure ¦ Windows and External Doors ¦ External Doors ¦ Manual and Automatic Doors ¦ Emergency and Panic Escape Doors | 1 | Urgent | B | 15 | 2039 | 5 | 1 | 2.2 | 7720 | 27978
Fabric ¦ Superstructure ¦ Windows and External Doors ¦ External Doors ¦ Manual and Automatic Doors ¦ Emergency and Panic Escape Doors | 1 | Urgent | B | 20 | 2044 | 5 | 1 | 2.2 | 7721 | 31533
Fire ¦ Fire Detection ¦ Fire Alarm System | 1 | Urgent | B | 5 | 2029 | 5 | 1 | 2.2 | 7722 | 14460
HVAC ¦ Fan ¦ Central Ventilation Systems ¦ Ventilating - General | 1 | Low | B | 1 | 2025 | 5 | 4 | 3.7 | 33390 | 12241
Electrical ¦ LV Distribution ¦ Distribution Board ¦ Main | 1 | High | B | 5 | 2029 | 5 | 2 | 2.7 | 16460 | 14718
HVAC ¦ Local and Special Ventilation ¦ Unit extract fans. | 1 | Medium | B | 5 | 2029 | 5 | 3 | 3.2 | 29004 | 15364
Fire ¦ Fire Fighting ¦ Fire Extinguishers ¦ Foam | 1 | Urgent | B | 6 | 2030 | 5 | 1 | 2.2 | 7723 | 16895
Fabric ¦ Superstructure ¦ Windows and External Doors ¦ Roller Shutters ¦ Electric Roller Shutter | 1 | High | B | 11 | 2035 | 5 | 2 | 2.7 | 16461 | 24656
HVAC ¦ Fan ¦ Central Heating & Cooling ¦ Bifurcated | 1 | Medium | B | 1 | 2025 | 5 | 3 | 3.2 | 29005 | 10151
Fabric ¦ Superstructure ¦ Windows and External Doors ¦ External Doors ¦ Manual and Automatic Doors ¦ Emergency and Panic Escape Doors | 1 | Urgent | B | 25 | 2049 | 5 | 1 | 2.2 | 7724 | 33323
HVAC ¦ Heat Emitters - Local ¦ Electric Heaters | 1 | Medium | B | 3 | 2027 | 5 | 3 | 3.2 | 29006 | 13629
Electrical ¦ LV Distribution ¦ Distribution Board ¦ Sub | 1 | High | B | 1 | 2025 | 5 | 2 | 2.7 | 16462 | 4618
Fabric ¦ Superstructure ¦ Windows and External Doors ¦ External Doors ¦ Manual and Automatic Doors ¦ Auto / Powered Sliding Doors | 1 | High | B | 20 | 2044 | 5 | 2 | 2.7 | 16463 | 31644
Electrical ¦ Specialist Lighting ¦ Internal ¦ Illuminated Fire Exit Signage | 6 | Urgent | B | 1 | 2025 | 5 | 1 | 2.2 | 7725 | 1678
Fire ¦ Fire Fighting ¦ Fire Extinguishers ¦ Foam | 1 | Urgent | B | 6 | 2030 | 5 | 1 | 2.2 | 7726 | 16896
Electrical ¦ LV Distribution ¦ Distribution Board ¦ Main | 1 | High | B | 3 | 2027 | 5 | 2 | 2.7 | 16464 | 13382
Fabric ¦ Superstructure ¦ Windows and External Doors ¦ External Doors ¦ Entrance Doors | 1 | High | B | 25 | 2049 | 5 | 2 | 2.7 | 16465 | 33420
HVAC ¦ Fan ¦ Local and Special Ventilation ¦ Extract | 1 | Medium | B | 7 | 2031 | 5 | 3 | 3.2 | 29007 | 20094
Electrical ¦ Specialist Lighting ¦ Internal ¦ Illuminated Fire Exit Signage | 7 | Urgent | B | 17 | 2041 | 5 | 1 | 2.2 | 7727 | 30187
Electrical ¦ Lighting ¦ Internal ¦ Emergency ¦ Self Contained ¦ LED | 4 | Urgent | B | 22 | 2046 | 5 | 1 | 2.2 | 7728 | 32962
HVAC ¦ Heat Emitters - Central ¦ Radiators ¦ Steel | 1 | Medium | B | 6 | 2030 | 5 | 3 | 3.2 | 29008 | 18896
HVAC ¦ Central Air Conditioning ¦ Air Conditioning ¦ Multi-Split Condenser - Split Systems/Heat Pumps - Air-cooled with Direct Expansion Evaporator (DX) | 1 | Medium | B | 7 | 2031 | 5 | 3 | 3.2 | 29009 | 20095
Electrical ¦ Lighting ¦ Internal ¦ Emergency ¦ Self Contained ¦ LED | 1 | Urgent | B | 21 | 2045 | 5 | 1 | 2.2 | 7729 | 32320
Fire ¦ Fire Fighting ¦ Fire Extinguishers ¦ Water | 1 | Urgent | B | 6 | 2030 | 5 | 1 | 2.2 | 7730 | 16897
Fire ¦ Fire Fighting ¦ Fire Extinguishers ¦ CO2 | 4 | Urgent | B | 7 | 2031 | 5 | 1 | 2.2 | 7731 | 19449
HVAC ¦ Central Heating (Internally Sourced) ¦ Boiler ¦ Atmospheric Gas Burner Boiler - Small and/or Wall Hung for Domestic Installation | 1 | Medium | B | 1 | 2025 | 5 | 3 | 3.2 | 29010 | 10152
HVAC ¦ Fan ¦ Central Heating & Cooling ¦ Bifurcated | 1 | Medium | B | 1 | 2025 | 5 | 3 | 3.2 | 29011 | 10153
HVAC ¦ Central Heating (Internally Sourced) ¦ Burner ¦ Forced draft gas burner | 1 | Medium | B | 1 | 2025 | 5 | 3 | 3.2 | 29012 | 10154
Electrical ¦ Lighting ¦ Internal ¦ General ¦ LED Fittings & Luminaires | 37 | Medium | C | 9 | 2033 | 4 | 3 | 2.9 | 18875 | 21655
HVAC ¦ Heat Emitters - Central ¦ Radiators ¦ Steel | 1 | Medium | B | 9 | 2033 | 5 | 3 | 3.2 | 29013 | 21837
HVAC ¦ Local Air Conditioning ¦ Single-Split Evaporator - Split Systems/Heat Pumps - Air-cooled with Direct Expansion Evaporator (DX) | 1 | Medium | B | 13 | 2037 | 5 | 3 | 3.2 | 29014 | 27211
Electrical ¦ LV Distribution ¦ Distribution Board ¦ Main | 1 | High | B | 17 | 2041 | 5 | 2 | 2.7 | 16466 | 30361
Electrical ¦ Specialist Lighting ¦ Internal ¦ Illuminated Fire Exit Signage | 4 | Urgent | B | 18 | 2042 | 5 | 1 | 2.2 | 7732 | 30692
HVAC ¦ Central Air Conditioning ¦ Air Conditioning ¦ Multi-Split Condenser - Split Systems/Heat Pumps - Air-cooled with Direct Expansion Evaporator (DX) | 1 | Medium | B | 3 | 2027 | 5 | 3 | 3.2 | 29015 | 13630
HVAC ¦ Fan ¦ Central Heating & Cooling ¦ Bifurcated | 1 | Medium | B | 1 | 2025 | 5 | 3 | 3.2 | 29016 | 10155
Transport ¦ Lifts ¦ Disabled Lift ¦ Electric | 1 | High | B | 5 | 2029 | 5 | 2 | 2.7 | 16467 | 14719
Electrical ¦ LV Distribution ¦ Distribution Board ¦ Main | 1 | High | B | 1 | 2025 | 5 | 2 | 2.7 | 16468 | 4619
Fabric ¦ Superstructure ¦ Windows and External Doors ¦ External Doors ¦ Manual and Automatic Doors ¦ Emergency and Panic Escape Doors | 1 | Urgent | B | 11 | 2035 | 5 | 1 | 2.2 | 7733 | 23850
Fire ¦ Fire Fighting ¦ Fire Extinguishers ¦ CO2 | 3 | Urgent | B | 10 | 2034 | 5 | 1 | 2.2 | 7734 | 22127
HVAC ¦ Central Air Conditioning ¦ Air Conditioning ¦ Multi-Split Condenser - Split Systems/Heat Pumps - Air-cooled with Direct Expansion Evaporator (DX) | 1 | Medium | B | 5 | 2029 | 5 | 3 | 3.2 | 29017 | 15365
Fabric ¦ Superstructure ¦ Windows and External Doors ¦ External Doors ¦ Manual and Automatic Doors ¦ Emergency and Panic Escape Doors | 1 | Urgent | B | 17 | 2041 | 5 | 1 | 2.2 | 7735 | 30188
Fire ¦ Fire Fighting ¦ Fire Extinguishers ¦ Foam | 6 | Urgent | B | 5 | 2029 | 5 | 1 | 2.2 | 7736 | 14461
HVAC ¦ Heat Emitters - Local ¦ Gas Fired Natural and Fan Assisted Heaters | 1 | Medium | C | 1 | 2025 | 4 | 3 | 2.9 | 18876 | 5729
HVAC ¦ Fan ¦ Local and Special Ventilation ¦ Extract | 1 | Medium | B | 1 | 2025 | 5 | 3 | 3.2 | 29018 | 10156
Fabric ¦ Superstructure ¦ Windows and External Doors ¦ Roller Shutters ¦ Manual Roller Shutter | 1 | High | B | 1 | 2025 | 5 | 2 | 2.7 | 16469 | 4620
Electrical ¦ Specialist Lighting ¦ Internal ¦ Illuminated Fire Exit Signage | 4 | Urgent | A | 19 | 2043 | 6 | 1 | 2.5 | 10960 | 31130
Fabric ¦ Superstructure ¦ Windows and External Doors ¦ Roller Shutters ¦ Manual Roller Shutter | 1 | High | B | 1 | 2025 | 5 | 2 | 2.7 | 16470 | 4621
Fabric ¦ Superstructure ¦ Internal Doors ¦ Roller Shutters ¦ Electric Roller Shutter | 1 | Medium | B | 1 | 2025 | 5 | 3 | 3.2 | 29019 | 10157
Electrical ¦ Lighting ¦ Internal ¦ Emergency ¦ Self Contained ¦ Non LED | 4 | Urgent | B | 6 | 2030 | 5 | 1 | 2.2 | 7737 | 16898
HVAC ¦ Heat Emitters - Central ¦ Radiators ¦ Steel | 1 | Medium | B | 6 | 2030 | 5 | 3 | 3.2 | 29020 | 18897
Electrical ¦ LV Distribution ¦ Distribution Board ¦ Main | 1 | High | B | 9 | 2033 | 5 | 2 | 2.7 | 16471 | 21630
Electrical ¦ LV Distribution ¦ Distribution Board ¦ Sub | 1 | High | C | 1 | 2025 | 4 | 2 | 2.4 | 10684 | 2485
Electrical ¦ Lighting ¦ Internal ¦ General | 50 | Medium | B | 17 | 2041 | 5 | 3 | 3.2 | 29021 | 30541
Electrical ¦ Lighting ¦ Internal ¦ Emergency ¦ Self Contained ¦ LED | 11 | Urgent | B | 22 | 2046 | 5 | 1 | 2.2 | 7738 | 32963
Fabric ¦ Superstructure ¦ Windows and External Doors ¦ External Doors ¦ Manual and Automatic Doors ¦ Emergency and Panic Escape Doors | 1 | Urgent | B | 11 | 2035 | 5 | 1 | 2.2 | 7739 | 23851
Water ¦ Local Hot Water ¦ Package Electric Water Heaters - Non-Drinking Water | 1 | Medium | B | 4 | 2028 | 5 | 3 | 3.2 | 29022 | 14198
Fire ¦ Fire Detection ¦ Fire Alarm Panel / Repeater | 1 | Urgent | B | 10 | 2034 | 5 | 1 | 2.2 | 7740 | 22128
Fire ¦ Fire Fighting ¦ Fire Extinguishers ¦ Inert Gas | 1 | Urgent | A | 14 | 2038 | 6 | 1 | 2.5 | 10961 | 27423
Electrical ¦ Lighting ¦ Internal ¦ General ¦ LED Fittings & Luminaires | 20 | Medium | B | 16 | 2040 | 5 | 3 | 3.2 | 29023 | 29746
Electrical ¦ Lighting ¦ External ¦ General - Non-LED | 3 | Medium | B | 1 | 2025 | 5 | 3 | 3.2 | 29024 | 10158
Electrical ¦ Lighting ¦ External ¦ General - LED | 1 | Medium | B | 11 | 2035 | 5 | 3 | 3.2 | 29025 | 25467
HVAC ¦ Heat Emitters - Central ¦ Radiators ¦ Steel | 1 | Medium | B | 9 | 2033 | 5 | 3 | 3.2 | 29026 | 21838
Fabric ¦ Superstructure ¦ Windows and External Doors ¦ External Doors ¦ Manual and Automatic Doors ¦ Emergency and Panic Escape Doors | 1 | Urgent | B | 21 | 2045 | 5 | 1 | 2.2 | 7741 | 32321
Electrical ¦ LV Distribution ¦ Distribution Board ¦ Sub | 1 | High | B | 15 | 2039 | 5 | 2 | 2.7 | 16472 | 28260
HVAC ¦ Fan ¦ Local and Special Ventilation ¦ Kitchen Vent ¦ Extract | 1 | Low | B | 12 | 2036 | 5 | 4 | 3.7 | 33391 | 26805
HVAC ¦ Fan ¦ Central Heating & Cooling ¦ Bifurcated | 1 | Medium | B | 1 | 2025 | 5 | 3 | 3.2 | 29027 | 10159
HVAC ¦ Heat Emitters - Local ¦ Electric Heaters | 4 | Medium | B | 1 | 2025 | 5 | 3 | 3.2 | 29028 | 10160
HVAC ¦ Heat Emitters - Local ¦ Electric Heaters | 3 | Medium | CX | 1 | 2025 | 2 | 3 | 2.3 | 10293 | 2219
HVAC ¦ Central Heating (Internally Sourced) ¦ Boiler ¦ Atmospheric Gas Burner/Condensing Combination Boiler (domestic type) | 1 | High | B | 7 | 2031 | 5 | 2 | 2.7 | 16473 | 19676
Fabric ¦ Superstructure ¦ Windows and External Doors ¦ External Doors ¦ Entrance Doors | 1 | High | B | 18 | 2042 | 5 | 2 | 2.7 | 16474 | 30863
Fabric ¦ Superstructure ¦ Windows and External Doors ¦ External Doors ¦ Manual and Automatic Doors ¦ Emergency and Panic Escape Doors | 1 | Urgent | B | 15 | 2039 | 5 | 1 | 2.2 | 7742 | 27979
Fabric ¦ Superstructure ¦ Windows and External Doors ¦ External Doors ¦ Manual and Automatic Doors ¦ Emergency and Panic Escape Doors | 1 | Urgent | B | 10 | 2034 | 5 | 1 | 2.2 | 7743 | 22129
Fabric ¦ Superstructure ¦ Windows and External Doors ¦ External Doors ¦ Entrance Doors | 1 | High | B | 10 | 2034 | 5 | 2 | 2.7 | 16475 | 22444
Fabric ¦ Superstructure ¦ Windows and External Doors ¦ Roller Shutters ¦ Electric Roller Shutter | 1 | High | B | 11 | 2035 | 5 | 2 | 2.7 | 16476 | 24657
Fabric ¦ Superstructure ¦ Windows and External Doors ¦ External Doors ¦ Manual and Automatic Doors ¦ High Security Door | 1 | High | B | 10 | 2034 | 5 | 2 | 2.7 | 16477 | 22445
Electrical ¦ Specialist Lighting ¦ Internal ¦ Illuminated Fire Exit Signage | 4 | Urgent | B | 17 | 2041 | 5 | 1 | 2.2 | 7744 | 30189
HVAC ¦ Heat Emitters - Central ¦ Radiators ¦ Steel | 1 | Medium | B | 6 | 2030 | 5 | 3 | 3.2 | 29029 | 18898
HVAC ¦ Central Air Conditioning ¦ Air Conditioning ¦ Multi-Split Evaporator - Split Systems/Heat Pumps - Air-cooled with Direct Expansion Evaporator (DX) | 1 | Medium | B | 7 | 2031 | 5 | 3 | 3.2 | 29030 | 20096
Fabric ¦ Superstructure ¦ Windows and External Doors ¦ Roller Shutters ¦ Electric Roller Shutter | 1 | High | B | 15 | 2039 | 5 | 2 | 2.7 | 16478 | 28261
Fabric ¦ Superstructure ¦ Windows and External Doors ¦ External Doors ¦ Manual and Automatic Doors ¦ High Security Door | 1 | High | B | 20 | 2044 | 5 | 2 | 2.7 | 16479 | 31645
Fabric ¦ Superstructure ¦ Windows and External Doors ¦ External Doors ¦ Entrance Doors | 1 | High | B | 25 | 2049 | 5 | 2 | 2.7 | 16480 | 33421
HVAC ¦ Heat Emitters - Central ¦ Radiators ¦ Steel | 1 | Medium | B | 6 | 2030 | 5 | 3 | 3.2 | 29031 | 18899
Electrical ¦ LV Distribution ¦ Distribution Board ¦ Main | 1 | High | B | 1 | 2025 | 5 | 2 | 2.7 | 16481 | 4622
Electrical ¦ LV Distribution ¦ Distribution Board ¦ Main | 1 | High | B | 2 | 2026 | 5 | 2 | 2.7 | 16482 | 12939
Fabric ¦ Superstructure ¦ Internal Doors ¦ Roller Shutters ¦ Electric Roller Shutter | 1 | Medium | B | 1 | 2025 | 5 | 3 | 3.2 | 29032 | 10161
Fire ¦ Fire Detection ¦ Fire Alarm Panel / Repeater | 1 | Urgent | B | 11 | 2035 | 5 | 1 | 2.2 | 7745 | 23852
Fire ¦ Fire Fighting ¦ Fire Extinguishers ¦ Foam | 5 | Urgent | B | 6 | 2030 | 5 | 1 | 2.2 | 7746 | 16899
HVAC ¦ Fan ¦ Central Ventilation Systems ¦ Extract | 1 | Medium | B | 1 | 2025 | 5 | 3 | 3.2 | 29033 | 10162
Electrical ¦ Lighting ¦ Internal ¦ General ¦ LED Fittings & Luminaires | 37 | Medium | B | 16 | 2040 | 5 | 3 | 3.2 | 29034 | 29747
Electrical ¦ LV Distribution ¦ Distribution Board ¦ Main | 1 | High | D | 1 | 2025 | 3 | 2 | 2.1 | 1272 | 863
Electrical ¦ LV Distribution ¦ Main Switch Panel at Supply Intake | 1 | Medium | B | 10 | 2034 | 5 | 3 | 3.2 | 29035 | 23042
Fabric ¦ Superstructure ¦ Internal Doors ¦ Roller Shutters ¦ Electric Roller Shutter | 1 | Medium | B | 10 | 2034 | 5 | 3 | 3.2 | 29036 | 23043
Electrical ¦ LV Distribution ¦ Distribution Board ¦ Main | 1 | High | B | 6 | 2030 | 5 | 2 | 2.7 | 16483 | 17779
HVAC ¦ Fan ¦ Local and Special Ventilation ¦ Fans Window or Wall Mounted | 1 | Medium | CX | 3 | 2027 | 2 | 3 | 2.3 | 10294 | 13318
Controls ¦ Multi-System Controls ¦ Motor Control Centre (MCC) | 1 | Low | B | 3 | 2027 | 5 | 4 | 3.7 | 33392 | 13731
Fabric ¦ Superstructure ¦ Internal Doors ¦ Roller Shutters ¦ Electric Roller Shutter | 1 | Medium | B | 11 | 2035 | 5 | 3 | 3.2 | 29037 | 25468
Fabric ¦ Superstructure ¦ Windows and External Doors ¦ Roller Shutters ¦ Manual Roller Shutter | 1 | High | B | 1 | 2025 | 5 | 2 | 2.7 | 16484 | 4623
HVAC ¦ Fan ¦ Local and Special Ventilation ¦ Extract | 1 | Medium | B | 1 | 2025 | 5 | 3 | 3.2 | 29038 | 10163
Fire ¦ Fire Fighting ¦ Fire Extinguishers ¦ Foam | 5 | Urgent | B | 1 | 2025 | 5 | 1 | 2.2 | 7747 | 1679
HVAC ¦ Central Air Conditioning ¦ Air Conditioning ¦ Multi-Split Condenser - Split Systems/Heat Pumps - Air-cooled with Direct Expansion Evaporator (DX) | 1 | Medium | B | 5 | 2029 | 5 | 3 | 3.2 | 29039 | 15366
HVAC ¦ Central Heating (Internally Sourced) ¦ Boiler ¦ Atmospheric Gas Burner/Condensing Combination Boiler (domestic type) | 1 | High | B | 2 | 2026 | 5 | 2 | 2.7 | 16485 | 12940
Electrical ¦ Lighting ¦ Internal ¦ Emergency ¦ Self Contained ¦ LED | 2 | Urgent | B | 21 | 2045 | 5 | 1 | 2.2 | 7748 | 32322
Fire ¦ Fire Fighting ¦ Fire Extinguishers ¦ CO2 | 1 | Urgent | B | 1 | 2025 | 5 | 1 | 2.2 | 7749 | 1680
HVAC ¦ Central Air Conditioning ¦ Air Conditioning ¦ Multi-Split Condenser - Split Systems/Heat Pumps - Air-cooled with Direct Expansion Evaporator (DX) | 1 | Medium | B | 1 | 2025 | 5 | 3 | 3.2 | 29040 | 10164
Water ¦ Local Hot Water ¦ Package Electric Water Heaters - Non-Drinking Water | 1 | Medium | A | 10 | 2034 | 6 | 3 | 3.5 | 32586 | 23208
HVAC ¦ Fan ¦ Central Heating & Cooling ¦ Bifurcated | 1 | Medium | B | 1 | 2025 | 5 | 3 | 3.2 | 29041 | 10165
Fabric ¦ Superstructure ¦ Windows and External Doors ¦ External Doors ¦ Manual and Automatic Doors ¦ Emergency and Panic Escape Doors | 1 | Urgent | B | 21 | 2045 | 5 | 1 | 2.2 | 7750 | 32323
Fire ¦ Fire Fighting ¦ Fire Extinguishers ¦ CO2 | 3 | Urgent | B | 9 | 2033 | 5 | 1 | 2.2 | 7751 | 21427
HVAC ¦ Central Air Conditioning ¦ Air Conditioning ¦ Multi-Split Evaporator - Split Systems/Heat Pumps - Air-cooled with Direct Expansion Evaporator (DX) | 1 | Medium | B | 5 | 2029 | 5 | 3 | 3.2 | 29042 | 15367
HVAC ¦ Heat Emitters - Local ¦ Gas Fired Natural and Fan Assisted Heaters | 1 | Medium | B | 4 | 2028 | 5 | 3 | 3.2 | 29043 | 14199
HVAC ¦ Fan ¦ Central Ventilation Systems ¦ Ventilating - General | 1 | Low | B | 1 | 2025 | 5 | 4 | 3.7 | 33393 | 12242
HVAC ¦ Fan ¦ Local and Special Ventilation ¦ Fans Window or Wall Mounted | 1 | Medium | CX | 9 | 2033 | 2 | 3 | 2.3 | 10295 | 21521
HVAC ¦ Fan ¦ Local and Special Ventilation ¦ Extract | 1 | Medium | B | 5 | 2029 | 5 | 3 | 3.2 | 29044 | 15368
HVAC ¦ Heat Emitters - Central ¦ Radiators ¦ Steel | 6 | Medium | B | 1 | 2025 | 5 | 3 | 3.2 | 29045 | 10166
Fabric ¦ Superstructure ¦ Windows and External Doors ¦ External Doors ¦ Manual and Automatic Doors ¦ Emergency and Panic Escape Doors | 1 | Urgent | C | 1 | 2025 | 4 | 1 | 1.9 | 721 | 481
Electrical ¦ LV Distribution ¦ Distribution Board ¦ Main | 1 | High | D | 7 | 2031 | 3 | 2 | 2.1 | 1273 | 19142
Electrical ¦ LV Distribution ¦ Distribution Board ¦ Main | 1 | High | B | 1 | 2025 | 5 | 2 | 2.7 | 16486 | 4624
Electrical ¦ LV Distribution ¦ Distribution Board ¦ Sub | 1 | High | B | 1 | 2025 | 5 | 2 | 2.7 | 16487 | 4625
Transport ¦ Lifts ¦ Passenger Lift electric ¦ Electric | 1 | Medium | B | 7 | 2031 | 5 | 3 | 3.2 | 29046 | 20097
HVAC ¦ Fan ¦ Central Ventilation Systems ¦ Extract | 1 | Medium | B | 1 | 2025 | 5 | 3 | 3.2 | 29047 | 10167
HVAC ¦ Central Air Conditioning ¦ Air Conditioning ¦ Multi-Split Condenser - Split Systems/Heat Pumps - Air-cooled with Direct Expansion Evaporator (DX) | 1 | Medium | B | 1 | 2025 | 5 | 3 | 3.2 | 29048 | 10168
Electrical ¦ LV Distribution ¦ Distribution Board ¦ Sub | 1 | High | B | 19 | 2043 | 5 | 2 | 2.7 | 16488 | 31238
HVAC ¦ Heat Emitters - Local ¦ Gas Fired Natural and Fan Assisted Heaters | 1 | Medium | B | 1 | 2025 | 5 | 3 | 3.2 | 29049 | 10169
Electrical ¦ LV Distribution ¦ Distribution Board ¦ Main | 1 | High | B | 18 | 2042 | 5 | 2 | 2.7 | 16489 | 30864
HVAC ¦ Fan ¦ Local and Special Ventilation ¦ Extract | 1 | Medium | B | 1 | 2025 | 5 | 3 | 3.2 | 29050 | 10170
HVAC ¦ Fan ¦ Central Ventilation Systems ¦ Ventilating - General | 1 | Low | B | 1 | 2025 | 5 | 4 | 3.7 | 33394 | 12243
Water ¦ Local Hot Water ¦ Package Electric Water Heaters - Non-Drinking Water | 1 | Medium | B | 8 | 2032 | 5 | 3 | 3.2 | 29051 | 21084
Fabric ¦ Superstructure ¦ Windows and External Doors ¦ External Doors ¦ Manual and Automatic Doors ¦ Emergency and Panic Escape Doors | 1 | Urgent | B | 11 | 2035 | 5 | 1 | 2.2 | 7752 | 23853
Fabric ¦ Superstructure ¦ Windows and External Doors ¦ External Doors ¦ Manual and Automatic Doors ¦ Emergency and Panic Escape Doors | 1 | Urgent | B | 11 | 2035 | 5 | 1 | 2.2 | 7753 | 23854
Fabric ¦ Superstructure ¦ Windows and External Doors ¦ External Doors ¦ Manual and Automatic Doors ¦ Emergency and Panic Escape Doors | 1 | Urgent | B | 6 | 2030 | 5 | 1 | 2.2 | 7754 | 16900
Fabric ¦ Superstructure ¦ Windows and External Doors ¦ External Doors ¦ Entrance Doors | 1 | High | B | 25 | 2049 | 5 | 2 | 2.7 | 16490 | 33422
Fabric ¦ Superstructure ¦ Internal Doors ¦ Roller Shutters ¦ Electric Roller Shutter | 1 | Medium | B | 1 | 2025 | 5 | 3 | 3.2 | 29052 | 10171
HVAC ¦ Central Air Conditioning ¦ Air Conditioning ¦ Multi-Split Evaporator - Split Systems/Heat Pumps - Air-cooled with Direct Expansion Evaporator (DX) | 1 | Medium | DX | 1 | 2025 | 1 | 3 | 2 | 951 | 650
Electrical ¦ LV Distribution ¦ Distribution Board ¦ Main | 1 | High | B | 19 | 2043 | 5 | 2 | 2.7 | 16491 | 31239
Electrical ¦ Specialist Lighting ¦ Internal ¦ Illuminated Fire Exit Signage | 1 | Urgent | B | 17 | 2041 | 5 | 1 | 2.2 | 7755 | 30190
Electrical ¦ Specialist Lighting ¦ Internal ¦ Illuminated Fire Exit Signage | 2 | Urgent | B | 1 | 2025 | 5 | 1 | 2.2 | 7756 | 1681
Electrical ¦ Lighting ¦ External ¦ General - LED | 4 | Medium | B | 11 | 2035 | 5 | 3 | 3.2 | 29053 | 25469
Fire ¦ Fire Fighting ¦ Fire Extinguishers ¦ Water | 1 | Urgent | B | 8 | 2032 | 5 | 1 | 2.2 | 7757 | 20533
Fire ¦ Fire Fighting ¦ Fire Blanket | 1 | Urgent | B | 2 | 2026 | 5 | 1 | 2.2 | 7758 | 12733
HVAC ¦ Heat Emitters - Local ¦ Gas Fired Unit Heaters | 1 | Medium | B | 1 | 2025 | 5 | 3 | 3.2 | 29054 | 10172
Fabric ¦ Superstructure ¦ Windows and External Doors ¦ Roller Shutters ¦ Electric Roller Shutter | 1 | High | B | 11 | 2035 | 5 | 2 | 2.7 | 16492 | 24658
Fabric ¦ Superstructure ¦ Windows and External Doors ¦ External Doors ¦ Manual and Automatic Doors ¦ Emergency and Panic Escape Doors | 1 | Urgent | B | 31 | 2055 | 5 | 1 | 2.2 | 7759 | 33769
Fabric ¦ Superstructure ¦ Windows and External Doors ¦ Roller Shutters ¦ Manual Roller Shutter | 1 | High | B | 1 | 2025 | 5 | 2 | 2.7 | 16493 | 4626
Security ¦ Access ¦ Access Control ¦ Door ¦ Local Lock / Keypad / Manual | 1 | Medium | A | 13 | 2037 | 6 | 3 | 3.5 | 32587 | 27298
Fire ¦ Fire Fighting ¦ Fire Extinguishers ¦ CO2 | 5 | Urgent | B | 6 | 2030 | 5 | 1 | 2.2 | 7760 | 16901
Fire ¦ Fire Detection ¦ Fire Alarm System | 1 | Urgent | B | 1 | 2025 | 5 | 1 | 2.2 | 7761 | 1682
Electrical ¦ Lighting ¦ Internal ¦ General ¦ LED Fittings & Luminaires | 23 | Medium | B | 17 | 2041 | 5 | 3 | 3.2 | 29055 | 30542
Electrical ¦ Lighting ¦ Internal ¦ General ¦ LED Fittings & Luminaires | 11 | Medium | B | 15 | 2039 | 5 | 3 | 3.2 | 29056 | 28495
Fabric ¦ Superstructure ¦ Windows and External Doors ¦ Roller Shutters ¦ Electric Roller Shutter | 1 | High | B | 16 | 2040 | 5 | 2 | 2.7 | 16494 | 29232
Electrical ¦ Lighting ¦ External ¦ General - LED | 8 | Medium | B | 10 | 2034 | 5 | 3 | 3.2 | 29057 | 23044
Electrical ¦ Lighting ¦ Internal ¦ Emergency ¦ Self Contained ¦ LED | 7 | Urgent | B | 20 | 2044 | 5 | 1 | 2.2 | 7762 | 31534
Electrical ¦ LV Distribution ¦ Distribution Board ¦ Main | 1 | High | B | 1 | 2025 | 5 | 2 | 2.7 | 16495 | 4627
HVAC ¦ Fan ¦ Local and Special Ventilation ¦ Extract | 1 | Medium | B | 1 | 2025 | 5 | 3 | 3.2 | 29058 | 10173
Electrical ¦ Lighting ¦ Internal ¦ General ¦ LED Fittings & Luminaires | 134 | Medium | B | 16 | 2040 | 5 | 3 | 3.2 | 29059 | 29748
Electrical ¦ Lighting ¦ Internal ¦ General ¦ LED Fittings & Luminaires | 33 | Medium | B | 18 | 2042 | 5 | 3 | 3.2 | 29060 | 30981
Fire ¦ Fire Fighting ¦ Fire Extinguishers ¦ Foam | 3 | Urgent | B | 6 | 2030 | 5 | 1 | 2.2 | 7763 | 16902
Fire ¦ Fire Fighting ¦ Fire Extinguishers ¦ Foam | 4 | Urgent | B | 2 | 2026 | 5 | 1 | 2.2 | 7764 | 12734
HVAC ¦ Fan ¦ Local and Special Ventilation ¦ Fans Window or Wall Mounted | 1 | Medium | DX | 7 | 2031 | 1 | 3 | 2 | 952 | 19131
Fabric ¦ Superstructure ¦ Windows and External Doors ¦ External Doors ¦ Manual and Automatic Doors ¦ Emergency and Panic Escape Doors | 1 | Urgent | B | 25 | 2049 | 5 | 1 | 2.2 | 7765 | 33324
Transport ¦ Lifts ¦ Disabled Lift ¦ Electric | 1 | High | B | 1 | 2025 | 5 | 2 | 2.7 | 16496 | 4628
Electrical ¦ Specialist Lighting ¦ Internal ¦ Illuminated Fire Exit Signage | 8 | Urgent | B | 16 | 2040 | 5 | 1 | 2.2 | 7766 | 28945
Electrical ¦ Lighting ¦ Internal ¦ General ¦ LED Fittings & Luminaires | 5 | Medium | B | 15 | 2039 | 5 | 3 | 3.2 | 29061 | 28496
HVAC ¦ Heat Emitters - Local ¦ Electric Heaters | 2 | Medium | B | 1 | 2025 | 5 | 3 | 3.2 | 29062 | 10174
Fire ¦ Fire Fighting ¦ Fire Extinguishers ¦ CO2 | 3 | Urgent | B | 8 | 2032 | 5 | 1 | 2.2 | 7767 | 20534
HVAC ¦ Local Air Conditioning ¦ Single-Split Evaporator - Split Systems/Heat Pumps - Air-cooled with Direct Expansion Evaporator (DX) | 1 | Medium | A | 14 | 2038 | 6 | 3 | 3.5 | 32588 | 27681
Electrical ¦ LV Distribution ¦ Distribution Board ¦ Sub | 1 | High | B | 1 | 2025 | 5 | 2 | 2.7 | 16497 | 4629
Fabric ¦ Superstructure ¦ Internal Doors ¦ Roller Shutters ¦ Electric Roller Shutter | 1 | Medium | B | 1 | 2025 | 5 | 3 | 3.2 | 29063 | 10175
Electrical ¦ Specialist Lighting ¦ Internal ¦ Illuminated Fire Exit Signage | 2 | Urgent | B | 18 | 2042 | 5 | 1 | 2.2 | 7768 | 30693
Fire ¦ Fire Fighting ¦ Fire Extinguishers ¦ Foam | 2 | Urgent | B | 2 | 2026 | 5 | 1 | 2.2 | 7769 | 12735
HVAC ¦ Heat Emitters - Local ¦ Electric Overdoor Air Curtain/Heater | 1 | Medium | B | 1 | 2025 | 5 | 3 | 3.2 | 29064 | 10176
HVAC ¦ Fan ¦ Local and Special Ventilation ¦ Extract | 1 | Medium | B | 7 | 2031 | 5 | 3 | 3.2 | 29065 | 20098
Fire ¦ Fire Fighting ¦ Fire Extinguishers ¦ CO2 | 2 | Urgent | B | 6 | 2030 | 5 | 1 | 2.2 | 7770 | 16903
Electrical ¦ LV Distribution ¦ Distribution Board ¦ Main | 1 | High | B | 14 | 2038 | 5 | 2 | 2.7 | 16498 | 27488
Fabric ¦ Superstructure ¦ Windows and External Doors ¦ External Doors ¦ Entrance Doors | 1 | High | B | 21 | 2045 | 5 | 2 | 2.7 | 16499 | 32715
Fabric ¦ Superstructure ¦ Windows and External Doors ¦ Roller Shutters ¦ Manual Roller Shutter | 1 | High | B | 1 | 2025 | 5 | 2 | 2.7 | 16500 | 4630
Fabric ¦ Superstructure ¦ Windows and External Doors ¦ External Doors ¦ Manual and Automatic Doors ¦ Emergency and Panic Escape Doors | 1 | Urgent | B | 11 | 2035 | 5 | 1 | 2.2 | 7771 | 23855
Electrical ¦ Lighting ¦ Internal ¦ Emergency ¦ Self Contained ¦ LED | 10 | Urgent | A | 23 | 2047 | 6 | 1 | 2.5 | 10962 | 33176
Electrical ¦ Lighting ¦ Internal ¦ Emergency ¦ Self Contained ¦ LED | 25 | Urgent | B | 20 | 2044 | 5 | 1 | 2.2 | 7772 | 31535
Fabric ¦ Superstructure ¦ Windows and External Doors ¦ External Doors ¦ Manual and Automatic Doors ¦ Emergency and Panic Escape Doors | 1 | Urgent | B | 15 | 2039 | 5 | 1 | 2.2 | 7773 | 27980
Fabric ¦ Superstructure ¦ Windows and External Doors ¦ External Doors ¦ Entrance Doors | 1 | High | B | 11 | 2035 | 5 | 2 | 2.7 | 16501 | 24659
HVAC ¦ Heat Emitters - Central ¦ Radiators ¦ Steel | 11 | Medium | B | 1 | 2025 | 5 | 3 | 3.2 | 29066 | 10177
Electrical ¦ Specialist Lighting ¦ Internal ¦ Illuminated Fire Exit Signage | 1 | Urgent | B | 1 | 2025 | 5 | 1 | 2.2 | 7774 | 1683
Electrical ¦ LV Distribution ¦ Distribution Board ¦ Main | 1 | High | B | 1 | 2025 | 5 | 2 | 2.7 | 16502 | 4631
Electrical ¦ Lighting ¦ Internal ¦ General | 2 | Medium | B | 16 | 2040 | 5 | 3 | 3.2 | 29067 | 29749
HVAC ¦ Ventilation ¦ Air Handling Unit (AHU) ¦ External ¦ Central Heating & Cooling ¦ Electric & DX | 1 | Medium | B | 1 | 2025 | 5 | 3 | 3.2 | 29068 | 10178
Fabric ¦ Superstructure ¦ Windows and External Doors ¦ External Doors ¦ Entrance Doors | 1 | High | B | 30 | 2054 | 5 | 2 | 2.7 | 16503 | 33722
Electrical ¦ Lighting ¦ Internal ¦ Emergency ¦ Self Contained ¦ LED | 11 | Urgent | B | 23 | 2047 | 5 | 1 | 2.2 | 7775 | 33132
Electrical ¦ Specialist Lighting ¦ Internal ¦ Illuminated Fire Exit Signage | 7 | Urgent | B | 16 | 2040 | 5 | 1 | 2.2 | 7776 | 28946
Electrical ¦ Lighting ¦ Internal ¦ Emergency ¦ Self Contained ¦ LED | 4 | Urgent | B | 16 | 2040 | 5 | 1 | 2.2 | 7777 | 28947
Electrical ¦ Specialist Lighting ¦ Internal ¦ Illuminated Fire Exit Signage | 2 | Urgent | B | 16 | 2040 | 5 | 1 | 2.2 | 7778 | 28948
Fire ¦ Fire Fighting ¦ Fire Extinguishers ¦ Powder | 1 | Urgent | B | 6 | 2030 | 5 | 1 | 2.2 | 7779 | 16904
Fire ¦ Fire Fighting ¦ Fire Extinguishers ¦ Foam | 2 | Urgent | B | 9 | 2033 | 5 | 1 | 2.2 | 7780 | 21428
Electrical ¦ Lighting ¦ Internal ¦ Emergency ¦ Self Contained ¦ LED | 1 | Urgent | B | 21 | 2045 | 5 | 1 | 2.2 | 7781 | 32324
Fire ¦ Fire Fighting ¦ Fire Extinguishers ¦ Foam | 3 | Urgent | B | 6 | 2030 | 5 | 1 | 2.2 | 7782 | 16905
Fire ¦ Fire Fighting ¦ Fire Extinguishers ¦ Foam | 1 | Urgent | B | 7 | 2031 | 5 | 1 | 2.2 | 7783 | 19450
Electrical ¦ Lighting ¦ Internal ¦ General ¦ LED Fittings & Luminaires | 5 | Medium | B | 13 | 2037 | 5 | 3 | 3.2 | 29069 | 27212
Electrical ¦ Lighting ¦ External ¦ General - LED | 4 | Medium | B | 13 | 2037 | 5 | 3 | 3.2 | 29070 | 27213
Electrical ¦ Lighting ¦ External ¦ General - Non-LED | 2 | Medium | B | 1 | 2025 | 5 | 3 | 3.2 | 29071 | 10179
HVAC ¦ Central Heating (Internally Sourced) ¦ Boiler ¦ Electric Boilers | 1 | Medium | B | 1 | 2025 | 5 | 3 | 3.2 | 29072 | 10180
Electrical ¦ Lighting ¦ External ¦ General - LED | 2 | Medium | B | 2 | 2026 | 5 | 3 | 3.2 | 29073 | 13160
Fire ¦ Fire Fighting ¦ Fire Extinguishers ¦ Powder | 1 | Urgent | B | 6 | 2030 | 5 | 1 | 2.2 | 7784 | 16906
Electrical ¦ LV Distribution ¦ Distribution Board ¦ Sub | 1 | High | D | 1 | 2025 | 3 | 2 | 2.1 | 1274 | 864
Water ¦ Local Hot Water ¦ Instantaneous Electric Water Heater - Non-Drinking Water | 1 | Medium | B | 1 | 2025 | 5 | 3 | 3.2 | 29074 | 10181
HVAC ¦ Central Air Conditioning ¦ Air Conditioning ¦ Multi-Split Condenser - Split Systems/Heat Pumps - Air-cooled with Direct Expansion Evaporator (DX) | 1 | Medium | A | 14 | 2038 | 6 | 3 | 3.5 | 32589 | 27682
Fabric ¦ Superstructure ¦ Windows and External Doors ¦ Roller Shutters ¦ Manual Roller Shutter | 1 | High | B | 5 | 2029 | 5 | 2 | 2.7 | 16504 | 14720
HVAC ¦ Fan ¦ Local and Special Ventilation ¦ Extract | 1 | Medium | B | 1 | 2025 | 5 | 3 | 3.2 | 29075 | 10182
Electrical ¦ LV Distribution ¦ Distribution Board ¦ Sub | 1 | High | B | 12 | 2036 | 5 | 2 | 2.7 | 16505 | 26234
Water ¦ Local Hot Water ¦ Package Electric Water Heaters - Non-Drinking Water | 1 | Medium | B | 6 | 2030 | 5 | 3 | 3.2 | 29076 | 18900
Fabric ¦ Superstructure ¦ Internal Doors ¦ Roller Shutters ¦ Electric Roller Shutter | 1 | Medium | B | 11 | 2035 | 5 | 3 | 3.2 | 29077 | 25470
HVAC ¦ Fan ¦ Local and Special Ventilation ¦ Extract | 1 | Medium | B | 1 | 2025 | 5 | 3 | 3.2 | 29078 | 10183
Water ¦ Local Hot Water ¦ Package Electric Water Heaters - Non-Drinking Water | 1 | Medium | B | 6 | 2030 | 5 | 3 | 3.2 | 29079 | 18901
HVAC ¦ Central Heating (Internally Sourced) ¦ Boiler ¦ Electric Boilers | 1 | Medium | B | 1 | 2025 | 5 | 3 | 3.2 | 29080 | 10184
HVAC ¦ Heat Emitters - Central ¦ Radiators ¦ Steel | 5 | Medium | B | 6 | 2030 | 5 | 3 | 3.2 | 29081 | 18902
Fabric ¦ Superstructure ¦ Windows and External Doors ¦ Roller Shutters ¦ Electric Roller Shutter | 1 | High | B | 16 | 2040 | 5 | 2 | 2.7 | 16506 | 29233
HVAC ¦ Fan ¦ Local and Special Ventilation ¦ Centrifugal | 1 | Medium | B | 6 | 2030 | 5 | 3 | 3.2 | 29082 | 18903
Electrical ¦ Lighting ¦ Internal ¦ General | 23 | Medium | B | 6 | 2030 | 5 | 3 | 3.2 | 29083 | 18904
Security ¦ Access ¦ Access Control ¦ Door ¦ Local Lock / Keypad / Manual | 1 | Medium | A | 14 | 2038 | 6 | 3 | 3.5 | 32590 | 27683
Electrical ¦ LV Distribution ¦ Distribution Board ¦ Sub | 1 | High | B | 1 | 2025 | 5 | 2 | 2.7 | 16507 | 4632
Fire ¦ Fire Fighting ¦ Fire Extinguishers ¦ CO2 | 5 | Urgent | B | 6 | 2030 | 5 | 1 | 2.2 | 7785 | 16907
Electrical ¦ Lighting ¦ External ¦ General - LED | 1 | Medium | B | 11 | 2035 | 5 | 3 | 3.2 | 29084 | 25471
Fire ¦ Fire Fighting ¦ Fire Extinguishers ¦ Foam | 2 | Urgent | B | 8 | 2032 | 5 | 1 | 2.2 | 7786 | 20535
HVAC ¦ Central Heating (Internally Sourced) ¦ Boiler ¦ Combination Atmospheric Burner Gas Boiler | 1 | High | B | 2 | 2026 | 5 | 2 | 2.7 | 16508 | 12941
Fire ¦ Fire Fighting ¦ Fire Extinguishers ¦ Water | 1 | Urgent | B | 8 | 2032 | 5 | 1 | 2.2 | 7787 | 20536
Fabric ¦ Superstructure ¦ Windows and External Doors ¦ Roller Shutters ¦ Automatic Roller Shutter | 1 | High | B | 1 | 2025 | 5 | 2 | 2.7 | 16509 | 4633
Fabric ¦ Superstructure ¦ Windows and External Doors ¦ External Doors ¦ Manual and Automatic Doors ¦ High Security Door | 1 | High | B | 11 | 2035 | 5 | 2 | 2.7 | 16510 | 24660
Fire ¦ Fire Fighting ¦ Fire Extinguishers ¦ Foam | 2 | Urgent | B | 8 | 2032 | 5 | 1 | 2.2 | 7788 | 20537
Fire ¦ Fire Fighting ¦ Fire Extinguishers ¦ CO2 | 2 | Urgent | B | 9 | 2033 | 5 | 1 | 2.2 | 7789 | 21429
Fabric ¦ Superstructure ¦ Windows and External Doors ¦ External Doors ¦ Manual and Automatic Doors ¦ Auto / Powered Sliding Doors | 1 | High | B | 15 | 2039 | 5 | 2 | 2.7 | 16511 | 28262
Electrical ¦ Lighting ¦ Internal ¦ General ¦ LED Fittings & Luminaires | 73 | Medium | B | 17 | 2041 | 5 | 3 | 3.2 | 29085 | 30543
Security ¦ Access ¦ Access Control ¦ Door ¦ Local Lock / Keypad / Manual | 1 | Medium | A | 13 | 2037 | 6 | 3 | 3.5 | 32591 | 27299
HVAC ¦ Local Air Conditioning ¦ Single-Split Evaporator - Split Systems/Heat Pumps - Air-cooled with Direct Expansion Evaporator (DX) | 1 | Medium | B | 8 | 2032 | 5 | 3 | 3.2 | 29086 | 21085
HVAC ¦ Heat Emitters - Local ¦ Gas Fired Natural and Fan Assisted Heaters | 1 | Medium | B | 1 | 2025 | 5 | 3 | 3.2 | 29087 | 10185
Fabric ¦ Superstructure ¦ Windows and External Doors ¦ Roller Shutters ¦ Manual Roller Shutter | 1 | High | B | 1 | 2025 | 5 | 2 | 2.7 | 16512 | 4634
Electrical ¦ LV Distribution ¦ Distribution Board ¦ Sub | 1 | High | B | 1 | 2025 | 5 | 2 | 2.7 | 16513 | 4635
Electrical ¦ LV Distribution ¦ Distribution Board ¦ Main | 1 | High | B | 6 | 2030 | 5 | 2 | 2.7 | 16514 | 17780
Fire ¦ Fire Detection ¦ Fire Alarm Panel / Repeater | 1 | Urgent | B | 1 | 2025 | 5 | 1 | 2.2 | 7790 | 1684
Electrical ¦ Lighting ¦ Internal ¦ General ¦ LED Fittings & Luminaires | 80 | Medium | B | 15 | 2039 | 5 | 3 | 3.2 | 29088 | 28497
Electrical ¦ Specialist Lighting ¦ Internal ¦ Illuminated Fire Exit Signage | 4 | Urgent | B | 17 | 2041 | 5 | 1 | 2.2 | 7791 | 30191
Electrical ¦ LV Distribution ¦ Distribution Board ¦ Main | 1 | High | B | 7 | 2031 | 5 | 2 | 2.7 | 16515 | 19677
HVAC ¦ Fan ¦ Central Ventilation Systems ¦ Ventilating - General | 1 | Low | B | 2 | 2026 | 5 | 4 | 3.7 | 33395 | 13248
HVAC ¦ Heat Emitters - Local ¦ Gas Radiant Tube Heaters | 1 | Medium | CX | 3 | 2027 | 2 | 3 | 2.3 | 10296 | 13319
Water ¦ Local Hot Water ¦ Instantaneous Electric Water Heater - Non-Drinking Water | 1 | Medium | B | 11 | 2035 | 5 | 3 | 3.2 | 29089 | 25472
Electrical ¦ Specialist Lighting ¦ Internal ¦ Illuminated Fire Exit Signage | 1 | Urgent | B | 15 | 2039 | 5 | 1 | 2.2 | 7792 | 27981
Electrical ¦ Lighting ¦ External ¦ General - LED | 5 | Medium | B | 8 | 2032 | 5 | 3 | 3.2 | 29090 | 21086
Electrical ¦ LV Distribution ¦ Distribution Board ¦ Main | 1 | High | A | 18 | 2042 | 6 | 2 | 3 | 19606 | 30913
Fire ¦ Fire Detection ¦ Fire Alarm Panel / Repeater | 1 | Urgent | B | 5 | 2029 | 5 | 1 | 2.2 | 7793 | 14462
Fire ¦ Fire Fighting ¦ Fire Extinguishers ¦ CO2 | 2 | Urgent | B | 9 | 2033 | 5 | 1 | 2.2 | 7794 | 21430
Electrical ¦ LV Distribution ¦ Distribution Board ¦ Sub | 1 | High | B | 1 | 2025 | 5 | 2 | 2.7 | 16516 | 4636
HVAC ¦ Local Air Conditioning ¦ Single-Split Condenser - Split Systems/Heat Pumps - Air-cooled with Direct Expansion Evaporator (DX) | 1 | Medium | B | 2 | 2026 | 5 | 3 | 3.2 | 29091 | 13161
Electrical ¦ LV Distribution ¦ Distribution Board ¦ Sub | 1 | High | B | 1 | 2025 | 5 | 2 | 2.7 | 16517 | 4637
Electrical ¦ Lighting ¦ Internal ¦ Emergency ¦ Self Contained ¦ LED | 6 | Urgent | C | 20 | 2044 | 4 | 1 | 1.9 | 722 | 31394
HVAC ¦ Heat Emitters - Local ¦ Gas Fired Natural and Fan Assisted Heaters | 1 | Medium | DX | 1 | 2025 | 1 | 3 | 2 | 953 | 651
Electrical ¦ Lighting ¦ Internal ¦ General | 39 | Medium | B | 1 | 2025 | 5 | 3 | 3.2 | 29092 | 10186
Fire ¦ Fire Fighting ¦ Fire Extinguishers ¦ Foam | 2 | Urgent | B | 6 | 2030 | 5 | 1 | 2.2 | 7795 | 16908
HVAC ¦ Fan ¦ Local and Special Ventilation ¦ Extract | 1 | Medium | B | 6 | 2030 | 5 | 3 | 3.2 | 29093 | 18905
Electrical ¦ LV Distribution ¦ Distribution Board ¦ Main | 1 | High | C | 6 | 2030 | 4 | 2 | 2.4 | 10685 | 17335
Fire ¦ Fire Detection ¦ Fire Alarm Panel / Repeater | 1 | Urgent | B | 13 | 2037 | 5 | 1 | 2.2 | 7796 | 26884
HVAC ¦ Fan ¦ Local and Special Ventilation ¦ Extract | 1 | Medium | B | 11 | 2035 | 5 | 3 | 3.2 | 29094 | 25473
HVAC ¦ Heat Emitters - Local ¦ Electric Heaters | 1 | Medium | B | 1 | 2025 | 5 | 3 | 3.2 | 29095 | 10187
Fire ¦ Fire Fighting ¦ Fire Extinguishers ¦ Powder | 2 | Urgent | B | 6 | 2030 | 5 | 1 | 2.2 | 7797 | 16909
HVAC ¦ Local Air Conditioning ¦ Single-Split Condenser - Split Systems/Heat Pumps - Air-cooled with Direct Expansion Evaporator (DX) | 1 | Medium | B | 1 | 2025 | 5 | 3 | 3.2 | 29096 | 10188
Electrical ¦ LV Distribution ¦ Distribution Board ¦ Main | 1 | High | B | 18 | 2042 | 5 | 2 | 2.7 | 16518 | 30865
Fire ¦ Fire Detection ¦ Fire Alarm System | 1 | Urgent | B | 1 | 2025 | 5 | 1 | 2.2 | 7798 | 1685
Electrical ¦ Lighting ¦ Internal ¦ Emergency ¦ Self Contained ¦ LED | 6 | Urgent | B | 21 | 2045 | 5 | 1 | 2.2 | 7799 | 32325
Electrical ¦ Specialist Lighting ¦ Internal ¦ Illuminated Fire Exit Signage | 2 | Urgent | B | 18 | 2042 | 5 | 1 | 2.2 | 7800 | 30694
Electrical ¦ LV Distribution ¦ Distribution Board ¦ Sub | 1 | High | B | 1 | 2025 | 5 | 2 | 2.7 | 16519 | 4638
Electrical ¦ Lighting ¦ Internal ¦ Emergency ¦ Self Contained ¦ Non LED | 1 | Urgent | B | 1 | 2025 | 5 | 1 | 2.2 | 7801 | 1686
Electrical ¦ Specialist Lighting ¦ Internal ¦ Illuminated Fire Exit Signage | 3 | Urgent | B | 12 | 2036 | 5 | 1 | 2.2 | 7802 | 26079
HVAC ¦ Local Air Conditioning ¦ Single-Split Evaporator - Split Systems/Heat Pumps - Air-cooled with Direct Expansion Evaporator (DX) | 1 | Medium | B | 5 | 2029 | 5 | 3 | 3.2 | 29097 | 15369
Fabric ¦ Superstructure ¦ Windows and External Doors ¦ Roller Shutters ¦ Manual Roller Shutter | 1 | High | B | 15 | 2039 | 5 | 2 | 2.7 | 16520 | 28263
Electrical ¦ Lighting ¦ Internal ¦ General ¦ LED Fittings & Luminaires | 11 | Medium | B | 16 | 2040 | 5 | 3 | 3.2 | 29098 | 29750
HVAC ¦ Heat Emitters - Local ¦ Electric Heaters | 1 | Medium | B | 1 | 2025 | 5 | 3 | 3.2 | 29099 | 10189
Water ¦ Local Hot Water ¦ Instantaneous Electric Water Heater - Non-Drinking Water | 1 | Medium | B | 7 | 2031 | 5 | 3 | 3.2 | 29100 | 20099
HVAC ¦ Central Air Conditioning ¦ Air Conditioning ¦ Multi-Split Condenser - Split Systems/Heat Pumps - Air-cooled with Direct Expansion Evaporator (DX) | 1 | Medium | B | 8 | 2032 | 5 | 3 | 3.2 | 29101 | 21087
HVAC ¦ Central Air Conditioning ¦ Air Conditioning ¦ Multi-Split Condenser - Split Systems/Heat Pumps - Air-cooled with Direct Expansion Evaporator (DX) | 1 | Medium | B | 11 | 2035 | 5 | 3 | 3.2 | 29102 | 25474
HVAC ¦ Heat Emitters - Local ¦ Gas Fired Natural and Fan Assisted Heaters | 1 | Medium | B | 1 | 2025 | 5 | 3 | 3.2 | 29103 | 10190
Water ¦ Local Hot Water ¦ Instantaneous Electric Water Heater - Non-Drinking Water | 1 | Medium | B | 10 | 2034 | 5 | 3 | 3.2 | 29104 | 23045
Fabric ¦ Superstructure ¦ Windows and External Doors ¦ Roller Shutters ¦ Electric Roller Shutter | 1 | High | B | 15 | 2039 | 5 | 2 | 2.7 | 16521 | 28264
Controls ¦ Multi-System Controls ¦ Control Panel - Electrical Services (excluding Electrical Controllers and Pneumatic Relays) | 1 | Medium | B | 10 | 2034 | 5 | 3 | 3.2 | 29105 | 23046
Electrical ¦ LV Distribution ¦ Distribution Board ¦ Sub | 1 | High | B | 1 | 2025 | 5 | 2 | 2.7 | 16522 | 4639
HVAC ¦ Fan ¦ Local and Special Ventilation ¦ Extract | 1 | Medium | B | 1 | 2025 | 5 | 3 | 3.2 | 29106 | 10191
Fabric ¦ Superstructure ¦ Windows and External Doors ¦ Roller Shutters ¦ Manual Roller Shutter | 1 | High | B | 1 | 2025 | 5 | 2 | 2.7 | 16523 | 4640
Fabric ¦ Superstructure ¦ Internal Doors ¦ Roller Shutters ¦ Internal Manual Roller Shutter | 1 | Medium | B | 1 | 2025 | 5 | 3 | 3.2 | 29107 | 10192
HVAC ¦ Fan ¦ Local and Special Ventilation ¦ Extract | 1 | Medium | B | 1 | 2025 | 5 | 3 | 3.2 | 29108 | 10193
Fabric ¦ Superstructure ¦ Windows and External Doors ¦ External Doors ¦ Entrance Doors | 1 | High | B | 1 | 2025 | 5 | 2 | 2.7 | 16524 | 4641
HVAC ¦ Central Air Conditioning ¦ Air Conditioning ¦ Multi-Split Evaporator - Split Systems/Heat Pumps - Air-cooled with Direct Expansion Evaporator (DX) | 1 | Medium | B | 1 | 2025 | 5 | 3 | 3.2 | 29109 | 10194
HVAC ¦ Fan ¦ Local and Special Ventilation ¦ Axial | 1 | Medium | B | 4 | 2028 | 5 | 3 | 3.2 | 29110 | 14200
Water ¦ Local Hot Water ¦ Package Electric Water Heaters - Non-Drinking Water | 1 | Medium | A | 12 | 2036 | 6 | 3 | 3.5 | 32592 | 26788
HVAC ¦ Heat Emitters - Local ¦ Gas Fired Natural and Fan Assisted Heaters | 1 | Medium | B | 1 | 2025 | 5 | 3 | 3.2 | 29111 | 10195
Electrical ¦ LV Distribution ¦ Distribution Board ¦ Sub | 1 | High | B | 18 | 2042 | 5 | 2 | 2.7 | 16525 | 30866
HVAC ¦ Fan ¦ Local and Special Ventilation ¦ Axial | 1 | Medium | B | 6 | 2030 | 5 | 3 | 3.2 | 29112 | 18906
HVAC ¦ Fan ¦ Central Heating & Cooling ¦ Bifurcated | 1 | Medium | B | 1 | 2025 | 5 | 3 | 3.2 | 29113 | 10196
Fabric ¦ Superstructure ¦ Windows and External Doors ¦ External Doors ¦ Entrance Doors | 1 | High | B | 11 | 2035 | 5 | 2 | 2.7 | 16526 | 24661
Water ¦ Local Hot Water ¦ Package Electric Water Heaters - Non-Drinking Water | 1 | Medium | B | 1 | 2025 | 5 | 3 | 3.2 | 29114 | 10197
Electrical ¦ LV Distribution ¦ Distribution Board ¦ Main | 1 | High | B | 6 | 2030 | 5 | 2 | 2.7 | 16527 | 17781
Fabric ¦ Superstructure ¦ Windows and External Doors ¦ External Doors ¦ Entrance Doors | 1 | High | B | 1 | 2025 | 5 | 2 | 2.7 | 16528 | 4642
Fabric ¦ Superstructure ¦ Windows and External Doors ¦ External Doors ¦ Entrance Doors | 1 | High | B | 11 | 2035 | 5 | 2 | 2.7 | 16529 | 24662
Fabric ¦ Superstructure ¦ Windows and External Doors ¦ External Doors ¦ Manual and Automatic Doors ¦ Auto / Powered Sliding Doors | 1 | High | B | 19 | 2043 | 5 | 2 | 2.7 | 16530 | 31240
Controls ¦ Multi-System Controls ¦ Control Panel - Electrical Services (excluding Electrical Controllers and Pneumatic Relays) | 1 | Medium | B | 1 | 2025 | 5 | 3 | 3.2 | 29115 | 10198
HVAC ¦ Fan ¦ Central Heating & Cooling ¦ Bifurcated | 1 | Medium | B | 2 | 2026 | 5 | 3 | 3.2 | 29116 | 13162
HVAC ¦ Heat Emitters - Local ¦ Electric Overdoor Air Curtain/Heater | 1 | Medium | B | 1 | 2025 | 5 | 3 | 3.2 | 29117 | 10199
HVAC ¦ Central Air Conditioning ¦ Air Conditioning ¦ Multi-Split Condenser - Split Systems/Heat Pumps - Air-cooled with Direct Expansion Evaporator (DX) | 1 | Medium | B | 1 | 2025 | 5 | 3 | 3.2 | 29118 | 10200
Fabric ¦ Superstructure ¦ Windows and External Doors ¦ Roller Shutters ¦ Manual Roller Shutter | 1 | High | CX | 1 | 2025 | 2 | 2 | 1.8 | 538 | 434
HVAC ¦ Fan ¦ Central Heating & Cooling ¦ Bifurcated | 1 | Medium | B | 2 | 2026 | 5 | 3 | 3.2 | 29119 | 13163
HVAC ¦ Fan ¦ Local and Special Ventilation ¦ Axial | 1 | Medium | B | 1 | 2025 | 5 | 3 | 3.2 | 29120 | 10201
HVAC ¦ Fan ¦ Local and Special Ventilation ¦ Kitchen Vent ¦ Extract | 1 | Low | B | 5 | 2029 | 5 | 4 | 3.7 | 33396 | 15663
Fire ¦ Fire Detection ¦ Fire Alarm System | 1 | Urgent | B | 1 | 2025 | 5 | 1 | 2.2 | 7803 | 1687
Electrical ¦ Lighting ¦ Internal ¦ Emergency ¦ Self Contained ¦ LED | 2 | Urgent | B | 22 | 2046 | 5 | 1 | 2.2 | 7804 | 32964
Fire ¦ Fire Fighting ¦ Fire Extinguishers ¦ Foam | 1 | Urgent | B | 1 | 2025 | 5 | 1 | 2.2 | 7805 | 1688
HVAC ¦ Local Air Conditioning ¦ Single-Split Condenser - Split Systems/Heat Pumps - Air-cooled with Direct Expansion Evaporator (DX) | 1 | Medium | B | 11 | 2035 | 5 | 3 | 3.2 | 29121 | 25475
Electrical ¦ LV Distribution ¦ Distribution Board ¦ Sub | 1 | High | B | 12 | 2036 | 5 | 2 | 2.7 | 16531 | 26235
HVAC ¦ Heat Emitters - Local ¦ Electric Overdoor Air Curtain/Heater | 1 | Medium | B | 1 | 2025 | 5 | 3 | 3.2 | 29122 | 10202
Electrical ¦ Lighting ¦ External ¦ General - LED | 2 | Medium | B | 1 | 2025 | 5 | 3 | 3.2 | 29123 | 10203
HVAC ¦ Heat Emitters - Central ¦ Radiators ¦ Aluminium | 3 | Medium | B | 6 | 2030 | 5 | 3 | 3.2 | 29124 | 18907
Electrical ¦ Lighting ¦ Internal ¦ General | 5 | Medium | B | 1 | 2025 | 5 | 3 | 3.2 | 29125 | 10204
HVAC ¦ Fan ¦ Local and Special Ventilation ¦ Fans Window or Wall Mounted | 1 | Medium | CX | 11 | 2035 | 2 | 3 | 2.3 | 10297 | 24043
HVAC ¦ Fan ¦ Local and Special Ventilation ¦ Kitchen Vent ¦ Extract | 1 | Low | B | 5 | 2029 | 5 | 4 | 3.7 | 33397 | 15664
Security ¦ Access ¦ Access Control ¦ Door ¦ Local Lock / Keypad / Manual | 1 | Medium | B | 11 | 2035 | 5 | 3 | 3.2 | 29126 | 25476
HVAC ¦ Fan ¦ Local and Special Ventilation ¦ Fans Window or Wall Mounted | 1 | Medium | CX | 7 | 2031 | 2 | 3 | 2.3 | 10298 | 19541
Controls ¦ Multi-System Controls ¦ Instrument Control Panel | 1 | Medium | B | 13 | 2037 | 5 | 3 | 3.2 | 29127 | 27214
Electrical ¦ LV Distribution ¦ Distribution Board ¦ Main | 1 | High | B | 1 | 2025 | 5 | 2 | 2.7 | 16532 | 4643
Electrical ¦ Lighting ¦ External ¦ General - LED | 1 | Medium | B | 11 | 2035 | 5 | 3 | 3.2 | 29128 | 25477
Electrical ¦ Lighting ¦ External ¦ General - Non-LED | 1 | Medium | B | 1 | 2025 | 5 | 3 | 3.2 | 29129 | 10205
Electrical ¦ LV Distribution ¦ Distribution Board ¦ Sub | 1 | High | B | 2 | 2026 | 5 | 2 | 2.7 | 16533 | 12942
Fabric ¦ Superstructure ¦ Windows and External Doors ¦ External Doors ¦ Manual and Automatic Doors ¦ Emergency and Panic Escape Doors | 1 | Urgent | B | 11 | 2035 | 5 | 1 | 2.2 | 7806 | 23856
HVAC ¦ Fan ¦ Central Heating & Cooling ¦ Bifurcated | 1 | Medium | B | 1 | 2025 | 5 | 3 | 3.2 | 29130 | 10206
Electrical ¦ Lighting ¦ Internal ¦ Emergency ¦ Self Contained ¦ LED | 8 | Urgent | B | 23 | 2047 | 5 | 1 | 2.2 | 7807 | 33133
Security ¦ Access ¦ Access Control ¦ Door ¦ Local Lock / Keypad / Manual | 1 | Medium | B | 11 | 2035 | 5 | 3 | 3.2 | 29131 | 25478
Controls ¦ Multi-System Controls ¦ Instrument Control Panel | 1 | Medium | B | 13 | 2037 | 5 | 3 | 3.2 | 29132 | 27215
Security ¦ Access ¦ Access Control ¦ Door ¦ Local Lock / Keypad / Manual | 1 | Medium | B | 1 | 2025 | 5 | 3 | 3.2 | 29133 | 10207
HVAC ¦ Fan ¦ Local and Special Ventilation ¦ Ventilating - General | 1 | Medium | B | 1 | 2025 | 5 | 3 | 3.2 | 29134 | 10208
Electrical ¦ Lighting ¦ Internal ¦ Emergency ¦ Self Contained ¦ LED | 3 | Urgent | B | 21 | 2045 | 5 | 1 | 2.2 | 7808 | 32326
Fire ¦ Fire Fighting ¦ Fire Extinguishers ¦ CO2 | 4 | Urgent | B | 6 | 2030 | 5 | 1 | 2.2 | 7809 | 16910
Water ¦ Local Hot Water ¦ Package Electric Water Heaters - Non-Drinking Water | 1 | Medium | B | 1 | 2025 | 5 | 3 | 3.2 | 29135 | 10209
HVAC ¦ Fan ¦ Central Ventilation Systems ¦ Ventilating - General | 1 | Low | B | 1 | 2025 | 5 | 4 | 3.7 | 33398 | 12244
Electrical ¦ Lighting ¦ Internal ¦ Emergency ¦ Self Contained ¦ Non LED | 3 | Urgent | B | 1 | 2025 | 5 | 1 | 2.2 | 7810 | 1689
Fabric ¦ Superstructure ¦ Windows and External Doors ¦ External Doors ¦ Manual and Automatic Doors ¦ Emergency and Panic Escape Doors | 1 | Urgent | B | 1 | 2025 | 5 | 1 | 2.2 | 7811 | 1690
Fire ¦ Fire Fighting ¦ Fire Extinguishers ¦ Foam | 6 | Urgent | B | 6 | 2030 | 5 | 1 | 2.2 | 7812 | 16911
Fabric ¦ Superstructure ¦ Roof ¦ Roof Lights, Skylights and Openings ¦ Smoke vents ¦ Smoke Relief-Natural Ventilators | 1 | Urgent | B | 6 | 2030 | 5 | 1 | 2.2 | 7813 | 16912
HVAC ¦ Fan ¦ Central Heating & Cooling ¦ Bifurcated | 1 | Medium | B | 1 | 2025 | 5 | 3 | 3.2 | 29136 | 10210
Water ¦ Local Hot Water ¦ Package Electric Water Heaters - Non-Drinking Water | 1 | Medium | B | 1 | 2025 | 5 | 3 | 3.2 | 29137 | 10211
Fire ¦ Fire Fighting ¦ Fire Extinguishers ¦ Foam | 1 | Urgent | B | 6 | 2030 | 5 | 1 | 2.2 | 7814 | 16913
Electrical ¦ Lighting ¦ Internal ¦ Emergency ¦ Self Contained ¦ Non LED | 2 | Urgent | B | 7 | 2031 | 5 | 1 | 2.2 | 7815 | 19451
Electrical ¦ Lighting ¦ Internal ¦ Emergency ¦ Self Contained ¦ LED | 5 | Urgent | B | 21 | 2045 | 5 | 1 | 2.2 | 7816 | 32327
Electrical ¦ LV Distribution ¦ Distribution Board ¦ Main | 1 | High | B | 1 | 2025 | 5 | 2 | 2.7 | 16534 | 4644
Fabric ¦ Superstructure ¦ Internal Doors ¦ Roller Shutters ¦ Electric Roller Shutter | 1 | Medium | B | 1 | 2025 | 5 | 3 | 3.2 | 29138 | 10212
Electrical ¦ Lighting ¦ Internal ¦ Emergency ¦ Self Contained ¦ LED | 4 | Urgent | B | 22 | 2046 | 5 | 1 | 2.2 | 7817 | 32965
HVAC ¦ Heat Emitters - Local ¦ Electric Heaters | 2 | Medium | B | 2 | 2026 | 5 | 3 | 3.2 | 29139 | 13164
Electrical ¦ Lighting ¦ External ¦ General - LED | 2 | Medium | B | 11 | 2035 | 5 | 3 | 3.2 | 29140 | 25479
HVAC ¦ Fan ¦ Local and Special Ventilation ¦ Extract | 1 | Medium | B | 1 | 2025 | 5 | 3 | 3.2 | 29141 | 10213
HVAC ¦ Central Heating (Internally Sourced) ¦ Boiler ¦ Blown Gas Burner Modular Boiler | 1 | Low | B | 1 | 2025 | 5 | 4 | 3.7 | 33399 | 12245
Fabric ¦ Superstructure ¦ Windows and External Doors ¦ Roller Shutters ¦ Manual Roller Shutter | 1 | High | B | 11 | 2035 | 5 | 2 | 2.7 | 16535 | 24663
HVAC ¦ Fan ¦ Local and Special Ventilation ¦ Fans Window or Wall Mounted | 1 | Medium | B | 11 | 2035 | 5 | 3 | 3.2 | 29142 | 25480
Fire ¦ Fire Detection ¦ Fire Alarm Panel / Repeater | 1 | Urgent | B | 1 | 2025 | 5 | 1 | 2.2 | 7818 | 1691
Fire ¦ Fire Fighting ¦ Fire Extinguishers ¦ CO2 | 2 | Urgent | B | 6 | 2030 | 5 | 1 | 2.2 | 7819 | 16914
Fire ¦ Fire Fighting ¦ Fire Extinguishers ¦ Foam | 4 | Urgent | B | 8 | 2032 | 5 | 1 | 2.2 | 7820 | 20538
HVAC ¦ Central Air Conditioning ¦ Air Conditioning ¦ Multi-Split Condenser - Split Systems/Heat Pumps - Air-cooled with Direct Expansion Evaporator (DX) | 1 | Medium | B | 8 | 2032 | 5 | 3 | 3.2 | 29143 | 21088
HVAC ¦ Heat Emitters - Local ¦ Gas Fired Natural and Fan Assisted Heaters | 1 | Medium | B | 1 | 2025 | 5 | 3 | 3.2 | 29144 | 10214
Electrical ¦ LV Distribution ¦ Distribution Board ¦ Sub | 1 | High | D | 3 | 2027 | 3 | 2 | 2.1 | 1275 | 13267
Water ¦ Local Hot Water ¦ Package Electric Water Heaters - Non-Drinking Water | 1 | Medium | B | 7 | 2031 | 5 | 3 | 3.2 | 29145 | 20100
Electrical ¦ LV Distribution ¦ Distribution Board ¦ Sub | 1 | High | B | 1 | 2025 | 5 | 2 | 2.7 | 16536 | 4645
HVAC ¦ Fan ¦ Local and Special Ventilation ¦ Kitchen Vent ¦ Extract | 1 | Low | B | 5 | 2029 | 5 | 4 | 3.7 | 33400 | 15665
HVAC ¦ Fan ¦ Local and Special Ventilation ¦ Extract | 1 | Medium | B | 1 | 2025 | 5 | 3 | 3.2 | 29146 | 10215
Transport ¦ Lifts ¦ Disabled Lift ¦ Electric | 1 | High | B | 1 | 2025 | 5 | 2 | 2.7 | 16537 | 4646
HVAC ¦ Central Heating (Internally Sourced) ¦ Burner ¦ Forced draft gas burner | 1 | Medium | B | 1 | 2025 | 5 | 3 | 3.2 | 29147 | 10216
Electrical ¦ Lighting ¦ Internal ¦ Emergency ¦ Self Contained ¦ LED | 2 | Urgent | B | 1 | 2025 | 5 | 1 | 2.2 | 7821 | 1692
Fire ¦ Fire Fighting ¦ Fire Blanket | 1 | Urgent | B | 1 | 2025 | 5 | 1 | 2.2 | 7822 | 1693
Fire ¦ Fire Fighting ¦ Fire Extinguishers ¦ Foam | 1 | Urgent | B | 2 | 2026 | 5 | 1 | 2.2 | 7823 | 12736
HVAC ¦ Heat Emitters - Local ¦ Electric Overdoor Air Curtain/Heater | 1 | Medium | B | 11 | 2035 | 5 | 3 | 3.2 | 29148 | 25481
HVAC ¦ Heat Emitters - Local ¦ Electric Heaters | 2 | Medium | B | 1 | 2025 | 5 | 3 | 3.2 | 29149 | 10217
Electrical ¦ Lighting ¦ Internal ¦ General | 19 | Medium | B | 1 | 2025 | 5 | 3 | 3.2 | 29150 | 10218
Electrical ¦ Specialist Lighting ¦ Internal ¦ Illuminated Fire Exit Signage | 3 | Urgent | B | 6 | 2030 | 5 | 1 | 2.2 | 7824 | 16915
Electrical ¦ LV Distribution ¦ Distribution Board ¦ Sub | 1 | High | B | 3 | 2027 | 5 | 2 | 2.7 | 16538 | 13383
Fabric ¦ Superstructure ¦ Windows and External Doors ¦ Roller Shutters ¦ Manual Roller Shutter | 1 | High | B | 10 | 2034 | 5 | 2 | 2.7 | 16539 | 22446
Electrical ¦ Lighting ¦ Internal ¦ General ¦ LED Fittings & Luminaires | 26 | Medium | B | 12 | 2036 | 5 | 3 | 3.2 | 29151 | 26681
Electrical ¦ Specialist Lighting ¦ Internal ¦ Illuminated Fire Exit Signage | 5 | Urgent | B | 12 | 2036 | 5 | 1 | 2.2 | 7825 | 26080
Electrical ¦ Lighting ¦ Internal ¦ General | 73 | Medium | B | 1 | 2025 | 5 | 3 | 3.2 | 29152 | 10219
Electrical ¦ LV Distribution ¦ Distribution Board ¦ Sub | 1 | High | B | 1 | 2025 | 5 | 2 | 2.7 | 16540 | 4647
Electrical ¦ Lighting ¦ Internal ¦ General ¦ LED Fittings & Luminaires | 41 | Medium | B | 17 | 2041 | 5 | 3 | 3.2 | 29153 | 30544
Electrical ¦ Lighting ¦ Internal ¦ General ¦ LED Fittings & Luminaires | 6 | Medium | B | 16 | 2040 | 5 | 3 | 3.2 | 29154 | 29751
Fabric ¦ Superstructure ¦ Windows and External Doors ¦ External Doors ¦ Manual and Automatic Doors ¦ High Security Door | 1 | High | B | 1 | 2025 | 5 | 2 | 2.7 | 16541 | 4648
Electrical ¦ Specialist Lighting ¦ Internal ¦ Illuminated Fire Exit Signage | 3 | Urgent | B | 17 | 2041 | 5 | 1 | 2.2 | 7826 | 30192
Electrical ¦ Lighting ¦ Internal ¦ General ¦ LED Fittings & Luminaires | 4 | Medium | B | 12 | 2036 | 5 | 3 | 3.2 | 29155 | 26682
Security ¦ Access ¦ Access Control ¦ Door ¦ Local Lock / Keypad / Manual | 2 | Medium | B | 6 | 2030 | 5 | 3 | 3.2 | 29156 | 18908
Fire ¦ Fire Fighting ¦ Fire Extinguishers ¦ Powder | 1 | Urgent | B | 1 | 2025 | 5 | 1 | 2.2 | 7827 | 1694
Fabric ¦ Superstructure ¦ Windows and External Doors ¦ External Doors ¦ Manual and Automatic Doors ¦ Emergency and Panic Escape Doors | 1 | Urgent | B | 1 | 2025 | 5 | 1 | 2.2 | 7828 | 1695
Fabric ¦ Superstructure ¦ Windows and External Doors ¦ External Doors ¦ Manual and Automatic Doors ¦ High Security Door | 1 | High | B | 15 | 2039 | 5 | 2 | 2.7 | 16542 | 28265
Electrical ¦ Lighting ¦ Internal ¦ General ¦ LED Fittings & Luminaires | 46 | Medium | B | 16 | 2040 | 5 | 3 | 3.2 | 29157 | 29752
Security ¦ Access ¦ Access Control ¦ Door ¦ Local Lock / Keypad / Manual | 1 | Medium | B | 1 | 2025 | 5 | 3 | 3.2 | 29158 | 10220
HVAC ¦ Heat Emitters - Central ¦ Radiators ¦ Steel | 3 | Medium | B | 1 | 2025 | 5 | 3 | 3.2 | 29159 | 10221
HVAC ¦ Heat Emitters - Local ¦ Electric Heaters | 1 | Medium | B | 2 | 2026 | 5 | 3 | 3.2 | 29160 | 13165
Electrical ¦ Lighting ¦ Internal ¦ Emergency ¦ Self Contained ¦ LED | 2 | Urgent | B | 21 | 2045 | 5 | 1 | 2.2 | 7829 | 32328
Fire ¦ Fire Fighting ¦ Fire Extinguishers ¦ Foam | 4 | Urgent | B | 6 | 2030 | 5 | 1 | 2.2 | 7830 | 16916
HVAC ¦ Heat Emitters - Local ¦ Electric Heaters | 3 | Medium | B | 1 | 2025 | 5 | 3 | 3.2 | 29161 | 10222
Water ¦ Local Hot Water ¦ Package Electric Water Heaters - Non-Drinking Water | 1 | Medium | B | 6 | 2030 | 5 | 3 | 3.2 | 29162 | 18909
HVAC ¦ Fan ¦ Local and Special Ventilation ¦ Fans Window or Wall Mounted | 1 | Medium | B | 9 | 2033 | 5 | 3 | 3.2 | 29163 | 21839
HVAC ¦ Heat Emitters - Local ¦ Gas Fired Natural and Fan Assisted Heaters | 1 | Medium | B | 1 | 2025 | 5 | 3 | 3.2 | 29164 | 10223
HVAC ¦ Fan ¦ Local and Special Ventilation ¦ Fans Window or Wall Mounted | 1 | Medium | CX | 11 | 2035 | 2 | 3 | 2.3 | 10299 | 24044
HVAC ¦ Fan ¦ Central Heating & Cooling ¦ Bifurcated | 1 | Medium | B | 2 | 2026 | 5 | 3 | 3.2 | 29165 | 13166
Electrical ¦ LV Distribution ¦ Distribution Board ¦ Main | 1 | High | B | 1 | 2025 | 5 | 2 | 2.7 | 16543 | 4649
HVAC ¦ Fan ¦ Central Ventilation Systems ¦ Ventilating - General | 1 | Low | B | 1 | 2025 | 5 | 4 | 3.7 | 33401 | 12246
Water ¦ Local Hot Water ¦ Instantaneous Electric Water Heater - Non-Drinking Water | 1 | Medium | B | 7 | 2031 | 5 | 3 | 3.2 | 29166 | 20101
HVAC ¦ Fan ¦ Local and Special Ventilation ¦ Fans Window or Wall Mounted | 1 | Medium | B | 11 | 2035 | 5 | 3 | 3.2 | 29167 | 25482
HVAC ¦ Fan ¦ Central Heating & Cooling ¦ Bifurcated | 1 | Medium | B | 1 | 2025 | 5 | 3 | 3.2 | 29168 | 10224
Fabric ¦ Superstructure ¦ Windows and External Doors ¦ Roller Shutters ¦ Electric Roller Shutter | 1 | High | B | 11 | 2035 | 5 | 2 | 2.7 | 16544 | 24664
Fire ¦ Fire Detection ¦ Fire Alarm Panel / Repeater | 1 | Urgent | B | 1 | 2025 | 5 | 1 | 2.2 | 7831 | 1696
Electrical ¦ Specialist Lighting ¦ External ¦ Illuminated External Signs | 1 | Medium | B | 6 | 2030 | 5 | 3 | 3.2 | 29169 | 18910
Security ¦ Access ¦ Access Control ¦ Gate Access - Local Lock / Keypad / Manual (External) | 1 | Medium | B | 1 | 2025 | 5 | 3 | 3.2 | 29170 | 10225
Electrical ¦ Specialist Lighting ¦ External ¦ Illuminated External Signs | 1 | Medium | B | 11 | 2035 | 5 | 3 | 3.2 | 29171 | 25483
HVAC ¦ Local Air Conditioning ¦ Single-Split Evaporator - Split Systems/Heat Pumps - Air-cooled with Direct Expansion Evaporator (DX) | 1 | Medium | B | 13 | 2037 | 5 | 3 | 3.2 | 29172 | 27216
Electrical ¦ LV Distribution ¦ Distribution Board ¦ Sub | 1 | High | B | 1 | 2025 | 5 | 2 | 2.7 | 16545 | 4650
Fabric ¦ Superstructure ¦ Windows and External Doors ¦ Roller Shutters ¦ Electric Roller Shutter | 1 | High | B | 17 | 2041 | 5 | 2 | 2.7 | 16546 | 30362
Fabric ¦ Superstructure ¦ Windows and External Doors ¦ Roller Shutters ¦ Electric Roller Shutter | 1 | High | B | 1 | 2025 | 5 | 2 | 2.7 | 16547 | 4651
Electrical ¦ Specialist Lighting ¦ Internal ¦ Illuminated Fire Exit Signage | 1 | Urgent | B | 16 | 2040 | 5 | 1 | 2.2 | 7832 | 28949
Electrical ¦ Specialist Lighting ¦ Internal ¦ Illuminated Fire Exit Signage | 2 | Urgent | B | 1 | 2025 | 5 | 1 | 2.2 | 7833 | 1697
HVAC ¦ Central Air Conditioning ¦ Air Conditioning ¦ Multi-Split Evaporator - Split Systems/Heat Pumps - Air-cooled with Direct Expansion Evaporator (DX) | 1 | Medium | B | 1 | 2025 | 5 | 3 | 3.2 | 29173 | 10226
HVAC ¦ Heat Emitters - Local ¦ Gas Fired Unit Heaters | 1 | Medium | B | 6 | 2030 | 5 | 3 | 3.2 | 29174 | 18911
Electrical ¦ LV Distribution ¦ Distribution Board ¦ Sub | 1 | High | B | 3 | 2027 | 5 | 2 | 2.7 | 16548 | 13384
Controls ¦ Multi-System Controls ¦ Motor Control Centre (MCC) | 1 | Low | B | 6 | 2030 | 5 | 4 | 3.7 | 33402 | 19109
HVAC ¦ Ductwork ¦ Ductwork, Fittings and Ancillaries ¦ Central Ventilation Systems ¦ Fire Dampers ¦ Automatic | 1 | Urgent | B | 1 | 2025 | 5 | 1 | 2.2 | 7834 | 1698
Fire ¦ Fire Fighting ¦ Fire Extinguishers ¦ Foam | 2 | Urgent | B | 6 | 2030 | 5 | 1 | 2.2 | 7835 | 16917
HVAC ¦ Central Air Conditioning ¦ Air Conditioning ¦ Multi-Split Condenser - Split Systems/Heat Pumps - Air-cooled with Direct Expansion Evaporator (DX) | 1 | Medium | B | 8 | 2032 | 5 | 3 | 3.2 | 29175 | 21089
Fire ¦ Fire Detection ¦ Fire Alarm Panel / Repeater (Vesda) | 1 | Urgent | B | 11 | 2035 | 5 | 1 | 2.2 | 7836 | 23857
Fabric ¦ Superstructure ¦ Windows and External Doors ¦ External Doors ¦ Manual and Automatic Doors ¦ Auto / Powered Sliding Doors | 1 | High | B | 21 | 2045 | 5 | 2 | 2.7 | 16549 | 32716
HVAC ¦ Fan ¦ Local and Special Ventilation ¦ Axial | 1 | Medium | B | 4 | 2028 | 5 | 3 | 3.2 | 29176 | 14201
Electrical ¦ Specialist Lighting ¦ Internal ¦ Illuminated Fire Exit Signage | 1 | Urgent | B | 12 | 2036 | 5 | 1 | 2.2 | 7837 | 26081
HVAC ¦ Fan ¦ Local and Special Ventilation ¦ Fans Window or Wall Mounted | 1 | Medium | B | 9 | 2033 | 5 | 3 | 3.2 | 29177 | 21840
Fire ¦ Fire Fighting ¦ Fire Extinguishers ¦ Foam | 6 | Urgent | B | 6 | 2030 | 5 | 1 | 2.2 | 7838 | 16918
Fire ¦ Fire Fighting ¦ Fire Extinguishers ¦ CO2 | 2 | Urgent | B | 8 | 2032 | 5 | 1 | 2.2 | 7839 | 20539
HVAC ¦ Central Air Conditioning ¦ Air Conditioning ¦ Multi-Split Evaporator - Split Systems/Heat Pumps - Air-cooled with Direct Expansion Evaporator (DX) | 1 | Medium | B | 10 | 2034 | 5 | 3 | 3.2 | 29178 | 23047
HVAC ¦ Fan ¦ Local and Special Ventilation ¦ Extract | 1 | Medium | B | 1 | 2025 | 5 | 3 | 3.2 | 29179 | 10227
Fabric ¦ Superstructure ¦ Windows and External Doors ¦ Roller Shutters ¦ Manual Roller Shutter | 1 | High | B | 15 | 2039 | 5 | 2 | 2.7 | 16550 | 28266
Fire ¦ Fire Detection ¦ Fire Alarm System | 1 | Urgent | B | 1 | 2025 | 5 | 1 | 2.2 | 7840 | 1699
Electrical ¦ LV Distribution ¦ Distribution Board ¦ Sub | 1 | High | A | 19 | 2043 | 6 | 2 | 3 | 19607 | 31325
Fire ¦ Fire Detection ¦ Fire Alarm Panel / Repeater | 1 | Urgent | D | 7 | 2031 | 3 | 1 | 1.6 | 462 | 19120
Electrical ¦ Specialist Lighting ¦ Internal ¦ Illuminated Fire Exit Signage | 2 | Urgent | B | 16 | 2040 | 5 | 1 | 2.2 | 7841 | 28950
Electrical ¦ Specialist Lighting ¦ Internal ¦ Illuminated Fire Exit Signage | 4 | Urgent | B | 16 | 2040 | 5 | 1 | 2.2 | 7842 | 28951
Fire ¦ Fire Fighting ¦ Fire Extinguishers ¦ CO2 | 1 | Urgent | B | 6 | 2030 | 5 | 1 | 2.2 | 7843 | 16919
Fire ¦ Fire Fighting ¦ Fire Extinguishers ¦ Foam | 4 | Urgent | B | 2 | 2026 | 5 | 1 | 2.2 | 7844 | 12737
Electrical ¦ Lighting ¦ Internal ¦ Emergency ¦ Self Contained ¦ LED | 4 | Urgent | B | 20 | 2044 | 5 | 1 | 2.2 | 7845 | 31536
Fire ¦ Fire Fighting ¦ Fire Extinguishers ¦ Water | 1 | Urgent | B | 6 | 2030 | 5 | 1 | 2.2 | 7846 | 16920
Fire ¦ Fire Fighting ¦ Fire Extinguishers ¦ CO2 | 2 | Urgent | B | 2 | 2026 | 5 | 1 | 2.2 | 7847 | 12738
Fire ¦ Fire Fighting ¦ Fire Extinguishers ¦ CO2 | 2 | Urgent | B | 2 | 2026 | 5 | 1 | 2.2 | 7848 | 12739
Electrical ¦ LV Distribution ¦ Distribution Board ¦ Sub | 1 | High | B | 6 | 2030 | 5 | 2 | 2.7 | 16551 | 17782
Fabric ¦ Superstructure ¦ Windows and External Doors ¦ External Windows ¦ Roller Shutters ¦ External Window Shutters ¦ Electric | 1 | Medium | B | 16 | 2040 | 5 | 3 | 3.2 | 29180 | 29753
Fire ¦ Fire Fighting ¦ Fire Extinguishers ¦ Powder | 1 | Urgent | B | 2 | 2026 | 5 | 1 | 2.2 | 7849 | 12740
Fire ¦ Fire Fighting ¦ Fire Extinguishers ¦ Foam | 1 | Urgent | B | 2 | 2026 | 5 | 1 | 2.2 | 7850 | 12741
HVAC ¦ Fan ¦ Central Ventilation Systems ¦ Ventilating - General | 1 | Low | B | 1 | 2025 | 5 | 4 | 3.7 | 33403 | 12247
HVAC ¦ Fan ¦ Local and Special Ventilation ¦ Extract | 1 | Medium | B | 1 | 2025 | 5 | 3 | 3.2 | 29181 | 10228
Security ¦ Access ¦ Access Control ¦ Gate Access - Local Lock / Keypad / Manual (External) | 1 | Medium | B | 1 | 2025 | 5 | 3 | 3.2 | 29182 | 10229
Fire ¦ Fire Fighting ¦ Fire Extinguishers ¦ CO2 | 5 | Urgent | B | 6 | 2030 | 5 | 1 | 2.2 | 7851 | 16921
Electrical ¦ Lighting ¦ Internal ¦ General ¦ LED Fittings & Luminaires | 36 | Medium | B | 16 | 2040 | 5 | 3 | 3.2 | 29183 | 29754
Water ¦ Local Hot Water ¦ Instantaneous Electric Water Heater - Non-Drinking Water | 1 | Medium | B | 9 | 2033 | 5 | 3 | 3.2 | 29184 | 21841
HVAC ¦ Central Air Conditioning ¦ Air Conditioning ¦ Multi-Split Condenser - Split Systems/Heat Pumps - Air-cooled with Direct Expansion Evaporator (DX) | 1 | Medium | B | 8 | 2032 | 5 | 3 | 3.2 | 29185 | 21090
Electrical ¦ LV Distribution ¦ Distribution Board ¦ Sub | 1 | High | B | 1 | 2025 | 5 | 2 | 2.7 | 16552 | 4652
Fabric ¦ Superstructure ¦ Windows and External Doors ¦ External Doors ¦ Manual and Automatic Doors ¦ Emergency and Panic Escape Doors | 1 | Urgent | B | 11 | 2035 | 5 | 1 | 2.2 | 7852 | 23858
Fabric ¦ Superstructure ¦ Internal Doors ¦ Roller Shutters ¦ Internal Manual Roller Shutter | 1 | Medium | B | 1 | 2025 | 5 | 3 | 3.2 | 29186 | 10230
Fire ¦ Fire Detection ¦ Fire Alarm Panel / Repeater | 1 | Urgent | B | 7 | 2031 | 5 | 1 | 2.2 | 7853 | 19452
Electrical ¦ Lighting ¦ Internal ¦ General ¦ LED Fittings & Luminaires | 8 | Medium | B | 15 | 2039 | 5 | 3 | 3.2 | 29187 | 28498
HVAC ¦ Fan ¦ Local and Special Ventilation ¦ Axial | 1 | Medium | B | 4 | 2028 | 5 | 3 | 3.2 | 29188 | 14202
Fabric ¦ Superstructure ¦ Windows and External Doors ¦ Roller Shutters ¦ Electric Roller Shutter | 1 | High | B | 13 | 2037 | 5 | 2 | 2.7 | 16553 | 27026
Fabric ¦ Superstructure ¦ Windows and External Doors ¦ Roller Shutters ¦ Manual Roller Shutter | 1 | High | B | 1 | 2025 | 5 | 2 | 2.7 | 16554 | 4653
HVAC ¦ Fan ¦ Local and Special Ventilation ¦ Extract | 1 | Medium | B | 1 | 2025 | 5 | 3 | 3.2 | 29189 | 10231
Electrical ¦ Lighting ¦ Internal ¦ Emergency ¦ Self Contained ¦ LED | 2 | Urgent | B | 1 | 2025 | 5 | 1 | 2.2 | 7854 | 1700
Electrical ¦ Lighting ¦ Internal ¦ Emergency ¦ Self Contained ¦ Non LED | 1 | Urgent | B | 1 | 2025 | 5 | 1 | 2.2 | 7855 | 1701
Electrical ¦ Lighting ¦ Internal ¦ Emergency ¦ Self Contained ¦ LED | 12 | Urgent | B | 20 | 2044 | 5 | 1 | 2.2 | 7856 | 31537
Fire ¦ Fire Fighting ¦ Fire Extinguishers ¦ Foam | 5 | Urgent | B | 2 | 2026 | 5 | 1 | 2.2 | 7857 | 12742
Electrical ¦ LV Distribution ¦ Distribution Board ¦ Main | 1 | High | B | 1 | 2025 | 5 | 2 | 2.7 | 16555 | 4654
Electrical ¦ LV Distribution ¦ Distribution Board ¦ Sub | 1 | High | B | 12 | 2036 | 5 | 2 | 2.7 | 16556 | 26236
Electrical ¦ LV Distribution ¦ Distribution Board ¦ Main | 1 | High | A | 18 | 2042 | 6 | 2 | 3 | 19608 | 30914
Electrical ¦ Lighting ¦ Internal ¦ General ¦ LED Fittings & Luminaires | 101 | Medium | B | 16 | 2040 | 5 | 3 | 3.2 | 29190 | 29755
Fire ¦ Fire Fighting ¦ Fire Extinguishers ¦ CO2 | 3 | Urgent | B | 1 | 2025 | 5 | 1 | 2.2 | 7858 | 1702
HVAC ¦ Fan ¦ Local and Special Ventilation ¦ Extract | 1 | Medium | B | 1 | 2025 | 5 | 3 | 3.2 | 29191 | 10232
HVAC ¦ Fan ¦ Local and Special Ventilation ¦ Extract | 1 | Medium | B | 1 | 2025 | 5 | 3 | 3.2 | 29192 | 10233
Controls ¦ Multi-System Controls ¦ Control Panel - Electrical Services (excluding Electrical Controllers and Pneumatic Relays) | 1 | Medium | B | 1 | 2025 | 5 | 3 | 3.2 | 29193 | 10234
Fabric ¦ Superstructure ¦ Windows and External Doors ¦ External Doors ¦ Entrance Doors | 1 | High | B | 21 | 2045 | 5 | 2 | 2.7 | 16557 | 32717
Fire ¦ Fire Detection ¦ Fire Alarm System | 1 | Urgent | B | 11 | 2035 | 5 | 1 | 2.2 | 7859 | 23859
Fabric ¦ Superstructure ¦ Windows and External Doors ¦ External Doors ¦ Manual and Automatic Doors ¦ Emergency and Panic Escape Doors | 1 | Urgent | B | 11 | 2035 | 5 | 1 | 2.2 | 7860 | 23860
Fabric ¦ Superstructure ¦ Windows and External Doors ¦ External Doors ¦ Manual and Automatic Doors ¦ Emergency and Panic Escape Doors | 1 | Urgent | B | 11 | 2035 | 5 | 1 | 2.2 | 7861 | 23861
Fabric ¦ Superstructure ¦ Windows and External Doors ¦ External Doors ¦ Entrance Doors | 1 | High | B | 11 | 2035 | 5 | 2 | 2.7 | 16558 | 24665
Fire ¦ Fire Detection ¦ Fire Alarm Panel / Repeater | 1 | Urgent | B | 10 | 2034 | 5 | 1 | 2.2 | 7862 | 22130
HVAC ¦ Heat Emitters - Local ¦ Gas Fired Natural and Fan Assisted Heaters | 1 | Medium | B | 5 | 2029 | 5 | 3 | 3.2 | 29194 | 15370
Fabric ¦ Superstructure ¦ Internal Doors ¦ Roller Shutters ¦ Internal Manual Roller Shutter | 1 | Medium | B | 21 | 2045 | 5 | 3 | 3.2 | 29195 | 32801
Water ¦ Local Hot Water ¦ Package Electric Water Heaters - Non-Drinking Water | 1 | Medium | B | 8 | 2032 | 5 | 3 | 3.2 | 29196 | 21091
HVAC ¦ Fan ¦ Local and Special Ventilation ¦ Ventilating - General | 1 | Medium | B | 5 | 2029 | 5 | 3 | 3.2 | 29197 | 15371
Fabric ¦ Superstructure ¦ Windows and External Doors ¦ External Doors ¦ Manual and Automatic Doors ¦ Auto / Powered Sliding Doors | 1 | High | B | 21 | 2045 | 5 | 2 | 2.7 | 16559 | 32718
HVAC ¦ Local Air Conditioning ¦ Single-Split Condenser - Split Systems/Heat Pumps - Air-cooled with Direct Expansion Evaporator (DX) | 1 | Medium | B | 1 | 2025 | 5 | 3 | 3.2 | 29198 | 10235
Electrical ¦ LV Distribution ¦ Distribution Board ¦ Sub | 1 | High | B | 1 | 2025 | 5 | 2 | 2.7 | 16560 | 4655
HVAC ¦ Fan ¦ Local and Special Ventilation ¦ Kitchen Vent ¦ Extract | 1 | Low | B | 11 | 2035 | 5 | 4 | 3.7 | 33404 | 25728
Controls ¦ Multi-System Controls ¦ Control Panel - Electrical Services (excluding Electrical Controllers and Pneumatic Relays) | 1 | Medium | B | 1 | 2025 | 5 | 3 | 3.2 | 29199 | 10236
Transport ¦ Lifts ¦ Disabled Lift ¦ Electric | 1 | High | B | 1 | 2025 | 5 | 2 | 2.7 | 16561 | 4656
Fabric ¦ Superstructure ¦ Windows and External Doors ¦ External Doors ¦ Entrance Doors | 1 | High | B | 11 | 2035 | 5 | 2 | 2.7 | 16562 | 24666
Fabric ¦ Superstructure ¦ Windows and External Doors ¦ External Doors ¦ Manual and Automatic Doors ¦ Emergency and Panic Escape Doors | 1 | Urgent | B | 15 | 2039 | 5 | 1 | 2.2 | 7863 | 27982
HVAC ¦ Fan ¦ Local and Special Ventilation ¦ Kitchen Vent ¦ Extract | 1 | Low | B | 1 | 2025 | 5 | 4 | 3.7 | 33405 | 12248
HVAC ¦ Central Heating (Internally Sourced) ¦ Boiler ¦ Electric Boilers | 1 | Medium | B | 1 | 2025 | 5 | 3 | 3.2 | 29200 | 10237
Fabric ¦ Superstructure ¦ Windows and External Doors ¦ Roller Shutters ¦ Electric Roller Shutter | 1 | High | B | 11 | 2035 | 5 | 2 | 2.7 | 16563 | 24667
Fabric ¦ Superstructure ¦ Windows and External Doors ¦ Roller Shutters ¦ Manual Roller Shutter | 1 | High | B | 10 | 2034 | 5 | 2 | 2.7 | 16564 | 22447
Electrical ¦ Lighting ¦ Internal ¦ General ¦ LED Fittings & Luminaires | 4 | Medium | B | 16 | 2040 | 5 | 3 | 3.2 | 29201 | 29756
Security ¦ Access ¦ Access Control ¦ Door ¦ Local Lock / Keypad / Manual | 1 | Medium | B | 12 | 2036 | 5 | 3 | 3.2 | 29202 | 26683
Electrical ¦ Lighting ¦ External ¦ General - LED | 4 | Medium | B | 7 | 2031 | 5 | 3 | 3.2 | 29203 | 20102
Electrical ¦ Lighting ¦ Internal ¦ General | 28 | Medium | B | 1 | 2025 | 5 | 3 | 3.2 | 29204 | 10238
Electrical ¦ Specialist Lighting ¦ Internal ¦ Illuminated Fire Exit Signage | 4 | Urgent | B | 1 | 2025 | 5 | 1 | 2.2 | 7864 | 1703
Fire ¦ Fire Fighting ¦ Fire Extinguishers ¦ Foam | 3 | Urgent | B | 6 | 2030 | 5 | 1 | 2.2 | 7865 | 16922
Electrical ¦ LV Distribution ¦ Distribution Board ¦ Sub | 1 | High | B | 12 | 2036 | 5 | 2 | 2.7 | 16565 | 26237
Fabric ¦ Superstructure ¦ Windows and External Doors ¦ Roller Shutters ¦ Electric Roller Shutter | 1 | High | B | 1 | 2025 | 5 | 2 | 2.7 | 16566 | 4657
Fabric ¦ Superstructure ¦ Windows and External Doors ¦ External Doors ¦ Entrance Doors | 1 | High | B | 20 | 2044 | 5 | 2 | 2.7 | 16567 | 31646
Electrical ¦ Lighting ¦ Internal ¦ General ¦ LED Fittings & Luminaires | 35 | Medium | B | 17 | 2041 | 5 | 3 | 3.2 | 29205 | 30545
Electrical ¦ Specialist Lighting ¦ Internal ¦ Illuminated Fire Exit Signage | 2 | Urgent | B | 10 | 2034 | 5 | 1 | 2.2 | 7866 | 22131
Electrical ¦ LV Distribution ¦ Distribution Board ¦ Sub | 1 | High | C | 1 | 2025 | 4 | 2 | 2.4 | 10686 | 2486
Electrical ¦ Specialist Lighting ¦ Internal ¦ Illuminated Fire Exit Signage | 2 | Urgent | B | 17 | 2041 | 5 | 1 | 2.2 | 7867 | 30193
Electrical ¦ Lighting ¦ Internal ¦ Emergency ¦ Self Contained ¦ LED | 14 | Urgent | B | 21 | 2045 | 5 | 1 | 2.2 | 7868 | 32329
Electrical ¦ Lighting ¦ Internal ¦ General ¦ LED Fittings & Luminaires | 17 | Medium | B | 16 | 2040 | 5 | 3 | 3.2 | 29206 | 29757
Electrical ¦ Lighting ¦ External ¦ General - Non-LED | 7 | Medium | B | 1 | 2025 | 5 | 3 | 3.2 | 29207 | 10239
Electrical ¦ Lighting ¦ Internal ¦ Emergency ¦ Self Contained ¦ LED | 13 | Urgent | B | 20 | 2044 | 5 | 1 | 2.2 | 7869 | 31538
Fabric ¦ Superstructure ¦ Windows and External Doors ¦ External Doors ¦ Manual and Automatic Doors ¦ Emergency and Panic Escape Doors | 1 | Urgent | A | 35 | 2059 | 6 | 1 | 2.5 | 10963 | 33878
Fabric ¦ Superstructure ¦ Windows and External Doors ¦ Roller Shutters ¦ Electric Roller Shutter | 1 | High | B | 17 | 2041 | 5 | 2 | 2.7 | 16568 | 30363
Fabric ¦ Superstructure ¦ Windows and External Doors ¦ Roller Shutters ¦ Manual Roller Shutter | 1 | High | B | 10 | 2034 | 5 | 2 | 2.7 | 16569 | 22448
Electrical ¦ Lighting ¦ Internal ¦ Emergency ¦ Self Contained ¦ Non LED | 3 | Urgent | B | 10 | 2034 | 5 | 1 | 2.2 | 7870 | 22132
Water ¦ Local Hot Water ¦ Package Electric Water Heaters - Non-Drinking Water | 1 | Medium | B | 6 | 2030 | 5 | 3 | 3.2 | 29208 | 18912
Fabric ¦ Superstructure ¦ Windows and External Doors ¦ External Doors ¦ Manual and Automatic Doors ¦ Emergency and Panic Escape Doors | 1 | Urgent | B | 20 | 2044 | 5 | 1 | 2.2 | 7871 | 31539
Fire ¦ Fire Fighting ¦ Fire Extinguishers ¦ CO2 | 3 | Urgent | B | 2 | 2026 | 5 | 1 | 2.2 | 7872 | 12743
Fabric ¦ Superstructure ¦ Windows and External Doors ¦ Roller Shutters ¦ Manual Roller Shutter | 1 | High | B | 8 | 2032 | 5 | 2 | 2.7 | 16570 | 20757
Electrical ¦ Lighting ¦ Internal ¦ General ¦ LED Fittings & Luminaires | 7 | Medium | B | 17 | 2041 | 5 | 3 | 3.2 | 29209 | 30546
Controls ¦ Multi-System Controls ¦ Control Panel - Electrical Services (excluding Electrical Controllers and Pneumatic Relays) | 1 | Medium | C | 1 | 2025 | 4 | 3 | 2.9 | 18877 | 5730
Electrical ¦ LV Distribution ¦ Distribution Board ¦ Sub | 1 | High | A | 18 | 2042 | 6 | 2 | 3 | 19609 | 30915
HVAC ¦ Heat Emitters - Local ¦ Electric Heaters | 4 | Medium | B | 1 | 2025 | 5 | 3 | 3.2 | 29210 | 10240
Electrical ¦ Lighting ¦ External ¦ General - LED | 3 | Medium | B | 8 | 2032 | 5 | 3 | 3.2 | 29211 | 21092
Electrical ¦ LV Distribution ¦ Distribution Board ¦ Main | 1 | High | CX | 1 | 2025 | 2 | 2 | 1.8 | 539 | 435
Fabric ¦ Superstructure ¦ Windows and External Doors ¦ External Doors ¦ Manual and Automatic Doors ¦ Emergency and Panic Escape Doors | 1 | Urgent | B | 21 | 2045 | 5 | 1 | 2.2 | 7873 | 32330
Fire ¦ Fire Fighting ¦ Fire Extinguishers ¦ Powder | 1 | Urgent | B | 6 | 2030 | 5 | 1 | 2.2 | 7874 | 16923
Fire ¦ Fire Fighting ¦ Fire Extinguishers ¦ CO2 | 1 | Urgent | B | 5 | 2029 | 5 | 1 | 2.2 | 7875 | 14463
Fabric ¦ Superstructure ¦ Windows and External Doors ¦ External Doors ¦ Manual and Automatic Doors ¦ High Security Door | 1 | High | B | 17 | 2041 | 5 | 2 | 2.7 | 16571 | 30364
HVAC ¦ Fan ¦ Local and Special Ventilation ¦ Extract | 1 | Medium | B | 1 | 2025 | 5 | 3 | 3.2 | 29212 | 10241
HVAC ¦ Fan ¦ Local and Special Ventilation ¦ Ventilating - General | 1 | Medium | B | 5 | 2029 | 5 | 3 | 3.2 | 29213 | 15372
Electrical ¦ LV Distribution ¦ Distribution Board ¦ Sub | 1 | High | D | 1 | 2025 | 3 | 2 | 2.1 | 1276 | 865
Fabric ¦ Superstructure ¦ Windows and External Doors ¦ Roller Shutters ¦ Electric Roller Shutter | 1 | High | B | 17 | 2041 | 5 | 2 | 2.7 | 16572 | 30365
Fire ¦ Fire Fighting ¦ Fire Extinguishers ¦ Foam | 7 | Urgent | B | 6 | 2030 | 5 | 1 | 2.2 | 7876 | 16924
Fire ¦ Fire Fighting ¦ Fire Extinguishers ¦ CO2 | 7 | Urgent | B | 2 | 2026 | 5 | 1 | 2.2 | 7877 | 12744
Fabric ¦ Superstructure ¦ Internal Doors ¦ Roller Shutters ¦ Internal Manual Roller Shutter | 1 | Medium | B | 1 | 2025 | 5 | 3 | 3.2 | 29214 | 10242
Fire ¦ Fire Fighting ¦ Fire Extinguishers ¦ CO2 | 2 | Urgent | B | 6 | 2030 | 5 | 1 | 2.2 | 7878 | 16925
Water ¦ Local Hot Water ¦ Package Electric Water Heaters - Non-Drinking Water | 1 | Medium | CX | 1 | 2025 | 2 | 3 | 2.3 | 10300 | 2220
Electrical ¦ Specialist Lighting ¦ Internal ¦ Illuminated Fire Exit Signage | 3 | Urgent | B | 6 | 2030 | 5 | 1 | 2.2 | 7879 | 16926
Fire ¦ Fire Fighting ¦ Fire Extinguishers ¦ CO2 | 3 | Urgent | B | 6 | 2030 | 5 | 1 | 2.2 | 7880 | 16927
Fire ¦ Fire Fighting ¦ Fire Extinguishers ¦ CO2 | 2 | Urgent | B | 2 | 2026 | 5 | 1 | 2.2 | 7881 | 12745
Fire ¦ Fire Fighting ¦ Fire Extinguishers ¦ CO2 | 1 | Urgent | B | 2 | 2026 | 5 | 1 | 2.2 | 7882 | 12746
Fabric ¦ Superstructure ¦ Windows and External Doors ¦ Roller Shutters ¦ Manual Roller Shutter | 1 | High | B | 15 | 2039 | 5 | 2 | 2.7 | 16573 | 28267
Electrical ¦ Lighting ¦ External ¦ General - LED | 3 | Medium | B | 7 | 2031 | 5 | 3 | 3.2 | 29215 | 20103
Fire ¦ Fire Fighting ¦ Fire Extinguishers ¦ CO2 | 5 | Urgent | B | 2 | 2026 | 5 | 1 | 2.2 | 7883 | 12747
Fire ¦ Fire Fighting ¦ Fire Extinguishers ¦ CO2 | 3 | Urgent | B | 1 | 2025 | 5 | 1 | 2.2 | 7884 | 1704
Fabric ¦ Superstructure ¦ Windows and External Doors ¦ External Doors ¦ Entrance Doors | 1 | High | B | 11 | 2035 | 5 | 2 | 2.7 | 16574 | 24668
Electrical ¦ Lighting ¦ Internal ¦ Emergency ¦ Self Contained ¦ LED | 7 | Urgent | B | 21 | 2045 | 5 | 1 | 2.2 | 7885 | 32331
Fire ¦ Fire Fighting ¦ Fire Extinguishers ¦ Foam | 5 | Urgent | B | 6 | 2030 | 5 | 1 | 2.2 | 7886 | 16928
Fire ¦ Fire Fighting ¦ Fire Extinguishers ¦ CO2 | 5 | Urgent | B | 2 | 2026 | 5 | 1 | 2.2 | 7887 | 12748
Fire ¦ Fire Fighting ¦ Fire Extinguishers ¦ CO2 | 3 | Urgent | B | 1 | 2025 | 5 | 1 | 2.2 | 7888 | 1705
HVAC ¦ Central Air Conditioning ¦ Air Conditioning ¦ Multi-Split Condenser - DX Split Systems (With Gas, Electric or Hot Water Heaters) | 1 | Medium | B | 1 | 2025 | 5 | 3 | 3.2 | 29216 | 10243
Electrical ¦ LV Distribution ¦ Distribution Board ¦ Main | 1 | High | B | 3 | 2027 | 5 | 2 | 2.7 | 16575 | 13385
Fabric ¦ Superstructure ¦ Internal Doors ¦ Roller Shutters ¦ Electric Roller Shutter | 1 | Medium | C | 1 | 2025 | 4 | 3 | 2.9 | 18878 | 5731
Electrical ¦ Specialist Lighting ¦ Internal ¦ Illuminated Fire Exit Signage | 8 | Urgent | B | 16 | 2040 | 5 | 1 | 2.2 | 7889 | 28952
Electrical ¦ LV Distribution ¦ Distribution Board ¦ Sub | 1 | High | C | 1 | 2025 | 4 | 2 | 2.4 | 10687 | 2487
Electrical ¦ LV Distribution ¦ Distribution Board ¦ Sub | 1 | High | B | 12 | 2036 | 5 | 2 | 2.7 | 16576 | 26238
Fabric ¦ Superstructure ¦ Windows and External Doors ¦ Roller Shutters ¦ Electric Roller Shutter | 1 | High | C | 17 | 2041 | 4 | 2 | 2.4 | 10688 | 30268
Transport ¦ Lifts ¦ Disabled Lift ¦ Electric | 1 | High | B | 1 | 2025 | 5 | 2 | 2.7 | 16577 | 4658
Fire ¦ Fire Detection ¦ Fire Alarm System | 1 | Urgent | B | 11 | 2035 | 5 | 1 | 2.2 | 7890 | 23862
Electrical ¦ Specialist Lighting ¦ Internal ¦ Illuminated Fire Exit Signage | 4 | Urgent | B | 12 | 2036 | 5 | 1 | 2.2 | 7891 | 26082
Electrical ¦ LV Distribution ¦ Distribution Board ¦ Sub | 1 | High | B | 12 | 2036 | 5 | 2 | 2.7 | 16578 | 26239
Fabric ¦ Superstructure ¦ Windows and External Doors ¦ Roller Shutters ¦ Manual Roller Shutter | 1 | High | D | 10 | 2034 | 3 | 2 | 2.1 | 1277 | 21968
HVAC ¦ Central Heating (Internally Sourced) ¦ Boiler ¦ Atmospheric Gas Burner/Condensing Combination Boiler (domestic type) | 1 | High | B | 7 | 2031 | 5 | 2 | 2.7 | 16579 | 19678
HVAC ¦ Fan ¦ Local and Special Ventilation ¦ Kitchen Vent ¦ Extract | 1 | Low | B | 14 | 2038 | 5 | 4 | 3.7 | 33406 | 27701
Fabric ¦ Superstructure ¦ Windows and External Doors ¦ Roller Shutters ¦ Manual Roller Shutter | 1 | High | B | 5 | 2029 | 5 | 2 | 2.7 | 16580 | 14721
Water ¦ Local Hot Water ¦ Package Electric Water Heaters - Non-Drinking Water | 1 | Medium | B | 2 | 2026 | 5 | 3 | 3.2 | 29217 | 13167
HVAC ¦ Central Heating (Internally Sourced) ¦ Boiler ¦ Electric Boilers | 1 | Medium | B | 3 | 2027 | 5 | 3 | 3.2 | 29218 | 13631
Electrical ¦ Lighting ¦ Internal ¦ General | 50 | Medium | B | 10 | 2034 | 5 | 3 | 3.2 | 29219 | 23048
Fabric ¦ Superstructure ¦ Windows and External Doors ¦ External Windows ¦ Roller Shutters ¦ External Window Shutters ¦ Manual | 1 | Medium | C | 1 | 2025 | 4 | 3 | 2.9 | 18879 | 5732
Electrical ¦ Lighting ¦ Internal ¦ General ¦ LED Fittings & Luminaires | 54 | Medium | B | 16 | 2040 | 5 | 3 | 3.2 | 29220 | 29758
Electrical ¦ LV Distribution ¦ Distribution Board ¦ Sub | 1 | High | B | 6 | 2030 | 5 | 2 | 2.7 | 16581 | 17783
Electrical ¦ LV Distribution ¦ Distribution Board ¦ Sub | 1 | High | B | 18 | 2042 | 5 | 2 | 2.7 | 16582 | 30867
Fabric ¦ Superstructure ¦ Internal Doors ¦ Roller Shutters ¦ Internal Manual Roller Shutter | 1 | Medium | B | 21 | 2045 | 5 | 3 | 3.2 | 29221 | 32802
Electrical ¦ Specialist Lighting ¦ Internal ¦ Illuminated Fire Exit Signage | 1 | Urgent | B | 12 | 2036 | 5 | 1 | 2.2 | 7892 | 26083
Electrical ¦ LV Distribution ¦ Distribution Board ¦ Main | 1 | High | B | 10 | 2034 | 5 | 2 | 2.7 | 16583 | 22449
Fabric ¦ Superstructure ¦ Windows and External Doors ¦ Roller Shutters ¦ Electric Roller Shutter | 1 | High | B | 18 | 2042 | 5 | 2 | 2.7 | 16584 | 30868
Fabric ¦ Superstructure ¦ Windows and External Doors ¦ External Doors ¦ Manual and Automatic Doors ¦ Emergency and Panic Escape Doors | 1 | Urgent | B | 11 | 2035 | 5 | 1 | 2.2 | 7893 | 23863
Electrical ¦ Lighting ¦ Internal ¦ Emergency ¦ Self Contained ¦ LED | 3 | Urgent | B | 22 | 2046 | 5 | 1 | 2.2 | 7894 | 32966
Fire ¦ Fire Fighting ¦ Fire Extinguishers ¦ CO2 | 2 | Urgent | B | 6 | 2030 | 5 | 1 | 2.2 | 7895 | 16929
Electrical ¦ Lighting ¦ Internal ¦ Emergency ¦ Externally Powered ¦ Non LED | 8 | Urgent | B | 1 | 2025 | 5 | 1 | 2.2 | 7896 | 1706
HVAC ¦ Local Air Conditioning ¦ Single-Split Evaporator - Split Systems/Heat Pumps - Air-cooled with Direct Expansion Evaporator (DX) | 1 | Medium | B | 1 | 2025 | 5 | 3 | 3.2 | 29222 | 10244
HVAC ¦ Fan ¦ Central Ventilation Systems ¦ Ventilating - General | 1 | Low | B | 1 | 2025 | 5 | 4 | 3.7 | 33407 | 12249
Fabric ¦ Superstructure ¦ Windows and External Doors ¦ External Doors ¦ Manual and Automatic Doors ¦ High Security Door | 1 | High | B | 29 | 2053 | 5 | 2 | 2.7 | 16585 | 33659
Fabric ¦ Superstructure ¦ Windows and External Doors ¦ Roller Shutters ¦ Electric Roller Shutter | 1 | High | B | 10 | 2034 | 5 | 2 | 2.7 | 16586 | 22450
Fire ¦ Fire Fighting ¦ Fire Extinguishers ¦ Foam | 6 | Urgent | B | 2 | 2026 | 5 | 1 | 2.2 | 7897 | 12749
HVAC ¦ Fan ¦ Local and Special Ventilation ¦ Extract | 1 | Medium | B | 7 | 2031 | 5 | 3 | 3.2 | 29223 | 20104
Fire ¦ Fire Fighting ¦ Fire Extinguishers ¦ Foam | 3 | Urgent | B | 6 | 2030 | 5 | 1 | 2.2 | 7898 | 16930
Electrical ¦ Lighting ¦ Internal ¦ Emergency ¦ Self Contained ¦ LED | 1 | Urgent | B | 20 | 2044 | 5 | 1 | 2.2 | 7899 | 31540
Electrical ¦ Lighting ¦ Internal ¦ General ¦ LED Fittings & Luminaires | 26 | Medium | B | 15 | 2039 | 5 | 3 | 3.2 | 29224 | 28499
HVAC ¦ Fan ¦ Central Ventilation Systems ¦ Ventilating - General | 1 | Low | B | 1 | 2025 | 5 | 4 | 3.7 | 33408 | 12250
Electrical ¦ LV Distribution ¦ Distribution Board ¦ Main | 1 | High | B | 10 | 2034 | 5 | 2 | 2.7 | 16587 | 22451
Fabric ¦ Superstructure ¦ Windows and External Doors ¦ External Doors ¦ Manual and Automatic Doors ¦ Auto / Powered Sliding Doors | 1 | High | B | 11 | 2035 | 5 | 2 | 2.7 | 16588 | 24669
HVAC ¦ Fan ¦ Central Ventilation Systems ¦ Extract | 1 | Medium | B | 1 | 2025 | 5 | 3 | 3.2 | 29225 | 10245
Fabric ¦ Superstructure ¦ Windows and External Doors ¦ Roller Shutters ¦ Manual Roller Shutter | 1 | High | D | 1 | 2025 | 3 | 2 | 2.1 | 1278 | 866
Electrical ¦ Specialist Lighting ¦ Internal ¦ Illuminated Fire Exit Signage | 5 | Urgent | B | 17 | 2041 | 5 | 1 | 2.2 | 7900 | 30194
Electrical ¦ Lighting ¦ Internal ¦ General | 27 | Medium | B | 6 | 2030 | 5 | 3 | 3.2 | 29226 | 18913
HVAC ¦ Central Air Conditioning ¦ Air Conditioning ¦ Multi-Split Condenser - Split Systems/Heat Pumps - Air-cooled with Direct Expansion Evaporator (DX) | 1 | Medium | B | 1 | 2025 | 5 | 3 | 3.2 | 29227 | 10246
Electrical ¦ LV Distribution ¦ Distribution Board ¦ Sub | 1 | High | B | 12 | 2036 | 5 | 2 | 2.7 | 16589 | 26240
Electrical ¦ Lighting ¦ Internal ¦ General | 32 | Medium | B | 17 | 2041 | 5 | 3 | 3.2 | 29228 | 30547
HVAC ¦ Ductwork ¦ Ductwork, Fittings and Ancillaries ¦ Central Ventilation Systems ¦ Fire Dampers ¦ Fusible Link | 1 | Urgent | B | 1 | 2025 | 5 | 1 | 2.2 | 7901 | 1707
Fabric ¦ Superstructure ¦ Windows and External Doors ¦ External Doors ¦ Entrance Doors | 1 | High | B | 25 | 2049 | 5 | 2 | 2.7 | 16590 | 33423
Electrical ¦ Lighting ¦ Internal ¦ Emergency ¦ Self Contained ¦ LED | 4 | Urgent | C | 17 | 2041 | 4 | 1 | 1.9 | 723 | 29979
Electrical ¦ LV Distribution ¦ Distribution Board ¦ Main | 1 | High | B | 15 | 2039 | 5 | 2 | 2.7 | 16591 | 28268
Controls ¦ Multi-System Controls ¦ Control Panel - Electrical Services (excluding Electrical Controllers and Pneumatic Relays) | 1 | Medium | B | 2 | 2026 | 5 | 3 | 3.2 | 29229 | 13168
Fabric ¦ Superstructure ¦ Windows and External Doors ¦ External Doors ¦ Manual and Automatic Doors ¦ Emergency and Panic Escape Doors | 1 | Urgent | B | 11 | 2035 | 5 | 1 | 2.2 | 7902 | 23864
Fabric ¦ Superstructure ¦ Windows and External Doors ¦ Roller Shutters ¦ Electric Roller Shutter | 1 | High | B | 5 | 2029 | 5 | 2 | 2.7 | 16592 | 14722
Electrical ¦ Specialist Lighting ¦ Internal ¦ Illuminated Fire Exit Signage | 1 | Urgent | B | 16 | 2040 | 5 | 1 | 2.2 | 7903 | 28953
HVAC ¦ Central Air Conditioning ¦ Air Conditioning ¦ Multi-Split Evaporator - Split Systems/Heat Pumps - Air-cooled with Direct Expansion Evaporator (DX) | 1 | Medium | B | 9 | 2033 | 5 | 3 | 3.2 | 29230 | 21842
Electrical ¦ LV Distribution ¦ Distribution Board ¦ Sub | 1 | High | B | 12 | 2036 | 5 | 2 | 2.7 | 16593 | 26241
Electrical ¦ LV Distribution ¦ Distribution Board ¦ Sub | 1 | High | B | 1 | 2025 | 5 | 2 | 2.7 | 16594 | 4659
HVAC ¦ Fan ¦ Central Ventilation Systems ¦ Extract | 1 | Medium | B | 1 | 2025 | 5 | 3 | 3.2 | 29231 | 10247
Electrical ¦ Specialist Lighting ¦ Internal ¦ Illuminated Fire Exit Signage | 1 | Urgent | B | 6 | 2030 | 5 | 1 | 2.2 | 7904 | 16931
Water ¦ Local Hot Water ¦ Instantaneous Electric Water Heater - Non-Drinking Water | 1 | Medium | B | 5 | 2029 | 5 | 3 | 3.2 | 29232 | 15373
Fabric ¦ Superstructure ¦ Windows and External Doors ¦ External Doors ¦ Manual and Automatic Doors ¦ Emergency and Panic Escape Doors | 1 | Urgent | B | 20 | 2044 | 5 | 1 | 2.2 | 7905 | 31541
HVAC ¦ Central Heating (Internally Sourced) ¦ Burner ¦ Forced draft gas burner | 1 | Medium | B | 1 | 2025 | 5 | 3 | 3.2 | 29233 | 10248
Fire ¦ Fire Detection ¦ Fire Alarm System | 1 | Urgent | A | 13 | 2037 | 6 | 1 | 2.5 | 10964 | 26925
HVAC ¦ Heat Emitters - Local ¦ Electric Heaters | 3 | Medium | C | 1 | 2025 | 4 | 3 | 2.9 | 18880 | 5733
Fire ¦ Fire Fighting ¦ Fire Extinguishers ¦ Powder | 5 | Urgent | B | 6 | 2030 | 5 | 1 | 2.2 | 7906 | 16932
Transport ¦ Lifts ¦ Passenger Lift electric ¦ Electric | 1 | Medium | C | 1 | 2025 | 4 | 3 | 2.9 | 18881 | 5734
Fabric ¦ Superstructure ¦ Internal Doors ¦ Roller Shutters ¦ Internal Manual Roller Shutter | 1 | Medium | B | 1 | 2025 | 5 | 3 | 3.2 | 29234 | 10249
Fire ¦ Fire Detection ¦ Fire Alarm Panel / Repeater | 1 | Urgent | B | 7 | 2031 | 5 | 1 | 2.2 | 7907 | 19453
Fire ¦ Fire Detection ¦ Fire Alarm System | 1 | Urgent | B | 11 | 2035 | 5 | 1 | 2.2 | 7908 | 23865
Water ¦ Local Hot Water ¦ Package Electric Water Heaters - Non-Drinking Water | 1 | Medium | B | 4 | 2028 | 5 | 3 | 3.2 | 29235 | 14203
Electrical ¦ LV Distribution ¦ Distribution Board ¦ Main | 1 | High | B | 1 | 2025 | 5 | 2 | 2.7 | 16595 | 4660
Fabric ¦ Superstructure ¦ Windows and External Doors ¦ External Doors ¦ Manual and Automatic Doors ¦ Emergency and Panic Escape Doors | 1 | Urgent | B | 1 | 2025 | 5 | 1 | 2.2 | 7909 | 1708
Electrical ¦ Lighting ¦ Internal ¦ Emergency ¦ Self Contained ¦ LED | 6 | Urgent | B | 21 | 2045 | 5 | 1 | 2.2 | 7910 | 32332
Electrical ¦ Lighting ¦ External ¦ General - LED | 11 | Medium | B | 7 | 2031 | 5 | 3 | 3.2 | 29236 | 20105
Fabric ¦ Superstructure ¦ Windows and External Doors ¦ Roller Shutters ¦ Manual Roller Shutter | 1 | High | C | 10 | 2034 | 4 | 2 | 2.4 | 10689 | 22196
Electrical ¦ LV Distribution ¦ Distribution Board ¦ Main | 1 | High | B | 10 | 2034 | 5 | 2 | 2.7 | 16596 | 22452
Fire ¦ Fire Fighting ¦ Fire Extinguishers ¦ CO2 | 3 | Urgent | B | 2 | 2026 | 5 | 1 | 2.2 | 7911 | 12750
Water ¦ Local Hot Water ¦ Package Electric Water Heaters - Non-Drinking Water | 1 | Medium | D | 6 | 2030 | 3 | 3 | 2.6 | 11210 | 17347
Fire ¦ Fire Fighting ¦ Fire Extinguishers ¦ CO2 | 2 | Urgent | B | 6 | 2030 | 5 | 1 | 2.2 | 7912 | 16933
Water ¦ Local Hot Water ¦ Package Electric Water Heaters - Non-Drinking Water | 1 | Medium | B | 8 | 2032 | 5 | 3 | 3.2 | 29237 | 21093
Fabric ¦ Superstructure ¦ Windows and External Doors ¦ Roller Shutters ¦ Manual Roller Shutter | 1 | High | B | 11 | 2035 | 5 | 2 | 2.7 | 16597 | 24670
Fabric ¦ Superstructure ¦ Windows and External Doors ¦ Roller Shutters ¦ Electric Roller Shutter | 1 | High | B | 17 | 2041 | 5 | 2 | 2.7 | 16598 | 30366
Electrical ¦ Specialist Lighting ¦ Internal ¦ Illuminated Fire Exit Signage | 3 | Urgent | B | 16 | 2040 | 5 | 1 | 2.2 | 7913 | 28954
HVAC ¦ Heat Emitters - Local ¦ Gas Fired Natural and Fan Assisted Heaters | 1 | Medium | B | 1 | 2025 | 5 | 3 | 3.2 | 29238 | 10250
Electrical ¦ Lighting ¦ Internal ¦ General ¦ LED Fittings & Luminaires | 17 | Medium | B | 12 | 2036 | 5 | 3 | 3.2 | 29239 | 26684
Electrical ¦ Lighting ¦ External ¦ General - LED | 4 | Medium | B | 7 | 2031 | 5 | 3 | 3.2 | 29240 | 20106
Fire ¦ Fire Fighting ¦ Fire Blanket | 1 | Urgent | B | 4 | 2028 | 5 | 1 | 2.2 | 7914 | 13859
Lightning Protection ¦ System | 1 | High | B | 6 | 2030 | 5 | 2 | 2.7 | 16599 | 17784
Water ¦ Local Hot Water ¦ Package Electric Water Heaters - Non-Drinking Water | 1 | Medium | A | 11 | 2035 | 6 | 3 | 3.5 | 32593 | 25718
Fabric ¦ Superstructure ¦ Windows and External Doors ¦ External Doors ¦ Manual and Automatic Doors ¦ Emergency and Panic Escape Doors | 1 | Urgent | C | 23 | 2047 | 4 | 1 | 1.9 | 724 | 33061
HVAC ¦ Heat Emitters - Local ¦ Electric Overdoor Air Curtain/Heater | 1 | Medium | B | 1 | 2025 | 5 | 3 | 3.2 | 29241 | 10251
Fabric ¦ Superstructure ¦ Windows and External Doors ¦ External Doors ¦ Entrance Doors | 1 | High | B | 6 | 2030 | 5 | 2 | 2.7 | 16600 | 17785
Fabric ¦ Superstructure ¦ Windows and External Doors ¦ External Doors ¦ Manual and Automatic Doors ¦ Emergency and Panic Escape Doors | 1 | Urgent | B | 29 | 2053 | 5 | 1 | 2.2 | 7915 | 33643
Electrical ¦ LV Distribution ¦ Distribution Board ¦ Sub | 1 | High | CX | 1 | 2025 | 2 | 2 | 1.8 | 540 | 436
Electrical ¦ LV Distribution ¦ Distribution Board ¦ Sub | 1 | High | B | 1 | 2025 | 5 | 2 | 2.7 | 16601 | 4661
Electrical ¦ LV Distribution ¦ Distribution Board ¦ Main | 1 | High | D | 1 | 2025 | 3 | 2 | 2.1 | 1279 | 867
HVAC ¦ Local and Special Ventilation ¦ Unit extract fans. | 1 | Medium | DX | 1 | 2025 | 1 | 3 | 2 | 954 | 652
HVAC ¦ Fan ¦ Local and Special Ventilation ¦ Fans Window or Wall Mounted | 1 | Medium | B | 10 | 2034 | 5 | 3 | 3.2 | 29242 | 23049
Electrical ¦ LV Distribution ¦ Distribution Board ¦ Sub | 1 | High | B | 1 | 2025 | 5 | 2 | 2.7 | 16602 | 4662
HVAC ¦ Local Air Conditioning ¦ Single-Split Condenser - Split Systems/Heat Pumps - Air-cooled with Direct Expansion Evaporator (DX) | 1 | Medium | B | 1 | 2025 | 5 | 3 | 3.2 | 29243 | 10252
HVAC ¦ Fan ¦ Local and Special Ventilation ¦ Axial | 1 | Medium | B | 1 | 2025 | 5 | 3 | 3.2 | 29244 | 10253
Controls ¦ Multi-System Controls ¦ Control Panel - Electrical Services (excluding Electrical Controllers and Pneumatic Relays) | 1 | Medium | B | 1 | 2025 | 5 | 3 | 3.2 | 29245 | 10254
HVAC ¦ Fan ¦ Local and Special Ventilation ¦ Fans Window or Wall Mounted | 1 | Medium | B | 10 | 2034 | 5 | 3 | 3.2 | 29246 | 23050
HVAC ¦ Local and Special Ventilation ¦ Unit extract fans. | 1 | Medium | DX | 1 | 2025 | 1 | 3 | 2 | 955 | 653
Fabric ¦ Superstructure ¦ Windows and External Doors ¦ External Doors ¦ Entrance Doors | 1 | High | B | 6 | 2030 | 5 | 2 | 2.7 | 16603 | 17786
HVAC ¦ Fan ¦ Central Heating ¦ Axial | 1 | High | B | 1 | 2025 | 5 | 2 | 2.7 | 16604 | 4663
Water ¦ Local Hot Water ¦ Instantaneous Electric Water Heater - Non-Drinking Water | 1 | Medium | B | 10 | 2034 | 5 | 3 | 3.2 | 29247 | 23051
Fabric ¦ Superstructure ¦ Windows and External Doors ¦ External Doors ¦ Manual and Automatic Doors ¦ Emergency and Panic Escape Doors | 1 | Urgent | B | 33 | 2057 | 5 | 1 | 2.2 | 7916 | 33840
Water ¦ Local Hot Water ¦ Electric Water Heater - Drinking Water ¦ Instantaneous Potable Combination Hot, Chilled and Carbonated Water Tap (Non-Fluorinated Gas) | 1 | Low | B | 10 | 2034 | 5 | 4 | 3.7 | 33409 | 23223
Water ¦ Local Hot Water ¦ Instantaneous Electric Water Heater - Non-Drinking Water | 1 | Medium | B | 15 | 2039 | 5 | 3 | 3.2 | 29248 | 28500
Fabric ¦ Superstructure ¦ Internal Doors ¦ Roller Shutters ¦ Internal Manual Roller Shutter | 1 | Medium | B | 8 | 2032 | 5 | 3 | 3.2 | 29249 | 21094
HVAC ¦ Local and Special Ventilation ¦ Unit extract fans. | 1 | Medium | B | 1 | 2025 | 5 | 3 | 3.2 | 29250 | 10255
Fabric ¦ Superstructure ¦ Windows and External Doors ¦ External Doors ¦ Manual and Automatic Doors ¦ Emergency and Panic Escape Doors | 1 | Urgent | B | 6 | 2030 | 5 | 1 | 2.2 | 7917 | 16934
Fire ¦ Fire Fighting ¦ Fire Extinguishers ¦ Powder | 1 | Urgent | B | 7 | 2031 | 5 | 1 | 2.2 | 7918 | 19454
Electrical ¦ Lighting ¦ Internal ¦ Emergency ¦ Self Contained ¦ Non LED | 16 | Urgent | B | 23 | 2047 | 5 | 1 | 2.2 | 7919 | 33134
Electrical ¦ Lighting ¦ Internal ¦ General | 5 | Medium | C | 1 | 2025 | 4 | 3 | 2.9 | 18882 | 5735
HVAC ¦ Central Air Conditioning ¦ Air Conditioning ¦ Multi-Split Condenser - Split Systems/Heat Pumps - Air-cooled with Direct Expansion Evaporator (DX) | 1 | Medium | B | 5 | 2029 | 5 | 3 | 3.2 | 29251 | 15374
HVAC ¦ Local and Special Ventilation ¦ Unit extract fans. | 1 | Medium | D | 1 | 2025 | 3 | 3 | 2.6 | 11211 | 2693
Fabric ¦ Superstructure ¦ Windows and External Doors ¦ Roller Shutters ¦ Manual Roller Shutter | 1 | High | C | 1 | 2025 | 4 | 2 | 2.4 | 10690 | 2488
Fabric ¦ Superstructure ¦ Windows and External Doors ¦ External Doors ¦ Manual and Automatic Doors ¦ Emergency and Panic Escape Doors | 1 | Urgent | B | 29 | 2053 | 5 | 1 | 2.2 | 7920 | 33644
Security ¦ Access ¦ Access Control ¦ Door ¦ Local Lock / Keypad / Manual | 1 | Medium | B | 10 | 2034 | 5 | 3 | 3.2 | 29252 | 23052
Fire ¦ Fire Fighting ¦ Fire Extinguishers ¦ Foam | 2 | Urgent | B | 9 | 2033 | 5 | 1 | 2.2 | 7921 | 21431
Electrical ¦ LV Distribution ¦ Distribution Board ¦ Sub | 1 | High | D | 1 | 2025 | 3 | 2 | 2.1 | 1280 | 868
HVAC ¦ Local and Special Ventilation ¦ Unit extract fans. | 1 | Medium | D | 1 | 2025 | 3 | 3 | 2.6 | 11212 | 2694
Fabric ¦ Superstructure ¦ Windows and External Doors ¦ External Doors ¦ Manual and Automatic Doors ¦ High Security Door | 1 | High | B | 6 | 2030 | 5 | 2 | 2.7 | 16605 | 17787
Fabric ¦ Superstructure ¦ Windows and External Doors ¦ External Doors ¦ Entrance Doors | 1 | High | B | 6 | 2030 | 5 | 2 | 2.7 | 16606 | 17788
Security ¦ Access ¦ Access Control ¦ Gate Access - Local Lock / Keypad / Manual (External) | 1 | Medium | B | 1 | 2025 | 5 | 3 | 3.2 | 29253 | 10256
Water ¦ Local Hot Water ¦ Instantaneous Electric Water Heater - Non-Drinking Water | 1 | Medium | CX | 1 | 2025 | 2 | 3 | 2.3 | 10301 | 2221
Fabric ¦ Superstructure ¦ Windows and External Doors ¦ External Doors ¦ Manual and Automatic Doors ¦ Emergency and Panic Escape Doors | 1 | Urgent | B | 6 | 2030 | 5 | 1 | 2.2 | 7922 | 16935
Fabric ¦ Superstructure ¦ Windows and External Doors ¦ External Doors ¦ Manual and Automatic Doors ¦ Auto / Powered Sliding Doors | 1 | High | B | 30 | 2054 | 5 | 2 | 2.7 | 16607 | 33723
Fire ¦ Fire Fighting ¦ Fire Extinguishers ¦ CO2 | 2 | Urgent | B | 5 | 2029 | 5 | 1 | 2.2 | 7923 | 14464
Fire ¦ Fire Fighting ¦ Fire Extinguishers ¦ Foam | 3 | Urgent | B | 9 | 2033 | 5 | 1 | 2.2 | 7924 | 21432
Electrical ¦ LV Distribution ¦ Distribution Board ¦ Sub | 1 | High | B | 6 | 2030 | 5 | 2 | 2.7 | 16608 | 17789
Water ¦ Local Hot Water ¦ Instantaneous Electric Water Heater - Non-Drinking Water | 1 | Medium | B | 1 | 2025 | 5 | 3 | 3.2 | 29254 | 10257
Fire ¦ Fire Detection ¦ Fire Alarm System | 1 | Urgent | B | 10 | 2034 | 5 | 1 | 2.2 | 7925 | 22133
HVAC ¦ Fan ¦ Central Air Conditioning ¦ Extract | 1 | Medium | B | 1 | 2025 | 5 | 3 | 3.2 | 29255 | 10258
Electrical ¦ LV Distribution ¦ Distribution Board ¦ Sub | 1 | High | B | 15 | 2039 | 5 | 2 | 2.7 | 16609 | 28269
HVAC ¦ Fan ¦ Local and Special Ventilation ¦ Fans Window or Wall Mounted | 1 | Medium | B | 10 | 2034 | 5 | 3 | 3.2 | 29256 | 23053
HVAC ¦ Fan ¦ Smoke Extract | 1 | Urgent | B | 1 | 2025 | 5 | 1 | 2.2 | 7926 | 1709
Fire ¦ Fire Fighting ¦ Fire Extinguishers ¦ CO2 | 1 | Urgent | B | 5 | 2029 | 5 | 1 | 2.2 | 7927 | 14465
Fire ¦ Fire Fighting ¦ Fire Extinguishers ¦ Water Mist - P50 | 1 | Urgent | B | 9 | 2033 | 5 | 1 | 2.2 | 7928 | 21433
Fire ¦ Fire Fighting ¦ Fire Extinguishers ¦ CO2 | 3 | Urgent | B | 7 | 2031 | 5 | 1 | 2.2 | 7929 | 19455
HVAC ¦ Fan ¦ Local and Special Ventilation ¦ Kitchen Vent ¦ Ventilating - General | 1 | Medium | B | 3 | 2027 | 5 | 3 | 3.2 | 29257 | 13632
Fabric ¦ Superstructure ¦ Windows and External Doors ¦ External Doors ¦ Manual and Automatic Doors ¦ Emergency and Panic Escape Doors | 1 | Urgent | B | 16 | 2040 | 5 | 1 | 2.2 | 7930 | 28955
HVAC ¦ Fan ¦ Local and Special Ventilation ¦ Axial | 1 | Medium | B | 1 | 2025 | 5 | 3 | 3.2 | 29258 | 10259
Electrical ¦ Lighting ¦ Internal ¦ Emergency ¦ Self Contained ¦ Non LED | 13 | Urgent | B | 22 | 2046 | 5 | 1 | 2.2 | 7931 | 32967
Fabric ¦ Superstructure ¦ Windows and External Doors ¦ External Windows ¦ Roller Shutters ¦ External Window Shutters ¦ Manual | 1 | Medium | B | 1 | 2025 | 5 | 3 | 3.2 | 29259 | 10260
HVAC ¦ Fan ¦ Local and Special Ventilation ¦ Axial | 1 | Medium | B | 1 | 2025 | 5 | 3 | 3.2 | 29260 | 10261
Fire ¦ Fire Fighting ¦ Fire Extinguishers ¦ Foam | 7 | Urgent | B | 9 | 2033 | 5 | 1 | 2.2 | 7932 | 21434
Fire ¦ Fire Fighting ¦ Fire Extinguishers ¦ Foam | 2 | Urgent | A | 8 | 2032 | 6 | 1 | 2.5 | 10965 | 20660
Fire ¦ Fire Fighting ¦ Fire Extinguishers ¦ Powder | 2 | Urgent | B | 8 | 2032 | 5 | 1 | 2.2 | 7933 | 20540
HVAC ¦ Central Heating (Internally Sourced) ¦ Boiler ¦ Boilers LTHW Commercial | 1 | Medium | D | 1 | 2025 | 3 | 3 | 2.6 | 11213 | 2695
HVAC ¦ Heat Emitters - Local ¦ Gas Fired Unit Heaters | 1 | Medium | B | 1 | 2025 | 5 | 3 | 3.2 | 29261 | 10262
Fabric ¦ Superstructure ¦ Windows and External Doors ¦ External Doors ¦ Entrance Doors | 1 | High | C | 6 | 2030 | 4 | 2 | 2.4 | 10691 | 17336
Fabric ¦ Superstructure ¦ Windows and External Doors ¦ External Doors ¦ Manual and Automatic Doors ¦ Emergency and Panic Escape Doors | 1 | Urgent | B | 21 | 2045 | 5 | 1 | 2.2 | 7934 | 32333
Controls ¦ Multi-System Controls ¦ Multi-Input Controllers | 1 | Medium | B | 1 | 2025 | 5 | 3 | 3.2 | 29262 | 10263
Fabric ¦ Superstructure ¦ Windows and External Doors ¦ External Doors ¦ Manual and Automatic Doors ¦ Emergency and Panic Escape Doors | 1 | Urgent | B | 30 | 2054 | 5 | 1 | 2.2 | 7935 | 33690
HVAC ¦ Central Heating (Internally Sourced) ¦ Burner ¦ Blown gas burner | 1 | Medium | B | 5 | 2029 | 5 | 3 | 3.2 | 29263 | 15375
Electrical ¦ Specialist Lighting ¦ Internal ¦ Illuminated Fire Exit Signage | 3 | Urgent | B | 10 | 2034 | 5 | 1 | 2.2 | 7936 | 22134
Electrical ¦ Lighting ¦ Internal ¦ General | 4 | Medium | B | 1 | 2025 | 5 | 3 | 3.2 | 29264 | 10264
HVAC ¦ Local and Special Ventilation ¦ Unit extract fans. | 1 | Medium | DX | 1 | 2025 | 1 | 3 | 2 | 956 | 654
Electrical ¦ Lighting ¦ Internal ¦ Emergency ¦ Self Contained ¦ Non LED | 8 | Urgent | B | 15 | 2039 | 5 | 1 | 2.2 | 7937 | 27983
Fire ¦ Fire Fighting ¦ Fire Extinguishers ¦ Foam | 3 | Urgent | B | 5 | 2029 | 5 | 1 | 2.2 | 7938 | 14466
Fabric ¦ Superstructure ¦ Internal Doors ¦ Roller Shutters ¦ Internal Manual Roller Shutter | 1 | Medium | B | 1 | 2025 | 5 | 3 | 3.2 | 29265 | 10265
HVAC ¦ Fan ¦ Local and Special Ventilation ¦ Axial | 1 | Medium | B | 1 | 2025 | 5 | 3 | 3.2 | 29266 | 10266
HVAC ¦ Heat Emitters - Local ¦ Gas Fired Natural and Fan Assisted Heaters | 1 | Medium | B | 1 | 2025 | 5 | 3 | 3.2 | 29267 | 10267
Fire ¦ Fire Detection ¦ Fire Alarm Panel / Repeater | 1 | Urgent | B | 1 | 2025 | 5 | 1 | 2.2 | 7939 | 1710
HVAC ¦ Local and Special Ventilation ¦ Unit extract fans. | 1 | Medium | B | 5 | 2029 | 5 | 3 | 3.2 | 29268 | 15376
HVAC ¦ Heat Emitters - Local ¦ Electric Overdoor Air Curtain/Heater | 1 | Medium | A | 15 | 2039 | 6 | 3 | 3.5 | 32594 | 28583
Electrical ¦ Lighting ¦ Internal ¦ Emergency ¦ Self Contained ¦ LED | 15 | Urgent | B | 19 | 2043 | 5 | 1 | 2.2 | 7940 | 31092
Security ¦ Access ¦ Access Control ¦ Gate Access - Local Lock / Keypad / Manual (External) | 3 | Medium | B | 1 | 2025 | 5 | 3 | 3.2 | 29269 | 10268
Electrical ¦ LV Distribution ¦ Distribution Board ¦ Sub | 1 | High | B | 1 | 2025 | 5 | 2 | 2.7 | 16610 | 4664
Transport ¦ Lifts ¦ Disabled Lift ¦ Hydraulic | 1 | High | B | 1 | 2025 | 5 | 2 | 2.7 | 16611 | 4665
Fabric ¦ Superstructure ¦ Windows and External Doors ¦ External Doors ¦ Manual and Automatic Doors ¦ Auto / Powered Sliding Doors | 1 | High | B | 18 | 2042 | 5 | 2 | 2.7 | 16612 | 30869
HVAC ¦ Central Air Conditioning ¦ Air Conditioning ¦ Multi-Split Condenser - DX Split Systems (With Gas, Electric or Hot Water Heaters) | 1 | Medium | C | 1 | 2025 | 4 | 3 | 2.9 | 18883 | 5736
HVAC ¦ Central Air Conditioning ¦ Air Conditioning ¦ Multi-Split Condenser - DX Split Systems (With Gas, Electric or Hot Water Heaters) | 1 | Medium | C | 1 | 2025 | 4 | 3 | 2.9 | 18884 | 5737
Fabric ¦ Superstructure ¦ Windows and External Doors ¦ Roller Shutters ¦ Manual Roller Shutter | 1 | High | C | 1 | 2025 | 4 | 2 | 2.4 | 10692 | 2489
Electrical ¦ LV Distribution ¦ Distribution Board ¦ Sub | 1 | High | B | 17 | 2041 | 5 | 2 | 2.7 | 16613 | 30367
Electrical ¦ Lighting ¦ Internal ¦ Emergency ¦ Self Contained ¦ Non LED | 2 | Urgent | B | 1 | 2025 | 5 | 1 | 2.2 | 7941 | 1711
Fabric ¦ Superstructure ¦ Windows and External Doors ¦ Roller Shutters ¦ Manual Roller Shutter | 1 | High | B | 6 | 2030 | 5 | 2 | 2.7 | 16614 | 17790
HVAC ¦ Local and Special Ventilation ¦ Unit extract fans. | 1 | Medium | B | 14 | 2038 | 5 | 3 | 3.2 | 29270 | 27616
Electrical ¦ LV Distribution ¦ Feeder Pillar | 1 | Urgent | B | 1 | 2025 | 5 | 1 | 2.2 | 7942 | 1712
HVAC ¦ Heat Emitters - Local ¦ Electric Heaters | 2 | Medium | B | 1 | 2025 | 5 | 3 | 3.2 | 29271 | 10269
Electrical ¦ Specialist Lighting ¦ Internal ¦ Illuminated Fire Exit Signage | 3 | Urgent | B | 17 | 2041 | 5 | 1 | 2.2 | 7943 | 30195
Fabric ¦ Superstructure ¦ Windows and External Doors ¦ External Doors ¦ Manual and Automatic Doors ¦ Emergency and Panic Escape Doors | 1 | Urgent | B | 16 | 2040 | 5 | 1 | 2.2 | 7944 | 28956
Fabric ¦ Superstructure ¦ Internal Doors ¦ Roller Shutters ¦ Internal Manual Roller Shutter | 1 | Medium | B | 1 | 2025 | 5 | 3 | 3.2 | 29272 | 10270
Electrical ¦ LV Distribution ¦ Feeder Pillar | 1 | Urgent | B | 1 | 2025 | 5 | 1 | 2.2 | 7945 | 1713
Electrical ¦ Specialist Lighting ¦ Internal ¦ Illuminated Fire Exit Signage | 1 | Urgent | DX | 10 | 2034 | 1 | 1 | 1 | 14 | 21938
Electrical ¦ Lighting ¦ Internal ¦ General ¦ LED Fittings & Luminaires | 30 | Medium | B | 15 | 2039 | 5 | 3 | 3.2 | 29273 | 28501
Electrical ¦ Lighting ¦ Internal ¦ Emergency ¦ Self Contained ¦ LED | 2 | Urgent | B | 15 | 2039 | 5 | 1 | 2.2 | 7946 | 27984
Electrical ¦ Lighting ¦ External ¦ General - Non-LED | 2 | Medium | B | 1 | 2025 | 5 | 3 | 3.2 | 29274 | 10271
HVAC ¦ Heat Emitters - Local ¦ Electric Heaters | 3 | Medium | B | 1 | 2025 | 5 | 3 | 3.2 | 29275 | 10272
Fire ¦ Fire Fighting ¦ Fire Extinguishers ¦ CO2 | 2 | Urgent | B | 9 | 2033 | 5 | 1 | 2.2 | 7947 | 21435
Fire ¦ Fire Fighting ¦ Fire Extinguishers ¦ CO2 | 3 | Urgent | B | 9 | 2033 | 5 | 1 | 2.2 | 7948 | 21436
Electrical ¦ Lighting ¦ External ¦ General - Non-LED | 6 | Medium | B | 5 | 2029 | 5 | 3 | 3.2 | 29276 | 15377
Electrical ¦ LV Distribution ¦ Distribution Board ¦ Main | 1 | High | B | 15 | 2039 | 5 | 2 | 2.7 | 16615 | 28270
HVAC ¦ Fan ¦ Local and Special Ventilation ¦ Fans Window or Wall Mounted | 1 | Medium | B | 10 | 2034 | 5 | 3 | 3.2 | 29277 | 23054
Fabric ¦ Superstructure ¦ Windows and External Doors ¦ External Doors ¦ Entrance Doors | 1 | High | B | 35 | 2059 | 5 | 2 | 2.7 | 16616 | 33880
Water ¦ Local Hot Water ¦ Instantaneous Electric Water Heater - Non-Drinking Water | 1 | Medium | B | 1 | 2025 | 5 | 3 | 3.2 | 29278 | 10273
HVAC ¦ Fan ¦ Local and Special Ventilation ¦ Axial | 1 | Medium | B | 1 | 2025 | 5 | 3 | 3.2 | 29279 | 10274
Electrical ¦ Lighting ¦ Internal ¦ General | 4 | Medium | C | 1 | 2025 | 4 | 3 | 2.9 | 18885 | 5738
HVAC ¦ Local and Special Ventilation ¦ Unit extract fans. | 1 | Medium | DX | 1 | 2025 | 1 | 3 | 2 | 957 | 655
Fire ¦ Fire Fighting ¦ Fire Extinguishers ¦ CO2 | 3 | Urgent | B | 9 | 2033 | 5 | 1 | 2.2 | 7949 | 21437
Electrical ¦ Lighting ¦ Internal ¦ General ¦ LED Fittings & Luminaires | 9 | Medium | B | 15 | 2039 | 5 | 3 | 3.2 | 29280 | 28502
HVAC ¦ Local and Special Ventilation ¦ Unit extract fans. | 1 | Medium | C | 1 | 2025 | 4 | 3 | 2.9 | 18886 | 5739
Electrical ¦ Lighting ¦ Internal ¦ Emergency ¦ Self Contained ¦ LED | 1 | Urgent | B | 19 | 2043 | 5 | 1 | 2.2 | 7950 | 31093
Fire ¦ Fire Fighting ¦ Fire Extinguishers ¦ CO2 | 4 | Urgent | B | 9 | 2033 | 5 | 1 | 2.2 | 7951 | 21438
HVAC ¦ Fan ¦ Local and Special Ventilation ¦ Axial | 1 | Medium | B | 1 | 2025 | 5 | 3 | 3.2 | 29281 | 10275
Water ¦ Local Hot Water ¦ Electric Water Heater - Drinking Water ¦ Instantaneous Potable Combination Hot, Chilled and Carbonated Water Tap (Fluorinated Gas) | 1 | Low | B | 10 | 2034 | 5 | 4 | 3.7 | 33410 | 23224
HVAC ¦ Fan ¦ Local and Special Ventilation ¦ Extract | 1 | Medium | C | 1 | 2025 | 4 | 3 | 2.9 | 18887 | 5740
Fabric ¦ Superstructure ¦ Windows and External Doors ¦ External Doors ¦ Manual and Automatic Doors ¦ Emergency and Panic Escape Doors | 1 | Urgent | B | 25 | 2049 | 5 | 1 | 2.2 | 7952 | 33325
Fire ¦ Fire Detection ¦ Fire Alarm Panel / Repeater | 1 | Urgent | B | 1 | 2025 | 5 | 1 | 2.2 | 7953 | 1714
HVAC ¦ Heat Emitters - Local ¦ Electric Heaters | 1 | Medium | C | 1 | 2025 | 4 | 3 | 2.9 | 18888 | 5741
Fire ¦ Fire Fighting ¦ Fire Extinguishers ¦ Foam | 1 | Urgent | B | 5 | 2029 | 5 | 1 | 2.2 | 7954 | 14467
Water ¦ Local Hot Water ¦ Instantaneous Electric Water Heater - Non-Drinking Water | 1 | Medium | C | 5 | 2029 | 4 | 3 | 2.9 | 18889 | 14785
Electrical ¦ LV Distribution ¦ Distribution Board ¦ Sub | 1 | High | B | 15 | 2039 | 5 | 2 | 2.7 | 16617 | 28271
Water ¦ Local Hot Water ¦ Instantaneous Electric Water Heater - Non-Drinking Water | 1 | Medium | B | 10 | 2034 | 5 | 3 | 3.2 | 29282 | 23055
Fabric ¦ Superstructure ¦ Windows and External Doors ¦ External Doors ¦ Manual and Automatic Doors ¦ Emergency and Panic Escape Doors | 1 | Urgent | B | 6 | 2030 | 5 | 1 | 2.2 | 7955 | 16936
Security ¦ Access ¦ Access Control ¦ Gate Access - Local Lock / Keypad / Manual (External) | 1 | Medium | B | 1 | 2025 | 5 | 3 | 3.2 | 29283 | 10276
Electrical ¦ Specialist Lighting ¦ Internal ¦ Illuminated Fire Exit Signage | 1 | Urgent | B | 10 | 2034 | 5 | 1 | 2.2 | 7956 | 22135
Fabric ¦ Superstructure ¦ Internal Doors ¦ Roller Shutters ¦ Internal Manual Roller Shutter | 1 | Medium | B | 1 | 2025 | 5 | 3 | 3.2 | 29284 | 10277
Fire ¦ Fire Detection ¦ Fire Alarm System | 1 | Urgent | B | 4 | 2028 | 5 | 1 | 2.2 | 7957 | 13860
HVAC ¦ Local and Special Ventilation ¦ Unit extract fans. | 1 | Medium | B | 10 | 2034 | 5 | 3 | 3.2 | 29285 | 23056
HVAC ¦ Local and Special Ventilation ¦ Unit extract fans. | 1 | Medium | B | 14 | 2038 | 5 | 3 | 3.2 | 29286 | 27617
Fabric ¦ Superstructure ¦ Windows and External Doors ¦ External Doors ¦ Manual and Automatic Doors ¦ Emergency and Panic Escape Doors | 1 | Urgent | B | 9 | 2033 | 5 | 1 | 2.2 | 7958 | 21439
Fire ¦ Fire Fighting ¦ Fire Extinguishers ¦ CO2 | 2 | Urgent | A | 8 | 2032 | 6 | 1 | 2.5 | 10966 | 20661
HVAC ¦ Local and Special Ventilation ¦ Unit extract fans. | 1 | Medium | DX | 1 | 2025 | 1 | 3 | 2 | 958 | 656
HVAC ¦ Local and Special Ventilation ¦ Unit extract fans. | 1 | Medium | B | 1 | 2025 | 5 | 3 | 3.2 | 29287 | 10278
Fire ¦ Fire Fighting ¦ Fire Extinguishers ¦ CO2 | 4 | Urgent | B | 7 | 2031 | 5 | 1 | 2.2 | 7959 | 19456
HVAC ¦ Local Air Conditioning ¦ Single-Split Condenser - Split Systems/Heat Pumps - Air-cooled with Direct Expansion Evaporator (DX) | 1 | Medium | B | 10 | 2034 | 5 | 3 | 3.2 | 29288 | 23057
Electrical ¦ LV Distribution ¦ Distribution Board ¦ Sub | 1 | High | B | 1 | 2025 | 5 | 2 | 2.7 | 16618 | 4666
HVAC ¦ Fan ¦ Local and Special Ventilation ¦ Ventilating - General | 1 | Medium | B | 10 | 2034 | 5 | 3 | 3.2 | 29289 | 23058
Electrical ¦ LV Distribution ¦ Distribution Board ¦ Sub | 1 | High | B | 15 | 2039 | 5 | 2 | 2.7 | 16619 | 28272
HVAC ¦ Central Air Conditioning ¦ Air Conditioning ¦ Multi-Split Evaporator - Split Systems/Heat Pumps - Air-cooled with Direct Expansion Evaporator (DX) | 1 | Medium | B | 10 | 2034 | 5 | 3 | 3.2 | 29290 | 23059
Fire ¦ Fire Detection ¦ Fire Alarm Panel / Repeater | 1 | Urgent | B | 1 | 2025 | 5 | 1 | 2.2 | 7960 | 1715
Electrical ¦ LV Distribution ¦ Distribution Board ¦ Sub | 1 | High | D | 1 | 2025 | 3 | 2 | 2.1 | 1281 | 869
Electrical ¦ LV Distribution ¦ Distribution Board ¦ Sub | 1 | High | B | 1 | 2025 | 5 | 2 | 2.7 | 16620 | 4667
Fabric ¦ Superstructure ¦ Windows and External Doors ¦ Roller Shutters ¦ Electric Roller Shutter | 1 | High | B | 6 | 2030 | 5 | 2 | 2.7 | 16621 | 17791
Transport ¦ Lifts ¦ Disabled Lift ¦ Electric | 1 | High | B | 10 | 2034 | 5 | 2 | 2.7 | 16622 | 22453
HVAC ¦ Fan ¦ Local and Special Ventilation ¦ Axial | 1 | Medium | B | 1 | 2025 | 5 | 3 | 3.2 | 29291 | 10279
Electrical ¦ LV Distribution ¦ Distribution Board ¦ Sub | 1 | High | D | 1 | 2025 | 3 | 2 | 2.1 | 1282 | 870
Water ¦ Local Hot Water ¦ Instantaneous Electric Water Heater - Non-Drinking Water | 1 | Medium | B | 10 | 2034 | 5 | 3 | 3.2 | 29292 | 23060
Electrical ¦ Lighting ¦ External ¦ General - LED | 4 | Medium | B | 1 | 2025 | 5 | 3 | 3.2 | 29293 | 10280
Electrical ¦ Lighting ¦ Internal ¦ Emergency ¦ Self Contained ¦ LED | 6 | Urgent | B | 15 | 2039 | 5 | 1 | 2.2 | 7961 | 27985
Fabric ¦ Superstructure ¦ Internal Doors ¦ Roller Shutters ¦ Internal Manual Roller Shutter | 1 | Medium | B | 1 | 2025 | 5 | 3 | 3.2 | 29294 | 10281
Fabric ¦ Superstructure ¦ Windows and External Doors ¦ External Doors ¦ Manual and Automatic Doors ¦ High Security Door | 1 | High | B | 6 | 2030 | 5 | 2 | 2.7 | 16623 | 17792
HVAC ¦ Local and Special Ventilation ¦ Unit extract fans. | 1 | Medium | D | 1 | 2025 | 3 | 3 | 2.6 | 11214 | 2696
Water ¦ Local Hot Water ¦ Instantaneous Electric Water Heater - Non-Drinking Water | 1 | Medium | B | 9 | 2033 | 5 | 3 | 3.2 | 29295 | 21843
Fabric ¦ Superstructure ¦ Windows and External Doors ¦ External Doors ¦ Manual and Automatic Doors ¦ Emergency and Panic Escape Doors | 1 | Urgent | B | 11 | 2035 | 5 | 1 | 2.2 | 7962 | 23866
Fabric ¦ Superstructure ¦ Windows and External Doors ¦ Roller Shutters ¦ Electric Roller Shutter | 1 | High | B | 1 | 2025 | 5 | 2 | 2.7 | 16624 | 4668
Fire ¦ Fire Detection ¦ Fire Alarm System | 1 | Urgent | B | 5 | 2029 | 5 | 1 | 2.2 | 7963 | 14468
Electrical ¦ Lighting ¦ Internal ¦ General ¦ LED Fittings & Luminaires | 1 | Medium | DX | 15 | 2039 | 1 | 3 | 2 | 959 | 27722
Water ¦ Local Hot Water ¦ Instantaneous Electric Water Heater - Non-Drinking Water | 1 | Medium | C | 1 | 2025 | 4 | 3 | 2.9 | 18890 | 5742
HVAC ¦ Fan ¦ Local and Special Ventilation ¦ Axial | 1 | Medium | B | 1 | 2025 | 5 | 3 | 3.2 | 29296 | 10282
Fire ¦ Fire Detection ¦ Fire Alarm System | 1 | Urgent | B | 11 | 2035 | 5 | 1 | 2.2 | 7964 | 23867
Electrical ¦ Specialist Lighting ¦ Internal ¦ Illuminated Fire Exit Signage | 3 | Urgent | B | 10 | 2034 | 5 | 1 | 2.2 | 7965 | 22136
Electrical ¦ LV Distribution ¦ Distribution Board ¦ Sub | 1 | High | C | 1 | 2025 | 4 | 2 | 2.4 | 10693 | 2490
Security ¦ Access ¦ Access Control ¦ Gate Access - Local Lock / Keypad / Manual (External) | 2 | Medium | B | 3 | 2027 | 5 | 3 | 3.2 | 29297 | 13633
Water ¦ Local Hot Water ¦ Instantaneous Electric Water Heater - Non-Drinking Water | 1 | Medium | B | 13 | 2037 | 5 | 3 | 3.2 | 29298 | 27217
Fabric ¦ Superstructure ¦ Internal Doors ¦ Roller Shutters ¦ Internal Manual Roller Shutter | 1 | Medium | B | 1 | 2025 | 5 | 3 | 3.2 | 29299 | 10283
Fire ¦ Fire Fighting ¦ Fire Extinguishers ¦ Foam | 2 | Urgent | B | 5 | 2029 | 5 | 1 | 2.2 | 7966 | 14469
Electrical ¦ Lighting ¦ Internal ¦ General | 38 | Medium | C | 6 | 2030 | 4 | 3 | 2.9 | 18891 | 17946
HVAC ¦ Heat Emitters - Local ¦ Electric Heaters | 2 | Medium | C | 1 | 2025 | 4 | 3 | 2.9 | 18892 | 5743
HVAC ¦ Fan ¦ Central Ventilation Systems ¦ Centrifugal | 1 | Medium | CX | 1 | 2025 | 2 | 3 | 2.3 | 10302 | 2222
Fabric ¦ Superstructure ¦ Internal Doors ¦ Roller Shutters ¦ Internal Manual Roller Shutter | 1 | Medium | CX | 11 | 2035 | 2 | 3 | 2.3 | 10303 | 24045
Electrical ¦ LV Distribution ¦ Distribution Board ¦ Sub | 1 | High | B | 17 | 2041 | 5 | 2 | 2.7 | 16625 | 30368
Water ¦ Local Hot Water ¦ Package Electric Water Heaters - Non-Drinking Water | 1 | Medium | B | 6 | 2030 | 5 | 3 | 3.2 | 29300 | 18914
Fabric ¦ Superstructure ¦ Windows and External Doors ¦ Roller Shutters ¦ Manual Roller Shutter | 1 | High | B | 6 | 2030 | 5 | 2 | 2.7 | 16626 | 17793
Electrical ¦ Lighting ¦ External ¦ General - LED | 2 | Medium | B | 10 | 2034 | 5 | 3 | 3.2 | 29301 | 23061
HVAC ¦ Fan ¦ Local and Special Ventilation ¦ Fans Window or Wall Mounted | 1 | Medium | B | 10 | 2034 | 5 | 3 | 3.2 | 29302 | 23062
Electrical ¦ Lighting ¦ Internal ¦ Emergency ¦ Self Contained ¦ Non LED | 9 | Urgent | B | 22 | 2046 | 5 | 1 | 2.2 | 7967 | 32968
Electrical ¦ LV Distribution ¦ Distribution Board ¦ Sub | 1 | High | B | 1 | 2025 | 5 | 2 | 2.7 | 16627 | 4669
HVAC ¦ Local and Special Ventilation ¦ Unit extract fans. | 1 | Medium | B | 1 | 2025 | 5 | 3 | 3.2 | 29303 | 10284
Fabric ¦ Superstructure ¦ Internal Doors ¦ Roller Shutters ¦ Automatic Fabric Roll Up Door | 1 | High | B | 6 | 2030 | 5 | 2 | 2.7 | 16628 | 17794
Security ¦ Access ¦ Access Control ¦ Gate Access - Local Lock / Keypad / Manual (External) | 1 | Medium | B | 5 | 2029 | 5 | 3 | 3.2 | 29304 | 15378
Electrical ¦ Lighting ¦ Internal ¦ General | 1 | Medium | B | 6 | 2030 | 5 | 3 | 3.2 | 29305 | 18915
HVAC ¦ Heat Emitters - Local ¦ Electric Overdoor Air Curtain/Heater | 1 | Medium | D | 6 | 2030 | 3 | 3 | 2.6 | 11215 | 17348
HVAC ¦ Fan ¦ Local and Special Ventilation ¦ Extract | 1 | Medium | C | 1 | 2025 | 4 | 3 | 2.9 | 18893 | 5744
HVAC ¦ Fan ¦ Local and Special Ventilation ¦ Ventilating - General | 1 | Medium | CX | 1 | 2025 | 2 | 3 | 2.3 | 10304 | 2223
HVAC ¦ Heat Emitters - Local ¦ Electric Heaters | 1 | Medium | DX | 1 | 2025 | 1 | 3 | 2 | 960 | 657
Electrical ¦ LV Distribution ¦ Distribution Board ¦ Main | 1 | High | C | 1 | 2025 | 4 | 2 | 2.4 | 10694 | 2491
Fabric ¦ Superstructure ¦ Internal Doors ¦ Roller Shutters ¦ Electric Roller Shutter | 1 | Medium | B | 17 | 2041 | 5 | 3 | 3.2 | 29306 | 30548
Fabric ¦ Superstructure ¦ Windows and External Doors ¦ Roller Shutters ¦ Manual Roller Shutter | 1 | High | B | 1 | 2025 | 5 | 2 | 2.7 | 16629 | 4670
Electrical ¦ LV Distribution ¦ Distribution Board ¦ Main | 1 | High | DX | 1 | 2025 | 1 | 2 | 1.5 | 402 | 359
Water ¦ Local Hot Water ¦ Instantaneous Electric Water Heater - Non-Drinking Water | 1 | Medium | B | 11 | 2035 | 5 | 3 | 3.2 | 29307 | 25484
Fabric ¦ Superstructure ¦ Internal Doors ¦ Roller Shutters ¦ Automatic Roller Shutter | 1 | High | B | 1 | 2025 | 5 | 2 | 2.7 | 16630 | 4671
Fabric ¦ Superstructure ¦ Windows and External Doors ¦ Roller Shutters ¦ Manual Roller Shutter | 1 | High | B | 11 | 2035 | 5 | 2 | 2.7 | 16631 | 24671
HVAC ¦ Ventilation ¦ Air Handling Unit (AHU) ¦ Internal ¦ Central Air Conditioning ¦ Gas Fired | 1 | Medium | B | 13 | 2037 | 5 | 3 | 3.2 | 29308 | 27218
HVAC ¦ Local Air Conditioning ¦ Single-Split Evaporator - Split Systems/Heat Pumps - Air-cooled with Direct Expansion Evaporator (DX) | 1 | Medium | B | 9 | 2033 | 5 | 3 | 3.2 | 29309 | 21844
Electrical ¦ LV Distribution ¦ Distribution Board ¦ Main | 1 | High | D | 1 | 2025 | 3 | 2 | 2.1 | 1283 | 871
HVAC ¦ Heat Emitters - Local ¦ Electric Heaters | 4 | Medium | B | 4 | 2028 | 5 | 3 | 3.2 | 29310 | 14204
HVAC ¦ Ventilation ¦ Air Handling Unit (AHU) ¦ Internal ¦ Central Air Conditioning ¦ Electric & DX | 1 | High | B | 18 | 2042 | 5 | 2 | 2.7 | 16632 | 30870
Electrical ¦ LV Distribution ¦ Distribution Board ¦ Sub | 1 | High | B | 1 | 2025 | 5 | 2 | 2.7 | 16633 | 4672
Electrical ¦ LV Distribution ¦ Distribution Board ¦ Main | 1 | High | B | 1 | 2025 | 5 | 2 | 2.7 | 16634 | 4673
Fabric ¦ Superstructure ¦ Windows and External Doors ¦ External Doors ¦ Entrance Doors | 1 | High | B | 1 | 2025 | 5 | 2 | 2.7 | 16635 | 4674
Water ¦ Local Hot Water ¦ Instantaneous Electric Water Heater - Non-Drinking Water | 1 | Medium | A | 14 | 2038 | 6 | 3 | 3.5 | 32595 | 27684
Fabric ¦ Barriers and Guardrails ¦ Vehicle Crash Protection Barrier | 1 | V Low | B | 1 | 2025 | 5 | 4 | 3.7 | 33411 | 12251
HVAC ¦ Fan ¦ Local and Special Ventilation ¦ Ventilating - General | 1 | Medium | DX | 1 | 2025 | 1 | 3 | 2 | 961 | 658
Electrical ¦ LV Distribution ¦ Feeder Pillar | 1 | Urgent | B | 1 | 2025 | 5 | 1 | 2.2 | 7968 | 1716
Electrical ¦ Lighting ¦ Internal ¦ Emergency ¦ Self Contained ¦ LED | 2 | Urgent | B | 21 | 2045 | 5 | 1 | 2.2 | 7969 | 32334
Electrical ¦ Lighting ¦ Internal ¦ Emergency ¦ Self Contained ¦ LED | 1 | Urgent | B | 23 | 2047 | 5 | 1 | 2.2 | 7970 | 33135
HVAC ¦ Heat Emitters - Local ¦ Electric Overdoor Air Curtain/Heater | 1 | Medium | C | 6 | 2030 | 4 | 3 | 2.9 | 18894 | 17947
Electrical ¦ LV Distribution ¦ Distribution Board ¦ Main | 1 | High | B | 16 | 2040 | 5 | 2 | 2.7 | 16636 | 29234
HVAC ¦ Ductwork ¦ Ductwork, Fittings and Ancillaries ¦ Central Ventilation Systems ¦ Fire Dampers ¦ Fusible Link | 1 | Urgent | B | 13 | 2037 | 5 | 1 | 2.2 | 7971 | 26885
Security ¦ Access ¦ Access Control ¦ Gate Access - Local Lock / Keypad / Manual (External) | 1 | Medium | B | 11 | 2035 | 5 | 3 | 3.2 | 29311 | 25485
Electrical ¦ Specialist Lighting ¦ Internal ¦ Illuminated Fire Exit Signage | 5 | Urgent | B | 14 | 2038 | 5 | 1 | 2.2 | 7972 | 27386
HVAC ¦ Smoke Extract ¦ Control Panel - smoke ventilation systems. | 1 | Urgent | B | 1 | 2025 | 5 | 1 | 2.2 | 7973 | 1717
Electrical ¦ LV Distribution ¦ Distribution Board ¦ Sub | 1 | High | B | 16 | 2040 | 5 | 2 | 2.7 | 16637 | 29235
HVAC ¦ Fan ¦ Local and Special Ventilation ¦ Ventilating - General | 1 | Medium | DX | 1 | 2025 | 1 | 3 | 2 | 962 | 659
Electrical ¦ Lighting ¦ External ¦ General - LED | 5 | Medium | B | 15 | 2039 | 5 | 3 | 3.2 | 29312 | 28503
Electrical ¦ Lighting ¦ Internal ¦ Emergency ¦ Self Contained ¦ LED | 6 | Urgent | B | 21 | 2045 | 5 | 1 | 2.2 | 7974 | 32335
Electrical ¦ LV Distribution ¦ Distribution Board ¦ Sub | 1 | High | B | 1 | 2025 | 5 | 2 | 2.7 | 16638 | 4675
Fabric ¦ Superstructure ¦ Windows and External Doors ¦ External Windows ¦ Roller Shutters ¦ External Window Shutters ¦ Electric | 1 | Medium | CX | 1 | 2025 | 2 | 3 | 2.3 | 10305 | 2224
HVAC ¦ Fan ¦ Local and Special Ventilation ¦ Ventilating - General | 1 | Medium | DX | 1 | 2025 | 1 | 3 | 2 | 963 | 660
Fabric ¦ Superstructure ¦ Windows and External Doors ¦ External Doors ¦ Entrance Doors | 1 | High | B | 21 | 2045 | 5 | 2 | 2.7 | 16639 | 32719
Security ¦ Access ¦ Access Control ¦ Gate Access - Local Lock / Keypad / Manual (External) | 1 | Medium | B | 11 | 2035 | 5 | 3 | 3.2 | 29313 | 25486
HVAC ¦ Heat Emitters - Central ¦ Radiators ¦ Steel | 2 | Medium | B | 2 | 2026 | 5 | 3 | 3.2 | 29314 | 13169
HVAC ¦ Fan ¦ Local and Special Ventilation ¦ Ventilating - General | 1 | Medium | B | 1 | 2025 | 5 | 3 | 3.2 | 29315 | 10285
HVAC ¦ Heat Emitters - Local ¦ Gas Fired Natural and Fan Assisted Heaters | 1 | Medium | B | 1 | 2025 | 5 | 3 | 3.2 | 29316 | 10286
Fabric ¦ Superstructure ¦ Windows and External Doors ¦ Roller Shutters ¦ Manual Roller Shutter | 1 | High | B | 1 | 2025 | 5 | 2 | 2.7 | 16640 | 4676
HVAC ¦ Fan ¦ Local and Special Ventilation ¦ Fans Window or Wall Mounted | 1 | Medium | B | 11 | 2035 | 5 | 3 | 3.2 | 29317 | 25487
Fabric ¦ Superstructure ¦ Windows and External Doors ¦ External Doors ¦ Manual and Automatic Doors ¦ Auto / Powered Sliding Doors | 1 | High | B | 6 | 2030 | 5 | 2 | 2.7 | 16641 | 17795
Electrical ¦ Lighting ¦ Internal ¦ General ¦ LED Fittings & Luminaires | 78 | Medium | B | 17 | 2041 | 5 | 3 | 3.2 | 29318 | 30549
HVAC ¦ Fan ¦ Local and Special Ventilation ¦ Ventilating - General | 1 | Medium | B | 9 | 2033 | 5 | 3 | 3.2 | 29319 | 21845
Fabric ¦ Superstructure ¦ Windows and External Doors ¦ External Doors ¦ Manual and Automatic Doors ¦ Emergency and Panic Escape Doors | 1 | Urgent | B | 11 | 2035 | 5 | 1 | 2.2 | 7975 | 23868
Fabric ¦ Barriers and Guardrails ¦ Vehicle Crash Protection Barrier | 1 | V Low | B | 1 | 2025 | 5 | 4 | 3.7 | 33412 | 12252
Electrical ¦ Lighting ¦ Internal ¦ Emergency ¦ Self Contained ¦ LED | 6 | Urgent | B | 24 | 2048 | 5 | 1 | 2.2 | 7976 | 33245
Electrical ¦ Lighting ¦ Internal ¦ General | 2 | Medium | B | 6 | 2030 | 5 | 3 | 3.2 | 29320 | 18916
Fire ¦ Fire Fighting ¦ Fire Extinguishers ¦ Foam | 8 | Urgent | B | 6 | 2030 | 5 | 1 | 2.2 | 7977 | 16937
HVAC ¦ Heat Emitters - Central ¦ Radiators ¦ Steel | 1 | Medium | B | 1 | 2025 | 5 | 3 | 3.2 | 29321 | 10287
HVAC ¦ Fan ¦ Local and Special Ventilation ¦ Fans Window or Wall Mounted | 1 | Medium | B | 6 | 2030 | 5 | 3 | 3.2 | 29322 | 18917
Electrical ¦ Lighting ¦ Internal ¦ General ¦ LED Fittings & Luminaires | 30 | Medium | B | 11 | 2035 | 5 | 3 | 3.2 | 29323 | 25488
HVAC ¦ Fan ¦ Local and Special Ventilation ¦ Ventilating - General | 1 | Medium | B | 1 | 2025 | 5 | 3 | 3.2 | 29324 | 10288
Fire ¦ Fire Detection ¦ Fire Alarm System | 1 | Urgent | DX | 1 | 2025 | 1 | 1 | 1 | 15 | 8
Electrical ¦ Lighting ¦ Internal ¦ General ¦ LED Fittings & Luminaires | 68 | Medium | B | 16 | 2040 | 5 | 3 | 3.2 | 29325 | 29759
Fabric ¦ Superstructure ¦ Windows and External Doors ¦ External Doors ¦ Manual and Automatic Doors ¦ Emergency and Panic Escape Doors | 1 | Urgent | B | 21 | 2045 | 5 | 1 | 2.2 | 7978 | 32336
Fire ¦ Fire Fighting ¦ Fire Extinguishers ¦ CO2 | 2 | Urgent | B | 6 | 2030 | 5 | 1 | 2.2 | 7979 | 16938
Fire ¦ Fire Fighting ¦ Fire Extinguishers ¦ CO2 | 4 | Urgent | B | 6 | 2030 | 5 | 1 | 2.2 | 7980 | 16939
Fire ¦ Fire Fighting ¦ Fire Extinguishers ¦ CO2 | 2 | Urgent | B | 6 | 2030 | 5 | 1 | 2.2 | 7981 | 16940
Fire ¦ Fire Fighting ¦ Fire Extinguishers ¦ Foam | 2 | Urgent | B | 8 | 2032 | 5 | 1 | 2.2 | 7982 | 20541
HVAC ¦ Local Air Conditioning ¦ Single-Split Condenser - Split Systems/Heat Pumps - Air-cooled with Direct Expansion Evaporator (DX) | 1 | Medium | B | 13 | 2037 | 5 | 3 | 3.2 | 29326 | 27219
Electrical ¦ LV Distribution ¦ Distribution Board ¦ Main | 1 | High | D | 1 | 2025 | 3 | 2 | 2.1 | 1284 | 872
HVAC ¦ Fan ¦ Central Air Conditioning ¦ Centrifugal | 1 | Medium | C | 1 | 2025 | 4 | 3 | 2.9 | 18895 | 5745
Fabric ¦ Superstructure ¦ Windows and External Doors ¦ External Doors ¦ Manual and Automatic Doors ¦ Emergency and Panic Escape Doors | 1 | Urgent | B | 17 | 2041 | 5 | 1 | 2.2 | 7983 | 30196
Fire ¦ Fire Fighting ¦ Fire Extinguishers ¦ Foam - P50 | 3 | Urgent | B | 5 | 2029 | 5 | 1 | 2.2 | 7984 | 14470
Fabric ¦ Superstructure ¦ Windows and External Doors ¦ Roller Shutters ¦ Manual Roller Shutter | 1 | High | CX | 4 | 2028 | 2 | 2 | 1.8 | 541 | 13740
Electrical ¦ LV Distribution ¦ Distribution Board ¦ Sub | 1 | High | B | 6 | 2030 | 5 | 2 | 2.7 | 16642 | 17796
Fabric ¦ Superstructure ¦ Windows and External Doors ¦ Roller Shutters ¦ Electric Roller Shutter | 1 | High | B | 11 | 2035 | 5 | 2 | 2.7 | 16643 | 24672
Fabric ¦ Superstructure ¦ Windows and External Doors ¦ Roller Shutters ¦ Electric Roller Shutter | 1 | High | C | 11 | 2035 | 4 | 2 | 2.4 | 10695 | 24058
Fabric ¦ Barriers and Guardrails ¦ Vehicle Crash Protection Barrier | 2 | V Low | B | 1 | 2025 | 5 | 4 | 3.7 | 33413 | 12253
HVAC ¦ Heat Emitters - Local ¦ Gas Fired Natural and Fan Assisted Heaters | 1 | Medium | C | 1 | 2025 | 4 | 3 | 2.9 | 18896 | 5746
HVAC ¦ Fan ¦ Central Ventilation Systems ¦ Extract | 1 | Medium | B | 1 | 2025 | 5 | 3 | 3.2 | 29327 | 10289
Electrical ¦ Lighting ¦ Internal ¦ Emergency ¦ Self Contained ¦ LED | 6 | Urgent | B | 21 | 2045 | 5 | 1 | 2.2 | 7985 | 32337
HVAC ¦ Heat Emitters - Local ¦ Gas Fired Natural and Fan Assisted Heaters | 1 | Medium | B | 1 | 2025 | 5 | 3 | 3.2 | 29328 | 10290
HVAC ¦ Fan ¦ Local and Special Ventilation ¦ Fans Window or Wall Mounted | 1 | Medium | B | 9 | 2033 | 5 | 3 | 3.2 | 29329 | 21846
HVAC ¦ Fan ¦ Local and Special Ventilation ¦ Fans Window or Wall Mounted | 1 | Medium | B | 6 | 2030 | 5 | 3 | 3.2 | 29330 | 18918
Fabric ¦ Superstructure ¦ Windows and External Doors ¦ External Windows ¦ Roller Shutters ¦ External Window Shutters ¦ Manual | 1 | Medium | CX | 1 | 2025 | 2 | 3 | 2.3 | 10306 | 2225
HVAC ¦ Heat Emitters - Local ¦ Electric Heaters | 2 | Medium | B | 1 | 2025 | 5 | 3 | 3.2 | 29331 | 10291
Fabric ¦ Barriers and Guardrails ¦ Vehicle Crash Protection Barrier | 1 | V Low | B | 1 | 2025 | 5 | 4 | 3.7 | 33414 | 12254
Electrical ¦ LV Distribution ¦ Distribution Board ¦ Sub | 1 | High | B | 19 | 2043 | 5 | 2 | 2.7 | 16644 | 31241
Fabric ¦ Superstructure ¦ Windows and External Doors ¦ Roller Shutters ¦ Electric Roller Shutter | 1 | High | B | 17 | 2041 | 5 | 2 | 2.7 | 16645 | 30369
Electrical ¦ LV Distribution ¦ Distribution Board ¦ Main | 1 | High | B | 11 | 2035 | 5 | 2 | 2.7 | 16646 | 24673
Electrical ¦ Lighting ¦ Internal ¦ General ¦ LED Fittings & Luminaires | 13 | Medium | B | 19 | 2043 | 5 | 3 | 3.2 | 29332 | 31370
Fabric ¦ Superstructure ¦ Internal Doors ¦ Roller Shutters ¦ Internal Manual Roller Shutter | 1 | Medium | B | 21 | 2045 | 5 | 3 | 3.2 | 29333 | 32803
HVAC ¦ Fan ¦ Local and Special Ventilation ¦ Extract | 1 | Medium | B | 1 | 2025 | 5 | 3 | 3.2 | 29334 | 10292
Fabric ¦ Superstructure ¦ Windows and External Doors ¦ External Doors ¦ Manual and Automatic Doors ¦ Powered Swing Doors (Push Pad) | 1 | High | DX | 21 | 2045 | 1 | 2 | 1.5 | 403 | 31702
Fabric ¦ Superstructure ¦ Windows and External Doors ¦ Roller Shutters ¦ Electric Roller Shutter | 1 | High | B | 11 | 2035 | 5 | 2 | 2.7 | 16647 | 24674
Controls ¦ Building Management System (BMS) ¦ BMS Control Panel | 1 | High | B | 6 | 2030 | 5 | 2 | 2.7 | 16648 | 17797
Fabric ¦ Superstructure ¦ Windows and External Doors ¦ External Doors ¦ Manual and Automatic Doors ¦ Emergency and Panic Escape Doors | 1 | Urgent | B | 31 | 2055 | 5 | 1 | 2.2 | 7986 | 33770
Water ¦ Local Hot Water ¦ Instantaneous Electric Water Heater - Non-Drinking Water | 1 | Medium | B | 13 | 2037 | 5 | 3 | 3.2 | 29335 | 27220
Fabric ¦ Superstructure ¦ Windows and External Doors ¦ External Doors ¦ Manual and Automatic Doors ¦ Emergency and Panic Escape Doors | 1 | Urgent | B | 21 | 2045 | 5 | 1 | 2.2 | 7987 | 32338
HVAC ¦ Ductwork ¦ Ductwork, Fittings and Ancillaries ¦ Central Ventilation Systems ¦ Fire Dampers ¦ Fusible Link | 1 | Urgent | B | 13 | 2037 | 5 | 1 | 2.2 | 7988 | 26886
HVAC ¦ Fan ¦ Local and Special Ventilation ¦ Extract | 1 | Medium | B | 1 | 2025 | 5 | 3 | 3.2 | 29336 | 10293
HVAC ¦ Fan ¦ Local and Special Ventilation ¦ Extract | 1 | Medium | B | 11 | 2035 | 5 | 3 | 3.2 | 29337 | 25489
HVAC ¦ Fan ¦ Central Air Conditioning ¦ Centrifugal | 1 | Medium | B | 1 | 2025 | 5 | 3 | 3.2 | 29338 | 10294
HVAC ¦ Heat Emitters - Local ¦ Gas Fired Unit Heaters | 1 | Medium | B | 9 | 2033 | 5 | 3 | 3.2 | 29339 | 21847
Electrical ¦ Lighting ¦ Internal ¦ General ¦ LED Fittings & Luminaires | 85 | Medium | B | 18 | 2042 | 5 | 3 | 3.2 | 29340 | 30982
Electrical ¦ Lighting ¦ External ¦ General - LED | 2 | Medium | B | 11 | 2035 | 5 | 3 | 3.2 | 29341 | 25490
HVAC ¦ Fan ¦ Local and Special Ventilation ¦ Extract | 1 | Medium | B | 1 | 2025 | 5 | 3 | 3.2 | 29342 | 10295
Electrical ¦ Lighting ¦ Internal ¦ General ¦ LED Fittings & Luminaires | 31 | Medium | B | 16 | 2040 | 5 | 3 | 3.2 | 29343 | 29760
Electrical ¦ Specialist Lighting ¦ Internal ¦ Illuminated Fire Exit Signage | 7 | Urgent | B | 6 | 2030 | 5 | 1 | 2.2 | 7989 | 16941
Fire ¦ Fire Fighting ¦ Fire Extinguishers ¦ CO2 | 3 | Urgent | B | 6 | 2030 | 5 | 1 | 2.2 | 7990 | 16942
HVAC ¦ Fan ¦ Local and Special Ventilation ¦ Fans Window or Wall Mounted | 1 | Medium | B | 11 | 2035 | 5 | 3 | 3.2 | 29344 | 25491
Fabric ¦ Superstructure ¦ Windows and External Doors ¦ External Doors ¦ Manual and Automatic Doors ¦ Emergency and Panic Escape Doors | 1 | Urgent | B | 9 | 2033 | 5 | 1 | 2.2 | 7991 | 21440
Fabric ¦ Superstructure ¦ Windows and External Doors ¦ Roller Shutters ¦ Electric Roller Shutter | 1 | High | DX | 1 | 2025 | 1 | 2 | 1.5 | 404 | 360
Security ¦ Access ¦ Access Control ¦ Door ¦ Local Lock / Keypad / Manual | 3 | Medium | B | 13 | 2037 | 5 | 3 | 3.2 | 29345 | 27221
Fire ¦ Fire Fighting ¦ Fire Extinguishers ¦ Powder | 1 | Urgent | B | 6 | 2030 | 5 | 1 | 2.2 | 7992 | 16943
HVAC ¦ Heat Emitters - Local ¦ Gas Fired Unit Heaters | 1 | Medium | B | 11 | 2035 | 5 | 3 | 3.2 | 29346 | 25492
Fabric ¦ Superstructure ¦ Windows and External Doors ¦ Roller Shutters ¦ Electric Roller Shutter | 1 | High | B | 11 | 2035 | 5 | 2 | 2.7 | 16649 | 24675
Fabric ¦ Superstructure ¦ Windows and External Doors ¦ External Doors ¦ Manual and Automatic Doors ¦ Emergency and Panic Escape Doors | 1 | Urgent | B | 6 | 2030 | 5 | 1 | 2.2 | 7993 | 16944
HVAC ¦ Heat Emitters - Local ¦ Electric Heaters | 1 | Medium | C | 1 | 2025 | 4 | 3 | 2.9 | 18897 | 5747
Electrical ¦ Lighting ¦ Internal ¦ Emergency ¦ Self Contained ¦ Non LED | 3 | Urgent | B | 14 | 2038 | 5 | 1 | 2.2 | 7994 | 27387
Electrical ¦ Lighting ¦ Internal ¦ General | 5 | Medium | CX | 1 | 2025 | 2 | 3 | 2.3 | 10307 | 2226
Electrical ¦ Lighting ¦ Internal ¦ General | 12 | Medium | B | 14 | 2038 | 5 | 3 | 3.2 | 29347 | 27618
Fabric ¦ Barriers and Guardrails ¦ Vehicle Crash Protection Barrier | 1 | V Low | B | 1 | 2025 | 5 | 4 | 3.7 | 33415 | 12255
Fabric ¦ Barriers and Guardrails ¦ Vehicle Crash Protection Barrier | 1 | V Low | B | 1 | 2025 | 5 | 4 | 3.7 | 33416 | 12256
HVAC ¦ Fan ¦ Local and Special Ventilation ¦ Ventilating - General | 1 | Medium | B | 6 | 2030 | 5 | 3 | 3.2 | 29348 | 18919
HVAC ¦ Central Heating (Internally Sourced) ¦ Boiler ¦ Atmospheric Gas Burner Boiler - Small and/or Wall Hung for Light Commercial Installation | 1 | Medium | B | 2 | 2026 | 5 | 3 | 3.2 | 29349 | 13170
Fabric ¦ Barriers and Guardrails ¦ Vehicle Crash Protection Barrier | 1 | V Low | B | 1 | 2025 | 5 | 4 | 3.7 | 33417 | 12257
Security ¦ Access ¦ Access Control ¦ Gate Access - Local Lock / Keypad / Manual (External) | 1 | Medium | B | 11 | 2035 | 5 | 3 | 3.2 | 29350 | 25493
Fire ¦ Fire Fighting ¦ Fire Extinguishers ¦ Foam | 1 | Urgent | B | 7 | 2031 | 5 | 1 | 2.2 | 7995 | 19457
Fabric ¦ Superstructure ¦ Windows and External Doors ¦ External Doors ¦ Entrance Doors | 1 | High | B | 11 | 2035 | 5 | 2 | 2.7 | 16650 | 24676
Electrical ¦ Lighting ¦ External ¦ General - Non-LED | 2 | Medium | DX | 1 | 2025 | 1 | 3 | 2 | 964 | 661
Electrical ¦ Lighting ¦ Internal ¦ Emergency ¦ Self Contained ¦ Non LED | 9 | Urgent | B | 6 | 2030 | 5 | 1 | 2.2 | 7996 | 16945
HVAC ¦ Heat Emitters - Local ¦ Gas Fired Natural and Fan Assisted Heaters | 1 | Medium | D | 11 | 2035 | 3 | 3 | 2.6 | 11216 | 24068
HVAC ¦ Heat Emitters - Local ¦ Gas Fired Unit Heaters | 1 | Medium | C | 9 | 2033 | 4 | 3 | 2.9 | 18898 | 21656
Electrical ¦ LV Distribution ¦ Distribution Board ¦ Sub | 1 | High | CX | 4 | 2028 | 2 | 2 | 1.8 | 542 | 13741
Fabric ¦ Superstructure ¦ Windows and External Doors ¦ External Doors ¦ Entrance Doors | 1 | High | B | 22 | 2046 | 5 | 2 | 2.7 | 16651 | 33035
HVAC ¦ Fan ¦ Local and Special Ventilation ¦ Extract | 1 | Medium | B | 11 | 2035 | 5 | 3 | 3.2 | 29351 | 25494
Water ¦ Local Hot Water ¦ Instantaneous Electric Water Heater - Non-Drinking Water | 1 | Medium | B | 14 | 2038 | 5 | 3 | 3.2 | 29352 | 27619
HVAC ¦ Central Heating (Internally Sourced) ¦ Boiler ¦ Atmospheric Gas Burner/Condensing Combination Boiler (domestic type) | 1 | High | B | 1 | 2025 | 5 | 2 | 2.7 | 16652 | 4677
Fabric ¦ Superstructure ¦ Internal Doors ¦ Roller Shutters ¦ Electric Roller Shutter | 1 | Medium | B | 11 | 2035 | 5 | 3 | 3.2 | 29353 | 25495
Electrical ¦ Lighting ¦ External ¦ General - Non-LED | 3 | Medium | B | 1 | 2025 | 5 | 3 | 3.2 | 29354 | 10296
HVAC ¦ Heat Emitters - Local ¦ Gas Fired Unit Heaters | 1 | Medium | DX | 1 | 2025 | 1 | 3 | 2 | 965 | 662
HVAC ¦ Fan ¦ Local and Special Ventilation ¦ Extract | 1 | Medium | D | 11 | 2035 | 3 | 3 | 2.6 | 11217 | 24069
Fabric ¦ Barriers and Guardrails ¦ Vehicle Crash Protection Barrier | 1 | V Low | B | 1 | 2025 | 5 | 4 | 3.7 | 33418 | 12258
Fabric ¦ Barriers and Guardrails ¦ Vehicle Crash Protection Barrier | 1 | V Low | B | 1 | 2025 | 5 | 4 | 3.7 | 33419 | 12259
Electrical ¦ LV Distribution ¦ Distribution Board ¦ Sub | 1 | High | B | 12 | 2036 | 5 | 2 | 2.7 | 16653 | 26242
Electrical ¦ LV Distribution ¦ Distribution Board ¦ Sub | 1 | High | B | 12 | 2036 | 5 | 2 | 2.7 | 16654 | 26243
Electrical ¦ Lighting ¦ Internal ¦ Emergency ¦ Self Contained ¦ Non LED | 2 | Urgent | B | 11 | 2035 | 5 | 1 | 2.2 | 7997 | 23869
Electrical ¦ Lighting ¦ Internal ¦ Emergency ¦ Self Contained ¦ LED | 15 | Urgent | B | 25 | 2049 | 5 | 1 | 2.2 | 7998 | 33326
HVAC ¦ Fan ¦ Local and Special Ventilation ¦ Centrifugal | 1 | Medium | B | 1 | 2025 | 5 | 3 | 3.2 | 29355 | 10297
Fabric ¦ Superstructure ¦ Windows and External Doors ¦ External Doors ¦ Manual and Automatic Doors ¦ Emergency and Panic Escape Doors | 1 | Urgent | B | 1 | 2025 | 5 | 1 | 2.2 | 7999 | 1718
Communication and Control ¦ Communication Systems ¦ Public Address (PA) System | 1 | Medium | B | 6 | 2030 | 5 | 3 | 3.2 | 29356 | 18920
Electrical ¦ Lighting ¦ Internal ¦ Emergency ¦ Self Contained ¦ LED | 9 | Urgent | B | 21 | 2045 | 5 | 1 | 2.2 | 8000 | 32339
Controls ¦ Multi-System Controls ¦ Control Panel - Electrical Services (excluding Electrical Controllers and Pneumatic Relays) | 1 | Medium | B | 6 | 2030 | 5 | 3 | 3.2 | 29357 | 18921
Fire ¦ Fire Detection ¦ Fire Alarm System | 1 | Urgent | B | 6 | 2030 | 5 | 1 | 2.2 | 8001 | 16946
HVAC ¦ Heat Emitters - Local ¦ Gas Fired Unit Heaters | 1 | Medium | DX | 1 | 2025 | 1 | 3 | 2 | 966 | 663
Electrical ¦ LV Distribution ¦ Distribution Board ¦ Sub | 1 | High | B | 4 | 2028 | 5 | 2 | 2.7 | 16655 | 13992
Fabric ¦ Barriers and Guardrails ¦ Vehicle Crash Protection Barrier | 1 | V Low | B | 1 | 2025 | 5 | 4 | 3.7 | 33420 | 12260
HVAC ¦ Central Heating (Internally Sourced) ¦ Boiler ¦ Boiler MTHW Commercial | 1 | V Low | DX | 1 | 2025 | 1 | 4 | 2.5 | 10967 | 2564
HVAC ¦ Fan ¦ Local and Special Ventilation ¦ Fans Window or Wall Mounted | 1 | Medium | B | 11 | 2035 | 5 | 3 | 3.2 | 29358 | 25496
Electrical ¦ LV Distribution ¦ Distribution Board ¦ Main | 1 | High | B | 1 | 2025 | 5 | 2 | 2.7 | 16656 | 4678
Water ¦ Local Hot Water ¦ Instantaneous Electric Water Heater - Non-Drinking Water | 1 | Medium | B | 11 | 2035 | 5 | 3 | 3.2 | 29359 | 25497
HVAC ¦ Fan ¦ Local and Special Ventilation ¦ Fans Window or Wall Mounted | 1 | Medium | B | 6 | 2030 | 5 | 3 | 3.2 | 29360 | 18922
Fabric ¦ Barriers and Guardrails ¦ Vehicle Crash Protection Barrier | 1 | V Low | B | 1 | 2025 | 5 | 4 | 3.7 | 33421 | 12261
HVAC ¦ Local Air Conditioning ¦ Single-Split Evaporator - Split Systems/Heat Pumps - Air-cooled with Direct Expansion Evaporator (DX) | 1 | Medium | B | 1 | 2025 | 5 | 3 | 3.2 | 29361 | 10298
HVAC ¦ Heat Emitters - Local ¦ Gas Fired Natural and Fan Assisted Heaters | 1 | Medium | B | 1 | 2025 | 5 | 3 | 3.2 | 29362 | 10299
Electrical ¦ Lighting ¦ Internal ¦ Emergency ¦ Self Contained ¦ LED | 7 | Urgent | B | 21 | 2045 | 5 | 1 | 2.2 | 8002 | 32340
Electrical ¦ Lighting ¦ Internal ¦ Emergency ¦ Self Contained ¦ LED | 16 | Urgent | B | 21 | 2045 | 5 | 1 | 2.2 | 8003 | 32341
Fire ¦ Fire Fighting ¦ Fire Extinguishers ¦ CO2 | 6 | Urgent | B | 6 | 2030 | 5 | 1 | 2.2 | 8004 | 16947
Electrical ¦ LV Distribution ¦ Distribution Board ¦ Sub | 1 | High | B | 19 | 2043 | 5 | 2 | 2.7 | 16657 | 31242
Fabric ¦ Superstructure ¦ Windows and External Doors ¦ External Doors ¦ Manual and Automatic Doors ¦ Auto / Powered Sliding Doors | 1 | High | B | 11 | 2035 | 5 | 2 | 2.7 | 16658 | 24677
Electrical ¦ Lighting ¦ Internal ¦ General | 9 | Medium | B | 2 | 2026 | 5 | 3 | 3.2 | 29363 | 13171
Fabric ¦ Barriers and Guardrails ¦ Vehicle Crash Protection Barrier | 1 | V Low | B | 2 | 2026 | 5 | 4 | 3.7 | 33422 | 13249
Fabric ¦ Superstructure ¦ Internal Doors ¦ Roller Shutters ¦ Automatic Roller Shutter | 1 | High | CX | 1 | 2025 | 2 | 2 | 1.8 | 543 | 437
HVAC ¦ Fan ¦ Local and Special Ventilation ¦ Extract | 1 | Medium | B | 1 | 2025 | 5 | 3 | 3.2 | 29364 | 10300
Fabric ¦ Superstructure ¦ Windows and External Doors ¦ Roller Shutters ¦ Electric Roller Shutter | 1 | High | B | 23 | 2047 | 5 | 2 | 2.7 | 16659 | 33212
Electrical ¦ Lighting ¦ Internal ¦ General ¦ LED Fittings & Luminaires | 13 | Medium | B | 18 | 2042 | 5 | 3 | 3.2 | 29365 | 30983
Fire ¦ Fire Fighting ¦ Fire Extinguishers ¦ CO2 | 3 | Urgent | B | 6 | 2030 | 5 | 1 | 2.2 | 8005 | 16948
Water ¦ Local Hot Water ¦ Package Electric Water Heaters - Non-Drinking Water | 1 | Medium | B | 6 | 2030 | 5 | 3 | 3.2 | 29366 | 18923
Electrical ¦ LV Distribution ¦ Distribution Board ¦ Sub | 1 | High | B | 19 | 2043 | 5 | 2 | 2.7 | 16660 | 31243
Controls ¦ Multi-System Controls ¦ Multi-Input Controllers | 1 | Medium | B | 1 | 2025 | 5 | 3 | 3.2 | 29367 | 10301
Electrical ¦ Lighting ¦ Internal ¦ Emergency ¦ Self Contained ¦ Non LED | 44 | Urgent | B | 11 | 2035 | 5 | 1 | 2.2 | 8006 | 23870
Electrical ¦ Lighting ¦ Internal ¦ Emergency ¦ Self Contained ¦ Non LED | 1 | Urgent | B | 6 | 2030 | 5 | 1 | 2.2 | 8007 | 16949
Electrical ¦ Lighting ¦ External ¦ General - LED | 2 | Medium | B | 11 | 2035 | 5 | 3 | 3.2 | 29368 | 25498
HVAC ¦ Local Air Conditioning ¦ Single-Split Evaporator - Split Systems/Heat Pumps - Air-cooled with Direct Expansion Evaporator (DX) | 1 | Medium | B | 1 | 2025 | 5 | 3 | 3.2 | 29369 | 10302
HVAC ¦ Central Heating (Internally Sourced) ¦ Boiler ¦ Combination Atmospheric Burner Gas Boiler | 1 | High | B | 6 | 2030 | 5 | 2 | 2.7 | 16661 | 17798
Fabric ¦ Superstructure ¦ Windows and External Doors ¦ Roller Shutters ¦ Manual Roller Shutter | 1 | High | B | 11 | 2035 | 5 | 2 | 2.7 | 16662 | 24678
Fabric ¦ Superstructure ¦ Windows and External Doors ¦ Roller Shutters ¦ Manual Roller Shutter | 1 | High | B | 11 | 2035 | 5 | 2 | 2.7 | 16663 | 24679
Electrical ¦ Lighting ¦ Internal ¦ Emergency ¦ Self Contained ¦ LED | 2 | Urgent | B | 24 | 2048 | 5 | 1 | 2.2 | 8008 | 33246
HVAC ¦ Central Air Conditioning ¦ Air Conditioning ¦ Multi-Split Condenser - Split Systems/Heat Pumps - Air-cooled with Direct Expansion Evaporator (DX) | 1 | Medium | B | 1 | 2025 | 5 | 3 | 3.2 | 29370 | 10303
Fabric ¦ Superstructure ¦ Windows and External Doors ¦ External Doors ¦ Manual and Automatic Doors ¦ Emergency and Panic Escape Doors | 1 | Urgent | C | 11 | 2035 | 4 | 1 | 1.9 | 725 | 23292
HVAC ¦ Heat Emitters - Local ¦ Electric Overdoor Air Curtain/Heater | 1 | Medium | B | 6 | 2030 | 5 | 3 | 3.2 | 29371 | 18924
Electrical ¦ LV Distribution ¦ Distribution Board ¦ Sub | 1 | High | B | 12 | 2036 | 5 | 2 | 2.7 | 16664 | 26244
HVAC ¦ Fan ¦ Local and Special Ventilation ¦ Fans Window or Wall Mounted | 1 | Medium | B | 9 | 2033 | 5 | 3 | 3.2 | 29372 | 21848
HVAC ¦ Fan ¦ Local and Special Ventilation ¦ Extract | 1 | Medium | B | 7 | 2031 | 5 | 3 | 3.2 | 29373 | 20107
Fabric ¦ Barriers and Guardrails ¦ Vehicle Crash Protection Barrier | 1 | V Low | B | 1 | 2025 | 5 | 4 | 3.7 | 33423 | 12262
Electrical ¦ Lighting ¦ External ¦ General - Non-LED | 2 | Medium | B | 11 | 2035 | 5 | 3 | 3.2 | 29374 | 25499
Electrical ¦ Lighting ¦ Internal ¦ Emergency ¦ Self Contained ¦ Non LED | 13 | Urgent | B | 15 | 2039 | 5 | 1 | 2.2 | 8009 | 27986
Electrical ¦ Lighting ¦ Internal ¦ General | 4 | Medium | B | 16 | 2040 | 5 | 3 | 3.2 | 29375 | 29761
Fabric ¦ Barriers and Guardrails ¦ Vehicle Crash Protection Barrier | 1 | V Low | B | 1 | 2025 | 5 | 4 | 3.7 | 33424 | 12263
HVAC ¦ Fan ¦ Local and Special Ventilation ¦ Extract | 1 | Medium | DX | 1 | 2025 | 1 | 3 | 2 | 967 | 664
Fabric ¦ Superstructure ¦ Windows and External Doors ¦ Roller Shutters ¦ Manual Roller Shutter | 1 | High | B | 1 | 2025 | 5 | 2 | 2.7 | 16665 | 4679
Fabric ¦ Superstructure ¦ Windows and External Doors ¦ External Doors ¦ Manual and Automatic Doors ¦ Emergency and Panic Escape Doors | 1 | Urgent | B | 21 | 2045 | 5 | 1 | 2.2 | 8010 | 32342
Electrical ¦ Lighting ¦ Internal ¦ Emergency ¦ Self Contained ¦ LED | 2 | Urgent | B | 25 | 2049 | 5 | 1 | 2.2 | 8011 | 33327
Electrical ¦ Lighting ¦ External ¦ General - LED | 1 | Medium | B | 13 | 2037 | 5 | 3 | 3.2 | 29376 | 27222
Electrical ¦ Lighting ¦ External ¦ General - Non-LED | 1 | Medium | B | 1 | 2025 | 5 | 3 | 3.2 | 29377 | 10304
Electrical ¦ LV Distribution ¦ Distribution Board ¦ Main | 1 | High | C | 1 | 2025 | 4 | 2 | 2.4 | 10696 | 2492
Electrical ¦ LV Distribution ¦ Distribution Board ¦ Main | 1 | High | B | 6 | 2030 | 5 | 2 | 2.7 | 16666 | 17799
HVAC ¦ Heat Emitters - Local ¦ Electric Heaters | 1 | Medium | B | 6 | 2030 | 5 | 3 | 3.2 | 29378 | 18925
Water ¦ Local Hot Water ¦ Instantaneous Electric Water Heater - Non-Drinking Water | 1 | Medium | B | 1 | 2025 | 5 | 3 | 3.2 | 29379 | 10305
Fabric ¦ Barriers and Guardrails ¦ Vehicle Crash Protection Barrier | 1 | V Low | B | 1 | 2025 | 5 | 4 | 3.7 | 33425 | 12264
HVAC ¦ Fan ¦ Central Air Conditioning ¦ Centrifugal | 1 | Medium | C | 1 | 2025 | 4 | 3 | 2.9 | 18899 | 5748
HVAC ¦ Fan ¦ Central Air Conditioning ¦ Centrifugal | 1 | Medium | C | 1 | 2025 | 4 | 3 | 2.9 | 18900 | 5749
Transport ¦ Lifts ¦ Disabled Lift ¦ Hydraulic | 1 | High | B | 1 | 2025 | 5 | 2 | 2.7 | 16667 | 4680
Electrical ¦ Lighting ¦ Internal ¦ General ¦ LED Fittings & Luminaires | 26 | Medium | B | 16 | 2040 | 5 | 3 | 3.2 | 29380 | 29762
Electrical ¦ Lighting ¦ Internal ¦ General | 40 | Medium | CX | 2 | 2026 | 2 | 3 | 2.3 | 10308 | 12837
Fire ¦ Fire Fighting ¦ Fire Extinguishers ¦ CO2 | 2 | Urgent | B | 8 | 2032 | 5 | 1 | 2.2 | 8012 | 20542
Electrical ¦ LV Distribution ¦ Distribution Board ¦ Sub | 1 | High | C | 1 | 2025 | 4 | 2 | 2.4 | 10697 | 2493
Fire ¦ Fire Detection ¦ Fire Alarm Panel / Repeater (Vesda) | 1 | Urgent | B | 11 | 2035 | 5 | 1 | 2.2 | 8013 | 23871
Electrical ¦ LV Distribution ¦ Distribution Board ¦ Sub | 1 | High | CX | 1 | 2025 | 2 | 2 | 1.8 | 544 | 438
HVAC ¦ Heat Emitters - Local ¦ Electric Overdoor Air Curtain/Heater | 1 | Medium | CX | 1 | 2025 | 2 | 3 | 2.3 | 10309 | 2227
HVAC ¦ Local Air Conditioning ¦ Single-Split Evaporator - Split Systems/Heat Pumps - Air-cooled with Direct Expansion Evaporator (DX) | 1 | Medium | CX | 1 | 2025 | 2 | 3 | 2.3 | 10310 | 2228
HVAC ¦ Local Air Conditioning ¦ Single-Split Condenser - Split Systems/Heat Pumps - Air-cooled with Direct Expansion Evaporator (DX) | 1 | Medium | B | 5 | 2029 | 5 | 3 | 3.2 | 29381 | 15379
Fabric ¦ Superstructure ¦ Windows and External Doors ¦ External Doors ¦ Manual and Automatic Doors ¦ Emergency and Panic Escape Doors | 1 | Urgent | B | 11 | 2035 | 5 | 1 | 2.2 | 8014 | 23872
HVAC ¦ Central Heating (Internally Sourced) ¦ Boiler ¦ Atmospheric Gas Burner Boiler - Small and/or Wall Hung for Light Commercial Installation | 1 | Medium | B | 3 | 2027 | 5 | 3 | 3.2 | 29382 | 13634
Water ¦ Local Hot Water ¦ Package Electric Water Heaters - Non-Drinking Water | 1 | Medium | B | 1 | 2025 | 5 | 3 | 3.2 | 29383 | 10306
HVAC ¦ Fan ¦ Local and Special Ventilation ¦ Fans Window or Wall Mounted | 1 | Medium | B | 1 | 2025 | 5 | 3 | 3.2 | 29384 | 10307
HVAC ¦ Fan ¦ Local and Special Ventilation ¦ Extract | 1 | Medium | B | 1 | 2025 | 5 | 3 | 3.2 | 29385 | 10308
Communication and Control ¦ Communication Systems ¦ Public Address (PA) System | 1 | Medium | B | 16 | 2040 | 5 | 3 | 3.2 | 29386 | 29763
Electrical ¦ LV Distribution ¦ Distribution Board ¦ Sub | 1 | High | B | 1 | 2025 | 5 | 2 | 2.7 | 16668 | 4681
Fabric ¦ Superstructure ¦ Windows and External Doors ¦ External Doors ¦ Entrance Doors | 1 | High | B | 1 | 2025 | 5 | 2 | 2.7 | 16669 | 4682
HVAC ¦ Fan ¦ Local and Special Ventilation ¦ Extract | 1 | Medium | B | 7 | 2031 | 5 | 3 | 3.2 | 29387 | 20108
Electrical ¦ Lighting ¦ Internal ¦ Emergency ¦ Self Contained ¦ LED | 1 | Urgent | B | 23 | 2047 | 5 | 1 | 2.2 | 8015 | 33136
Fabric ¦ Barriers and Guardrails ¦ Vehicle Crash Protection Barrier | 1 | V Low | B | 1 | 2025 | 5 | 4 | 3.7 | 33426 | 12265
HVAC ¦ Central Air Conditioning ¦ Air Conditioning ¦ Multi-Split Evaporator - Split Systems/Heat Pumps - Air-cooled with Direct Expansion Evaporator (DX) | 1 | Medium | B | 7 | 2031 | 5 | 3 | 3.2 | 29388 | 20109
HVAC ¦ Central Heating (Internally Sourced) ¦ Boiler ¦ Atmospheric Gas Burner/Condensing Combination Boiler (domestic type) | 1 | High | B | 1 | 2025 | 5 | 2 | 2.7 | 16670 | 4683
Electrical ¦ LV Distribution ¦ Distribution Board ¦ Sub | 1 | High | B | 11 | 2035 | 5 | 2 | 2.7 | 16671 | 24680
HVAC ¦ Fan ¦ Local and Special Ventilation ¦ Fans Window or Wall Mounted | 1 | Medium | B | 6 | 2030 | 5 | 3 | 3.2 | 29389 | 18926
Fabric ¦ Superstructure ¦ Windows and External Doors ¦ External Doors ¦ Entrance Doors | 1 | High | B | 23 | 2047 | 5 | 2 | 2.7 | 16672 | 33213
HVAC ¦ Local Air Conditioning ¦ Single-Split Evaporator - Split Systems/Heat Pumps - Air-cooled with Direct Expansion Evaporator (DX) | 1 | Medium | B | 11 | 2035 | 5 | 3 | 3.2 | 29390 | 25500
Fabric ¦ Superstructure ¦ Windows and External Doors ¦ External Doors ¦ Manual and Automatic Doors ¦ Emergency and Panic Escape Doors | 1 | Urgent | B | 1 | 2025 | 5 | 1 | 2.2 | 8016 | 1719
HVAC ¦ Fan ¦ Local and Special Ventilation ¦ Extract | 1 | Medium | B | 7 | 2031 | 5 | 3 | 3.2 | 29391 | 20110
HVAC ¦ Fan ¦ Local and Special Ventilation ¦ Extract | 1 | Medium | B | 7 | 2031 | 5 | 3 | 3.2 | 29392 | 20111
Security ¦ Access ¦ Access Control ¦ Door ¦ Local Lock / Keypad / Manual | 2 | Medium | B | 11 | 2035 | 5 | 3 | 3.2 | 29393 | 25501
Electrical ¦ Lighting ¦ Internal ¦ General ¦ LED Fittings & Luminaires | 67 | Medium | B | 18 | 2042 | 5 | 3 | 3.2 | 29394 | 30984
HVAC ¦ Heat Emitters - Local ¦ Electric Heaters | 1 | Medium | B | 1 | 2025 | 5 | 3 | 3.2 | 29395 | 10309
Electrical ¦ Lighting ¦ Internal ¦ General ¦ LED Fittings & Luminaires | 2 | Medium | B | 16 | 2040 | 5 | 3 | 3.2 | 29396 | 29764
Electrical ¦ Lighting ¦ Internal ¦ Emergency ¦ Self Contained ¦ LED | 3 | Urgent | B | 21 | 2045 | 5 | 1 | 2.2 | 8017 | 32343
Electrical ¦ Lighting ¦ Internal ¦ General ¦ LED Fittings & Luminaires | 7 | Medium | B | 8 | 2032 | 5 | 3 | 3.2 | 29397 | 21095
Fabric ¦ Superstructure ¦ Windows and External Doors ¦ Roller Shutters ¦ Manual Roller Shutter | 1 | High | B | 11 | 2035 | 5 | 2 | 2.7 | 16673 | 24681
Fire ¦ Fire Fighting ¦ Fire Extinguishers ¦ Foam | 3 | Urgent | B | 6 | 2030 | 5 | 1 | 2.2 | 8018 | 16950
Electrical ¦ Lighting ¦ Internal ¦ General ¦ LED Fittings & Luminaires | 18 | Medium | B | 18 | 2042 | 5 | 3 | 3.2 | 29398 | 30985
Electrical ¦ Specialist Lighting ¦ Internal ¦ Illuminated Fire Exit Signage | 2 | Urgent | B | 16 | 2040 | 5 | 1 | 2.2 | 8019 | 28957
Electrical ¦ LV Distribution ¦ Distribution Board ¦ Main | 1 | High | A | 19 | 2043 | 6 | 2 | 3 | 19610 | 31326
HVAC ¦ Fan ¦ Local and Special Ventilation ¦ Extract | 1 | Medium | B | 1 | 2025 | 5 | 3 | 3.2 | 29399 | 10310
Electrical ¦ Lighting ¦ External ¦ General - LED | 7 | Medium | B | 7 | 2031 | 5 | 3 | 3.2 | 29400 | 20112
Electrical ¦ Lighting ¦ Internal ¦ General ¦ LED Fittings & Luminaires | 28 | Medium | B | 16 | 2040 | 5 | 3 | 3.2 | 29401 | 29765
Fabric ¦ Superstructure ¦ Windows and External Doors ¦ Roller Shutters ¦ Electric Roller Shutter | 1 | High | B | 22 | 2046 | 5 | 2 | 2.7 | 16674 | 33036
HVAC ¦ Local and Special Ventilation ¦ Unit extract fans. | 1 | Medium | B | 11 | 2035 | 5 | 3 | 3.2 | 29402 | 25502
Fire ¦ Fire Detection ¦ Fire Alarm Panel / Repeater | 1 | Urgent | B | 11 | 2035 | 5 | 1 | 2.2 | 8020 | 23873
HVAC ¦ Fan ¦ Central Ventilation Systems ¦ Axial | 1 | Medium | B | 5 | 2029 | 5 | 3 | 3.2 | 29403 | 15380
HVAC ¦ Heat Emitters - Local ¦ Electric Heaters | 2 | Medium | DX | 1 | 2025 | 1 | 3 | 2 | 968 | 665
HVAC ¦ Local Air Conditioning ¦ Single-Split Condenser - Split Systems/Heat Pumps - Air-cooled with Direct Expansion Evaporator (DX) | 1 | Medium | B | 5 | 2029 | 5 | 3 | 3.2 | 29404 | 15381
HVAC ¦ Central Heating (Internally Sourced) ¦ Burner ¦ Forced draft gas burner | 1 | Medium | B | 6 | 2030 | 5 | 3 | 3.2 | 29405 | 18927
Electrical ¦ Lighting ¦ External ¦ General - LED | 1 | Medium | B | 11 | 2035 | 5 | 3 | 3.2 | 29406 | 25503
HVAC ¦ Fan ¦ Local and Special Ventilation ¦ Fans Window or Wall Mounted | 1 | Medium | DX | 1 | 2025 | 1 | 3 | 2 | 969 | 666
Electrical ¦ Lighting ¦ Internal ¦ General ¦ LED Fittings & Luminaires | 142 | Medium | B | 15 | 2039 | 5 | 3 | 3.2 | 29407 | 28504
Electrical ¦ Lighting ¦ Internal ¦ General ¦ LED Fittings & Luminaires | 2 | Medium | B | 16 | 2040 | 5 | 3 | 3.2 | 29408 | 29766
Fire ¦ Fire Fighting ¦ Fire Extinguishers ¦ Powder | 1 | Urgent | B | 8 | 2032 | 5 | 1 | 2.2 | 8021 | 20543
HVAC ¦ Heat Emitters - Local ¦ Gas Fired Natural and Fan Assisted Heaters | 1 | Medium | B | 5 | 2029 | 5 | 3 | 3.2 | 29409 | 15382
Electrical ¦ Specialist Lighting ¦ Internal ¦ Illuminated Fire Exit Signage | 4 | Urgent | B | 16 | 2040 | 5 | 1 | 2.2 | 8022 | 28958
Fire ¦ Fire Fighting ¦ Fire Extinguishers ¦ Foam | 2 | Urgent | B | 4 | 2028 | 5 | 1 | 2.2 | 8023 | 13861
Electrical ¦ Lighting ¦ Internal ¦ Emergency ¦ Self Contained ¦ LED | 2 | Urgent | B | 21 | 2045 | 5 | 1 | 2.2 | 8024 | 32344
Electrical ¦ LV Distribution ¦ Distribution Board ¦ Main | 1 | High | C | 6 | 2030 | 4 | 2 | 2.4 | 10698 | 17337
Fabric ¦ Superstructure ¦ Windows and External Doors ¦ Roller Shutters ¦ Manual Roller Shutter | 1 | High | CX | 1 | 2025 | 2 | 2 | 1.8 | 545 | 439
Fire ¦ Fire Fighting ¦ Fire Extinguishers ¦ Foam | 1 | Urgent | B | 8 | 2032 | 5 | 1 | 2.2 | 8025 | 20544
Electrical ¦ Lighting ¦ Internal ¦ Emergency ¦ Self Contained ¦ LED | 1 | Urgent | B | 17 | 2041 | 5 | 1 | 2.2 | 8026 | 30197
Fire ¦ Fire Fighting ¦ Fire Extinguishers ¦ Foam | 1 | Urgent | B | 1 | 2025 | 5 | 1 | 2.2 | 8027 | 1720
Electrical ¦ LV Distribution ¦ Distribution Board ¦ Sub | 1 | High | B | 1 | 2025 | 5 | 2 | 2.7 | 16675 | 4684
Electrical ¦ Lighting ¦ Internal ¦ General ¦ LED Fittings & Luminaires | 11 | Medium | B | 12 | 2036 | 5 | 3 | 3.2 | 29410 | 26685
Electrical ¦ Lighting ¦ Internal ¦ General | 1 | Medium | B | 1 | 2025 | 5 | 3 | 3.2 | 29411 | 10311
Fire ¦ Fire Fighting ¦ Fire Extinguishers ¦ Foam | 6 | Urgent | B | 6 | 2030 | 5 | 1 | 2.2 | 8028 | 16951
HVAC ¦ Heat Emitters - Central ¦ Radiators ¦ Steel | 1 | Medium | B | 1 | 2025 | 5 | 3 | 3.2 | 29412 | 10312
Electrical ¦ Lighting ¦ Internal ¦ Emergency ¦ Self Contained ¦ LED | 6 | Urgent | B | 21 | 2045 | 5 | 1 | 2.2 | 8029 | 32345
Electrical ¦ Lighting ¦ Internal ¦ Emergency ¦ Self Contained ¦ Non LED | 2 | Urgent | CX | 4 | 2028 | 2 | 1 | 1.3 | 352 | 13738
Electrical ¦ Lighting ¦ External ¦ General - Non-LED | 5 | Medium | B | 1 | 2025 | 5 | 3 | 3.2 | 29413 | 10313
Electrical ¦ Lighting ¦ Internal ¦ Emergency ¦ Self Contained ¦ Non LED | 3 | Urgent | CX | 7 | 2031 | 2 | 1 | 1.3 | 353 | 19116
Fire ¦ Fire Fighting ¦ Fire Extinguishers ¦ Foam | 4 | Urgent | B | 6 | 2030 | 5 | 1 | 2.2 | 8030 | 16952
HVAC ¦ Ductwork ¦ Ductwork, Fittings and Ancillaries ¦ Central Ventilation Systems ¦ Fire Dampers ¦ Fusible Link | 1 | Urgent | B | 1 | 2025 | 5 | 1 | 2.2 | 8031 | 1721
Fire ¦ Fire Detection ¦ Fire Alarm System | 1 | Urgent | B | 1 | 2025 | 5 | 1 | 2.2 | 8032 | 1722
Fabric ¦ Superstructure ¦ Windows and External Doors ¦ External Doors ¦ Manual and Automatic Doors ¦ Emergency and Panic Escape Doors | 2 | Urgent | B | 30 | 2054 | 5 | 1 | 2.2 | 8033 | 33691
Fire ¦ Fire Detection ¦ Fire Alarm Panel / Repeater | 1 | Urgent | CX | 1 | 2025 | 2 | 1 | 1.3 | 354 | 321
Fire ¦ Fire Detection ¦ Fire Alarm System | 1 | Urgent | B | 10 | 2034 | 5 | 1 | 2.2 | 8034 | 22137
Controls ¦ Multi-System Controls ¦ Multi-Input Controllers | 1 | Medium | B | 4 | 2028 | 5 | 3 | 3.2 | 29414 | 14205
Electrical ¦ Specialist Lighting ¦ Internal ¦ Illuminated Fire Exit Signage | 1 | Urgent | B | 10 | 2034 | 5 | 1 | 2.2 | 8035 | 22138
Electrical ¦ Lighting ¦ Internal ¦ General ¦ LED Fittings & Luminaires | 32 | Medium | B | 16 | 2040 | 5 | 3 | 3.2 | 29415 | 29767
Electrical ¦ Lighting ¦ Internal ¦ General ¦ LED Fittings & Luminaires | 28 | Medium | B | 12 | 2036 | 5 | 3 | 3.2 | 29416 | 26686
HVAC ¦ Heat Emitters - Central ¦ Radiators ¦ Steel | 3 | Medium | B | 6 | 2030 | 5 | 3 | 3.2 | 29417 | 18928
HVAC ¦ Ductwork ¦ Ductwork, Fittings and Ancillaries ¦ Central Ventilation Systems ¦ Fire Dampers ¦ Automatic | 1 | Urgent | CX | 5 | 2029 | 2 | 1 | 1.3 | 355 | 14273
Electrical ¦ Lighting ¦ Internal ¦ General ¦ LED Fittings & Luminaires | 52 | Medium | B | 14 | 2038 | 5 | 3 | 3.2 | 29418 | 27620
Security ¦ Access ¦ Access Control ¦ Door ¦ Local Lock / Keypad / Manual | 1 | Medium | B | 10 | 2034 | 5 | 3 | 3.2 | 29419 | 23063
Electrical ¦ Lighting ¦ Internal ¦ Emergency ¦ Self Contained ¦ LED | 7 | Urgent | B | 22 | 2046 | 5 | 1 | 2.2 | 8036 | 32969
Fire ¦ Fire Fighting ¦ Fire Extinguishers ¦ CO2 | 5 | Urgent | B | 9 | 2033 | 5 | 1 | 2.2 | 8037 | 21441
HVAC ¦ Heat Emitters - Local ¦ Electric Heaters | 2 | Medium | B | 3 | 2027 | 5 | 3 | 3.2 | 29420 | 13635
Electrical ¦ Lighting ¦ External ¦ General - LED | 3 | Medium | B | 10 | 2034 | 5 | 3 | 3.2 | 29421 | 23064
Electrical ¦ LV Distribution ¦ Distribution Board ¦ Main | 1 | High | B | 6 | 2030 | 5 | 2 | 2.7 | 16676 | 17800
Fabric ¦ Superstructure ¦ Internal Doors ¦ Roller Shutters ¦ Electric Roller Shutter | 1 | Medium | B | 15 | 2039 | 5 | 3 | 3.2 | 29422 | 28505
HVAC ¦ Heat Emitters - Local ¦ Electric Heaters | 3 | Medium | B | 1 | 2025 | 5 | 3 | 3.2 | 29423 | 10314
Electrical ¦ Lighting ¦ External ¦ General - Non-LED | 5 | Medium | CX | 1 | 2025 | 2 | 3 | 2.3 | 10311 | 2229
Electrical ¦ LV Distribution ¦ Distribution Board ¦ Main | 1 | High | B | 19 | 2043 | 5 | 2 | 2.7 | 16677 | 31244
HVAC ¦ Heat Emitters - Local ¦ Gas Fired Unit Heaters | 1 | Medium | B | 1 | 2025 | 5 | 3 | 3.2 | 29424 | 10315
HVAC ¦ Ductwork ¦ Ductwork, Fittings and Ancillaries ¦ Central Ventilation Systems ¦ Fire Dampers ¦ Fusible Link | 1 | Urgent | B | 1 | 2025 | 5 | 1 | 2.2 | 8038 | 1723
Fire ¦ Fire Fighting ¦ Fire Extinguishers ¦ CO2 | 2 | Urgent | B | 6 | 2030 | 5 | 1 | 2.2 | 8039 | 16953
HVAC ¦ Local Air Conditioning ¦ Single-Split Evaporator - Split Systems/Heat Pumps - Air-cooled with Direct Expansion Evaporator (DX) | 1 | Medium | B | 11 | 2035 | 5 | 3 | 3.2 | 29425 | 25504
Fabric ¦ Superstructure ¦ Windows and External Doors ¦ External Doors ¦ Manual and Automatic Doors ¦ Auto / Powered Sliding Doors | 1 | High | B | 25 | 2049 | 5 | 2 | 2.7 | 16678 | 33424
Fabric ¦ Superstructure ¦ Windows and External Doors ¦ External Doors ¦ Entrance Doors | 1 | High | B | 26 | 2050 | 5 | 2 | 2.7 | 16679 | 33520
Fire ¦ Fire Fighting ¦ Fire Extinguishers ¦ CO2 | 3 | Urgent | B | 7 | 2031 | 5 | 1 | 2.2 | 8040 | 19458
Fire ¦ Fire Fighting ¦ Fire Extinguishers ¦ Foam | 2 | Urgent | B | 7 | 2031 | 5 | 1 | 2.2 | 8041 | 19459
Electrical ¦ LV Distribution ¦ Distribution Board ¦ Sub | 1 | High | B | 1 | 2025 | 5 | 2 | 2.7 | 16680 | 4685
Electrical ¦ LV Distribution ¦ Distribution Board ¦ Sub | 1 | High | B | 12 | 2036 | 5 | 2 | 2.7 | 16681 | 26245
Electrical ¦ Lighting ¦ Internal ¦ Emergency ¦ Self Contained ¦ LED | 21 | Urgent | A | 24 | 2048 | 6 | 1 | 2.5 | 10968 | 33256
Electrical ¦ Lighting ¦ Internal ¦ General | 27 | Medium | B | 15 | 2039 | 5 | 3 | 3.2 | 29426 | 28506
Electrical ¦ Specialist Lighting ¦ Internal ¦ Illuminated Fire Exit Signage | 1 | Urgent | B | 15 | 2039 | 5 | 1 | 2.2 | 8042 | 27987
Electrical ¦ Lighting ¦ Internal ¦ General ¦ LED Fittings & Luminaires | 1 | Medium | B | 16 | 2040 | 5 | 3 | 3.2 | 29427 | 29768
Electrical ¦ Lighting ¦ Internal ¦ General ¦ LED Fittings & Luminaires | 13 | Medium | B | 1 | 2025 | 5 | 3 | 3.2 | 29428 | 10316
Electrical ¦ Lighting ¦ Internal ¦ Emergency ¦ Self Contained ¦ LED | 2 | Urgent | B | 17 | 2041 | 5 | 1 | 2.2 | 8043 | 30198
Electrical ¦ Lighting ¦ Internal ¦ General ¦ LED Fittings & Luminaires | 10 | Medium | B | 17 | 2041 | 5 | 3 | 3.2 | 29429 | 30550
Electrical ¦ Lighting ¦ Internal ¦ General ¦ LED Fittings & Luminaires | 8 | Medium | B | 14 | 2038 | 5 | 3 | 3.2 | 29430 | 27621
Electrical ¦ Lighting ¦ Internal ¦ Emergency ¦ Self Contained ¦ LED | 1 | Urgent | B | 13 | 2037 | 5 | 1 | 2.2 | 8044 | 26887
Electrical ¦ Lighting ¦ Internal ¦ General | 1 | Medium | B | 1 | 2025 | 5 | 3 | 3.2 | 29431 | 10317
Fire ¦ Fire Fighting ¦ Fire Extinguishers ¦ Foam | 2 | Urgent | B | 8 | 2032 | 5 | 1 | 2.2 | 8045 | 20545
HVAC ¦ Central Heating (Internally Sourced) ¦ Boiler ¦ Atmospheric Gas Burner - Condensing Boiler | 1 | High | B | 8 | 2032 | 5 | 2 | 2.7 | 16682 | 20758
Fire ¦ Fire Fighting ¦ Fire Extinguishers ¦ CO2 | 3 | Urgent | B | 9 | 2033 | 5 | 1 | 2.2 | 8046 | 21442
Electrical ¦ Lighting ¦ Internal ¦ General | 72 | Medium | B | 18 | 2042 | 5 | 3 | 3.2 | 29432 | 30986
Electrical ¦ Lighting ¦ Internal ¦ Emergency ¦ Self Contained ¦ LED | 2 | Urgent | B | 22 | 2046 | 5 | 1 | 2.2 | 8047 | 32970
Fire ¦ Fire Fighting ¦ Fire Extinguishers ¦ Foam | 2 | Urgent | B | 7 | 2031 | 5 | 1 | 2.2 | 8048 | 19460
HVAC ¦ Central Air Conditioning ¦ Air Conditioning ¦ Multi-Split Condenser - Split Systems/Heat Pumps - Air-cooled with Direct Expansion Evaporator (DX) | 1 | Medium | B | 9 | 2033 | 5 | 3 | 3.2 | 29433 | 21849
Water ¦ Local Hot Water ¦ Instantaneous Electric Water Heater - Non-Drinking Water | 1 | Medium | B | 11 | 2035 | 5 | 3 | 3.2 | 29434 | 25505
Electrical ¦ LV Distribution ¦ Distribution Board ¦ Main | 1 | High | D | 1 | 2025 | 3 | 2 | 2.1 | 1285 | 873
Fabric ¦ Superstructure ¦ Windows and External Doors ¦ External Doors ¦ Entrance Doors | 1 | High | B | 11 | 2035 | 5 | 2 | 2.7 | 16683 | 24682
Electrical ¦ Lighting ¦ External ¦ General - Non-LED | 6 | Medium | CX | 10 | 2034 | 2 | 3 | 2.3 | 10312 | 22189
Electrical ¦ Lighting ¦ External ¦ General - Non-LED | 2 | Medium | C | 1 | 2025 | 4 | 3 | 2.9 | 18901 | 5750
Electrical ¦ LV Distribution ¦ Distribution Board ¦ Main | 1 | High | B | 19 | 2043 | 5 | 2 | 2.7 | 16684 | 31245
Fabric ¦ Barriers and Guardrails ¦ Vehicle Crash Protection Barrier | 1 | V Low | B | 1 | 2025 | 5 | 4 | 3.7 | 33427 | 12266
HVAC ¦ Fan ¦ Central Ventilation Systems ¦ Axial | 1 | Medium | B | 5 | 2029 | 5 | 3 | 3.2 | 29435 | 15383
Electrical ¦ Lighting ¦ Internal ¦ General | 24 | Medium | B | 17 | 2041 | 5 | 3 | 3.2 | 29436 | 30551
HVAC ¦ Local Air Conditioning ¦ Single-Split Evaporator - Split Systems/Heat Pumps - Air-cooled with Direct Expansion Evaporator (DX) | 1 | Medium | B | 1 | 2025 | 5 | 3 | 3.2 | 29437 | 10318
HVAC ¦ Fan ¦ Local and Special Ventilation ¦ Fans Window or Wall Mounted | 1 | Medium | B | 7 | 2031 | 5 | 3 | 3.2 | 29438 | 20113
Fire ¦ Fire Fighting ¦ Fire Extinguishers ¦ Foam | 4 | Urgent | B | 8 | 2032 | 5 | 1 | 2.2 | 8049 | 20546
Electrical ¦ Lighting ¦ Internal ¦ General ¦ LED Fittings & Luminaires | 1 | Medium | B | 18 | 2042 | 5 | 3 | 3.2 | 29439 | 30987
Electrical ¦ Lighting ¦ Internal ¦ General | 2 | Medium | B | 10 | 2034 | 5 | 3 | 3.2 | 29440 | 23065
HVAC ¦ Fan ¦ Local and Special Ventilation ¦ Extract | 1 | Medium | B | 7 | 2031 | 5 | 3 | 3.2 | 29441 | 20114
Electrical ¦ Lighting ¦ Internal ¦ Emergency ¦ Self Contained ¦ LED | 2 | Urgent | B | 23 | 2047 | 5 | 1 | 2.2 | 8050 | 33137
HVAC ¦ Central Air Conditioning ¦ Air Conditioning ¦ Multi-Split Evaporator - Split Systems/Heat Pumps - Air-cooled with Direct Expansion Evaporator (DX) | 1 | Medium | B | 7 | 2031 | 5 | 3 | 3.2 | 29442 | 20115
HVAC ¦ Local Air Conditioning ¦ Single-Split Evaporator - Split Systems/Heat Pumps - Air-cooled with Direct Expansion Evaporator (DX) | 1 | Medium | B | 13 | 2037 | 5 | 3 | 3.2 | 29443 | 27223
HVAC ¦ Local Air Conditioning ¦ Single-Split Condenser - Split Systems/Heat Pumps - Air-cooled with Direct Expansion Evaporator (DX) | 1 | Medium | B | 11 | 2035 | 5 | 3 | 3.2 | 29444 | 25506
Fabric ¦ Superstructure ¦ Windows and External Doors ¦ External Doors ¦ Manual and Automatic Doors ¦ Emergency and Panic Escape Doors | 1 | Urgent | C | 11 | 2035 | 4 | 1 | 1.9 | 726 | 23293
Electrical ¦ Lighting ¦ Internal ¦ Emergency ¦ Self Contained ¦ LED | 2 | Urgent | B | 23 | 2047 | 5 | 1 | 2.2 | 8051 | 33138
HVAC ¦ Central Air Conditioning ¦ Air Conditioning ¦ Multi-Split Condenser - DX Split Systems (With Gas, Electric or Hot Water Heaters) | 1 | Medium | B | 1 | 2025 | 5 | 3 | 3.2 | 29445 | 10319
Fabric ¦ Superstructure ¦ Internal Doors ¦ Roller Shutters ¦ Electric Roller Shutter | 1 | Medium | B | 17 | 2041 | 5 | 3 | 3.2 | 29446 | 30552
HVAC ¦ Fan ¦ Local and Special Ventilation ¦ Extract | 1 | Medium | B | 1 | 2025 | 5 | 3 | 3.2 | 29447 | 10320
Fabric ¦ Superstructure ¦ Windows and External Doors ¦ Roller Shutters ¦ Electric Roller Shutter | 1 | High | A | 24 | 2048 | 6 | 2 | 3 | 19611 | 33273
HVAC ¦ Fan ¦ Central Ventilation Systems ¦ Axial | 1 | Medium | B | 5 | 2029 | 5 | 3 | 3.2 | 29448 | 15384
Security ¦ Access ¦ Access Control ¦ Door ¦ Local Lock / Keypad / Manual | 1 | Medium | B | 11 | 2035 | 5 | 3 | 3.2 | 29449 | 25507
HVAC ¦ Central Air Conditioning ¦ Air Conditioning ¦ Multi-Split Condenser - DX Split Systems (With Gas, Electric or Hot Water Heaters) | 1 | Medium | B | 7 | 2031 | 5 | 3 | 3.2 | 29450 | 20116
Fabric ¦ Barriers and Guardrails ¦ Vehicle Crash Protection Barrier | 1 | V Low | B | 1 | 2025 | 5 | 4 | 3.7 | 33428 | 12267
Electrical ¦ Lighting ¦ Internal ¦ General | 13 | Medium | B | 15 | 2039 | 5 | 3 | 3.2 | 29451 | 28507
Electrical ¦ Lighting ¦ Internal ¦ Emergency ¦ Self Contained ¦ Non LED | 2 | Urgent | CX | 7 | 2031 | 2 | 1 | 1.3 | 356 | 19117
Electrical ¦ LV Distribution ¦ Distribution Board ¦ Sub | 1 | High | C | 1 | 2025 | 4 | 2 | 2.4 | 10699 | 2494
Fabric ¦ Superstructure ¦ Internal Doors ¦ Roller Shutters ¦ Electric Roller Shutter | 1 | Medium | B | 16 | 2040 | 5 | 3 | 3.2 | 29452 | 29769
Fabric ¦ Superstructure ¦ Windows and External Doors ¦ Roller Shutters ¦ Manual Roller Shutter | 1 | High | CX | 1 | 2025 | 2 | 2 | 1.8 | 546 | 440
HVAC ¦ Heat Emitters - Local ¦ Electric Heaters | 1 | Medium | B | 1 | 2025 | 5 | 3 | 3.2 | 29453 | 10321
Electrical ¦ Lighting ¦ External ¦ General - LED | 1 | Medium | B | 10 | 2034 | 5 | 3 | 3.2 | 29454 | 23066
Fire ¦ Fire Fighting ¦ Fire Extinguishers ¦ Powder | 1 | Urgent | B | 8 | 2032 | 5 | 1 | 2.2 | 8052 | 20547
Electrical ¦ LV Distribution ¦ Distribution Board ¦ Main | 1 | High | B | 19 | 2043 | 5 | 2 | 2.7 | 16685 | 31246
Electrical ¦ Lighting ¦ Internal ¦ General ¦ LED Fittings & Luminaires | 1 | Medium | A | 19 | 2043 | 6 | 3 | 3.5 | 32596 | 31392
Electrical ¦ LV Distribution ¦ Distribution Board ¦ Main | 1 | High | B | 6 | 2030 | 5 | 2 | 2.7 | 16686 | 17801
HVAC ¦ Central Heating (Internally Sourced) ¦ Burner ¦ Forced draft gas burner | 1 | Medium | B | 1 | 2025 | 5 | 3 | 3.2 | 29455 | 10322
Fire ¦ Fire Fighting ¦ Fire Extinguishers ¦ Foam | 2 | Urgent | B | 7 | 2031 | 5 | 1 | 2.2 | 8053 | 19461
Water ¦ Local Hot Water ¦ Instantaneous Electric Water Heater - Non-Drinking Water | 1 | Medium | B | 14 | 2038 | 5 | 3 | 3.2 | 29456 | 27622
Electrical ¦ Lighting ¦ External ¦ General - Non-LED | 1 | Medium | B | 1 | 2025 | 5 | 3 | 3.2 | 29457 | 10323
HVAC ¦ Central Heating (Internally Sourced) ¦ Boiler ¦ Atmospheric Gas Burner Boiler - Small and/or Wall Hung for Light Commercial Installation | 1 | Medium | A | 9 | 2033 | 6 | 3 | 3.5 | 32597 | 21934
HVAC ¦ Fan ¦ Local and Special Ventilation ¦ Extract | 1 | Medium | B | 7 | 2031 | 5 | 3 | 3.2 | 29458 | 20117
HVAC ¦ Smoke Extract ¦ Control Panel - smoke ventilation systems. | 1 | Urgent | B | 6 | 2030 | 5 | 1 | 2.2 | 8054 | 16954
Fabric ¦ Superstructure ¦ Windows and External Doors ¦ External Doors ¦ Manual and Automatic Doors ¦ Emergency and Panic Escape Doors | 1 | Urgent | B | 4 | 2028 | 5 | 1 | 2.2 | 8055 | 13862
HVAC ¦ Central Heating (Internally Sourced) ¦ Burner ¦ Blown gas burner | 1 | Medium | B | 1 | 2025 | 5 | 3 | 3.2 | 29459 | 10324
Electrical ¦ Lighting ¦ Internal ¦ Emergency ¦ Self Contained ¦ LED | 2 | Urgent | B | 21 | 2045 | 5 | 1 | 2.2 | 8056 | 32346
Fabric ¦ Superstructure ¦ Internal Doors ¦ Roller Shutters ¦ Electric Roller Shutter | 1 | Medium | B | 11 | 2035 | 5 | 3 | 3.2 | 29460 | 25508
Fabric ¦ Barriers and Guardrails ¦ Vehicle Crash Protection Barrier | 1 | V Low | B | 1 | 2025 | 5 | 4 | 3.7 | 33429 | 12268
HVAC ¦ Heat Emitters - Local ¦ Electric Heaters | 1 | Medium | B | 4 | 2028 | 5 | 3 | 3.2 | 29461 | 14206
Electrical ¦ Lighting ¦ Internal ¦ General | 1 | Medium | B | 4 | 2028 | 5 | 3 | 3.2 | 29462 | 14207
Electrical ¦ LV Distribution ¦ Distribution Board ¦ Sub | 1 | High | C | 1 | 2025 | 4 | 2 | 2.4 | 10700 | 2495
HVAC ¦ Heat Emitters - Local ¦ Gas Fired Natural and Fan Assisted Heaters | 1 | Medium | B | 10 | 2034 | 5 | 3 | 3.2 | 29463 | 23067
Electrical ¦ LV Distribution ¦ Distribution Board ¦ Sub | 1 | High | B | 16 | 2040 | 5 | 2 | 2.7 | 16687 | 29236
HVAC ¦ Fan ¦ Local and Special Ventilation ¦ Kitchen Vent ¦ Fans Window or Wall Mounted | 1 | Medium | B | 8 | 2032 | 5 | 3 | 3.2 | 29464 | 21096
Fire ¦ Fire Fighting ¦ Fire Extinguishers ¦ Powder | 2 | Urgent | B | 9 | 2033 | 5 | 1 | 2.2 | 8057 | 21443
HVAC ¦ Central Air Conditioning ¦ Air Conditioning ¦ Multi-Split Condenser - Split Systems/Heat Pumps - Air-cooled with Direct Expansion Evaporator (DX) | 1 | Medium | B | 9 | 2033 | 5 | 3 | 3.2 | 29465 | 21850
Fire ¦ Fire Detection ¦ Fire Alarm Panel / Repeater | 1 | Urgent | B | 12 | 2036 | 5 | 1 | 2.2 | 8058 | 26084
HVAC ¦ Fan ¦ Local and Special Ventilation ¦ Extract | 1 | Medium | B | 1 | 2025 | 5 | 3 | 3.2 | 29466 | 10325
Electrical ¦ Lighting ¦ Internal ¦ General ¦ LED Fittings & Luminaires | 2 | Medium | B | 16 | 2040 | 5 | 3 | 3.2 | 29467 | 29770
Fabric ¦ Superstructure ¦ Internal Doors ¦ Roller Shutters ¦ Electric Roller Shutter | 1 | Medium | B | 17 | 2041 | 5 | 3 | 3.2 | 29468 | 30553
HVAC ¦ Fan ¦ Local and Special Ventilation ¦ Fans Window or Wall Mounted | 1 | Medium | B | 11 | 2035 | 5 | 3 | 3.2 | 29469 | 25509
HVAC ¦ Fan ¦ Local and Special Ventilation ¦ Fans Window or Wall Mounted | 1 | Medium | B | 10 | 2034 | 5 | 3 | 3.2 | 29470 | 23068
HVAC ¦ Fan ¦ Local and Special Ventilation ¦ Fans Window or Wall Mounted | 1 | Medium | B | 11 | 2035 | 5 | 3 | 3.2 | 29471 | 25510
Fabric ¦ Superstructure ¦ Internal Doors ¦ Roller Shutters ¦ Automatic Fabric Roll Up Door | 1 | High | B | 1 | 2025 | 5 | 2 | 2.7 | 16688 | 4686
Fire ¦ Fire Fighting ¦ Fire Extinguishers ¦ CO2 | 4 | Urgent | B | 2 | 2026 | 5 | 1 | 2.2 | 8059 | 12751
Fabric ¦ Barriers and Guardrails ¦ Vehicle Crash Protection Barrier | 1 | V Low | B | 1 | 2025 | 5 | 4 | 3.7 | 33430 | 12269
Electrical ¦ Lighting ¦ Internal ¦ Emergency ¦ Self Contained ¦ Non LED | 1 | Urgent | B | 1 | 2025 | 5 | 1 | 2.2 | 8060 | 1724
HVAC ¦ Fan ¦ Local and Special Ventilation ¦ Fans Window or Wall Mounted | 1 | Medium | B | 11 | 2035 | 5 | 3 | 3.2 | 29472 | 25511
HVAC ¦ Fan ¦ Central Ventilation Systems ¦ Extract | 1 | Medium | C | 1 | 2025 | 4 | 3 | 2.9 | 18902 | 5751
Electrical ¦ Specialist Lighting ¦ Internal ¦ Illuminated Fire Exit Signage | 3 | Urgent | B | 16 | 2040 | 5 | 1 | 2.2 | 8061 | 28959
Electrical ¦ Lighting ¦ External ¦ General - LED | 1 | Medium | B | 11 | 2035 | 5 | 3 | 3.2 | 29473 | 25512
Fire ¦ Fire Detection ¦ Fire Alarm - Voice Alarm Systems | 1 | Urgent | B | 6 | 2030 | 5 | 1 | 2.2 | 8062 | 16955
Fabric ¦ Superstructure ¦ Internal Doors ¦ Roller Shutters ¦ Electric Roller Shutter | 1 | Medium | B | 1 | 2025 | 5 | 3 | 3.2 | 29474 | 10326
Water ¦ Local Hot Water ¦ Instantaneous Electric Water Heater - Non-Drinking Water | 1 | Medium | CX | 1 | 2025 | 2 | 3 | 2.3 | 10313 | 2230
HVAC ¦ Central Heating (Internally Sourced) ¦ Boiler ¦ Atmospheric Gas Burner - Condensing Boiler | 1 | High | C | 6 | 2030 | 4 | 2 | 2.4 | 10701 | 17338
HVAC ¦ Fan ¦ Local and Special Ventilation ¦ Fans Window or Wall Mounted | 1 | Medium | B | 9 | 2033 | 5 | 3 | 3.2 | 29475 | 21851
Water ¦ Local Hot Water ¦ Instantaneous Electric Water Heater - Non-Drinking Water | 1 | Medium | B | 6 | 2030 | 5 | 3 | 3.2 | 29476 | 18929
Fabric ¦ Superstructure ¦ Windows and External Doors ¦ Roller Shutters ¦ Electric Roller Shutter | 1 | High | B | 1 | 2025 | 5 | 2 | 2.7 | 16689 | 4687
HVAC ¦ Local Air Conditioning ¦ Single-Split Condenser - Split Systems/Heat Pumps - Air-cooled with Direct Expansion Evaporator (DX) | 1 | Medium | B | 5 | 2029 | 5 | 3 | 3.2 | 29477 | 15385
HVAC ¦ Local Air Conditioning ¦ Single-Split Evaporator - Split Systems/Heat Pumps - Air-cooled with Direct Expansion Evaporator (DX) | 1 | Medium | B | 7 | 2031 | 5 | 3 | 3.2 | 29478 | 20118
Water ¦ Local Hot Water ¦ Package Electric Water Heaters - Non-Drinking Water | 1 | Medium | B | 1 | 2025 | 5 | 3 | 3.2 | 29479 | 10327
HVAC ¦ Heat Emitters - Local ¦ Gas Fired Natural and Fan Assisted Heaters | 1 | Medium | B | 1 | 2025 | 5 | 3 | 3.2 | 29480 | 10328
Fabric ¦ Superstructure ¦ Windows and External Doors ¦ Roller Shutters ¦ Manual Roller Shutter | 1 | High | B | 1 | 2025 | 5 | 2 | 2.7 | 16690 | 4688
Fabric ¦ Superstructure ¦ Windows and External Doors ¦ External Doors ¦ Manual and Automatic Doors ¦ Emergency and Panic Escape Doors | 1 | Urgent | B | 11 | 2035 | 5 | 1 | 2.2 | 8063 | 23874
Fabric ¦ Superstructure ¦ Windows and External Doors ¦ Roller Shutters ¦ Manual Roller Shutter | 1 | High | B | 1 | 2025 | 5 | 2 | 2.7 | 16691 | 4689
Fabric ¦ Superstructure ¦ Windows and External Doors ¦ Roller Shutters ¦ Electric Roller Shutter | 1 | High | B | 1 | 2025 | 5 | 2 | 2.7 | 16692 | 4690
Electrical ¦ LV Distribution ¦ Distribution Board ¦ Sub | 1 | High | B | 1 | 2025 | 5 | 2 | 2.7 | 16693 | 4691
Fabric ¦ Superstructure ¦ Windows and External Doors ¦ External Doors ¦ Manual and Automatic Doors ¦ Emergency and Panic Escape Doors | 1 | Urgent | B | 21 | 2045 | 5 | 1 | 2.2 | 8064 | 32347
Fabric ¦ Superstructure ¦ Windows and External Doors ¦ External Doors ¦ Manual and Automatic Doors ¦ Emergency and Panic Escape Doors | 1 | Urgent | B | 15 | 2039 | 5 | 1 | 2.2 | 8065 | 27988
Fabric ¦ Superstructure ¦ Windows and External Doors ¦ Roller Shutters ¦ Manual Roller Shutter | 1 | High | B | 1 | 2025 | 5 | 2 | 2.7 | 16694 | 4692
Fabric ¦ Superstructure ¦ Windows and External Doors ¦ Roller Shutters ¦ Electric Roller Shutter | 1 | High | B | 1 | 2025 | 5 | 2 | 2.7 | 16695 | 4693
Electrical ¦ Lighting ¦ Internal ¦ Emergency ¦ Self Contained ¦ LED | 12 | Urgent | B | 15 | 2039 | 5 | 1 | 2.2 | 8066 | 27989
Electrical ¦ Lighting ¦ Internal ¦ Emergency ¦ Self Contained ¦ LED | 3 | Urgent | B | 21 | 2045 | 5 | 1 | 2.2 | 8067 | 32348
Fire ¦ Fire Fighting ¦ Fire Extinguishers ¦ Foam | 2 | Urgent | B | 6 | 2030 | 5 | 1 | 2.2 | 8068 | 16956
Electrical ¦ Specialist Lighting ¦ Internal ¦ Illuminated Fire Exit Signage | 1 | Urgent | B | 10 | 2034 | 5 | 1 | 2.2 | 8069 | 22139
Electrical ¦ Lighting ¦ Internal ¦ General ¦ LED Fittings & Luminaires | 12 | Medium | B | 14 | 2038 | 5 | 3 | 3.2 | 29481 | 27623
HVAC ¦ Heat Emitters - Central ¦ Radiators ¦ Steel | 1 | Medium | B | 6 | 2030 | 5 | 3 | 3.2 | 29482 | 18930
Fire ¦ Fire Fighting ¦ Fire Extinguishers ¦ CO2 | 4 | Urgent | B | 8 | 2032 | 5 | 1 | 2.2 | 8070 | 20548
HVAC ¦ Heat Emitters - Local ¦ Gas Fired Unit Heaters | 1 | Medium | C | 5 | 2029 | 4 | 3 | 2.9 | 18903 | 14786
Electrical ¦ Lighting ¦ Internal ¦ Emergency ¦ Self Contained ¦ Non LED | 4 | Urgent | B | 5 | 2029 | 5 | 1 | 2.2 | 8071 | 14471
Electrical ¦ LV Distribution ¦ Distribution Board ¦ Sub | 1 | High | B | 14 | 2038 | 5 | 2 | 2.7 | 16696 | 27489
Controls ¦ Multi-System Controls ¦ Instrument Control Panel | 1 | Medium | C | 18 | 2042 | 4 | 3 | 2.9 | 18904 | 30894
Fabric ¦ Superstructure ¦ Windows and External Doors ¦ External Doors ¦ Manual and Automatic Doors ¦ Emergency and Panic Escape Doors | 1 | Urgent | B | 11 | 2035 | 5 | 1 | 2.2 | 8072 | 23875
Fire ¦ Fire Fighting ¦ Fire Extinguishers ¦ CO2 | 1 | Urgent | B | 5 | 2029 | 5 | 1 | 2.2 | 8073 | 14472
Electrical ¦ Lighting ¦ Internal ¦ Emergency ¦ Self Contained ¦ LED | 8 | Urgent | B | 19 | 2043 | 5 | 1 | 2.2 | 8074 | 31094
HVAC ¦ Heat Emitters - Local ¦ Electric Heaters | 1 | Medium | B | 1 | 2025 | 5 | 3 | 3.2 | 29483 | 10329
Electrical ¦ Lighting ¦ Internal ¦ Emergency ¦ Self Contained ¦ LED | 5 | Urgent | B | 23 | 2047 | 5 | 1 | 2.2 | 8075 | 33139
Water ¦ Local Hot Water ¦ Instantaneous Electric Water Heater - Non-Drinking Water | 1 | Medium | B | 1 | 2025 | 5 | 3 | 3.2 | 29484 | 10330
HVAC ¦ Heat Emitters - Central ¦ Radiators ¦ Steel | 3 | Medium | B | 1 | 2025 | 5 | 3 | 3.2 | 29485 | 10331
Electrical ¦ LV Distribution ¦ Distribution Board ¦ Main | 1 | High | B | 1 | 2025 | 5 | 2 | 2.7 | 16697 | 4694
Electrical ¦ LV Distribution ¦ Distribution Board ¦ Sub | 1 | High | B | 16 | 2040 | 5 | 2 | 2.7 | 16698 | 29237
Fabric ¦ Superstructure ¦ Windows and External Doors ¦ Roller Shutters ¦ Manual Roller Shutter | 1 | High | B | 1 | 2025 | 5 | 2 | 2.7 | 16699 | 4695
Fire ¦ Fire Fighting ¦ Fire Extinguishers ¦ Powder | 3 | Urgent | A | 8 | 2032 | 6 | 1 | 2.5 | 10969 | 20662
HVAC ¦ Heat Emitters - Local ¦ Electric Heaters | 2 | Medium | B | 4 | 2028 | 5 | 3 | 3.2 | 29486 | 14208
Electrical ¦ Lighting ¦ External ¦ General - Non-LED | 6 | Medium | B | 1 | 2025 | 5 | 3 | 3.2 | 29487 | 10332
Fire ¦ Fire Fighting ¦ Fire Extinguishers ¦ CO2 | 3 | Urgent | B | 4 | 2028 | 5 | 1 | 2.2 | 8076 | 13863
Electrical ¦ Lighting ¦ External ¦ General - LED | 5 | Medium | B | 1 | 2025 | 5 | 3 | 3.2 | 29488 | 10333
Electrical ¦ LV Distribution ¦ Distribution Board ¦ Main | 1 | High | B | 1 | 2025 | 5 | 2 | 2.7 | 16700 | 4696
HVAC ¦ Local and Special Ventilation ¦ Unit extract fans. | 1 | Medium | B | 11 | 2035 | 5 | 3 | 3.2 | 29489 | 25513
Fabric ¦ Superstructure ¦ Windows and External Doors ¦ External Doors ¦ Manual and Automatic Doors ¦ Emergency and Panic Escape Doors | 1 | Urgent | B | 6 | 2030 | 5 | 1 | 2.2 | 8077 | 16957
Electrical ¦ Specialist Lighting ¦ Internal ¦ Illuminated Fire Exit Signage | 3 | Urgent | B | 11 | 2035 | 5 | 1 | 2.2 | 8078 | 23876
Fire ¦ Fire Fighting ¦ Fire Extinguishers ¦ CO2 | 3 | Urgent | A | 8 | 2032 | 6 | 1 | 2.5 | 10970 | 20663
Electrical ¦ Lighting ¦ Internal ¦ Emergency ¦ Self Contained ¦ LED | 4 | Urgent | B | 21 | 2045 | 5 | 1 | 2.2 | 8079 | 32349
Fire ¦ Fire Fighting ¦ Fire Extinguishers ¦ CO2 | 3 | Urgent | B | 7 | 2031 | 5 | 1 | 2.2 | 8080 | 19462
Fire ¦ Fire Fighting ¦ Fire Extinguishers ¦ CO2 | 2 | Urgent | B | 6 | 2030 | 5 | 1 | 2.2 | 8081 | 16958
Fabric ¦ Superstructure ¦ Windows and External Doors ¦ External Doors ¦ Manual and Automatic Doors ¦ Emergency and Panic Escape Doors | 1 | Urgent | B | 31 | 2055 | 5 | 1 | 2.2 | 8082 | 33771
HVAC ¦ Fan ¦ Local and Special Ventilation ¦ Fans Window or Wall Mounted | 1 | Medium | B | 8 | 2032 | 5 | 3 | 3.2 | 29490 | 21097
Fabric ¦ Superstructure ¦ Windows and External Doors ¦ External Doors ¦ Manual and Automatic Doors ¦ Emergency and Panic Escape Doors | 1 | Urgent | B | 6 | 2030 | 5 | 1 | 2.2 | 8083 | 16959
HVAC ¦ Fan ¦ Local and Special Ventilation ¦ Extract | 1 | Medium | B | 1 | 2025 | 5 | 3 | 3.2 | 29491 | 10334
Fire ¦ Fire Fighting ¦ Fire Extinguishers ¦ Foam | 1 | Urgent | B | 2 | 2026 | 5 | 1 | 2.2 | 8084 | 12752
Electrical ¦ Lighting ¦ Internal ¦ General | 50 | Medium | B | 15 | 2039 | 5 | 3 | 3.2 | 29492 | 28508
Electrical ¦ Lighting ¦ Internal ¦ Emergency ¦ Self Contained ¦ LED | 9 | Urgent | B | 20 | 2044 | 5 | 1 | 2.2 | 8085 | 31542
HVAC ¦ Fan ¦ Local and Special Ventilation ¦ Fans Window or Wall Mounted | 1 | Medium | B | 5 | 2029 | 5 | 3 | 3.2 | 29493 | 15386
Fire ¦ Fire Fighting ¦ Fire Extinguishers ¦ Foam | 3 | Urgent | B | 8 | 2032 | 5 | 1 | 2.2 | 8086 | 20549
HVAC ¦ Ventilation ¦ Air Handling Unit (AHU) ¦ External ¦ Central Cooling ¦ CHW Cooling | 1 | Medium | B | 1 | 2025 | 5 | 3 | 3.2 | 29494 | 10335
Fabric ¦ Superstructure ¦ Windows and External Doors ¦ External Doors ¦ Manual and Automatic Doors ¦ Emergency and Panic Escape Doors | 1 | Urgent | B | 21 | 2045 | 5 | 1 | 2.2 | 8087 | 32350
Fabric ¦ Barriers and Guardrails ¦ Vehicle Crash Protection Barrier | 1 | V Low | B | 1 | 2025 | 5 | 4 | 3.7 | 33431 | 12270
Fire ¦ Fire Fighting ¦ Fire Extinguishers ¦ Foam | 3 | Urgent | B | 6 | 2030 | 5 | 1 | 2.2 | 8088 | 16960
Fire ¦ Fire Fighting ¦ Fire Extinguishers ¦ CO2 | 3 | Urgent | B | 9 | 2033 | 5 | 1 | 2.2 | 8089 | 21444
Fabric ¦ Superstructure ¦ Internal Doors ¦ Roller Shutters ¦ Electric Roller Shutter | 1 | Medium | B | 11 | 2035 | 5 | 3 | 3.2 | 29495 | 25514
Fabric ¦ Superstructure ¦ Windows and External Doors ¦ Roller Shutters ¦ Electric Roller Shutter | 1 | High | B | 1 | 2025 | 5 | 2 | 2.7 | 16701 | 4697
Electrical ¦ Specialist Lighting ¦ Internal ¦ Illuminated Fire Exit Signage | 2 | Urgent | B | 16 | 2040 | 5 | 1 | 2.2 | 8090 | 28960
Electrical ¦ Lighting ¦ Internal ¦ Emergency ¦ Self Contained ¦ LED | 2 | Urgent | B | 21 | 2045 | 5 | 1 | 2.2 | 8091 | 32351
Electrical ¦ LV Distribution ¦ Distribution Board ¦ Sub | 1 | High | B | 1 | 2025 | 5 | 2 | 2.7 | 16702 | 4698
Fire ¦ Fire Fighting ¦ Fire Extinguishers ¦ CO2 | 3 | Urgent | B | 9 | 2033 | 5 | 1 | 2.2 | 8092 | 21445
Electrical ¦ Lighting ¦ Internal ¦ Emergency ¦ Self Contained ¦ LED | 13 | Urgent | B | 21 | 2045 | 5 | 1 | 2.2 | 8093 | 32352
HVAC ¦ Local Air Conditioning ¦ Single-Split Condenser - Split Systems/Heat Pumps - Air-cooled with Direct Expansion Evaporator (DX) | 1 | Medium | B | 8 | 2032 | 5 | 3 | 3.2 | 29496 | 21098
Electrical ¦ Specialist Lighting ¦ Internal ¦ Illuminated Fire Exit Signage | 2 | Urgent | B | 17 | 2041 | 5 | 1 | 2.2 | 8094 | 30199
Fire ¦ Fire Fighting ¦ Fire Extinguishers ¦ Foam | 4 | Urgent | B | 6 | 2030 | 5 | 1 | 2.2 | 8095 | 16961
Fabric ¦ Superstructure ¦ Windows and External Doors ¦ Roller Shutters ¦ Manual Roller Shutter | 1 | High | B | 6 | 2030 | 5 | 2 | 2.7 | 16703 | 17802
Fabric ¦ Superstructure ¦ Windows and External Doors ¦ External Doors ¦ Entrance Doors | 1 | High | B | 21 | 2045 | 5 | 2 | 2.7 | 16704 | 32720
HVAC ¦ Central Air Conditioning ¦ Air Conditioning ¦ Multi-Split Condenser - Split Systems/Heat Pumps - Air-cooled with Direct Expansion Evaporator (DX) | 1 | Medium | B | 11 | 2035 | 5 | 3 | 3.2 | 29497 | 25515
Security ¦ Barriers and Guardrails ¦ Manual Vehicle Barrier | 1 | Medium | B | 1 | 2025 | 5 | 3 | 3.2 | 29498 | 10336
Electrical ¦ LV Distribution ¦ Distribution Board ¦ Main | 1 | High | B | 1 | 2025 | 5 | 2 | 2.7 | 16705 | 4699
Fabric ¦ Barriers and Guardrails ¦ Vehicle Crash Protection Barrier | 1 | V Low | B | 1 | 2025 | 5 | 4 | 3.7 | 33432 | 12271
HVAC ¦ Ventilation ¦ Air Handling Unit (AHU) ¦ Internal ¦ Central Heating & Cooling ¦ Electric & DX | 1 | Medium | B | 3 | 2027 | 5 | 3 | 3.2 | 29499 | 13636
Fire ¦ Fire Detection ¦ Fire Alarm Panel / Repeater | 1 | Urgent | A | 13 | 2037 | 6 | 1 | 2.5 | 10971 | 26926
Fabric ¦ Superstructure ¦ Windows and External Doors ¦ External Doors ¦ Manual and Automatic Doors ¦ Emergency and Panic Escape Doors | 1 | Urgent | B | 11 | 2035 | 5 | 1 | 2.2 | 8096 | 23877
Electrical ¦ LV Distribution ¦ Distribution Board ¦ Main | 1 | High | B | 10 | 2034 | 5 | 2 | 2.7 | 16706 | 22454
Fabric ¦ Superstructure ¦ Windows and External Doors ¦ Roller Shutters ¦ Manual Roller Shutter | 1 | High | B | 1 | 2025 | 5 | 2 | 2.7 | 16707 | 4700
HVAC ¦ Fan ¦ Local and Special Ventilation ¦ Axial | 1 | Medium | B | 1 | 2025 | 5 | 3 | 3.2 | 29500 | 10337
Electrical ¦ Lighting ¦ External ¦ General - Non-LED | 4 | Medium | B | 1 | 2025 | 5 | 3 | 3.2 | 29501 | 10338
Fabric ¦ Superstructure ¦ Windows and External Doors ¦ External Doors ¦ Entrance Doors | 1 | High | B | 11 | 2035 | 5 | 2 | 2.7 | 16708 | 24683
HVAC ¦ Heat Emitters - Local ¦ Gas Fired Unit Heaters | 1 | Medium | B | 10 | 2034 | 5 | 3 | 3.2 | 29502 | 23069
Fabric ¦ Superstructure ¦ Windows and External Doors ¦ Roller Shutters ¦ Manual Roller Shutter | 1 | High | B | 1 | 2025 | 5 | 2 | 2.7 | 16709 | 4701
Electrical ¦ Specialist Lighting ¦ Internal ¦ Illuminated Fire Exit Signage | 3 | Urgent | B | 16 | 2040 | 5 | 1 | 2.2 | 8097 | 28961
Fire ¦ Fire Fighting ¦ Fire Extinguishers ¦ Powder | 1 | Urgent | B | 2 | 2026 | 5 | 1 | 2.2 | 8098 | 12753
Fabric ¦ Superstructure ¦ Windows and External Doors ¦ Roller Shutters ¦ Manual Roller Shutter | 1 | High | B | 1 | 2025 | 5 | 2 | 2.7 | 16710 | 4702
HVAC ¦ Fan ¦ Central Heating ¦ Axial | 1 | High | B | 10 | 2034 | 5 | 2 | 2.7 | 16711 | 22455
Fire ¦ Fire Fighting ¦ Fire Extinguishers ¦ CO2 | 3 | Urgent | B | 6 | 2030 | 5 | 1 | 2.2 | 8099 | 16962
Electrical ¦ Lighting ¦ Internal ¦ General | 13 | Medium | B | 1 | 2025 | 5 | 3 | 3.2 | 29503 | 10339
Fire ¦ Fire Fighting ¦ Fire Extinguishers ¦ CO2 | 1 | Urgent | B | 2 | 2026 | 5 | 1 | 2.2 | 8100 | 12754
Fire ¦ Fire Detection ¦ Fire Alarm Panel / Repeater | 1 | Urgent | B | 1 | 2025 | 5 | 1 | 2.2 | 8101 | 1725
Fabric ¦ Barriers and Guardrails ¦ Vehicle Crash Protection Barrier | 1 | V Low | B | 1 | 2025 | 5 | 4 | 3.7 | 33433 | 12272
HVAC ¦ Heat Emitters - Local ¦ Electric Heaters | 1 | Medium | B | 1 | 2025 | 5 | 3 | 3.2 | 29504 | 10340
Fire ¦ Fire Detection ¦ Fire Alarm Panel / Repeater | 1 | Urgent | B | 12 | 2036 | 5 | 1 | 2.2 | 8102 | 26085
Fire ¦ Fire Detection ¦ Fire Alarm Panel / Repeater | 1 | Urgent | B | 5 | 2029 | 5 | 1 | 2.2 | 8103 | 14473
Electrical ¦ Lighting ¦ Internal ¦ General ¦ LED Fittings & Luminaires | 5 | Medium | B | 16 | 2040 | 5 | 3 | 3.2 | 29505 | 29771
Electrical ¦ Lighting ¦ Internal ¦ General ¦ LED Fittings & Luminaires | 16 | Medium | B | 16 | 2040 | 5 | 3 | 3.2 | 29506 | 29772
Fabric ¦ Superstructure ¦ Windows and External Doors ¦ Roller Shutters ¦ Electric Roller Shutter | 1 | High | B | 11 | 2035 | 5 | 2 | 2.7 | 16712 | 24684
Electrical ¦ LV Distribution ¦ Distribution Board ¦ Main | 1 | High | A | 18 | 2042 | 6 | 2 | 3 | 19612 | 30916
HVAC ¦ Fan ¦ Local and Special Ventilation ¦ Extract Fans - Twin Toilet | 1 | Medium | B | 5 | 2029 | 5 | 3 | 3.2 | 29507 | 15387
HVAC ¦ Fan ¦ Local and Special Ventilation ¦ Axial | 1 | Medium | B | 1 | 2025 | 5 | 3 | 3.2 | 29508 | 10341
Electrical ¦ Lighting ¦ Internal ¦ General ¦ LED Fittings & Luminaires | 11 | Medium | B | 17 | 2041 | 5 | 3 | 3.2 | 29509 | 30554
HVAC ¦ Fan ¦ Local and Special Ventilation ¦ Kitchen Vent ¦ Fans Window or Wall Mounted | 1 | Medium | B | 1 | 2025 | 5 | 3 | 3.2 | 29510 | 10342
HVAC ¦ Heat Emitters - Local ¦ Electric Heaters | 4 | Medium | B | 3 | 2027 | 5 | 3 | 3.2 | 29511 | 13637
Fire ¦ Fire Fighting ¦ Fire Extinguishers ¦ CO2 | 3 | Urgent | B | 2 | 2026 | 5 | 1 | 2.2 | 8104 | 12755
Fabric ¦ Superstructure ¦ Windows and External Doors ¦ External Doors ¦ Entrance Doors | 1 | High | B | 27 | 2051 | 5 | 2 | 2.7 | 16713 | 33583
Fabric ¦ Superstructure ¦ Windows and External Doors ¦ Roller Shutters ¦ Electric Roller Shutter | 1 | High | B | 1 | 2025 | 5 | 2 | 2.7 | 16714 | 4703
Water ¦ Central Hot Water Distribution ¦ Hot water cylinders | 1 | High | B | 11 | 2035 | 5 | 2 | 2.7 | 16715 | 24685
Electrical ¦ LV Distribution ¦ Distribution Board ¦ Sub | 1 | High | B | 16 | 2040 | 5 | 2 | 2.7 | 16716 | 29238
Fabric ¦ Superstructure ¦ Windows and External Doors ¦ Roller Shutters ¦ Manual Roller Shutter | 1 | High | B | 1 | 2025 | 5 | 2 | 2.7 | 16717 | 4704
Electrical ¦ Specialist Lighting ¦ Internal ¦ Illuminated Fire Exit Signage | 3 | Urgent | B | 16 | 2040 | 5 | 1 | 2.2 | 8105 | 28962
Electrical ¦ Specialist Lighting ¦ Internal ¦ Illuminated Fire Exit Signage | 2 | Urgent | B | 1 | 2025 | 5 | 1 | 2.2 | 8106 | 1726
Fabric ¦ Superstructure ¦ Windows and External Doors ¦ External Doors ¦ Manual and Automatic Doors ¦ Emergency and Panic Escape Doors | 1 | Urgent | D | 23 | 2047 | 3 | 1 | 1.6 | 463 | 33057
Electrical ¦ Lighting ¦ Internal ¦ General ¦ LED Fittings & Luminaires | 30 | Medium | B | 17 | 2041 | 5 | 3 | 3.2 | 29512 | 30555
Electrical ¦ Lighting ¦ External ¦ General - LED | 1 | Medium | B | 1 | 2025 | 5 | 3 | 3.2 | 29513 | 10343
HVAC ¦ Central Air Conditioning ¦ Air Conditioning ¦ Multi-Split Condenser - Split Systems/Heat Pumps - Air-cooled with Direct Expansion Evaporator (DX) | 1 | Medium | B | 1 | 2025 | 5 | 3 | 3.2 | 29514 | 10344
HVAC ¦ Heat Emitters - Local ¦ Gas Fired Unit Heaters | 1 | Medium | B | 1 | 2025 | 5 | 3 | 3.2 | 29515 | 10345
Electrical ¦ LV Distribution ¦ Distribution Board ¦ Sub | 1 | High | B | 1 | 2025 | 5 | 2 | 2.7 | 16718 | 4705
Electrical ¦ LV Distribution ¦ Distribution Board ¦ Sub | 1 | High | B | 20 | 2044 | 5 | 2 | 2.7 | 16719 | 31647
Electrical ¦ Lighting ¦ Internal ¦ General ¦ LED Fittings & Luminaires | 46 | Medium | B | 10 | 2034 | 5 | 3 | 3.2 | 29516 | 23070
Water ¦ Local Hot Water ¦ Package Electric Water Heaters - Non-Drinking Water | 1 | Medium | B | 1 | 2025 | 5 | 3 | 3.2 | 29517 | 10346
Fire ¦ Fire Fighting ¦ Fire Extinguishers ¦ CO2 | 2 | Urgent | B | 8 | 2032 | 5 | 1 | 2.2 | 8107 | 20550
Electrical ¦ Lighting ¦ Internal ¦ General ¦ LED Fittings & Luminaires | 103 | Medium | B | 18 | 2042 | 5 | 3 | 3.2 | 29518 | 30988
HVAC ¦ Local Air Conditioning ¦ Single-Split Evaporator - Split Systems/Heat Pumps - Air-cooled with Direct Expansion Evaporator (DX) | 1 | Medium | B | 6 | 2030 | 5 | 3 | 3.2 | 29519 | 18931
Water ¦ Local Hot Water ¦ Package Electric Water Heaters - Non-Drinking Water | 1 | Medium | B | 7 | 2031 | 5 | 3 | 3.2 | 29520 | 20119
Fire ¦ Fire Fighting ¦ Fire Extinguishers ¦ Foam | 1 | Urgent | B | 1 | 2025 | 5 | 1 | 2.2 | 8108 | 1727
Electrical ¦ Lighting ¦ Internal ¦ Emergency ¦ Self Contained ¦ Non LED | 4 | Urgent | B | 1 | 2025 | 5 | 1 | 2.2 | 8109 | 1728
Fabric ¦ Superstructure ¦ Windows and External Doors ¦ External Doors ¦ Manual and Automatic Doors ¦ Auto / Powered Sliding Doors | 1 | High | B | 26 | 2050 | 5 | 2 | 2.7 | 16720 | 33521
Electrical ¦ LV Distribution ¦ Distribution Board ¦ Sub | 1 | High | B | 3 | 2027 | 5 | 2 | 2.7 | 16721 | 13386
Electrical ¦ LV Distribution ¦ Distribution Board ¦ Sub | 1 | High | B | 6 | 2030 | 5 | 2 | 2.7 | 16722 | 17803
Fabric ¦ Superstructure ¦ Windows and External Doors ¦ Roller Shutters ¦ Electric Roller Shutter | 1 | High | B | 1 | 2025 | 5 | 2 | 2.7 | 16723 | 4706
Fabric ¦ Superstructure ¦ Windows and External Doors ¦ External Doors ¦ Entrance Doors | 1 | High | B | 1 | 2025 | 5 | 2 | 2.7 | 16724 | 4707
Fire ¦ Fire Detection ¦ Fire Alarm Panel / Repeater | 1 | Urgent | B | 11 | 2035 | 5 | 1 | 2.2 | 8110 | 23878
Fire ¦ Fire Detection ¦ Fire Alarm Panel / Repeater | 1 | Urgent | B | 11 | 2035 | 5 | 1 | 2.2 | 8111 | 23879
Fabric ¦ Superstructure ¦ Internal Doors ¦ Roller Shutters ¦ Electric Roller Shutter | 1 | Medium | B | 1 | 2025 | 5 | 3 | 3.2 | 29521 | 10347
HVAC ¦ Heat Emitters - Local ¦ Electric Heaters | 1 | Medium | C | 3 | 2027 | 4 | 3 | 2.9 | 18905 | 13414
HVAC ¦ Local Air Conditioning ¦ Single-Split Condenser - Split Systems/Heat Pumps - Air-cooled with Direct Expansion Evaporator (DX) | 1 | Medium | B | 1 | 2025 | 5 | 3 | 3.2 | 29522 | 10348
Electrical ¦ LV Distribution ¦ Distribution Board ¦ Sub | 1 | High | B | 1 | 2025 | 5 | 2 | 2.7 | 16725 | 4708
HVAC ¦ Fan ¦ Local and Special Ventilation ¦ Ventilating - General | 1 | Medium | B | 5 | 2029 | 5 | 3 | 3.2 | 29523 | 15388
HVAC ¦ Fan ¦ Local and Special Ventilation ¦ Kitchen Vent ¦ Fans Window or Wall Mounted | 1 | Medium | B | 10 | 2034 | 5 | 3 | 3.2 | 29524 | 23071
Fabric ¦ Superstructure ¦ Windows and External Doors ¦ External Doors ¦ Manual and Automatic Doors ¦ Emergency and Panic Escape Doors | 1 | Urgent | B | 25 | 2049 | 5 | 1 | 2.2 | 8112 | 33328
Fabric ¦ Superstructure ¦ Windows and External Doors ¦ External Doors ¦ Entrance Doors | 1 | High | B | 6 | 2030 | 5 | 2 | 2.7 | 16726 | 17804
HVAC ¦ Heat Emitters - Local ¦ Electric Heaters | 1 | Medium | B | 1 | 2025 | 5 | 3 | 3.2 | 29525 | 10349
HVAC ¦ Local Air Conditioning ¦ Single-Split Condenser - Split Systems/Heat Pumps - Air-cooled with Direct Expansion Evaporator (DX) | 1 | Medium | B | 5 | 2029 | 5 | 3 | 3.2 | 29526 | 15389
Fire ¦ Fire Detection ¦ Fire Alarm Panel / Repeater | 1 | Urgent | B | 1 | 2025 | 5 | 1 | 2.2 | 8113 | 1729
HVAC ¦ Fan ¦ Local and Special Ventilation ¦ Extract | 1 | Medium | B | 1 | 2025 | 5 | 3 | 3.2 | 29527 | 10350
Electrical ¦ Lighting ¦ Internal ¦ General ¦ LED Fittings & Luminaires | 10 | Medium | B | 16 | 2040 | 5 | 3 | 3.2 | 29528 | 29773
Fire ¦ Fire Fighting ¦ Fire Extinguishers ¦ Foam | 4 | Urgent | A | 8 | 2032 | 6 | 1 | 2.5 | 10972 | 20664
HVAC ¦ Central Air Conditioning ¦ Air Conditioning ¦ Multi-Split Evaporator - Split Systems/Heat Pumps - Air-cooled with Direct Expansion Evaporator (DX) | 1 | Medium | B | 1 | 2025 | 5 | 3 | 3.2 | 29529 | 10351
Electrical ¦ LV Distribution ¦ Distribution Board ¦ Sub | 1 | High | B | 1 | 2025 | 5 | 2 | 2.7 | 16727 | 4709
Fabric ¦ Superstructure ¦ Windows and External Doors ¦ Roller Shutters ¦ Manual Roller Shutter | 1 | High | B | 1 | 2025 | 5 | 2 | 2.7 | 16728 | 4710
Electrical ¦ Lighting ¦ Internal ¦ Emergency ¦ Self Contained ¦ LED | 9 | Urgent | B | 11 | 2035 | 5 | 1 | 2.2 | 8114 | 23880
Electrical ¦ Lighting ¦ Internal ¦ General ¦ LED Fittings & Luminaires | 22 | Medium | B | 16 | 2040 | 5 | 3 | 3.2 | 29530 | 29774
Fabric ¦ Superstructure ¦ Windows and External Doors ¦ Roller Shutters ¦ Manual Roller Shutter | 1 | High | B | 1 | 2025 | 5 | 2 | 2.7 | 16729 | 4711
HVAC ¦ Local and Special Ventilation ¦ Unit extract fans. | 1 | Medium | B | 1 | 2025 | 5 | 3 | 3.2 | 29531 | 10352
Water ¦ Local Hot Water ¦ Instantaneous Electric Water Heater - Non-Drinking Water | 1 | Medium | B | 11 | 2035 | 5 | 3 | 3.2 | 29532 | 25516
Fabric ¦ Superstructure ¦ Windows and External Doors ¦ External Doors ¦ Manual and Automatic Doors ¦ Emergency and Panic Escape Doors | 1 | Urgent | B | 21 | 2045 | 5 | 1 | 2.2 | 8115 | 32353
Fabric ¦ Superstructure ¦ Windows and External Doors ¦ Roller Shutters ¦ Manual Roller Shutter | 1 | High | B | 1 | 2025 | 5 | 2 | 2.7 | 16730 | 4712
HVAC ¦ Heat Emitters - Local ¦ Electric Heaters | 1 | Medium | B | 1 | 2025 | 5 | 3 | 3.2 | 29533 | 10353
HVAC ¦ Local and Special Ventilation ¦ Unit extract fans. | 1 | Medium | CX | 1 | 2025 | 2 | 3 | 2.3 | 10314 | 2231
Fabric ¦ Superstructure ¦ Internal Doors ¦ Roller Shutters ¦ Internal Manual Roller Shutter ¦ 24 High x 25 Wide | 1 | Medium | B | 1 | 2025 | 5 | 3 | 3.2 | 29534 | 10354
Fire ¦ Fire Fighting ¦ Fire Extinguishers ¦ Foam | 1 | Urgent | B | 1 | 2025 | 5 | 1 | 2.2 | 8116 | 1730
Electrical ¦ Lighting ¦ Internal ¦ Emergency ¦ Self Contained ¦ LED | 1 | Urgent | B | 22 | 2046 | 5 | 1 | 2.2 | 8117 | 32971
Electrical ¦ Lighting ¦ Internal ¦ Emergency ¦ Self Contained ¦ LED | 11 | Urgent | B | 22 | 2046 | 5 | 1 | 2.2 | 8118 | 32972
Fire ¦ Fire Fighting ¦ Fire Extinguishers ¦ Powder | 1 | Urgent | B | 8 | 2032 | 5 | 1 | 2.2 | 8119 | 20551
Fabric ¦ Superstructure ¦ Windows and External Doors ¦ Roller Shutters ¦ Manual Roller Shutter | 1 | High | B | 1 | 2025 | 5 | 2 | 2.7 | 16731 | 4713
Electrical ¦ LV Distribution ¦ Distribution Board ¦ Sub | 1 | High | B | 16 | 2040 | 5 | 2 | 2.7 | 16732 | 29239
Fire ¦ Fire Fighting ¦ Fire Extinguishers ¦ Foam | 2 | Urgent | B | 6 | 2030 | 5 | 1 | 2.2 | 8120 | 16963
Fabric ¦ Superstructure ¦ Windows and External Doors ¦ Roller Shutters ¦ Manual Roller Shutter | 1 | High | B | 1 | 2025 | 5 | 2 | 2.7 | 16733 | 4714
Electrical ¦ Lighting ¦ Internal ¦ General | 8 | Medium | B | 3 | 2027 | 5 | 3 | 3.2 | 29535 | 13638
Electrical ¦ LV Distribution ¦ Distribution Board ¦ Sub | 1 | High | B | 11 | 2035 | 5 | 2 | 2.7 | 16734 | 24686
HVAC ¦ Fan ¦ Local and Special Ventilation ¦ Axial | 1 | Medium | B | 5 | 2029 | 5 | 3 | 3.2 | 29536 | 15390
HVAC ¦ Fan ¦ Local and Special Ventilation ¦ Axial | 1 | Medium | B | 5 | 2029 | 5 | 3 | 3.2 | 29537 | 15391
HVAC ¦ Fan ¦ Central Heating ¦ Axial | 1 | High | B | 11 | 2035 | 5 | 2 | 2.7 | 16735 | 24687
Electrical ¦ LV Distribution ¦ Distribution Board ¦ Main | 1 | High | B | 11 | 2035 | 5 | 2 | 2.7 | 16736 | 24688
HVAC ¦ Local and Special Ventilation ¦ Unit extract fans. | 1 | Medium | B | 1 | 2025 | 5 | 3 | 3.2 | 29538 | 10355
HVAC ¦ Fan ¦ Local and Special Ventilation ¦ Axial | 1 | Medium | B | 1 | 2025 | 5 | 3 | 3.2 | 29539 | 10356
Fire ¦ Fire Detection ¦ Fire Alarm System | 1 | Urgent | B | 6 | 2030 | 5 | 1 | 2.2 | 8121 | 16964
Fire ¦ Fire Detection ¦ Fire Alarm System | 1 | Urgent | B | 1 | 2025 | 5 | 1 | 2.2 | 8122 | 1731
Electrical ¦ LV Distribution ¦ Distribution Board ¦ Main | 1 | High | B | 10 | 2034 | 5 | 2 | 2.7 | 16737 | 22456
HVAC ¦ Fan ¦ Local and Special Ventilation ¦ Extract | 1 | Medium | B | 11 | 2035 | 5 | 3 | 3.2 | 29540 | 25517
Water ¦ Local Hot Water ¦ Instantaneous Electric Water Heater - Non-Drinking Water | 1 | Medium | B | 13 | 2037 | 5 | 3 | 3.2 | 29541 | 27224
HVAC ¦ Fan ¦ Central Heating ¦ Axial | 1 | High | B | 1 | 2025 | 5 | 2 | 2.7 | 16738 | 4715
Fabric ¦ Superstructure ¦ Windows and External Doors ¦ External Doors ¦ Entrance Doors | 1 | High | B | 21 | 2045 | 5 | 2 | 2.7 | 16739 | 32721
Security ¦ Access ¦ Access Control ¦ Gate Access - Local Lock / Keypad / Manual (External) | 1 | Medium | B | 1 | 2025 | 5 | 3 | 3.2 | 29542 | 10357
Water ¦ Local Hot Water ¦ Instantaneous Electric Water Heater - Non-Drinking Water | 1 | Medium | B | 1 | 2025 | 5 | 3 | 3.2 | 29543 | 10358
Electrical ¦ LV Distribution ¦ Distribution Board ¦ Main | 1 | High | C | 1 | 2025 | 4 | 2 | 2.4 | 10702 | 2496
Fire ¦ Fire Detection ¦ Fire Alarm Panel / Repeater | 1 | Urgent | B | 1 | 2025 | 5 | 1 | 2.2 | 8123 | 1732
Fabric ¦ Superstructure ¦ Windows and External Doors ¦ External Doors ¦ Manual and Automatic Doors ¦ Emergency and Panic Escape Doors | 1 | Urgent | B | 25 | 2049 | 5 | 1 | 2.2 | 8124 | 33329
HVAC ¦ Fan ¦ Central Heating ¦ Axial | 1 | High | B | 1 | 2025 | 5 | 2 | 2.7 | 16740 | 4716
Fabric ¦ Barriers and Guardrails ¦ Vehicle Crash Protection Barrier | 1 | V Low | B | 14 | 2038 | 5 | 4 | 3.7 | 33434 | 27702
HVAC ¦ Fan ¦ Local and Special Ventilation ¦ Extract | 1 | Medium | B | 11 | 2035 | 5 | 3 | 3.2 | 29544 | 25518
Fabric ¦ Superstructure ¦ Windows and External Doors ¦ External Doors ¦ Entrance Doors | 1 | High | B | 11 | 2035 | 5 | 2 | 2.7 | 16741 | 24689
Fabric ¦ Superstructure ¦ Windows and External Doors ¦ External Doors ¦ Entrance Doors | 1 | High | B | 10 | 2034 | 5 | 2 | 2.7 | 16742 | 22457
Fabric ¦ Superstructure ¦ Windows and External Doors ¦ External Doors ¦ Manual and Automatic Doors ¦ Emergency and Panic Escape Doors | 1 | Urgent | B | 16 | 2040 | 5 | 1 | 2.2 | 8125 | 28963
Fabric ¦ Barriers and Guardrails ¦ Vehicle Crash Protection Barrier | 1 | V Low | B | 1 | 2025 | 5 | 4 | 3.7 | 33435 | 12273
Fabric ¦ Superstructure ¦ Windows and External Doors ¦ Roller Shutters ¦ Manual Roller Shutter | 1 | High | B | 11 | 2035 | 5 | 2 | 2.7 | 16743 | 24690
Controls ¦ Multi-System Controls ¦ Instrument Control Panel | 1 | Medium | B | 1 | 2025 | 5 | 3 | 3.2 | 29545 | 10359
Electrical ¦ Lighting ¦ External ¦ General - LED | 1 | Medium | B | 1 | 2025 | 5 | 3 | 3.2 | 29546 | 10360
Fire ¦ Fire Fighting ¦ Fire Extinguishers ¦ Foam | 1 | Urgent | B | 8 | 2032 | 5 | 1 | 2.2 | 8126 | 20552
Security ¦ Access ¦ Access Control ¦ Door ¦ Local Lock / Keypad / Manual | 1 | Medium | B | 10 | 2034 | 5 | 3 | 3.2 | 29547 | 23072
Electrical ¦ Lighting ¦ Internal ¦ General ¦ LED Fittings & Luminaires | 6 | Medium | B | 17 | 2041 | 5 | 3 | 3.2 | 29548 | 30556
Security ¦ Access ¦ Access Control ¦ Door ¦ Local Lock / Keypad / Manual | 1 | Medium | B | 1 | 2025 | 5 | 3 | 3.2 | 29549 | 10361
HVAC ¦ Fan ¦ Local and Special Ventilation ¦ Fans Window or Wall Mounted | 1 | Medium | B | 1 | 2025 | 5 | 3 | 3.2 | 29550 | 10362
Fabric ¦ Superstructure ¦ Internal Doors ¦ Roller Shutters ¦ Electric Roller Shutter | 1 | Medium | C | 11 | 2035 | 4 | 3 | 2.9 | 18906 | 24876
Electrical ¦ Lighting ¦ Internal ¦ General ¦ LED Fittings & Luminaires | 60 | Medium | B | 10 | 2034 | 5 | 3 | 3.2 | 29551 | 23073
Electrical ¦ Lighting ¦ Internal ¦ Emergency ¦ Self Contained ¦ Non LED | 1 | Urgent | B | 1 | 2025 | 5 | 1 | 2.2 | 8127 | 1733
HVAC ¦ Heat Emitters - Local ¦ Gas Fired Natural and Fan Assisted Heaters | 1 | Medium | B | 1 | 2025 | 5 | 3 | 3.2 | 29552 | 10363
Electrical ¦ LV Distribution ¦ Distribution Board ¦ Sub | 1 | High | B | 1 | 2025 | 5 | 2 | 2.7 | 16744 | 4717
Fabric ¦ Superstructure ¦ Windows and External Doors ¦ Roller Shutters ¦ Manual Roller Shutter | 1 | High | B | 1 | 2025 | 5 | 2 | 2.7 | 16745 | 4718
Fabric ¦ Superstructure ¦ Windows and External Doors ¦ External Doors ¦ Entrance Doors | 1 | High | B | 20 | 2044 | 5 | 2 | 2.7 | 16746 | 31648
Electrical ¦ Lighting ¦ Internal ¦ General ¦ LED Fittings & Luminaires | 1 | Medium | B | 16 | 2040 | 5 | 3 | 3.2 | 29553 | 29775
Electrical ¦ Lighting ¦ Internal ¦ General ¦ LED Fittings & Luminaires | 6 | Medium | B | 16 | 2040 | 5 | 3 | 3.2 | 29554 | 29776
Electrical ¦ Lighting ¦ Internal ¦ General | 16 | Medium | B | 1 | 2025 | 5 | 3 | 3.2 | 29555 | 10364
HVAC ¦ Heat Emitters - Local ¦ Electric Overdoor Air Curtain/Heater | 1 | Medium | B | 1 | 2025 | 5 | 3 | 3.2 | 29556 | 10365
HVAC ¦ Heat Emitters - Local ¦ Electric Overdoor Air Curtain/Heater | 1 | Medium | B | 5 | 2029 | 5 | 3 | 3.2 | 29557 | 15392
Fabric ¦ Superstructure ¦ Windows and External Doors ¦ External Doors ¦ Entrance Doors | 1 | High | B | 16 | 2040 | 5 | 2 | 2.7 | 16747 | 29240
Water ¦ Local Hot Water ¦ Instantaneous Electric Water Heater - Non-Drinking Water | 1 | Medium | B | 6 | 2030 | 5 | 3 | 3.2 | 29558 | 18932
Fabric ¦ Superstructure ¦ Windows and External Doors ¦ Roller Shutters ¦ Electric Roller Shutter | 1 | High | B | 1 | 2025 | 5 | 2 | 2.7 | 16748 | 4719
HVAC ¦ Fan ¦ Local and Special Ventilation ¦ Fans Window or Wall Mounted | 1 | Medium | B | 1 | 2025 | 5 | 3 | 3.2 | 29559 | 10366
Fabric ¦ Superstructure ¦ Windows and External Doors ¦ External Doors ¦ Manual and Automatic Doors ¦ Emergency and Panic Escape Doors | 1 | Urgent | B | 20 | 2044 | 5 | 1 | 2.2 | 8128 | 31543
Electrical ¦ Specialist Lighting ¦ Internal ¦ Illuminated Fire Exit Signage | 3 | Urgent | B | 16 | 2040 | 5 | 1 | 2.2 | 8129 | 28964
Electrical ¦ Lighting ¦ Internal ¦ Emergency ¦ Self Contained ¦ LED | 5 | Urgent | B | 15 | 2039 | 5 | 1 | 2.2 | 8130 | 27990
Fire ¦ Fire Fighting ¦ Fire Extinguishers ¦ Foam | 3 | Urgent | B | 5 | 2029 | 5 | 1 | 2.2 | 8131 | 14474
Electrical ¦ LV Distribution ¦ Distribution Board ¦ Sub | 1 | High | B | 5 | 2029 | 5 | 2 | 2.7 | 16749 | 14723
HVAC ¦ Fan ¦ Local and Special Ventilation ¦ Ventilating - General | 1 | Medium | A | 14 | 2038 | 6 | 3 | 3.5 | 32598 | 27685
HVAC ¦ Fan ¦ Local and Special Ventilation ¦ Ventilating - General | 1 | Medium | B | 6 | 2030 | 5 | 3 | 3.2 | 29560 | 18933
Fabric ¦ Superstructure ¦ Windows and External Doors ¦ External Doors ¦ Manual and Automatic Doors ¦ Emergency and Panic Escape Doors | 1 | Urgent | B | 25 | 2049 | 5 | 1 | 2.2 | 8132 | 33330
Electrical ¦ Lighting ¦ Internal ¦ Emergency ¦ Self Contained ¦ LED | 6 | Urgent | B | 21 | 2045 | 5 | 1 | 2.2 | 8133 | 32354
Fire ¦ Fire Fighting ¦ Fire Extinguishers ¦ Foam | 4 | Urgent | B | 6 | 2030 | 5 | 1 | 2.2 | 8134 | 16965
Electrical ¦ Lighting ¦ Internal ¦ General ¦ LED Fittings & Luminaires | 1 | Medium | B | 16 | 2040 | 5 | 3 | 3.2 | 29561 | 29777
Fire ¦ Fire Fighting ¦ Fire Extinguishers ¦ Foam | 1 | Urgent | B | 8 | 2032 | 5 | 1 | 2.2 | 8135 | 20553
HVAC ¦ Heat Emitters - Local ¦ Fan Convector - Electric | 1 | Medium | B | 6 | 2030 | 5 | 3 | 3.2 | 29562 | 18934
Fabric ¦ Superstructure ¦ Windows and External Doors ¦ External Doors ¦ Manual and Automatic Doors ¦ Emergency and Panic Escape Doors | 1 | Urgent | B | 30 | 2054 | 5 | 1 | 2.2 | 8136 | 33692
Fire ¦ Fire Fighting ¦ Fire Extinguishers ¦ CO2 | 1 | Urgent | B | 5 | 2029 | 5 | 1 | 2.2 | 8137 | 14475
HVAC ¦ Central Air Conditioning ¦ Air Conditioning ¦ Multi-Split Evaporator - Split Systems/Heat Pumps - Air-cooled with Direct Expansion Evaporator (DX) | 1 | Medium | B | 12 | 2036 | 5 | 3 | 3.2 | 29563 | 26687
Fabric ¦ Superstructure ¦ Internal Doors ¦ Roller Shutters ¦ Electric Roller Shutter | 1 | Medium | B | 11 | 2035 | 5 | 3 | 3.2 | 29564 | 25519
HVAC ¦ Fan ¦ Local and Special Ventilation ¦ Centrifugal | 1 | Medium | B | 5 | 2029 | 5 | 3 | 3.2 | 29565 | 15393
Electrical ¦ Lighting ¦ Internal ¦ General ¦ LED Fittings & Luminaires | 68 | Medium | B | 14 | 2038 | 5 | 3 | 3.2 | 29566 | 27624
Electrical ¦ Lighting ¦ Internal ¦ Emergency ¦ Self Contained ¦ Non LED | 1 | Urgent | B | 1 | 2025 | 5 | 1 | 2.2 | 8138 | 1734
HVAC ¦ Fan ¦ Local and Special Ventilation ¦ Extract | 1 | Medium | C | 1 | 2025 | 4 | 3 | 2.9 | 18907 | 5752
Fabric ¦ Superstructure ¦ Windows and External Doors ¦ Roller Shutters ¦ Electric Roller Shutter | 1 | High | D | 1 | 2025 | 3 | 2 | 2.1 | 1286 | 874
Electrical ¦ Lighting ¦ External ¦ General - Non-LED | 1 | Medium | DX | 1 | 2025 | 1 | 3 | 2 | 970 | 667
Fire ¦ Fire Fighting ¦ Fire Extinguishers ¦ CO2 | 3 | Urgent | B | 8 | 2032 | 5 | 1 | 2.2 | 8139 | 20554
Electrical ¦ Lighting ¦ Internal ¦ General ¦ LED Fittings & Luminaires | 52 | Medium | B | 10 | 2034 | 5 | 3 | 3.2 | 29567 | 23074
Fabric ¦ Superstructure ¦ Windows and External Doors ¦ External Doors ¦ Manual and Automatic Doors ¦ Emergency and Panic Escape Doors | 1 | Urgent | B | 21 | 2045 | 5 | 1 | 2.2 | 8140 | 32355
Fabric ¦ Superstructure ¦ Windows and External Doors ¦ External Doors ¦ Entrance Doors | 1 | High | B | 21 | 2045 | 5 | 2 | 2.7 | 16750 | 32722
Electrical ¦ Lighting ¦ Internal ¦ General | 1 | Medium | B | 6 | 2030 | 5 | 3 | 3.2 | 29568 | 18935
Electrical ¦ Lighting ¦ External ¦ General - LED | 2 | Medium | B | 13 | 2037 | 5 | 3 | 3.2 | 29569 | 27225
Fire ¦ Fire Fighting ¦ Fire Extinguishers ¦ CO2 | 3 | Urgent | B | 8 | 2032 | 5 | 1 | 2.2 | 8141 | 20555
Fabric ¦ Superstructure ¦ Windows and External Doors ¦ External Doors ¦ Manual and Automatic Doors ¦ High Security Door | 1 | High | B | 31 | 2055 | 5 | 2 | 2.7 | 16751 | 33804
Fabric ¦ Superstructure ¦ Windows and External Doors ¦ External Doors ¦ Entrance Doors | 1 | High | B | 11 | 2035 | 5 | 2 | 2.7 | 16752 | 24691
Electrical ¦ Specialist Lighting ¦ Internal ¦ Illuminated Fire Exit Signage | 1 | Urgent | CX | 1 | 2025 | 2 | 1 | 1.3 | 357 | 322
Electrical ¦ Specialist Lighting ¦ Internal ¦ Illuminated Fire Exit Signage | 1 | Urgent | B | 10 | 2034 | 5 | 1 | 2.2 | 8142 | 22140
Electrical ¦ LV Distribution ¦ Distribution Board ¦ Sub | 1 | High | B | 1 | 2025 | 5 | 2 | 2.7 | 16753 | 4720
Fabric ¦ Superstructure ¦ Windows and External Doors ¦ External Doors ¦ Manual and Automatic Doors ¦ Auto / Powered Sliding Doors | 1 | High | B | 30 | 2054 | 5 | 2 | 2.7 | 16754 | 33724
Fabric ¦ Superstructure ¦ Windows and External Doors ¦ Roller Shutters ¦ Manual Roller Shutter | 1 | High | B | 1 | 2025 | 5 | 2 | 2.7 | 16755 | 4721
Electrical ¦ Lighting ¦ Internal ¦ General | 5 | Medium | B | 1 | 2025 | 5 | 3 | 3.2 | 29570 | 10367
Electrical ¦ Lighting ¦ Internal ¦ General | 6 | Medium | C | 1 | 2025 | 4 | 3 | 2.9 | 18908 | 5753
Electrical ¦ Lighting ¦ Internal ¦ Emergency ¦ Self Contained ¦ LED | 1 | Urgent | B | 16 | 2040 | 5 | 1 | 2.2 | 8143 | 28965
Water ¦ Hot Water Distribution ¦ Tank ¦ Break Tank and Pump (Fluid Category 5 Backflow Protection) | 1 | Urgent | B | 1 | 2025 | 5 | 1 | 2.2 | 8144 | 1735
HVAC ¦ Central Heating (Internally Sourced) ¦ Boiler ¦ Atmospheric Gas Burner/Condensing Combination Boiler (domestic type) | 1 | High | A | 10 | 2034 | 6 | 2 | 3 | 19613 | 22544
Electrical ¦ Lighting ¦ Internal ¦ General ¦ LED Fittings & Luminaires | 84 | Medium | B | 15 | 2039 | 5 | 3 | 3.2 | 29571 | 28509
HVAC ¦ Heat Emitters - Central ¦ Radiators ¦ Aluminium | 8 | Medium | C | 1 | 2025 | 4 | 3 | 2.9 | 18909 | 5754
HVAC ¦ Fan ¦ Local and Special Ventilation ¦ Ventilating - General | 1 | Medium | B | 1 | 2025 | 5 | 3 | 3.2 | 29572 | 10368
Fabric ¦ Superstructure ¦ Windows and External Doors ¦ External Doors ¦ Manual and Automatic Doors ¦ Emergency and Panic Escape Doors | 1 | Urgent | B | 21 | 2045 | 5 | 1 | 2.2 | 8145 | 32356
Fabric ¦ Superstructure ¦ Windows and External Doors ¦ Roller Shutters ¦ Electric Roller Shutter | 1 | High | B | 8 | 2032 | 5 | 2 | 2.7 | 16756 | 20759
Fabric ¦ Superstructure ¦ Windows and External Doors ¦ Roller Shutters ¦ Electric Roller Shutter | 1 | High | B | 11 | 2035 | 5 | 2 | 2.7 | 16757 | 24692
Fire ¦ Fire Fighting ¦ Fire Extinguishers ¦ Powder | 1 | Urgent | B | 6 | 2030 | 5 | 1 | 2.2 | 8146 | 16966
Fabric ¦ Superstructure ¦ Windows and External Doors ¦ Roller Shutters ¦ Electric Roller Shutter | 1 | High | B | 6 | 2030 | 5 | 2 | 2.7 | 16758 | 17805
Electrical ¦ Lighting ¦ Internal ¦ Emergency ¦ Self Contained ¦ LED | 1 | Urgent | B | 11 | 2035 | 5 | 1 | 2.2 | 8147 | 23881
HVAC ¦ Heat Emitters - Central ¦ Radiators ¦ Steel | 1 | Medium | B | 1 | 2025 | 5 | 3 | 3.2 | 29573 | 10369
HVAC ¦ Heat Emitters - Local ¦ Electric Heaters | 5 | Medium | C | 1 | 2025 | 4 | 3 | 2.9 | 18910 | 5755
Electrical ¦ Lighting ¦ Internal ¦ Emergency ¦ Self Contained ¦ LED | 8 | Urgent | B | 21 | 2045 | 5 | 1 | 2.2 | 8148 | 32357
Fire ¦ Fire Fighting ¦ Fire Extinguishers ¦ CO2 | 4 | Urgent | B | 6 | 2030 | 5 | 1 | 2.2 | 8149 | 16967
Electrical ¦ Lighting ¦ Internal ¦ General ¦ LED Fittings & Luminaires | 88 | Medium | B | 18 | 2042 | 5 | 3 | 3.2 | 29574 | 30989
Fire ¦ Fire Fighting ¦ Fire Extinguishers ¦ CO2 | 1 | Urgent | B | 6 | 2030 | 5 | 1 | 2.2 | 8150 | 16968
HVAC ¦ Heat Emitters - Central ¦ Radiators ¦ Steel | 2 | Medium | B | 6 | 2030 | 5 | 3 | 3.2 | 29575 | 18936
Electrical ¦ Lighting ¦ Internal ¦ Emergency ¦ Self Contained ¦ LED | 1 | Urgent | B | 21 | 2045 | 5 | 1 | 2.2 | 8151 | 32358
Fire ¦ Fire Fighting ¦ Fire Extinguishers ¦ Foam | 7 | Urgent | B | 9 | 2033 | 5 | 1 | 2.2 | 8152 | 21446
Fire ¦ Fire Fighting ¦ Fire Blanket | 1 | Urgent | B | 4 | 2028 | 5 | 1 | 2.2 | 8153 | 13864
HVAC ¦ Central Air Conditioning ¦ Air Conditioning ¦ Multi-Split Evaporator - DX Split Systems (With Gas, Electric or Hot Water Heaters) | 1 | High | B | 5 | 2029 | 5 | 2 | 2.7 | 16759 | 14724
Electrical ¦ LV Distribution ¦ Distribution Board ¦ Main | 1 | High | D | 1 | 2025 | 3 | 2 | 2.1 | 1287 | 875
Fabric ¦ Superstructure ¦ Windows and External Doors ¦ Roller Shutters ¦ Manual Roller Shutter | 1 | High | B | 10 | 2034 | 5 | 2 | 2.7 | 16760 | 22458
Fabric ¦ Superstructure ¦ Windows and External Doors ¦ Roller Shutters ¦ Manual Roller Shutter | 1 | High | B | 1 | 2025 | 5 | 2 | 2.7 | 16761 | 4722
Electrical ¦ Lighting ¦ Internal ¦ General ¦ LED Fittings & Luminaires | 8 | Medium | B | 16 | 2040 | 5 | 3 | 3.2 | 29576 | 29778
Electrical ¦ LV Distribution ¦ Distribution Board ¦ Sub | 1 | High | B | 1 | 2025 | 5 | 2 | 2.7 | 16762 | 4723
Fabric ¦ Superstructure ¦ Windows and External Doors ¦ External Doors ¦ Manual and Automatic Doors ¦ Emergency and Panic Escape Doors | 1 | Urgent | B | 11 | 2035 | 5 | 1 | 2.2 | 8154 | 23882
HVAC ¦ Fan ¦ Local and Special Ventilation ¦ Extract | 1 | Medium | B | 11 | 2035 | 5 | 3 | 3.2 | 29577 | 25520
HVAC ¦ Fan ¦ Local and Special Ventilation ¦ Fans Window or Wall Mounted | 1 | Medium | B | 10 | 2034 | 5 | 3 | 3.2 | 29578 | 23075
Electrical ¦ Lighting ¦ Internal ¦ Emergency ¦ Self Contained ¦ LED | 2 | Urgent | B | 23 | 2047 | 5 | 1 | 2.2 | 8155 | 33140
Electrical ¦ LV Distribution ¦ Distribution Board ¦ Main | 1 | High | B | 10 | 2034 | 5 | 2 | 2.7 | 16763 | 22459
HVAC ¦ Fan ¦ Local and Special Ventilation ¦ Ventilating - General | 1 | Medium | B | 1 | 2025 | 5 | 3 | 3.2 | 29579 | 10370
Transport ¦ Lifts ¦ Disabled Lift ¦ Electric | 1 | High | C | 5 | 2029 | 4 | 2 | 2.4 | 10703 | 14541
HVAC ¦ Fan ¦ Local and Special Ventilation ¦ Extract | 1 | Medium | B | 1 | 2025 | 5 | 3 | 3.2 | 29580 | 10371
Electrical ¦ Lighting ¦ External ¦ General - Non-LED | 1 | Medium | B | 1 | 2025 | 5 | 3 | 3.2 | 29581 | 10372
Fire ¦ Fire Fighting ¦ Fire Extinguishers ¦ Foam | 8 | Urgent | B | 8 | 2032 | 5 | 1 | 2.2 | 8156 | 20556
HVAC ¦ Local Air Conditioning ¦ Single-Split Condenser - Split Systems/Heat Pumps - Air-cooled with Direct Expansion Evaporator (DX) | 1 | Medium | B | 5 | 2029 | 5 | 3 | 3.2 | 29582 | 15394
Electrical ¦ Lighting ¦ External ¦ General - Non-LED | 5 | Medium | B | 1 | 2025 | 5 | 3 | 3.2 | 29583 | 10373
Fabric ¦ Superstructure ¦ Windows and External Doors ¦ External Doors ¦ Entrance Doors | 1 | High | B | 16 | 2040 | 5 | 2 | 2.7 | 16764 | 29241
HVAC ¦ Fan ¦ Central Heating ¦ Axial | 1 | High | B | 1 | 2025 | 5 | 2 | 2.7 | 16765 | 4724
Fire ¦ Fire Fighting ¦ Fire Extinguishers ¦ CO2 | 3 | Urgent | B | 4 | 2028 | 5 | 1 | 2.2 | 8157 | 13865
Electrical ¦ LV Distribution ¦ LV Switch Panel | 1 | High | B | 1 | 2025 | 5 | 2 | 2.7 | 16766 | 4725
HVAC ¦ Fan ¦ Local and Special Ventilation ¦ Fans Window or Wall Mounted | 1 | Medium | B | 6 | 2030 | 5 | 3 | 3.2 | 29584 | 18937
Fire ¦ Fire Fighting ¦ Fire Extinguishers ¦ CO2 | 4 | Urgent | B | 8 | 2032 | 5 | 1 | 2.2 | 8158 | 20557
Electrical ¦ Lighting ¦ Internal ¦ General ¦ LED Fittings & Luminaires | 1 | Medium | B | 16 | 2040 | 5 | 3 | 3.2 | 29585 | 29779
HVAC ¦ Local and Special Ventilation ¦ Unit extract fans. | 1 | Medium | D | 1 | 2025 | 3 | 3 | 2.6 | 11218 | 2697
Water ¦ Local Hot Water ¦ Package Electric Water Heaters - Non-Drinking Water | 1 | Medium | B | 8 | 2032 | 5 | 3 | 3.2 | 29586 | 21099
Fabric ¦ Superstructure ¦ Internal Doors ¦ Roller Shutters ¦ Electric Roller Shutter | 1 | Medium | B | 11 | 2035 | 5 | 3 | 3.2 | 29587 | 25521
Electrical ¦ Lighting ¦ Internal ¦ Emergency ¦ Self Contained ¦ LED | 2 | Urgent | B | 23 | 2047 | 5 | 1 | 2.2 | 8159 | 33141
Electrical ¦ Lighting ¦ Internal ¦ Emergency ¦ Self Contained ¦ Non LED | 1 | Urgent | B | 1 | 2025 | 5 | 1 | 2.2 | 8160 | 1736
Fire ¦ Fire Fighting ¦ Fire Extinguishers ¦ CO2 | 3 | Urgent | B | 5 | 2029 | 5 | 1 | 2.2 | 8161 | 14476
Controls ¦ Building Management System (BMS) ¦ Central Operating Station | 1 | High | B | 6 | 2030 | 5 | 2 | 2.7 | 16767 | 17806
Electrical ¦ Lighting ¦ External ¦ General - LED | 5 | Medium | B | 9 | 2033 | 5 | 3 | 3.2 | 29588 | 21852
HVAC ¦ Fan ¦ Local and Special Ventilation ¦ Extract | 1 | Medium | B | 1 | 2025 | 5 | 3 | 3.2 | 29589 | 10374
Electrical ¦ Lighting ¦ Internal ¦ General ¦ LED Fittings & Luminaires | 5 | Medium | B | 16 | 2040 | 5 | 3 | 3.2 | 29590 | 29780
Electrical ¦ Lighting ¦ External ¦ General - Non-LED | 7 | Medium | B | 1 | 2025 | 5 | 3 | 3.2 | 29591 | 10375
Electrical ¦ Lighting ¦ Internal ¦ General ¦ LED Fittings & Luminaires | 2 | Medium | B | 16 | 2040 | 5 | 3 | 3.2 | 29592 | 29781
HVAC ¦ Fan ¦ Local and Special Ventilation ¦ Ventilating - General | 1 | Medium | B | 1 | 2025 | 5 | 3 | 3.2 | 29593 | 10376
Water ¦ Local Hot Water ¦ Package Electric Water Heaters - Non-Drinking Water | 1 | Medium | B | 3 | 2027 | 5 | 3 | 3.2 | 29594 | 13639
Electrical ¦ Lighting ¦ Internal ¦ Emergency ¦ Self Contained ¦ LED | 1 | Urgent | B | 11 | 2035 | 5 | 1 | 2.2 | 8162 | 23883
Electrical ¦ Lighting ¦ Internal ¦ General ¦ LED Fittings & Luminaires | 28 | Medium | B | 16 | 2040 | 5 | 3 | 3.2 | 29595 | 29782
HVAC ¦ Ventilation ¦ Air Handling Unit (AHU) ¦ External ¦ Central Air Conditioning ¦ DX Cooling | 1 | High | B | 1 | 2025 | 5 | 2 | 2.7 | 16768 | 4726
Water ¦ Local Hot Water ¦ Package Electric Water Heaters - Non-Drinking Water | 1 | Medium | C | 1 | 2025 | 4 | 3 | 2.9 | 18911 | 5756
HVAC ¦ Central Heating (Internally Sourced) ¦ Boiler ¦ Combination Atmospheric Burner Gas Boiler | 1 | High | B | 7 | 2031 | 5 | 2 | 2.7 | 16769 | 19679
Fabric ¦ Superstructure ¦ Internal Doors ¦ Roller Shutters ¦ Electric Roller Shutter | 1 | Medium | B | 10 | 2034 | 5 | 3 | 3.2 | 29596 | 23076
Controls ¦ Building Management System (BMS) ¦ BMS Control Panel | 1 | High | B | 7 | 2031 | 5 | 2 | 2.7 | 16770 | 19680
HVAC ¦ Fan ¦ Local and Special Ventilation ¦ Fans Window or Wall Mounted | 1 | Medium | B | 10 | 2034 | 5 | 3 | 3.2 | 29597 | 23077
Fire ¦ Fire Detection ¦ Fire Alarm Panel / Repeater | 1 | Urgent | B | 1 | 2025 | 5 | 1 | 2.2 | 8163 | 1737
Electrical ¦ Lighting ¦ Internal ¦ Emergency ¦ Self Contained ¦ LED | 2 | Urgent | B | 13 | 2037 | 5 | 1 | 2.2 | 8164 | 26888
HVAC ¦ Fan ¦ Local and Special Ventilation ¦ Fans Window or Wall Mounted | 1 | Medium | B | 5 | 2029 | 5 | 3 | 3.2 | 29598 | 15395
Fabric ¦ Superstructure ¦ Windows and External Doors ¦ External Doors ¦ Entrance Doors | 1 | High | B | 21 | 2045 | 5 | 2 | 2.7 | 16771 | 32723
Fabric ¦ Superstructure ¦ Windows and External Doors ¦ Roller Shutters ¦ Manual Roller Shutter | 1 | High | B | 11 | 2035 | 5 | 2 | 2.7 | 16772 | 24693
Electrical ¦ Lighting ¦ Internal ¦ Emergency ¦ Self Contained ¦ Non LED | 3 | Urgent | B | 2 | 2026 | 5 | 1 | 2.2 | 8165 | 12756
HVAC ¦ Heat Emitters - Local ¦ Electric Heaters | 1 | Medium | B | 1 | 2025 | 5 | 3 | 3.2 | 29599 | 10377
Electrical ¦ Lighting ¦ Internal ¦ Emergency ¦ Self Contained ¦ Non LED | 1 | Urgent | B | 11 | 2035 | 5 | 1 | 2.2 | 8166 | 23884
Fabric ¦ Superstructure ¦ Windows and External Doors ¦ Roller Shutters ¦ Manual Roller Shutter | 1 | High | C | 1 | 2025 | 4 | 2 | 2.4 | 10704 | 2497
HVAC ¦ Fan ¦ Local and Special Ventilation ¦ Ventilating - General | 1 | Medium | CX | 6 | 2030 | 2 | 3 | 2.3 | 10315 | 17322
Fabric ¦ Barriers and Guardrails ¦ Vehicle Crash Protection Barrier | 1 | V Low | B | 1 | 2025 | 5 | 4 | 3.7 | 33436 | 12274
HVAC ¦ Central Air Conditioning ¦ Air Conditioning ¦ Multi-Split Evaporator - Split Systems/Heat Pumps - Air-cooled with Direct Expansion Evaporator (DX) | 1 | Medium | B | 12 | 2036 | 5 | 3 | 3.2 | 29600 | 26688
Electrical ¦ LV Distribution ¦ Distribution Board ¦ Sub | 1 | High | D | 5 | 2029 | 3 | 2 | 2.1 | 1288 | 14294
Water ¦ Local Hot Water ¦ Instantaneous Electric Water Heater - Non-Drinking Water | 1 | Medium | B | 9 | 2033 | 5 | 3 | 3.2 | 29601 | 21853
Fabric ¦ Superstructure ¦ Windows and External Doors ¦ Roller Shutters ¦ Manual Roller Shutter | 1 | High | B | 1 | 2025 | 5 | 2 | 2.7 | 16773 | 4727
Fabric ¦ Superstructure ¦ Windows and External Doors ¦ External Doors ¦ Manual and Automatic Doors ¦ Auto / Powered Sliding Doors | 1 | High | B | 11 | 2035 | 5 | 2 | 2.7 | 16774 | 24694
Fire ¦ Fire Detection ¦ Fire Alarm System | 1 | Urgent | B | 10 | 2034 | 5 | 1 | 2.2 | 8167 | 22141
Communication and Control ¦ Communication Systems ¦ Public Address (PA) System | 1 | Medium | B | 11 | 2035 | 5 | 3 | 3.2 | 29602 | 25522
HVAC ¦ Heat Emitters - Local ¦ Fan Convector - Electric | 1 | Medium | B | 10 | 2034 | 5 | 3 | 3.2 | 29603 | 23078
Fabric ¦ Superstructure ¦ Windows and External Doors ¦ Roller Shutters ¦ Manual Roller Shutter | 1 | High | B | 1 | 2025 | 5 | 2 | 2.7 | 16775 | 4728
Electrical ¦ Specialist Lighting ¦ Internal ¦ Illuminated Fire Exit Signage | 2 | Urgent | B | 6 | 2030 | 5 | 1 | 2.2 | 8168 | 16969
HVAC ¦ Fan ¦ Local and Special Ventilation ¦ Fans Window or Wall Mounted | 1 | Medium | B | 5 | 2029 | 5 | 3 | 3.2 | 29604 | 15396
Fabric ¦ Superstructure ¦ Windows and External Doors ¦ External Doors ¦ Manual and Automatic Doors ¦ Emergency and Panic Escape Doors | 1 | Urgent | B | 31 | 2055 | 5 | 1 | 2.2 | 8169 | 33772
Fabric ¦ Superstructure ¦ Windows and External Doors ¦ External Doors ¦ Manual and Automatic Doors ¦ Emergency and Panic Escape Doors | 1 | Urgent | CX | 1 | 2025 | 2 | 1 | 1.3 | 358 | 323
Electrical ¦ LV Distribution ¦ Distribution Board ¦ Sub | 1 | High | D | 1 | 2025 | 3 | 2 | 2.1 | 1289 | 876
Fire ¦ Fire Fighting ¦ Fire Extinguishers ¦ Foam | 2 | Urgent | B | 2 | 2026 | 5 | 1 | 2.2 | 8170 | 12757
Water ¦ Local Hot Water ¦ Package Electric Water Heaters - Non-Drinking Water | 1 | Medium | B | 1 | 2025 | 5 | 3 | 3.2 | 29605 | 10378
Fabric ¦ Superstructure ¦ Windows and External Doors ¦ External Doors ¦ Entrance Doors | 1 | High | B | 21 | 2045 | 5 | 2 | 2.7 | 16776 | 32724
Fabric ¦ Superstructure ¦ Windows and External Doors ¦ Roller Shutters ¦ Manual Roller Shutter | 1 | High | B | 1 | 2025 | 5 | 2 | 2.7 | 16777 | 4729
Electrical ¦ Lighting ¦ Internal ¦ Emergency ¦ Self Contained ¦ Non LED | 5 | Urgent | B | 6 | 2030 | 5 | 1 | 2.2 | 8171 | 16970
Fire ¦ Fire Fighting ¦ Fire Extinguishers ¦ Foam | 2 | Urgent | B | 8 | 2032 | 5 | 1 | 2.2 | 8172 | 20558
Electrical ¦ LV Distribution ¦ Distribution Board ¦ Sub | 1 | High | B | 3 | 2027 | 5 | 2 | 2.7 | 16778 | 13387
Electrical ¦ LV Distribution ¦ Distribution Board ¦ Main | 1 | High | B | 19 | 2043 | 5 | 2 | 2.7 | 16779 | 31247
Fabric ¦ Superstructure ¦ Windows and External Doors ¦ Roller Shutters ¦ Manual Roller Shutter | 1 | High | B | 1 | 2025 | 5 | 2 | 2.7 | 16780 | 4730
Controls ¦ Building Management System (BMS) ¦ BMS Control Panel | 1 | High | B | 5 | 2029 | 5 | 2 | 2.7 | 16781 | 14725
Fabric ¦ Superstructure ¦ Windows and External Doors ¦ External Doors ¦ Entrance Doors | 1 | High | B | 21 | 2045 | 5 | 2 | 2.7 | 16782 | 32725
Electrical ¦ Lighting ¦ Internal ¦ Emergency ¦ Self Contained ¦ LED | 2 | Urgent | B | 17 | 2041 | 5 | 1 | 2.2 | 8173 | 30200
HVAC ¦ Fan ¦ Local and Special Ventilation ¦ Fans Window or Wall Mounted | 1 | Medium | B | 1 | 2025 | 5 | 3 | 3.2 | 29606 | 10379
Fabric ¦ Superstructure ¦ Windows and External Doors ¦ External Doors ¦ Manual and Automatic Doors ¦ Emergency and Panic Escape Doors | 1 | Urgent | B | 25 | 2049 | 5 | 1 | 2.2 | 8174 | 33331
Fabric ¦ Superstructure ¦ Windows and External Doors ¦ Roller Shutters ¦ Manual Roller Shutter | 1 | High | B | 14 | 2038 | 5 | 2 | 2.7 | 16783 | 27490
Fire ¦ Fire Fighting ¦ Fire Extinguishers ¦ CO2 | 2 | Urgent | B | 8 | 2032 | 5 | 1 | 2.2 | 8175 | 20559
Fire ¦ Fire Fighting ¦ Fire Extinguishers ¦ Foam | 5 | Urgent | B | 6 | 2030 | 5 | 1 | 2.2 | 8176 | 16971
Electrical ¦ Lighting ¦ Internal ¦ Emergency ¦ Self Contained ¦ Non LED | 10 | Urgent | B | 6 | 2030 | 5 | 1 | 2.2 | 8177 | 16972
Electrical ¦ LV Distribution ¦ Distribution Board ¦ Sub | 1 | High | B | 5 | 2029 | 5 | 2 | 2.7 | 16784 | 14726
HVAC ¦ Fan ¦ Local and Special Ventilation ¦ Fans Window or Wall Mounted | 1 | Medium | B | 1 | 2025 | 5 | 3 | 3.2 | 29607 | 10380
HVAC ¦ Fan ¦ Local and Special Ventilation ¦ Fans Window or Wall Mounted | 1 | Medium | B | 1 | 2025 | 5 | 3 | 3.2 | 29608 | 10381
Fabric ¦ Superstructure ¦ Windows and External Doors ¦ Roller Shutters ¦ Manual Roller Shutter | 1 | High | B | 1 | 2025 | 5 | 2 | 2.7 | 16785 | 4731
Fire ¦ Fire Fighting ¦ Fire Extinguishers ¦ CO2 | 1 | Urgent | B | 6 | 2030 | 5 | 1 | 2.2 | 8178 | 16973
Fabric ¦ Superstructure ¦ Windows and External Doors ¦ Roller Shutters ¦ Electric Roller Shutter | 1 | High | B | 15 | 2039 | 5 | 2 | 2.7 | 16786 | 28273
Fabric ¦ Superstructure ¦ Windows and External Doors ¦ Roller Shutters ¦ Manual Roller Shutter | 1 | High | B | 1 | 2025 | 5 | 2 | 2.7 | 16787 | 4732
Controls ¦ Building Management System (BMS) ¦ BMS Control Panel | 1 | High | B | 5 | 2029 | 5 | 2 | 2.7 | 16788 | 14727
Fabric ¦ Superstructure ¦ Windows and External Doors ¦ External Doors ¦ Entrance Doors | 1 | High | B | 25 | 2049 | 5 | 2 | 2.7 | 16789 | 33425
Transport ¦ Lifts ¦ Passenger Lift electric ¦ Electric | 1 | Medium | B | 12 | 2036 | 5 | 3 | 3.2 | 29609 | 26689
Fabric ¦ Superstructure ¦ Windows and External Doors ¦ External Doors ¦ Manual and Automatic Doors ¦ Auto / Powered Swing Doors | 1 | High | B | 11 | 2035 | 5 | 2 | 2.7 | 16790 | 24695
HVAC ¦ Fan ¦ Local and Special Ventilation ¦ Extract | 1 | Medium | CX | 1 | 2025 | 2 | 3 | 2.3 | 10316 | 2232
HVAC ¦ Heat Emitters - Local ¦ Gas Fired Natural and Fan Assisted Heaters | 1 | Medium | B | 1 | 2025 | 5 | 3 | 3.2 | 29610 | 10382
HVAC ¦ Fan ¦ Local and Special Ventilation ¦ Extract | 1 | Medium | CX | 1 | 2025 | 2 | 3 | 2.3 | 10317 | 2233
Fire ¦ Fire Fighting ¦ Fire Extinguishers ¦ Foam | 4 | Urgent | B | 6 | 2030 | 5 | 1 | 2.2 | 8179 | 16974
Fabric ¦ Superstructure ¦ Windows and External Doors ¦ External Doors ¦ Entrance Doors | 1 | High | B | 11 | 2035 | 5 | 2 | 2.7 | 16791 | 24696
Electrical ¦ Lighting ¦ Internal ¦ General ¦ LED Fittings & Luminaires | 20 | Medium | B | 14 | 2038 | 5 | 3 | 3.2 | 29611 | 27625
Electrical ¦ Lighting ¦ External ¦ General - LED | 1 | Medium | B | 12 | 2036 | 5 | 3 | 3.2 | 29612 | 26690
Fabric ¦ Superstructure ¦ Windows and External Doors ¦ Roller Shutters ¦ Manual Roller Shutter | 1 | High | D | 1 | 2025 | 3 | 2 | 2.1 | 1290 | 877
Fabric ¦ Superstructure ¦ Windows and External Doors ¦ External Doors ¦ Manual and Automatic Doors ¦ High Security Door | 1 | High | B | 17 | 2041 | 5 | 2 | 2.7 | 16792 | 30370
HVAC ¦ Heat Emitters - Local ¦ Electric Heaters | 1 | Medium | B | 1 | 2025 | 5 | 3 | 3.2 | 29613 | 10383
Electrical ¦ Lighting ¦ Internal ¦ Emergency ¦ Self Contained ¦ LED | 5 | Urgent | B | 22 | 2046 | 5 | 1 | 2.2 | 8180 | 32973
Fire ¦ Fire Fighting ¦ Fire Extinguishers ¦ Foam | 3 | Urgent | B | 6 | 2030 | 5 | 1 | 2.2 | 8181 | 16975
Fabric ¦ Superstructure ¦ Windows and External Doors ¦ Roller Shutters ¦ Manual Roller Shutter | 1 | High | B | 1 | 2025 | 5 | 2 | 2.7 | 16793 | 4733
Fabric ¦ Superstructure ¦ Windows and External Doors ¦ Roller Shutters ¦ Manual Roller Shutter | 1 | High | B | 15 | 2039 | 5 | 2 | 2.7 | 16794 | 28274
Fabric ¦ Superstructure ¦ Windows and External Doors ¦ Roller Shutters ¦ Electric Roller Shutter | 1 | High | B | 7 | 2031 | 5 | 2 | 2.7 | 16795 | 19681
Electrical ¦ Specialist Lighting ¦ Internal ¦ Illuminated Fire Exit Signage | 4 | Urgent | B | 18 | 2042 | 5 | 1 | 2.2 | 8182 | 30695
Security ¦ Access ¦ Access Control ¦ Door ¦ Local Lock / Keypad / Manual | 1 | Medium | B | 1 | 2025 | 5 | 3 | 3.2 | 29614 | 10384
Electrical ¦ Specialist Lighting ¦ Internal ¦ Illuminated Fire Exit Signage | 3 | Urgent | B | 1 | 2025 | 5 | 1 | 2.2 | 8183 | 1738
Electrical ¦ Lighting ¦ Internal ¦ Emergency ¦ Self Contained ¦ LED | 4 | Urgent | B | 19 | 2043 | 5 | 1 | 2.2 | 8184 | 31095
Electrical ¦ LV Distribution ¦ Distribution Board ¦ Sub | 1 | High | D | 1 | 2025 | 3 | 2 | 2.1 | 1291 | 878
Electrical ¦ LV Distribution ¦ Distribution Board ¦ Sub | 1 | High | B | 12 | 2036 | 5 | 2 | 2.7 | 16796 | 26246
Controls ¦ Multi-System Controls ¦ Instrument Control Panel | 1 | Medium | B | 12 | 2036 | 5 | 3 | 3.2 | 29615 | 26691
Electrical ¦ Lighting ¦ Internal ¦ Emergency ¦ Self Contained ¦ Non LED | 1 | Urgent | B | 11 | 2035 | 5 | 1 | 2.2 | 8185 | 23885
HVAC ¦ Local Air Conditioning ¦ Single-Split Condenser - Split Systems/Heat Pumps - Air-cooled with Direct Expansion Evaporator (DX) | 1 | Medium | B | 12 | 2036 | 5 | 3 | 3.2 | 29616 | 26692
Water ¦ Local Hot Water ¦ Package Electric Water Heaters - Non-Drinking Water | 1 | Medium | B | 6 | 2030 | 5 | 3 | 3.2 | 29617 | 18938
Fire ¦ Fire Fighting ¦ Fire Blanket | 1 | Urgent | B | 4 | 2028 | 5 | 1 | 2.2 | 8186 | 13866
Water ¦ Local Hot Water ¦ Package Electric Water Heaters - Non-Drinking Water | 1 | Medium | B | 8 | 2032 | 5 | 3 | 3.2 | 29618 | 21100
Fabric ¦ Superstructure ¦ Windows and External Doors ¦ Roller Shutters ¦ Manual Roller Shutter | 1 | High | B | 1 | 2025 | 5 | 2 | 2.7 | 16797 | 4734
Electrical ¦ Lighting ¦ Internal ¦ Emergency ¦ Self Contained ¦ LED | 4 | Urgent | B | 19 | 2043 | 5 | 1 | 2.2 | 8187 | 31096
Fire ¦ Fire Fighting ¦ Fire Extinguishers ¦ CO2 | 2 | Urgent | B | 2 | 2026 | 5 | 1 | 2.2 | 8188 | 12758
Fabric ¦ Superstructure ¦ Windows and External Doors ¦ External Doors ¦ Manual and Automatic Doors ¦ Emergency and Panic Escape Doors | 1 | Urgent | B | 14 | 2038 | 5 | 1 | 2.2 | 8189 | 27388
Fabric ¦ Superstructure ¦ Windows and External Doors ¦ External Doors ¦ Manual and Automatic Doors ¦ Emergency and Panic Escape Doors | 1 | Urgent | B | 16 | 2040 | 5 | 1 | 2.2 | 8190 | 28966
Fabric ¦ Superstructure ¦ Windows and External Doors ¦ External Doors ¦ Entrance Doors | 1 | High | B | 14 | 2038 | 5 | 2 | 2.7 | 16798 | 27491
Fire ¦ Fire Fighting ¦ Fire Extinguishers ¦ Foam | 4 | Urgent | B | 2 | 2026 | 5 | 1 | 2.2 | 8191 | 12759
Electrical ¦ LV Distribution ¦ Distribution Board ¦ Main | 1 | High | B | 1 | 2025 | 5 | 2 | 2.7 | 16799 | 4735
HVAC ¦ Fan ¦ Local and Special Ventilation ¦ Kitchen Vent ¦ Extract | 1 | Low | B | 5 | 2029 | 5 | 4 | 3.7 | 33437 | 15666
HVAC ¦ Central Air Conditioning ¦ Air Conditioning ¦ Multi-Split Condenser - Split Systems/Heat Pumps - Air-cooled with Direct Expansion Evaporator (DX) | 1 | Medium | B | 7 | 2031 | 5 | 3 | 3.2 | 29619 | 20120
HVAC ¦ Local Air Conditioning ¦ Single-Split Condenser - Split Systems/Heat Pumps - Air-cooled with Direct Expansion Evaporator (DX) | 1 | Medium | B | 12 | 2036 | 5 | 3 | 3.2 | 29620 | 26693
HVAC ¦ Heat Emitters - Local ¦ Fan Convector - Electric | 1 | Medium | B | 1 | 2025 | 5 | 3 | 3.2 | 29621 | 10385
Electrical ¦ LV Distribution ¦ Distribution Board ¦ Sub | 1 | High | D | 1 | 2025 | 3 | 2 | 2.1 | 1292 | 879
HVAC ¦ Heat Emitters - Local ¦ Fan Convector - Electric | 1 | Medium | B | 1 | 2025 | 5 | 3 | 3.2 | 29622 | 10386
Electrical ¦ Lighting ¦ Internal ¦ General | 15 | Medium | B | 6 | 2030 | 5 | 3 | 3.2 | 29623 | 18939
HVAC ¦ Heat Emitters - Local ¦ Electric Heaters | 1 | Medium | B | 1 | 2025 | 5 | 3 | 3.2 | 29624 | 10387
Electrical ¦ LV Distribution ¦ Distribution Board ¦ Main | 1 | High | B | 6 | 2030 | 5 | 2 | 2.7 | 16800 | 17807
Fire ¦ Fire Detection ¦ Fire Alarm Panel / Repeater | 1 | Urgent | B | 1 | 2025 | 5 | 1 | 2.2 | 8192 | 1739
Fire ¦ Fire Detection ¦ Fire Alarm System | 1 | Urgent | B | 1 | 2025 | 5 | 1 | 2.2 | 8193 | 1740
HVAC ¦ Heat Emitters - Local ¦ Electric Heaters | 1 | Medium | B | 1 | 2025 | 5 | 3 | 3.2 | 29625 | 10388
Fabric ¦ Superstructure ¦ Windows and External Doors ¦ Roller Shutters ¦ Manual Roller Shutter | 1 | High | B | 1 | 2025 | 5 | 2 | 2.7 | 16801 | 4736
HVAC ¦ Fan ¦ Central Ventilation Systems ¦ Ventilating - General | 1 | Low | B | 1 | 2025 | 5 | 4 | 3.7 | 33438 | 12275
HVAC ¦ Central Air Conditioning ¦ Air Conditioning ¦ Multi-Split Condenser - Split Systems/Heat Pumps - Air-cooled with Direct Expansion Evaporator (DX) | 1 | Medium | B | 7 | 2031 | 5 | 3 | 3.2 | 29626 | 20121
Electrical ¦ LV Distribution ¦ Distribution Board ¦ Sub | 1 | High | B | 12 | 2036 | 5 | 2 | 2.7 | 16802 | 26247
HVAC ¦ Fan ¦ Central Ventilation Systems ¦ Ventilating - General | 1 | Low | B | 1 | 2025 | 5 | 4 | 3.7 | 33439 | 12276
Fire ¦ Fire Detection ¦ Fire Alarm Panel / Repeater | 1 | Urgent | B | 10 | 2034 | 5 | 1 | 2.2 | 8194 | 22142
Fabric ¦ Superstructure ¦ Windows and External Doors ¦ External Doors ¦ Manual and Automatic Doors ¦ Emergency and Panic Escape Doors | 1 | Urgent | B | 33 | 2057 | 5 | 1 | 2.2 | 8195 | 33841
Electrical ¦ Lighting ¦ Internal ¦ General ¦ LED Fittings & Luminaires | 115 | Medium | B | 18 | 2042 | 5 | 3 | 3.2 | 29627 | 30990
Electrical ¦ Specialist Lighting ¦ Internal ¦ Illuminated Fire Exit Signage | 1 | Urgent | B | 15 | 2039 | 5 | 1 | 2.2 | 8196 | 27991
Fire ¦ Fire Fighting ¦ Fire Extinguishers ¦ Foam | 2 | Urgent | B | 6 | 2030 | 5 | 1 | 2.2 | 8197 | 16976
HVAC ¦ Heat Emitters - Local ¦ Gas Fired Natural and Fan Assisted Heaters | 1 | Medium | B | 5 | 2029 | 5 | 3 | 3.2 | 29628 | 15397
Fabric ¦ Superstructure ¦ Windows and External Doors ¦ Roller Shutters ¦ Manual Roller Shutter | 1 | High | B | 15 | 2039 | 5 | 2 | 2.7 | 16803 | 28275
Electrical ¦ Lighting ¦ Internal ¦ General ¦ LED Fittings & Luminaires | 33 | Medium | B | 15 | 2039 | 5 | 3 | 3.2 | 29629 | 28510
Electrical ¦ Lighting ¦ Internal ¦ Emergency ¦ Self Contained ¦ LED | 11 | Urgent | B | 22 | 2046 | 5 | 1 | 2.2 | 8198 | 32974
Security ¦ Access ¦ Access Control ¦ Door ¦ Local Lock / Keypad / Manual | 1 | Medium | B | 7 | 2031 | 5 | 3 | 3.2 | 29630 | 20122
Electrical ¦ Lighting ¦ External ¦ General - LED | 2 | Medium | B | 9 | 2033 | 5 | 3 | 3.2 | 29631 | 21854
HVAC ¦ Fan ¦ Central Ventilation Systems ¦ Ventilating - General | 1 | Low | B | 1 | 2025 | 5 | 4 | 3.7 | 33440 | 12277
Electrical ¦ LV Distribution ¦ Distribution Board ¦ Sub | 1 | High | B | 12 | 2036 | 5 | 2 | 2.7 | 16804 | 26248
HVAC ¦ Heat Emitters - Local ¦ Electric Overdoor Air Curtain/Heater | 1 | Medium | C | 7 | 2031 | 4 | 3 | 2.9 | 18912 | 19729
Electrical ¦ Lighting ¦ External ¦ General - LED | 1 | Medium | B | 11 | 2035 | 5 | 3 | 3.2 | 29632 | 25523
Fabric ¦ Superstructure ¦ Windows and External Doors ¦ External Doors ¦ Manual and Automatic Doors ¦ Emergency and Panic Escape Doors | 1 | Urgent | B | 17 | 2041 | 5 | 1 | 2.2 | 8199 | 30201
Electrical ¦ Lighting ¦ External ¦ General - LED | 3 | Medium | B | 11 | 2035 | 5 | 3 | 3.2 | 29633 | 25524
Security ¦ Access ¦ Access Control ¦ Door ¦ Local Lock / Keypad / Manual | 1 | Medium | B | 11 | 2035 | 5 | 3 | 3.2 | 29634 | 25525
Electrical ¦ LV Distribution ¦ Distribution Board ¦ Sub | 1 | High | D | 1 | 2025 | 3 | 2 | 2.1 | 1293 | 880
Electrical ¦ LV Distribution ¦ Distribution Board ¦ Sub | 1 | High | A | 19 | 2043 | 6 | 2 | 3 | 19614 | 31327
Fabric ¦ Superstructure ¦ Internal Doors ¦ Roller Shutters ¦ Internal Manual Roller Shutter | 1 | Medium | B | 11 | 2035 | 5 | 3 | 3.2 | 29635 | 25526
Electrical ¦ LV Distribution ¦ Distribution Board ¦ Main | 1 | High | B | 15 | 2039 | 5 | 2 | 2.7 | 16805 | 28276
Fabric ¦ Superstructure ¦ Windows and External Doors ¦ Roller Shutters ¦ Manual Roller Shutter | 1 | High | B | 1 | 2025 | 5 | 2 | 2.7 | 16806 | 4737
HVAC ¦ Local Air Conditioning ¦ Single-Split Evaporator - Split Systems/Heat Pumps - Air-cooled with Direct Expansion Evaporator (DX) | 1 | Medium | B | 1 | 2025 | 5 | 3 | 3.2 | 29636 | 10389
Electrical ¦ LV Distribution ¦ Distribution Board ¦ Main | 1 | High | B | 1 | 2025 | 5 | 2 | 2.7 | 16807 | 4738
Water ¦ Local Hot Water ¦ Package Electric Water Heaters - Non-Drinking Water | 1 | Medium | B | 8 | 2032 | 5 | 3 | 3.2 | 29637 | 21101
HVAC ¦ Central Air Conditioning ¦ Air Conditioning ¦ Multi-Split Condenser - Split Systems/Heat Pumps - Air-cooled with Direct Expansion Evaporator (DX) | 1 | Medium | B | 7 | 2031 | 5 | 3 | 3.2 | 29638 | 20123
HVAC ¦ Local Air Conditioning ¦ Single-Split Condenser - Split Systems/Heat Pumps - Air-cooled with Direct Expansion Evaporator (DX) | 1 | Medium | B | 9 | 2033 | 5 | 3 | 3.2 | 29639 | 21855
HVAC ¦ Fan ¦ Local and Special Ventilation ¦ Fans Window or Wall Mounted | 1 | Medium | C | 1 | 2025 | 4 | 3 | 2.9 | 18913 | 5757
HVAC ¦ Local Air Conditioning ¦ Single-Split Evaporator - Split Systems/Heat Pumps - Air-cooled with Direct Expansion Evaporator (DX) | 1 | Medium | B | 5 | 2029 | 5 | 3 | 3.2 | 29640 | 15398
HVAC ¦ Local Air Conditioning ¦ Single-Split Condenser - Split Systems/Heat Pumps - Air-cooled with Direct Expansion Evaporator (DX) | 1 | Medium | B | 9 | 2033 | 5 | 3 | 3.2 | 29641 | 21856
Electrical ¦ LV Distribution ¦ Distribution Board ¦ Sub | 1 | High | B | 1 | 2025 | 5 | 2 | 2.7 | 16808 | 4739
Fabric ¦ Superstructure ¦ Windows and External Doors ¦ External Doors ¦ Manual and Automatic Doors ¦ Auto / Powered Sliding Doors | 1 | High | B | 24 | 2048 | 5 | 2 | 2.7 | 16809 | 33269
Fabric ¦ Superstructure ¦ Windows and External Doors ¦ Roller Shutters ¦ Electric Roller Shutter | 1 | High | B | 15 | 2039 | 5 | 2 | 2.7 | 16810 | 28277
Electrical ¦ LV Distribution ¦ Distribution Board ¦ Main | 1 | High | B | 6 | 2030 | 5 | 2 | 2.7 | 16811 | 17808
HVAC ¦ Fan ¦ Local and Special Ventilation ¦ Fans Window or Wall Mounted | 1 | Medium | B | 1 | 2025 | 5 | 3 | 3.2 | 29642 | 10390
HVAC ¦ Fan ¦ Central Ventilation Systems ¦ Ventilating - General | 1 | Low | B | 5 | 2029 | 5 | 4 | 3.7 | 33441 | 15667
Fabric ¦ Superstructure ¦ Windows and External Doors ¦ Roller Shutters ¦ Electric Roller Shutter | 1 | High | B | 22 | 2046 | 5 | 2 | 2.7 | 16812 | 33037
Electrical ¦ LV Distribution ¦ Distribution Board ¦ Sub | 1 | High | B | 8 | 2032 | 5 | 2 | 2.7 | 16813 | 20760
HVAC ¦ Fan ¦ Local and Special Ventilation ¦ Axial | 1 | Medium | B | 1 | 2025 | 5 | 3 | 3.2 | 29643 | 10391
Fabric ¦ Superstructure ¦ Windows and External Doors ¦ External Doors ¦ Manual and Automatic Doors ¦ Emergency and Panic Escape Doors | 1 | Urgent | B | 6 | 2030 | 5 | 1 | 2.2 | 8200 | 16977
Electrical ¦ LV Distribution ¦ Distribution Board ¦ Sub | 1 | High | B | 1 | 2025 | 5 | 2 | 2.7 | 16814 | 4740
Fire ¦ Fire Detection ¦ Fire Alarm Panel / Repeater | 1 | Urgent | B | 5 | 2029 | 5 | 1 | 2.2 | 8201 | 14477
Fire ¦ Fire Fighting ¦ Fire Extinguishers ¦ Foam | 1 | Urgent | B | 1 | 2025 | 5 | 1 | 2.2 | 8202 | 1741
Electrical ¦ Lighting ¦ Internal ¦ Emergency ¦ Self Contained ¦ LED | 6 | Urgent | B | 21 | 2045 | 5 | 1 | 2.2 | 8203 | 32359
Electrical ¦ Lighting ¦ External ¦ General - Non-LED | 1 | Medium | B | 1 | 2025 | 5 | 3 | 3.2 | 29644 | 10392
Electrical ¦ Lighting ¦ External ¦ General - LED | 2 | Medium | B | 5 | 2029 | 5 | 3 | 3.2 | 29645 | 15399
Fire ¦ Fire Fighting ¦ Fire Extinguishers ¦ Foam - P50 | 1 | Urgent | B | 6 | 2030 | 5 | 1 | 2.2 | 8204 | 16978
Fire ¦ Fire Fighting ¦ Fire Extinguishers ¦ Foam | 1 | Urgent | B | 8 | 2032 | 5 | 1 | 2.2 | 8205 | 20560
Electrical ¦ Lighting ¦ Internal ¦ Emergency ¦ Self Contained ¦ LED | 7 | Urgent | B | 21 | 2045 | 5 | 1 | 2.2 | 8206 | 32360
HVAC ¦ Local and Special Ventilation ¦ Unit extract fans. | 1 | Medium | C | 1 | 2025 | 4 | 3 | 2.9 | 18914 | 5758
Fire ¦ Fire Fighting ¦ Fire Extinguishers ¦ Foam | 8 | Urgent | B | 6 | 2030 | 5 | 1 | 2.2 | 8207 | 16979
Electrical ¦ Lighting ¦ Internal ¦ General ¦ LED Fittings & Luminaires | 84 | Medium | B | 17 | 2041 | 5 | 3 | 3.2 | 29646 | 30557
HVAC ¦ Heat Emitters - Central ¦ Radiators ¦ Steel | 5 | Medium | D | 5 | 2029 | 3 | 3 | 2.6 | 11219 | 14562
HVAC ¦ Heat Emitters - Local ¦ Gas Fired Unit Heaters | 1 | Medium | B | 1 | 2025 | 5 | 3 | 3.2 | 29647 | 10393
HVAC ¦ Central Heating (Internally Sourced) ¦ Boiler ¦ Atmospheric Gas Burner - Free Standing Boiler | 1 | Medium | B | 1 | 2025 | 5 | 3 | 3.2 | 29648 | 10394
Electrical ¦ Lighting ¦ Internal ¦ Emergency ¦ Self Contained ¦ Non LED | 11 | Urgent | B | 1 | 2025 | 5 | 1 | 2.2 | 8208 | 1742
Electrical ¦ Specialist Lighting ¦ Internal ¦ Illuminated Fire Exit Signage | 3 | Urgent | B | 17 | 2041 | 5 | 1 | 2.2 | 8209 | 30202
Water ¦ Local Hot Water ¦ Instantaneous Electric Water Heater - Non-Drinking Water | 1 | Medium | B | 1 | 2025 | 5 | 3 | 3.2 | 29649 | 10395
Fabric ¦ Superstructure ¦ Windows and External Doors ¦ Roller Shutters ¦ Electric Roller Shutter | 1 | High | B | 1 | 2025 | 5 | 2 | 2.7 | 16815 | 4741
Fire ¦ Fire Detection ¦ Fire Alarm System | 1 | Urgent | B | 8 | 2032 | 5 | 1 | 2.2 | 8210 | 20561
Electrical ¦ Lighting ¦ Internal ¦ General ¦ LED Fittings & Luminaires | 65 | Medium | B | 16 | 2040 | 5 | 3 | 3.2 | 29650 | 29783
HVAC ¦ Local Air Conditioning ¦ Single-Split Evaporator - Split Systems/Heat Pumps - Air-cooled with Direct Expansion Evaporator (DX) | 1 | Medium | B | 9 | 2033 | 5 | 3 | 3.2 | 29651 | 21857
HVAC ¦ Fan ¦ Local and Special Ventilation ¦ Extract | 1 | Medium | B | 1 | 2025 | 5 | 3 | 3.2 | 29652 | 10396
HVAC ¦ Fan ¦ Local and Special Ventilation ¦ Axial | 1 | Medium | B | 1 | 2025 | 5 | 3 | 3.2 | 29653 | 10397
Fabric ¦ Superstructure ¦ Windows and External Doors ¦ Roller Shutters ¦ Electric Roller Shutter | 1 | High | B | 16 | 2040 | 5 | 2 | 2.7 | 16816 | 29242
HVAC ¦ Fan ¦ Local and Special Ventilation ¦ Extract | 1 | Medium | CX | 1 | 2025 | 2 | 3 | 2.3 | 10318 | 2234
Electrical ¦ Lighting ¦ Internal ¦ General | 23 | Medium | B | 1 | 2025 | 5 | 3 | 3.2 | 29654 | 10398
Fire ¦ Fire Fighting ¦ Fire Extinguishers ¦ Foam | 5 | Urgent | B | 6 | 2030 | 5 | 1 | 2.2 | 8211 | 16980
Electrical ¦ Lighting ¦ Internal ¦ General ¦ LED Fittings & Luminaires | 20 | Medium | B | 1 | 2025 | 5 | 3 | 3.2 | 29655 | 10399
Fire ¦ Fire Fighting ¦ Fire Extinguishers ¦ CO2 | 2 | Urgent | B | 7 | 2031 | 5 | 1 | 2.2 | 8212 | 19463
HVAC ¦ Fan ¦ Smoke Extract | 1 | Urgent | B | 1 | 2025 | 5 | 1 | 2.2 | 8213 | 1743
Fabric ¦ Superstructure ¦ Windows and External Doors ¦ Roller Shutters ¦ Manual Roller Shutter | 1 | High | B | 1 | 2025 | 5 | 2 | 2.7 | 16817 | 4742
Electrical ¦ Lighting ¦ Internal ¦ General | 21 | Medium | B | 1 | 2025 | 5 | 3 | 3.2 | 29656 | 10400
Electrical ¦ Lighting ¦ Internal ¦ Emergency ¦ Self Contained ¦ LED | 1 | Urgent | B | 21 | 2045 | 5 | 1 | 2.2 | 8214 | 32361
Fire ¦ Fire Fighting ¦ Fire Extinguishers ¦ CO2 | 3 | Urgent | B | 8 | 2032 | 5 | 1 | 2.2 | 8215 | 20562
Electrical ¦ Lighting ¦ Internal ¦ General ¦ LED Fittings & Luminaires | 40 | Medium | B | 17 | 2041 | 5 | 3 | 3.2 | 29657 | 30558
Water ¦ Local Hot Water ¦ Instantaneous Electric Water Heater - Non-Drinking Water | 1 | Medium | D | 14 | 2038 | 3 | 3 | 2.6 | 11220 | 27431
Fabric ¦ Superstructure ¦ Windows and External Doors ¦ External Doors ¦ Manual and Automatic Doors ¦ Emergency and Panic Escape Doors | 1 | Urgent | B | 21 | 2045 | 5 | 1 | 2.2 | 8216 | 32362
HVAC ¦ Local and Special Ventilation ¦ Unit extract fans. | 1 | Medium | B | 3 | 2027 | 5 | 3 | 3.2 | 29658 | 13640
HVAC ¦ Local and Special Ventilation ¦ Unit extract fans. | 1 | Medium | B | 1 | 2025 | 5 | 3 | 3.2 | 29659 | 10401
Electrical ¦ Specialist Lighting ¦ Internal ¦ Illuminated Fire Exit Signage | 2 | Urgent | B | 10 | 2034 | 5 | 1 | 2.2 | 8217 | 22143
Fire ¦ Fire Fighting ¦ Fire Extinguishers ¦ Foam | 5 | Urgent | B | 8 | 2032 | 5 | 1 | 2.2 | 8218 | 20563
Fire ¦ Fire Fighting ¦ Fire Extinguishers ¦ Foam | 1 | Urgent | B | 1 | 2025 | 5 | 1 | 2.2 | 8219 | 1744
HVAC ¦ Fan ¦ Central Ventilation Systems ¦ Ventilating - General | 1 | Low | C | 5 | 2029 | 4 | 4 | 3.4 | 32423 | 15580
Electrical ¦ LV Distribution ¦ Distribution Board ¦ Sub | 1 | High | B | 1 | 2025 | 5 | 2 | 2.7 | 16818 | 4743
Electrical ¦ Lighting ¦ Internal ¦ Emergency ¦ Self Contained ¦ LED | 6 | Urgent | B | 22 | 2046 | 5 | 1 | 2.2 | 8220 | 32975
Water ¦ Local Hot Water ¦ Package Electric Water Heaters - Non-Drinking Water | 1 | Medium | B | 1 | 2025 | 5 | 3 | 3.2 | 29660 | 10402
Controls ¦ Multi-System Controls ¦ Instrument Control Panel | 1 | Medium | B | 12 | 2036 | 5 | 3 | 3.2 | 29661 | 26694
Fabric ¦ Superstructure ¦ Windows and External Doors ¦ External Doors ¦ Manual and Automatic Doors ¦ Emergency and Panic Escape Doors | 1 | Urgent | B | 11 | 2035 | 5 | 1 | 2.2 | 8221 | 23886
HVAC ¦ Fan ¦ Central Heating ¦ Axial | 1 | High | B | 1 | 2025 | 5 | 2 | 2.7 | 16819 | 4744
HVAC ¦ Fan ¦ Local and Special Ventilation ¦ Extract | 1 | Medium | B | 1 | 2025 | 5 | 3 | 3.2 | 29662 | 10403
Electrical ¦ LV Distribution ¦ Distribution Board ¦ Sub | 1 | High | DX | 1 | 2025 | 1 | 2 | 1.5 | 405 | 361
HVAC ¦ Central Heating (Internally Sourced) ¦ Boiler ¦ Atmospheric Gas Burner Boiler - Small and/or Wall Hung for Domestic Installation | 1 | Medium | B | 4 | 2028 | 5 | 3 | 3.2 | 29663 | 14209
HVAC ¦ Fan ¦ Central Air Conditioning ¦ Ventilating - General | 1 | Medium | B | 1 | 2025 | 5 | 3 | 3.2 | 29664 | 10404
HVAC ¦ Fan ¦ Local and Special Ventilation ¦ Extract | 1 | Medium | B | 1 | 2025 | 5 | 3 | 3.2 | 29665 | 10405
HVAC ¦ Fan ¦ Smoke Extract | 1 | Urgent | B | 1 | 2025 | 5 | 1 | 2.2 | 8222 | 1745
Electrical ¦ LV Distribution ¦ Distribution Board ¦ Main | 1 | High | B | 1 | 2025 | 5 | 2 | 2.7 | 16820 | 4745
HVAC ¦ Local Air Conditioning ¦ Single-Split Condenser - Split Systems/Heat Pumps - Air-cooled with Direct Expansion Evaporator (DX) | 1 | Medium | B | 9 | 2033 | 5 | 3 | 3.2 | 29666 | 21858
HVAC ¦ Local Air Conditioning ¦ Single-Split Condenser - Split Systems/Heat Pumps - Air-cooled with Direct Expansion Evaporator (DX) | 1 | Medium | B | 9 | 2033 | 5 | 3 | 3.2 | 29667 | 21859
Electrical ¦ Lighting ¦ Internal ¦ Emergency ¦ Self Contained ¦ LED | 3 | Urgent | B | 21 | 2045 | 5 | 1 | 2.2 | 8223 | 32363
Fabric ¦ Superstructure ¦ Windows and External Doors ¦ External Doors ¦ Manual and Automatic Doors ¦ Emergency and Panic Escape Doors | 1 | Urgent | B | 6 | 2030 | 5 | 1 | 2.2 | 8224 | 16981
HVAC ¦ Fan ¦ Local and Special Ventilation ¦ Extract | 1 | Medium | B | 1 | 2025 | 5 | 3 | 3.2 | 29668 | 10406
Electrical ¦ Lighting ¦ Internal ¦ Emergency ¦ Self Contained ¦ LED | 21 | Urgent | B | 21 | 2045 | 5 | 1 | 2.2 | 8225 | 32364
Electrical ¦ LV Distribution ¦ Distribution Board ¦ Sub | 1 | High | B | 12 | 2036 | 5 | 2 | 2.7 | 16821 | 26249
Electrical ¦ Specialist Lighting ¦ Internal ¦ Illuminated Fire Exit Signage | 1 | Urgent | B | 16 | 2040 | 5 | 1 | 2.2 | 8226 | 28967
Electrical ¦ Lighting ¦ Internal ¦ Emergency ¦ Self Contained ¦ LED | 7 | Urgent | B | 21 | 2045 | 5 | 1 | 2.2 | 8227 | 32365
Electrical ¦ Lighting ¦ External ¦ General - LED | 3 | Medium | B | 11 | 2035 | 5 | 3 | 3.2 | 29669 | 25527
Fire ¦ Fire Fighting ¦ Fire Extinguishers ¦ Foam | 7 | Urgent | B | 6 | 2030 | 5 | 1 | 2.2 | 8228 | 16982
HVAC ¦ Ventilation ¦ Air Handling Unit (AHU) ¦ Internal ¦ Central Air Conditioning ¦ Electric & DX | 1 | High | B | 10 | 2034 | 5 | 2 | 2.7 | 16822 | 22460
HVAC ¦ Fan ¦ Local and Special Ventilation ¦ Extract | 1 | Medium | B | 1 | 2025 | 5 | 3 | 3.2 | 29670 | 10407
Fabric ¦ Superstructure ¦ Windows and External Doors ¦ External Doors ¦ Manual and Automatic Doors ¦ Emergency and Panic Escape Doors | 1 | Urgent | B | 11 | 2035 | 5 | 1 | 2.2 | 8229 | 23887
Electrical ¦ Specialist Lighting ¦ Internal ¦ Illuminated Fire Exit Signage | 2 | Urgent | B | 16 | 2040 | 5 | 1 | 2.2 | 8230 | 28968
HVAC ¦ Fan ¦ Local and Special Ventilation ¦ Ventilating - General | 1 | Medium | B | 1 | 2025 | 5 | 3 | 3.2 | 29671 | 10408
Electrical ¦ Specialist Lighting ¦ Internal ¦ Illuminated Fire Exit Signage | 3 | Urgent | B | 16 | 2040 | 5 | 1 | 2.2 | 8231 | 28969
Fire ¦ Fire Fighting ¦ Fire Extinguishers ¦ CO2 | 3 | Urgent | B | 6 | 2030 | 5 | 1 | 2.2 | 8232 | 16983
Fire ¦ Fire Fighting ¦ Fire Extinguishers ¦ Foam | 7 | Urgent | B | 6 | 2030 | 5 | 1 | 2.2 | 8233 | 16984
Electrical ¦ Lighting ¦ Internal ¦ General ¦ LED Fittings & Luminaires | 28 | Medium | C | 19 | 2043 | 4 | 3 | 2.9 | 18915 | 31278
Fire ¦ Fire Fighting ¦ Fire Extinguishers ¦ CO2 | 1 | Urgent | B | 2 | 2026 | 5 | 1 | 2.2 | 8234 | 12760
Fire ¦ Fire Fighting ¦ Fire Extinguishers ¦ CO2 | 1 | Urgent | B | 5 | 2029 | 5 | 1 | 2.2 | 8235 | 14478
Electrical ¦ LV Distribution ¦ Distribution Board ¦ Sub | 1 | High | B | 6 | 2030 | 5 | 2 | 2.7 | 16823 | 17809
HVAC ¦ Central Heating (Internally Sourced) ¦ Boiler ¦ Atmospheric Gas Burner/Condensing Combination Boiler (domestic type) | 1 | High | B | 1 | 2025 | 5 | 2 | 2.7 | 16824 | 4746
Fabric ¦ Superstructure ¦ Windows and External Doors ¦ Roller Shutters ¦ Electric Roller Shutter | 1 | High | B | 22 | 2046 | 5 | 2 | 2.7 | 16825 | 33038
Electrical ¦ Lighting ¦ Internal ¦ General ¦ LED Fittings & Luminaires | 4 | Medium | B | 6 | 2030 | 5 | 3 | 3.2 | 29672 | 18940
Electrical ¦ LV Distribution ¦ Distribution Board ¦ Sub | 1 | High | B | 17 | 2041 | 5 | 2 | 2.7 | 16826 | 30371
Fabric ¦ Superstructure ¦ Windows and External Doors ¦ External Doors ¦ Manual and Automatic Doors ¦ Emergency and Panic Escape Doors | 1 | Urgent | B | 6 | 2030 | 5 | 1 | 2.2 | 8236 | 16985
Electrical ¦ Lighting ¦ Internal ¦ Emergency ¦ Self Contained ¦ LED | 3 | Urgent | B | 21 | 2045 | 5 | 1 | 2.2 | 8237 | 32366
HVAC ¦ Fan ¦ Central Ventilation Systems ¦ Ventilating - General | 1 | Low | B | 5 | 2029 | 5 | 4 | 3.7 | 33442 | 15668
Fire ¦ Fire Detection ¦ Fire Alarm System | 1 | Urgent | B | 10 | 2034 | 5 | 1 | 2.2 | 8238 | 22144
Fire ¦ Fire Fighting ¦ Fire Extinguishers ¦ Foam | 1 | Urgent | B | 6 | 2030 | 5 | 1 | 2.2 | 8239 | 16986
Electrical ¦ LV Distribution ¦ Distribution Board ¦ Sub | 1 | High | B | 1 | 2025 | 5 | 2 | 2.7 | 16827 | 4747
Electrical ¦ LV Distribution ¦ Distribution Board ¦ Sub | 1 | High | B | 6 | 2030 | 5 | 2 | 2.7 | 16828 | 17810
HVAC ¦ Fan ¦ Local and Special Ventilation ¦ Extract | 1 | Medium | B | 1 | 2025 | 5 | 3 | 3.2 | 29673 | 10409
HVAC ¦ Fan ¦ Local and Special Ventilation ¦ Fans Window or Wall Mounted | 1 | Medium | B | 1 | 2025 | 5 | 3 | 3.2 | 29674 | 10410
Electrical ¦ LV Distribution ¦ Distribution Board ¦ Main | 1 | High | B | 4 | 2028 | 5 | 2 | 2.7 | 16829 | 13993
Electrical ¦ LV Distribution ¦ Distribution Board ¦ Sub | 1 | High | B | 6 | 2030 | 5 | 2 | 2.7 | 16830 | 17811
Fabric ¦ Superstructure ¦ Windows and External Doors ¦ Roller Shutters ¦ Electric Roller Shutter | 1 | High | B | 1 | 2025 | 5 | 2 | 2.7 | 16831 | 4748
Electrical ¦ Lighting ¦ External ¦ General - LED | 1 | Medium | B | 3 | 2027 | 5 | 3 | 3.2 | 29675 | 13641
HVAC ¦ Local Air Conditioning ¦ Single-Split Condenser - Split Systems/Heat Pumps - Air-cooled with Direct Expansion Evaporator (DX) | 1 | Medium | B | 9 | 2033 | 5 | 3 | 3.2 | 29676 | 21860
HVAC ¦ Local Air Conditioning ¦ Single-Split Evaporator - Split Systems/Heat Pumps - Air-cooled with Direct Expansion Evaporator (DX) | 1 | Medium | B | 9 | 2033 | 5 | 3 | 3.2 | 29677 | 21861
Electrical ¦ LV Distribution ¦ Distribution Board ¦ Sub | 1 | High | DX | 1 | 2025 | 1 | 2 | 1.5 | 406 | 362
Electrical ¦ LV Distribution ¦ Distribution Board ¦ Sub | 1 | High | B | 1 | 2025 | 5 | 2 | 2.7 | 16832 | 4749
Electrical ¦ LV Distribution ¦ Distribution Board ¦ Sub | 1 | High | B | 2 | 2026 | 5 | 2 | 2.7 | 16833 | 12943
Electrical ¦ Lighting ¦ Internal ¦ General | 1 | Medium | B | 16 | 2040 | 5 | 3 | 3.2 | 29678 | 29784
Electrical ¦ LV Distribution ¦ Distribution Board ¦ Main | 1 | High | B | 19 | 2043 | 5 | 2 | 2.7 | 16834 | 31248
Fabric ¦ Superstructure ¦ Windows and External Doors ¦ External Doors ¦ Manual and Automatic Doors ¦ High Security Door | 1 | High | B | 26 | 2050 | 5 | 2 | 2.7 | 16835 | 33522
HVAC ¦ Local and Special Ventilation ¦ Unit extract fans. | 1 | Medium | B | 1 | 2025 | 5 | 3 | 3.2 | 29679 | 10411
HVAC ¦ Fan ¦ Local and Special Ventilation ¦ Extract | 1 | Medium | B | 1 | 2025 | 5 | 3 | 3.2 | 29680 | 10412
Electrical ¦ Lighting ¦ Internal ¦ General ¦ LED Fittings & Luminaires | 2 | Medium | C | 16 | 2040 | 4 | 3 | 2.9 | 18916 | 29292
Electrical ¦ Lighting ¦ Internal ¦ Emergency ¦ Self Contained ¦ LED | 10 | Urgent | B | 21 | 2045 | 5 | 1 | 2.2 | 8240 | 32367
Electrical ¦ Lighting ¦ Internal ¦ Emergency ¦ Self Contained ¦ LED | 2 | Urgent | B | 15 | 2039 | 5 | 1 | 2.2 | 8241 | 27992
Fire ¦ Fire Fighting ¦ Fire Extinguishers ¦ Foam | 2 | Urgent | B | 6 | 2030 | 5 | 1 | 2.2 | 8242 | 16987
Fire ¦ Fire Fighting ¦ Fire Extinguishers ¦ CO2 | 4 | Urgent | B | 9 | 2033 | 5 | 1 | 2.2 | 8243 | 21447
Water ¦ Local Hot Water ¦ Package Electric Water Heaters - Non-Drinking Water | 1 | Medium | B | 1 | 2025 | 5 | 3 | 3.2 | 29681 | 10413
HVAC ¦ Fan ¦ Local and Special Ventilation ¦ Extract | 1 | Medium | B | 1 | 2025 | 5 | 3 | 3.2 | 29682 | 10414
Fire ¦ Fire Detection ¦ Fire Alarm Panel / Repeater | 1 | Urgent | B | 1 | 2025 | 5 | 1 | 2.2 | 8244 | 1746
Fabric ¦ Superstructure ¦ Windows and External Doors ¦ Roller Shutters ¦ Electric Roller Shutter | 1 | High | B | 11 | 2035 | 5 | 2 | 2.7 | 16836 | 24697
Electrical ¦ Lighting ¦ Internal ¦ General ¦ LED Fittings & Luminaires | 50 | Medium | B | 17 | 2041 | 5 | 3 | 3.2 | 29683 | 30559
HVAC ¦ Fan ¦ Local and Special Ventilation ¦ Fans Window or Wall Mounted | 1 | Medium | B | 1 | 2025 | 5 | 3 | 3.2 | 29684 | 10415
Fabric ¦ Superstructure ¦ Windows and External Doors ¦ Roller Shutters ¦ Manual Roller Shutter | 1 | High | B | 5 | 2029 | 5 | 2 | 2.7 | 16837 | 14728
Electrical ¦ Lighting ¦ Internal ¦ General ¦ LED Fittings & Luminaires | 61 | Medium | B | 16 | 2040 | 5 | 3 | 3.2 | 29685 | 29785
Electrical ¦ Lighting ¦ Internal ¦ General ¦ LED Fittings & Luminaires | 1 | Medium | B | 16 | 2040 | 5 | 3 | 3.2 | 29686 | 29786
Water ¦ Local Hot Water ¦ Instantaneous Electric Water Heater - Non-Drinking Water | 1 | Medium | B | 1 | 2025 | 5 | 3 | 3.2 | 29687 | 10416
Fabric ¦ Superstructure ¦ Windows and External Doors ¦ External Doors ¦ Entrance Doors | 1 | High | C | 8 | 2032 | 4 | 2 | 2.4 | 10705 | 20648
Fabric ¦ Superstructure ¦ Windows and External Doors ¦ Roller Shutters ¦ Manual Roller Shutter | 1 | High | B | 1 | 2025 | 5 | 2 | 2.7 | 16838 | 4750
HVAC ¦ Heat Emitters - Local ¦ Electric Heaters | 3 | Medium | D | 1 | 2025 | 3 | 3 | 2.6 | 11221 | 2698
Electrical ¦ Lighting ¦ Internal ¦ Emergency ¦ Self Contained ¦ LED | 1 | Urgent | B | 11 | 2035 | 5 | 1 | 2.2 | 8245 | 23888
HVAC ¦ Central Air Conditioning ¦ Air Conditioning ¦ Multi-Split Condenser - Split Systems/Heat Pumps - Air-cooled with Direct Expansion Evaporator (DX) | 1 | Medium | B | 7 | 2031 | 5 | 3 | 3.2 | 29688 | 20124
Fabric ¦ Superstructure ¦ Windows and External Doors ¦ External Doors ¦ Manual and Automatic Doors ¦ Emergency and Panic Escape Doors | 1 | Urgent | B | 21 | 2045 | 5 | 1 | 2.2 | 8246 | 32368
Fabric ¦ Superstructure ¦ Windows and External Doors ¦ External Doors ¦ Manual and Automatic Doors ¦ Emergency and Panic Escape Doors | 1 | Urgent | B | 6 | 2030 | 5 | 1 | 2.2 | 8247 | 16988
Electrical ¦ Lighting ¦ Internal ¦ General ¦ LED Fittings & Luminaires | 15 | Medium | B | 17 | 2041 | 5 | 3 | 3.2 | 29689 | 30560
Electrical ¦ Specialist Lighting ¦ Internal ¦ Illuminated Fire Exit Signage | 1 | Urgent | B | 17 | 2041 | 5 | 1 | 2.2 | 8248 | 30203
Electrical ¦ Lighting ¦ Internal ¦ General | 3 | Medium | B | 3 | 2027 | 5 | 3 | 3.2 | 29690 | 13642
Fire ¦ Fire Fighting ¦ Fire Extinguishers ¦ Foam | 2 | Urgent | B | 6 | 2030 | 5 | 1 | 2.2 | 8249 | 16989
HVAC ¦ Central Heating (Internally Sourced) ¦ Boiler ¦ Combination Atmospheric Burner Gas Boiler | 1 | High | B | 1 | 2025 | 5 | 2 | 2.7 | 16839 | 4751
HVAC ¦ Fan ¦ Local and Special Ventilation ¦ Fans Window or Wall Mounted | 1 | Medium | B | 1 | 2025 | 5 | 3 | 3.2 | 29691 | 10417
Electrical ¦ Lighting ¦ Internal ¦ Emergency ¦ Self Contained ¦ LED | 9 | Urgent | B | 17 | 2041 | 5 | 1 | 2.2 | 8250 | 30204
HVAC ¦ Heat Emitters - Local ¦ Gas Radiant Tube Heaters | 1 | Medium | B | 1 | 2025 | 5 | 3 | 3.2 | 29692 | 10418
HVAC ¦ Fan ¦ Local and Special Ventilation ¦ Kitchen Vent ¦ Fans Window or Wall Mounted | 1 | Medium | CX | 10 | 2034 | 2 | 3 | 2.3 | 10319 | 22190
Electrical ¦ LV Distribution ¦ Distribution Board ¦ Main | 1 | High | B | 11 | 2035 | 5 | 2 | 2.7 | 16840 | 24698
Fabric ¦ Superstructure ¦ Internal Doors ¦ Roller Shutters ¦ Internal Manual Roller Shutter | 1 | Medium | B | 19 | 2043 | 5 | 3 | 3.2 | 29693 | 31371
HVAC ¦ Ductwork ¦ Ductwork, Fittings and Ancillaries ¦ Central Ventilation Systems ¦ Fire Dampers ¦ Fusible Link | 1 | Urgent | B | 1 | 2025 | 5 | 1 | 2.2 | 8251 | 1747
Fabric ¦ Superstructure ¦ Windows and External Doors ¦ External Doors ¦ Manual and Automatic Doors ¦ High Security Door | 1 | High | B | 11 | 2035 | 5 | 2 | 2.7 | 16841 | 24699
Electrical ¦ LV Distribution ¦ Distribution Board ¦ Sub | 1 | High | A | 19 | 2043 | 6 | 2 | 3 | 19615 | 31328
Electrical ¦ Lighting ¦ Internal ¦ General ¦ LED Fittings & Luminaires | 10 | Medium | B | 16 | 2040 | 5 | 3 | 3.2 | 29694 | 29787
Fire ¦ Fire Fighting ¦ Fire Extinguishers ¦ CO2 | 1 | Urgent | B | 10 | 2034 | 5 | 1 | 2.2 | 8252 | 22145
Fire ¦ Fire Fighting ¦ Fire Extinguishers ¦ CO2 | 4 | Urgent | B | 8 | 2032 | 5 | 1 | 2.2 | 8253 | 20564
Fire ¦ Fire Fighting ¦ Fire Extinguishers ¦ Powder | 1 | Urgent | B | 2 | 2026 | 5 | 1 | 2.2 | 8254 | 12761
Fire ¦ Fire Fighting ¦ Fire Extinguishers ¦ CO2 | 3 | Urgent | B | 2 | 2026 | 5 | 1 | 2.2 | 8255 | 12762
HVAC ¦ Local Air Conditioning ¦ Single-Split Evaporator - Split Systems/Heat Pumps - Air-cooled with Direct Expansion Evaporator (DX) | 1 | Medium | B | 1 | 2025 | 5 | 3 | 3.2 | 29695 | 10419
Electrical ¦ LV Distribution ¦ Main Switch Panel at Supply Intake | 1 | Medium | B | 1 | 2025 | 5 | 3 | 3.2 | 29696 | 10420
Fire ¦ Fire Detection ¦ Fire Alarm Panel / Repeater | 1 | Urgent | B | 12 | 2036 | 5 | 1 | 2.2 | 8256 | 26086
Fabric ¦ Superstructure ¦ Windows and External Doors ¦ Roller Shutters ¦ Manual Roller Shutter | 1 | High | B | 1 | 2025 | 5 | 2 | 2.7 | 16842 | 4752
Security ¦ Access ¦ Access Control ¦ Door ¦ Local Lock / Keypad / Manual | 1 | Medium | B | 1 | 2025 | 5 | 3 | 3.2 | 29697 | 10421
Electrical ¦ Lighting ¦ Internal ¦ Emergency ¦ Self Contained ¦ LED | 1 | Urgent | B | 16 | 2040 | 5 | 1 | 2.2 | 8257 | 28970
HVAC ¦ Central Air Conditioning ¦ Air Conditioning ¦ Multi-Split Condenser - Split Systems/Heat Pumps - Air-cooled with Direct Expansion Evaporator (DX) | 1 | Medium | B | 5 | 2029 | 5 | 3 | 3.2 | 29698 | 15400
HVAC ¦ Ductwork ¦ Ductwork, Fittings and Ancillaries ¦ Central Ventilation Systems ¦ Fire Dampers ¦ Fusible Link | 1 | Urgent | B | 1 | 2025 | 5 | 1 | 2.2 | 8258 | 1748
Electrical ¦ LV Distribution ¦ Main Switch Panel at Supply Intake | 1 | Medium | B | 15 | 2039 | 5 | 3 | 3.2 | 29699 | 28511
HVAC ¦ Heat Emitters - Central ¦ Radiators ¦ Steel | 3 | Medium | B | 10 | 2034 | 5 | 3 | 3.2 | 29700 | 23079
Fire ¦ Fire Fighting ¦ Fire Extinguishers ¦ Foam | 5 | Urgent | A | 9 | 2033 | 6 | 1 | 2.5 | 10973 | 21549
HVAC ¦ Fan ¦ Local and Special Ventilation ¦ Extract | 1 | Medium | B | 1 | 2025 | 5 | 3 | 3.2 | 29701 | 10422
Fabric ¦ Superstructure ¦ Windows and External Doors ¦ External Doors ¦ Manual and Automatic Doors ¦ Emergency and Panic Escape Doors | 1 | Urgent | B | 21 | 2045 | 5 | 1 | 2.2 | 8259 | 32369
Electrical ¦ Specialist Lighting ¦ Internal ¦ Illuminated Fire Exit Signage | 3 | Urgent | B | 12 | 2036 | 5 | 1 | 2.2 | 8260 | 26087
Electrical ¦ Lighting ¦ Internal ¦ Emergency ¦ Self Contained ¦ LED | 9 | Urgent | B | 17 | 2041 | 5 | 1 | 2.2 | 8261 | 30205
HVAC ¦ Fan ¦ Local and Special Ventilation ¦ Extract | 1 | Medium | B | 1 | 2025 | 5 | 3 | 3.2 | 29702 | 10423
Fabric ¦ Superstructure ¦ Windows and External Doors ¦ External Doors ¦ Manual and Automatic Doors ¦ High Security Door | 1 | High | B | 21 | 2045 | 5 | 2 | 2.7 | 16843 | 32726
HVAC ¦ Heat Emitters - Local ¦ Electric Heaters | 1 | Medium | B | 1 | 2025 | 5 | 3 | 3.2 | 29703 | 10424
Electrical ¦ Lighting ¦ Internal ¦ General ¦ LED Fittings & Luminaires | 91 | Medium | B | 17 | 2041 | 5 | 3 | 3.2 | 29704 | 30561
Electrical ¦ Specialist Lighting ¦ Internal ¦ Illuminated Fire Exit Signage | 3 | Urgent | A | 18 | 2042 | 6 | 1 | 2.5 | 10974 | 30748
Electrical ¦ Lighting ¦ Internal ¦ General ¦ LED Fittings & Luminaires | 6 | Medium | A | 18 | 2042 | 6 | 3 | 3.5 | 32599 | 31023
Fabric ¦ Superstructure ¦ Windows and External Doors ¦ External Doors ¦ Manual and Automatic Doors ¦ Emergency and Panic Escape Doors | 1 | Urgent | B | 30 | 2054 | 5 | 1 | 2.2 | 8262 | 33693
HVAC ¦ Heat Emitters - Local ¦ Gas Fired Natural and Fan Assisted Heaters | 1 | Medium | B | 1 | 2025 | 5 | 3 | 3.2 | 29705 | 10425
Water ¦ Local Hot Water ¦ Instantaneous Electric Water Heater - Non-Drinking Water | 1 | Medium | B | 5 | 2029 | 5 | 3 | 3.2 | 29706 | 15401
Electrical ¦ Specialist Lighting ¦ Internal ¦ Illuminated Fire Exit Signage | 1 | Urgent | A | 19 | 2043 | 6 | 1 | 2.5 | 10975 | 31131
Electrical ¦ Lighting ¦ External ¦ General - LED | 1 | Medium | B | 5 | 2029 | 5 | 3 | 3.2 | 29707 | 15402
HVAC ¦ Fan ¦ Local and Special Ventilation ¦ Fans Window or Wall Mounted | 1 | Medium | CX | 9 | 2033 | 2 | 3 | 2.3 | 10320 | 21522
Fabric ¦ Superstructure ¦ Internal Doors ¦ Roller Shutters ¦ Electric Roller Shutter | 1 | Medium | B | 15 | 2039 | 5 | 3 | 3.2 | 29708 | 28512
Water ¦ Local Hot Water ¦ Instantaneous Electric Water Heater - Non-Drinking Water | 1 | Medium | B | 1 | 2025 | 5 | 3 | 3.2 | 29709 | 10426
Fabric ¦ Superstructure ¦ Windows and External Doors ¦ External Doors ¦ Entrance Doors | 1 | High | B | 15 | 2039 | 5 | 2 | 2.7 | 16844 | 28278
HVAC ¦ Fan ¦ Local and Special Ventilation ¦ Extract | 1 | Medium | C | 1 | 2025 | 4 | 3 | 2.9 | 18917 | 5759
HVAC ¦ Fan ¦ Central Ventilation Systems ¦ Ventilating - General | 1 | Low | B | 1 | 2025 | 5 | 4 | 3.7 | 33443 | 12278
HVAC ¦ Heat Emitters - Local ¦ Gas Radiant Tube Heaters | 1 | Medium | B | 1 | 2025 | 5 | 3 | 3.2 | 29710 | 10427
HVAC ¦ Central Heating (Internally Sourced) ¦ Burner ¦ Forced draft gas burner | 1 | Medium | C | 1 | 2025 | 4 | 3 | 2.9 | 18918 | 5760
Fabric ¦ Superstructure ¦ Windows and External Doors ¦ Roller Shutters ¦ Manual Roller Shutter | 1 | High | B | 1 | 2025 | 5 | 2 | 2.7 | 16845 | 4753
Electrical ¦ LV Distribution ¦ Distribution Board ¦ Sub | 1 | High | B | 1 | 2025 | 5 | 2 | 2.7 | 16846 | 4754
Electrical ¦ Lighting ¦ Internal ¦ General ¦ LED Fittings & Luminaires | 84 | Medium | A | 18 | 2042 | 6 | 3 | 3.5 | 32600 | 31024
Fire ¦ Fire Fighting ¦ Fire Extinguishers ¦ Powder | 4 | Urgent | B | 7 | 2031 | 5 | 1 | 2.2 | 8263 | 19464
Fabric ¦ Superstructure ¦ Windows and External Doors ¦ External Doors ¦ Manual and Automatic Doors ¦ Emergency and Panic Escape Doors | 1 | Urgent | B | 25 | 2049 | 5 | 1 | 2.2 | 8264 | 33332
HVAC ¦ Heat Emitters - Local ¦ Electric Heaters | 1 | Medium | CX | 1 | 2025 | 2 | 3 | 2.3 | 10321 | 2235
Electrical ¦ Lighting ¦ Internal ¦ General ¦ LED Fittings & Luminaires | 1 | Medium | B | 11 | 2035 | 5 | 3 | 3.2 | 29711 | 25528
Electrical ¦ Lighting ¦ Internal ¦ Emergency ¦ Self Contained ¦ LED | 12 | Urgent | B | 22 | 2046 | 5 | 1 | 2.2 | 8265 | 32976
Electrical ¦ Lighting ¦ Internal ¦ General | 26 | Medium | B | 1 | 2025 | 5 | 3 | 3.2 | 29712 | 10428
Electrical ¦ Lighting ¦ External ¦ General - LED | 7 | Medium | B | 7 | 2031 | 5 | 3 | 3.2 | 29713 | 20125
HVAC ¦ Heat Emitters - Local ¦ Electric Heaters | 1 | Medium | B | 1 | 2025 | 5 | 3 | 3.2 | 29714 | 10429
Fire ¦ Fire Fighting ¦ Fire Extinguishers ¦ Foam | 2 | Urgent | A | 10 | 2034 | 6 | 1 | 2.5 | 10976 | 22232
Fire ¦ Fire Fighting ¦ Fire Extinguishers ¦ Powder | 1 | Urgent | B | 9 | 2033 | 5 | 1 | 2.2 | 8266 | 21448
Fabric ¦ Superstructure ¦ Windows and External Doors ¦ External Doors ¦ Manual and Automatic Doors ¦ Powered Bi-Fold Doors | 1 | Medium | C | 1 | 2025 | 4 | 3 | 2.9 | 18919 | 5761
HVAC ¦ Fan ¦ Local and Special Ventilation ¦ Kitchen Vent ¦ Fans Window or Wall Mounted | 1 | Medium | B | 10 | 2034 | 5 | 3 | 3.2 | 29715 | 23080
HVAC ¦ Central Heating (Internally Sourced) ¦ Burner ¦ Forced draft gas burner | 1 | Medium | B | 1 | 2025 | 5 | 3 | 3.2 | 29716 | 10430
Fire ¦ Fire Detection ¦ Fire Alarm System | 1 | Urgent | B | 11 | 2035 | 5 | 1 | 2.2 | 8267 | 23889
Fire ¦ Fire Fighting ¦ Fire Extinguishers ¦ Foam | 2 | Urgent | B | 2 | 2026 | 5 | 1 | 2.2 | 8268 | 12763
Fabric ¦ Superstructure ¦ Windows and External Doors ¦ External Doors ¦ Manual and Automatic Doors ¦ Powered Bi-Fold Doors | 1 | Medium | B | 1 | 2025 | 5 | 3 | 3.2 | 29717 | 10431
Fabric ¦ Superstructure ¦ Windows and External Doors ¦ External Doors ¦ Manual and Automatic Doors ¦ Emergency and Panic Escape Doors | 1 | Urgent | B | 15 | 2039 | 5 | 1 | 2.2 | 8269 | 27993
HVAC ¦ Fan ¦ Local and Special Ventilation ¦ Kitchen Vent ¦ Extract | 1 | Low | B | 5 | 2029 | 5 | 4 | 3.7 | 33444 | 15669
Fabric ¦ Superstructure ¦ Windows and External Doors ¦ External Doors ¦ Manual and Automatic Doors ¦ Emergency and Panic Escape Doors | 1 | Urgent | B | 1 | 2025 | 5 | 1 | 2.2 | 8270 | 1749
Water ¦ Local Hot Water ¦ Instantaneous Electric Water Heater - Non-Drinking Water | 1 | Medium | B | 13 | 2037 | 5 | 3 | 3.2 | 29718 | 27226
Fire ¦ Fire Detection ¦ Fire Alarm Panel / Repeater | 1 | Urgent | B | 1 | 2025 | 5 | 1 | 2.2 | 8271 | 1750
Electrical ¦ LV Distribution ¦ Main Switch Panel at Supply Intake | 1 | Medium | B | 1 | 2025 | 5 | 3 | 3.2 | 29719 | 10432
Fire ¦ Fire Fighting ¦ Fire Extinguishers ¦ Foam | 1 | Urgent | B | 8 | 2032 | 5 | 1 | 2.2 | 8272 | 20565
HVAC ¦ Central Air Conditioning ¦ Air Conditioning ¦ Multi-Split Condenser - Split Systems/Heat Pumps - Air-cooled with Direct Expansion Evaporator (DX) | 1 | Medium | B | 1 | 2025 | 5 | 3 | 3.2 | 29720 | 10433
HVAC ¦ Ventilation ¦ Air Handling Unit (AHU) ¦ Internal ¦ Central Air Conditioning ¦ Electric & DX | 1 | High | C | 1 | 2025 | 4 | 2 | 2.4 | 10706 | 2498
HVAC ¦ Ventilation ¦ Air Handling Unit (AHU) ¦ Internal ¦ Central Heating & Cooling ¦ Electric & DX | 1 | Medium | B | 1 | 2025 | 5 | 3 | 3.2 | 29721 | 10434
Fabric ¦ Superstructure ¦ Windows and External Doors ¦ External Doors ¦ Manual and Automatic Doors ¦ Auto / Powered Sliding Doors | 1 | High | C | 15 | 2039 | 4 | 2 | 2.4 | 10707 | 28061
Water ¦ Local Hot Water ¦ Instantaneous Electric Water Heater - Non-Drinking Water | 1 | Medium | B | 10 | 2034 | 5 | 3 | 3.2 | 29722 | 23081
Fabric ¦ Superstructure ¦ Windows and External Doors ¦ External Doors ¦ Entrance Doors | 1 | High | B | 15 | 2039 | 5 | 2 | 2.7 | 16847 | 28279
HVAC ¦ Fan ¦ Local and Special Ventilation ¦ Fans Window or Wall Mounted | 1 | Medium | B | 12 | 2036 | 5 | 3 | 3.2 | 29723 | 26695
HVAC ¦ Fan ¦ Local and Special Ventilation ¦ Fans Window or Wall Mounted | 1 | Medium | CX | 6 | 2030 | 2 | 3 | 2.3 | 10322 | 17323
HVAC ¦ Fan ¦ Local and Special Ventilation ¦ Extract | 1 | Medium | B | 1 | 2025 | 5 | 3 | 3.2 | 29724 | 10435
Electrical ¦ Lighting ¦ Internal ¦ General ¦ LED Fittings & Luminaires | 7 | Medium | B | 14 | 2038 | 5 | 3 | 3.2 | 29725 | 27626
Fire ¦ Fire Fighting ¦ Fire Extinguishers ¦ CO2 | 1 | Urgent | B | 9 | 2033 | 5 | 1 | 2.2 | 8273 | 21449
HVAC ¦ Ventilation ¦ Air Handling Unit (AHU) ¦ Internal ¦ Central Air Conditioning ¦ Gas Fired | 1 | Medium | B | 1 | 2025 | 5 | 3 | 3.2 | 29726 | 10436
Water ¦ Local Hot Water ¦ Instantaneous Electric Water Heater - Non-Drinking Water | 1 | Medium | B | 1 | 2025 | 5 | 3 | 3.2 | 29727 | 10437
Fabric ¦ Superstructure ¦ Windows and External Doors ¦ External Doors ¦ Entrance Doors | 1 | High | B | 1 | 2025 | 5 | 2 | 2.7 | 16848 | 4755
HVAC ¦ Central Air Conditioning ¦ Air Conditioning ¦ Multi-Split Condenser - DX Split Systems (With Gas, Electric or Hot Water Heaters) | 1 | Medium | B | 1 | 2025 | 5 | 3 | 3.2 | 29728 | 10438
HVAC ¦ Ductwork ¦ Ductwork, Fittings and Ancillaries ¦ Central Ventilation Systems ¦ Fire Dampers ¦ Fusible Link | 1 | Urgent | B | 1 | 2025 | 5 | 1 | 2.2 | 8274 | 1751
HVAC ¦ Heat Emitters - Local ¦ Electric Heaters | 1 | Medium | CX | 1 | 2025 | 2 | 3 | 2.3 | 10323 | 2236
Electrical ¦ LV Distribution ¦ Distribution Board ¦ Sub | 1 | High | B | 1 | 2025 | 5 | 2 | 2.7 | 16849 | 4756
Water ¦ Local Hot Water ¦ Instantaneous Electric Water Heater - Non-Drinking Water | 1 | Medium | A | 13 | 2037 | 6 | 3 | 3.5 | 32601 | 27300
Electrical ¦ Specialist Lighting ¦ Internal ¦ Illuminated Fire Exit Signage | 1 | Urgent | B | 17 | 2041 | 5 | 1 | 2.2 | 8275 | 30206
HVAC ¦ Ventilation ¦ Air Handling Unit (AHU) ¦ Internal ¦ Central Heating & Cooling ¦ Electric & DX | 1 | Medium | B | 1 | 2025 | 5 | 3 | 3.2 | 29729 | 10439
Fabric ¦ Superstructure ¦ Windows and External Doors ¦ Roller Shutters ¦ Electric Roller Shutter | 1 | High | B | 11 | 2035 | 5 | 2 | 2.7 | 16850 | 24700
Fire ¦ Fire Fighting ¦ Fire Extinguishers ¦ Foam | 1 | Urgent | B | 2 | 2026 | 5 | 1 | 2.2 | 8276 | 12764
Electrical ¦ LV Distribution ¦ Distribution Board ¦ Sub | 1 | High | CX | 1 | 2025 | 2 | 2 | 1.8 | 547 | 441
HVAC ¦ Fan ¦ Central Ventilation Systems ¦ Ventilating - General | 1 | Low | B | 1 | 2025 | 5 | 4 | 3.7 | 33445 | 12279
HVAC ¦ Fan ¦ Local and Special Ventilation ¦ Kitchen Vent ¦ Fans Window or Wall Mounted | 1 | Medium | B | 6 | 2030 | 5 | 3 | 3.2 | 29730 | 18941
Electrical ¦ LV Distribution ¦ Main Switch Panel at Supply Intake | 1 | Medium | B | 1 | 2025 | 5 | 3 | 3.2 | 29731 | 10440
Water ¦ Local Hot Water ¦ Package Electric Water Heaters - Non-Drinking Water | 1 | Medium | B | 2 | 2026 | 5 | 3 | 3.2 | 29732 | 13172
HVAC ¦ Fan ¦ Local and Special Ventilation ¦ Axial | 1 | Medium | B | 1 | 2025 | 5 | 3 | 3.2 | 29733 | 10441
Fire ¦ Fire Detection ¦ Fire Alarm System | 1 | Urgent | B | 1 | 2025 | 5 | 1 | 2.2 | 8277 | 1752
Electrical ¦ LV Distribution ¦ Distribution Board ¦ Sub | 1 | High | B | 1 | 2025 | 5 | 2 | 2.7 | 16851 | 4757
HVAC ¦ Ductwork ¦ Ductwork, Fittings and Ancillaries ¦ Central Ventilation Systems ¦ Fire Dampers ¦ Fusible Link | 1 | Urgent | B | 1 | 2025 | 5 | 1 | 2.2 | 8278 | 1753
HVAC ¦ Heat Emitters - Local ¦ Gas Fired Natural and Fan Assisted Heaters | 1 | Medium | B | 5 | 2029 | 5 | 3 | 3.2 | 29734 | 15403
HVAC ¦ Fan ¦ Local and Special Ventilation ¦ Fans Window or Wall Mounted | 1 | Medium | B | 1 | 2025 | 5 | 3 | 3.2 | 29735 | 10442
HVAC ¦ Local Air Conditioning ¦ Single-Split Condenser - Split Systems/Heat Pumps - Air-cooled with Direct Expansion Evaporator (DX) | 1 | Medium | B | 1 | 2025 | 5 | 3 | 3.2 | 29736 | 10443
Electrical ¦ LV Distribution ¦ Distribution Board ¦ Sub | 1 | High | B | 1 | 2025 | 5 | 2 | 2.7 | 16852 | 4758
Electrical ¦ LV Distribution ¦ Distribution Board ¦ Sub | 1 | High | B | 1 | 2025 | 5 | 2 | 2.7 | 16853 | 4759
Fabric ¦ Superstructure ¦ Windows and External Doors ¦ External Doors ¦ Manual and Automatic Doors ¦ Emergency and Panic Escape Doors | 1 | Urgent | B | 11 | 2035 | 5 | 1 | 2.2 | 8279 | 23890
HVAC ¦ Local Air Conditioning ¦ Single-Split Evaporator - Split Systems/Heat Pumps - Air-cooled with Direct Expansion Evaporator (DX) | 1 | Medium | B | 11 | 2035 | 5 | 3 | 3.2 | 29737 | 25529
HVAC ¦ Local Air Conditioning ¦ Single-Split Evaporator - Split Systems/Heat Pumps - Air-cooled with Direct Expansion Evaporator (DX) | 1 | Medium | B | 11 | 2035 | 5 | 3 | 3.2 | 29738 | 25530
Electrical ¦ LV Distribution ¦ Distribution Board ¦ Sub | 1 | High | B | 1 | 2025 | 5 | 2 | 2.7 | 16854 | 4760
HVAC ¦ Central Heating (Internally Sourced) ¦ Boiler ¦ Atmospheric Gas Burner/Condensing Combination Boiler (domestic type) | 1 | High | A | 8 | 2032 | 6 | 2 | 3 | 19616 | 20790
Fabric ¦ Superstructure ¦ Windows and External Doors ¦ Roller Shutters ¦ Manual Roller Shutter | 1 | High | B | 11 | 2035 | 5 | 2 | 2.7 | 16855 | 24701
HVAC ¦ Fan ¦ Central Ventilation Systems ¦ Ventilating - General | 1 | Low | B | 1 | 2025 | 5 | 4 | 3.7 | 33446 | 12280
Electrical ¦ LV Distribution ¦ Distribution Board ¦ Sub | 1 | High | B | 6 | 2030 | 5 | 2 | 2.7 | 16856 | 17812
Communication and Control ¦ Communication Systems ¦ Public Address (PA) System | 1 | Medium | B | 16 | 2040 | 5 | 3 | 3.2 | 29739 | 29788
HVAC ¦ Local Air Conditioning ¦ Single-Split Condenser - Split Systems/Heat Pumps - Air-cooled with Direct Expansion Evaporator (DX) | 1 | Medium | B | 11 | 2035 | 5 | 3 | 3.2 | 29740 | 25531
HVAC ¦ Fan ¦ Central Air Conditioning ¦ Ventilating - General | 1 | Medium | B | 1 | 2025 | 5 | 3 | 3.2 | 29741 | 10444
Fabric ¦ Superstructure ¦ Windows and External Doors ¦ Roller Shutters ¦ Electric Roller Shutter | 1 | High | B | 1 | 2025 | 5 | 2 | 2.7 | 16857 | 4761
HVAC ¦ Local Air Conditioning ¦ Single-Split Condenser - Split Systems/Heat Pumps - Air-cooled with Direct Expansion Evaporator (DX) | 1 | Medium | B | 1 | 2025 | 5 | 3 | 3.2 | 29742 | 10445
HVAC ¦ Central Heating (Internally Sourced) ¦ Boiler ¦ Atmospheric Gas Burner Boiler - Small and/or Wall Hung for Domestic Installation | 1 | Medium | DX | 1 | 2025 | 1 | 3 | 2 | 971 | 668
Water ¦ Local Hot Water ¦ Instantaneous Electric Water Heater - Non-Drinking Water | 1 | Medium | A | 15 | 2039 | 6 | 3 | 3.5 | 32602 | 28584
Electrical ¦ LV Distribution ¦ Distribution Board ¦ Sub | 1 | High | B | 1 | 2025 | 5 | 2 | 2.7 | 16858 | 4762
Electrical ¦ LV Distribution ¦ LV Switch Panel | 1 | High | CX | 1 | 2025 | 2 | 2 | 1.8 | 548 | 442
Fire ¦ Fire Fighting ¦ Fire Extinguishers ¦ CO2 | 6 | Urgent | B | 1 | 2025 | 5 | 1 | 2.2 | 8280 | 1754
HVAC ¦ Local Air Conditioning ¦ Single-Split Condenser - Split Systems/Heat Pumps - Air-cooled with Direct Expansion Evaporator (DX) | 1 | Medium | B | 13 | 2037 | 5 | 3 | 3.2 | 29743 | 27227
Fire ¦ Fire Fighting ¦ Fire Extinguishers ¦ Water | 1 | Urgent | B | 6 | 2030 | 5 | 1 | 2.2 | 8281 | 16990
Fire ¦ Fire Fighting ¦ Fire Extinguishers ¦ Foam | 4 | Urgent | B | 6 | 2030 | 5 | 1 | 2.2 | 8282 | 16991
HVAC ¦ Local Air Conditioning ¦ Single-Split Evaporator - Split Systems/Heat Pumps - Air-cooled with Direct Expansion Evaporator (DX) | 1 | Medium | B | 13 | 2037 | 5 | 3 | 3.2 | 29744 | 27228
HVAC ¦ Local Air Conditioning ¦ Single-Split Evaporator - Split Systems/Heat Pumps - Air-cooled with Direct Expansion Evaporator (DX) | 1 | Medium | B | 13 | 2037 | 5 | 3 | 3.2 | 29745 | 27229
Fabric ¦ Superstructure ¦ Windows and External Doors ¦ Roller Shutters ¦ Manual Roller Shutter | 1 | High | B | 1 | 2025 | 5 | 2 | 2.7 | 16859 | 4763
Electrical ¦ Specialist Lighting ¦ Internal ¦ Illuminated Fire Exit Signage | 4 | Urgent | B | 17 | 2041 | 5 | 1 | 2.2 | 8283 | 30207
HVAC ¦ Heat Emitters - Central ¦ Radiators ¦ Steel | 6 | Medium | B | 1 | 2025 | 5 | 3 | 3.2 | 29746 | 10446
HVAC ¦ Local Air Conditioning ¦ Single-Split Condenser - Split Systems/Heat Pumps - Air-cooled with Direct Expansion Evaporator (DX) | 1 | Medium | B | 13 | 2037 | 5 | 3 | 3.2 | 29747 | 27230
Electrical ¦ Lighting ¦ Internal ¦ General ¦ LED Fittings & Luminaires | 106 | Medium | B | 17 | 2041 | 5 | 3 | 3.2 | 29748 | 30562
Fabric ¦ Superstructure ¦ Windows and External Doors ¦ External Doors ¦ Manual and Automatic Doors ¦ Emergency and Panic Escape Doors | 1 | Urgent | B | 11 | 2035 | 5 | 1 | 2.2 | 8284 | 23891
Electrical ¦ LV Distribution ¦ Distribution Board ¦ Sub | 1 | High | B | 1 | 2025 | 5 | 2 | 2.7 | 16860 | 4764
HVAC ¦ Fan ¦ Local and Special Ventilation ¦ Extract | 1 | Medium | C | 1 | 2025 | 4 | 3 | 2.9 | 18920 | 5762
HVAC ¦ Heat Emitters - Local ¦ Gas Fired Unit Heaters | 1 | Medium | D | 1 | 2025 | 3 | 3 | 2.6 | 11222 | 2699
HVAC ¦ Fan ¦ Local and Special Ventilation ¦ Ventilating - General | 1 | Medium | C | 1 | 2025 | 4 | 3 | 2.9 | 18921 | 5763
HVAC ¦ Pump ¦ Central Heating (Internally Sourced) ¦ General | 1 | V Low | DX | 1 | 2025 | 1 | 4 | 2.5 | 10977 | 2565
Electrical ¦ LV Distribution ¦ Distribution Board ¦ Main | 1 | High | B | 1 | 2025 | 5 | 2 | 2.7 | 16861 | 4765
Fabric ¦ Superstructure ¦ Windows and External Doors ¦ External Doors ¦ Manual and Automatic Doors ¦ Emergency and Panic Escape Doors | 3 | Urgent | B | 26 | 2050 | 5 | 1 | 2.2 | 8285 | 33467
Electrical ¦ LV Distribution ¦ Distribution Board ¦ Main | 1 | High | B | 6 | 2030 | 5 | 2 | 2.7 | 16862 | 17813
Electrical ¦ Specialist Lighting ¦ Internal ¦ Illuminated Fire Exit Signage | 5 | Urgent | B | 19 | 2043 | 5 | 1 | 2.2 | 8286 | 31097
Fabric ¦ Superstructure ¦ Windows and External Doors ¦ External Doors ¦ Manual and Automatic Doors ¦ Auto / Powered Sliding Doors | 1 | High | B | 25 | 2049 | 5 | 2 | 2.7 | 16863 | 33426
Electrical ¦ Lighting ¦ Internal ¦ General | 7 | Medium | C | 6 | 2030 | 4 | 3 | 2.9 | 18922 | 17948
HVAC ¦ Local and Special Ventilation ¦ Unit extract fans. | 1 | Medium | B | 1 | 2025 | 5 | 3 | 3.2 | 29749 | 10447
HVAC ¦ Fan ¦ Local and Special Ventilation ¦ Fans Window or Wall Mounted | 1 | Medium | C | 8 | 2032 | 4 | 3 | 2.9 | 18923 | 20786
HVAC ¦ Fan ¦ Local and Special Ventilation ¦ Fans Window or Wall Mounted | 1 | Medium | B | 1 | 2025 | 5 | 3 | 3.2 | 29750 | 10448
Electrical ¦ Lighting ¦ Internal ¦ General | 4 | Medium | C | 1 | 2025 | 4 | 3 | 2.9 | 18924 | 5764
Fabric ¦ Superstructure ¦ Windows and External Doors ¦ External Doors ¦ Manual and Automatic Doors ¦ High Security Door | 1 | High | B | 1 | 2025 | 5 | 2 | 2.7 | 16864 | 4766
HVAC ¦ Fan ¦ Local and Special Ventilation ¦ Fans Window or Wall Mounted | 1 | Medium | B | 1 | 2025 | 5 | 3 | 3.2 | 29751 | 10449
HVAC ¦ Local and Special Ventilation ¦ Unit extract fans. | 1 | Medium | B | 5 | 2029 | 5 | 3 | 3.2 | 29752 | 15404
Electrical ¦ Lighting ¦ Internal ¦ General | 22 | Medium | B | 6 | 2030 | 5 | 3 | 3.2 | 29753 | 18942
HVAC ¦ Heat Emitters - Local ¦ Electric Heaters | 1 | Medium | B | 1 | 2025 | 5 | 3 | 3.2 | 29754 | 10450
HVAC ¦ Local Air Conditioning ¦ Single-Split Evaporator - Split Systems/Heat Pumps - Air-cooled with Direct Expansion Evaporator (DX) | 1 | Medium | B | 1 | 2025 | 5 | 3 | 3.2 | 29755 | 10451
Water ¦ Central Hot Water Distribution ¦ Hot water cylinders Domestic Type | 1 | Low | B | 1 | 2025 | 5 | 4 | 3.7 | 33447 | 12281
HVAC ¦ Fan ¦ Local and Special Ventilation ¦ Fans Window or Wall Mounted | 1 | Medium | B | 11 | 2035 | 5 | 3 | 3.2 | 29756 | 25532
HVAC ¦ Local and Special Ventilation ¦ Unit extract fans. | 1 | Medium | B | 1 | 2025 | 5 | 3 | 3.2 | 29757 | 10452
Fabric ¦ Superstructure ¦ Windows and External Doors ¦ Roller Shutters ¦ Manual Roller Shutter | 1 | High | C | 11 | 2035 | 4 | 2 | 2.4 | 10708 | 24059
HVAC ¦ Local and Special Ventilation ¦ Unit extract fans. | 1 | Medium | B | 3 | 2027 | 5 | 3 | 3.2 | 29758 | 13643
Electrical ¦ Lighting ¦ Internal ¦ General | 3 | Medium | B | 1 | 2025 | 5 | 3 | 3.2 | 29759 | 10453
HVAC ¦ Fan ¦ Local and Special Ventilation ¦ Fans Window or Wall Mounted | 1 | Medium | C | 9 | 2033 | 4 | 3 | 2.9 | 18925 | 21657
HVAC ¦ Fan ¦ Local and Special Ventilation ¦ Fans Window or Wall Mounted | 1 | Medium | CX | 7 | 2031 | 2 | 3 | 2.3 | 10324 | 19542
Electrical ¦ Lighting ¦ Internal ¦ Emergency ¦ Self Contained ¦ LED | 3 | Urgent | B | 16 | 2040 | 5 | 1 | 2.2 | 8287 | 28971
Electrical ¦ Lighting ¦ Internal ¦ Emergency ¦ Self Contained ¦ LED | 2 | Urgent | C | 21 | 2045 | 4 | 1 | 1.9 | 727 | 31712
HVAC ¦ Fan ¦ Local and Special Ventilation ¦ Fans Window or Wall Mounted | 1 | Medium | B | 1 | 2025 | 5 | 3 | 3.2 | 29760 | 10454
Fabric ¦ Superstructure ¦ Windows and External Doors ¦ Roller Shutters ¦ Manual Roller Shutter | 1 | High | B | 1 | 2025 | 5 | 2 | 2.7 | 16865 | 4767
HVAC ¦ Fan ¦ Local and Special Ventilation ¦ Extract | 1 | Medium | B | 1 | 2025 | 5 | 3 | 3.2 | 29761 | 10455
HVAC ¦ Local Air Conditioning ¦ Single-Split Evaporator - Split Systems/Heat Pumps - Air-cooled with Direct Expansion Evaporator (DX) | 1 | Medium | B | 1 | 2025 | 5 | 3 | 3.2 | 29762 | 10456
HVAC ¦ Local and Special Ventilation ¦ Unit extract fans. | 1 | Medium | B | 1 | 2025 | 5 | 3 | 3.2 | 29763 | 10457
HVAC ¦ Fan ¦ Local and Special Ventilation ¦ Kitchen Vent ¦ Extract | 1 | Low | C | 5 | 2029 | 4 | 4 | 3.4 | 32424 | 15581
Fabric ¦ Superstructure ¦ Windows and External Doors ¦ Roller Shutters ¦ Manual Roller Shutter | 1 | High | C | 11 | 2035 | 4 | 2 | 2.4 | 10709 | 24060
Electrical ¦ Lighting ¦ Internal ¦ General | 42 | Medium | B | 1 | 2025 | 5 | 3 | 3.2 | 29764 | 10458
Controls ¦ Multi-System Controls ¦ Control Panel - Electrical Services (excluding Electrical Controllers and Pneumatic Relays) | 1 | Medium | C | 1 | 2025 | 4 | 3 | 2.9 | 18926 | 5765
HVAC ¦ Fan ¦ Local and Special Ventilation ¦ Fans Window or Wall Mounted | 1 | Medium | B | 5 | 2029 | 5 | 3 | 3.2 | 29765 | 15405
HVAC ¦ Fan ¦ Local and Special Ventilation ¦ Fans Window or Wall Mounted | 1 | Medium | B | 9 | 2033 | 5 | 3 | 3.2 | 29766 | 21862
HVAC ¦ Fan ¦ Local and Special Ventilation ¦ Extract | 1 | Medium | B | 1 | 2025 | 5 | 3 | 3.2 | 29767 | 10459
Electrical ¦ Lighting ¦ Internal ¦ General | 1 | Medium | C | 1 | 2025 | 4 | 3 | 2.9 | 18927 | 5766
Fire ¦ Fire Fighting ¦ Fire Extinguishers ¦ Foam | 5 | Urgent | A | 9 | 2033 | 6 | 1 | 2.5 | 10978 | 21550
Electrical ¦ LV Distribution ¦ Distribution Board ¦ Sub | 1 | High | B | 6 | 2030 | 5 | 2 | 2.7 | 16866 | 17814
Electrical ¦ Lighting ¦ External ¦ General - Non-LED | 1 | Medium | B | 1 | 2025 | 5 | 3 | 3.2 | 29768 | 10460
HVAC ¦ Fan ¦ Local and Special Ventilation ¦ Kitchen Vent ¦ Fans Window or Wall Mounted | 1 | Medium | B | 12 | 2036 | 5 | 3 | 3.2 | 29769 | 26696
HVAC ¦ Local and Special Ventilation ¦ Unit extract fans. | 1 | Medium | B | 1 | 2025 | 5 | 3 | 3.2 | 29770 | 10461
Fire ¦ Fire Fighting ¦ Fire Extinguishers ¦ Foam | 5 | Urgent | B | 2 | 2026 | 5 | 1 | 2.2 | 8288 | 12765
Electrical ¦ Lighting ¦ Internal ¦ General | 25 | Medium | B | 1 | 2025 | 5 | 3 | 3.2 | 29771 | 10462
HVAC ¦ Fan ¦ Local and Special Ventilation ¦ Extract | 1 | Medium | B | 1 | 2025 | 5 | 3 | 3.2 | 29772 | 10463
Electrical ¦ LV Distribution ¦ Distribution Board ¦ Sub | 1 | High | C | 1 | 2025 | 4 | 2 | 2.4 | 10710 | 2499
HVAC ¦ Fan ¦ Local and Special Ventilation ¦ Fans Window or Wall Mounted | 1 | Medium | B | 5 | 2029 | 5 | 3 | 3.2 | 29773 | 15406
HVAC ¦ Fan ¦ Local and Special Ventilation ¦ Fans Window or Wall Mounted | 1 | Medium | C | 1 | 2025 | 4 | 3 | 2.9 | 18928 | 5767
HVAC ¦ Fan ¦ Local and Special Ventilation ¦ Fans Window or Wall Mounted | 1 | Medium | C | 11 | 2035 | 4 | 3 | 2.9 | 18929 | 24877
HVAC ¦ Fan ¦ Local and Special Ventilation ¦ Extract | 1 | Medium | C | 1 | 2025 | 4 | 3 | 2.9 | 18930 | 5768
Electrical ¦ Lighting ¦ Internal ¦ General ¦ LED Fittings & Luminaires | 1 | Medium | B | 10 | 2034 | 5 | 3 | 3.2 | 29774 | 23082
HVAC ¦ Fan ¦ Local and Special Ventilation ¦ Fans Window or Wall Mounted | 1 | Medium | D | 1 | 2025 | 3 | 3 | 2.6 | 11223 | 2700
Electrical ¦ LV Distribution ¦ Distribution Board ¦ Sub | 1 | High | B | 1 | 2025 | 5 | 2 | 2.7 | 16867 | 4768
Controls ¦ Multi-System Controls ¦ Control Panel - Electrical Services (excluding Electrical Controllers and Pneumatic Relays) | 1 | Medium | C | 2 | 2026 | 4 | 3 | 2.9 | 18931 | 12985
Electrical ¦ Lighting ¦ Internal ¦ Emergency ¦ Self Contained ¦ Non LED | 2 | Urgent | B | 1 | 2025 | 5 | 1 | 2.2 | 8289 | 1755
Electrical ¦ LV Distribution ¦ Distribution Board ¦ Sub | 1 | High | C | 1 | 2025 | 4 | 2 | 2.4 | 10711 | 2500
Electrical ¦ Specialist Lighting ¦ Internal ¦ Illuminated Fire Exit Signage | 1 | Urgent | C | 12 | 2036 | 4 | 1 | 1.9 | 728 | 25925
Electrical ¦ Lighting ¦ External ¦ General - Non-LED | 4 | Medium | D | 1 | 2025 | 3 | 3 | 2.6 | 11224 | 2701
HVAC ¦ Central Cooling ¦ Pressurisation Unit | 1 | V Low | D | 1 | 2025 | 3 | 4 | 3.1 | 19656 | 5876
Electrical ¦ LV Distribution ¦ Distribution Board ¦ Sub | 1 | High | B | 2 | 2026 | 5 | 2 | 2.7 | 16868 | 12944
HVAC ¦ Local and Special Ventilation ¦ Unit extract fans. | 1 | Medium | B | 1 | 2025 | 5 | 3 | 3.2 | 29775 | 10464
Electrical ¦ Specialist Lighting ¦ Internal ¦ Illuminated Fire Exit Signage | 4 | Urgent | B | 11 | 2035 | 5 | 1 | 2.2 | 8290 | 23892
Electrical ¦ LV Distribution ¦ Distribution Board ¦ Main | 1 | High | B | 4 | 2028 | 5 | 2 | 2.7 | 16869 | 13994
Electrical ¦ LV Distribution ¦ Distribution Board ¦ Main | 1 | High | B | 1 | 2025 | 5 | 2 | 2.7 | 16870 | 4769
HVAC ¦ Fan ¦ Local and Special Ventilation ¦ Fans Window or Wall Mounted | 1 | Medium | B | 1 | 2025 | 5 | 3 | 3.2 | 29776 | 10465
Electrical ¦ Lighting ¦ Internal ¦ General ¦ LED Fittings & Luminaires | 1 | Medium | B | 14 | 2038 | 5 | 3 | 3.2 | 29777 | 27627
Transport ¦ Lifts ¦ Disabled Lift ¦ Hydraulic | 1 | High | C | 1 | 2025 | 4 | 2 | 2.4 | 10712 | 2501
Security ¦ Access ¦ Access Control ¦ Gate Access - Local Lock / Keypad / Manual (External) | 2 | Medium | C | 1 | 2025 | 4 | 3 | 2.9 | 18932 | 5769
HVAC ¦ Fan ¦ Local and Special Ventilation ¦ Extract | 1 | Medium | C | 1 | 2025 | 4 | 3 | 2.9 | 18933 | 5770
HVAC ¦ Heat Emitters - Local ¦ Electric Heaters | 1 | Medium | B | 1 | 2025 | 5 | 3 | 3.2 | 29778 | 10466
HVAC ¦ Fan ¦ Local and Special Ventilation ¦ Fans Window or Wall Mounted | 1 | Medium | B | 1 | 2025 | 5 | 3 | 3.2 | 29779 | 10467
Fabric ¦ Superstructure ¦ Internal Doors ¦ Roller Shutters ¦ Electric Roller Shutter | 1 | Medium | C | 10 | 2034 | 4 | 3 | 2.9 | 18934 | 22535
Electrical ¦ Lighting ¦ Internal ¦ General | 1 | Medium | B | 1 | 2025 | 5 | 3 | 3.2 | 29780 | 10468
Fabric ¦ Superstructure ¦ Windows and External Doors ¦ Roller Shutters ¦ Electric Roller Shutter | 1 | High | B | 12 | 2036 | 5 | 2 | 2.7 | 16871 | 26250
HVAC ¦ Local and Special Ventilation ¦ Unit extract fans. | 1 | Medium | B | 2 | 2026 | 5 | 3 | 3.2 | 29781 | 13173
Fabric ¦ Superstructure ¦ Windows and External Doors ¦ External Doors ¦ Entrance Doors | 1 | High | B | 1 | 2025 | 5 | 2 | 2.7 | 16872 | 4770
Electrical ¦ LV Distribution ¦ Distribution Board ¦ Main | 1 | High | C | 1 | 2025 | 4 | 2 | 2.4 | 10713 | 2502
HVAC ¦ Fan ¦ Local and Special Ventilation ¦ Centrifugal | 1 | Medium | C | 1 | 2025 | 4 | 3 | 2.9 | 18935 | 5771
Electrical ¦ Lighting ¦ Internal ¦ General | 78 | Medium | B | 10 | 2034 | 5 | 3 | 3.2 | 29782 | 23083
Electrical ¦ Lighting ¦ Internal ¦ General ¦ LED Fittings & Luminaires | 1 | Medium | C | 10 | 2034 | 4 | 3 | 2.9 | 18936 | 22536
HVAC ¦ Central Air Conditioning ¦ Air Conditioning ¦ Multi-Split Condenser - Split Systems/Heat Pumps - Air-cooled with Direct Expansion Evaporator (DX) | 1 | Medium | B | 1 | 2025 | 5 | 3 | 3.2 | 29783 | 10469
HVAC ¦ Central Heating (Internally Sourced) ¦ Boiler ¦ Atmospheric Gas Burner - Condensing Boiler | 1 | High | D | 1 | 2025 | 3 | 2 | 2.1 | 1294 | 881
HVAC ¦ Fan ¦ Local and Special Ventilation ¦ Fans Window or Wall Mounted | 1 | Medium | B | 8 | 2032 | 5 | 3 | 3.2 | 29784 | 21102
HVAC ¦ Fan ¦ Local and Special Ventilation ¦ Axial | 1 | Medium | B | 1 | 2025 | 5 | 3 | 3.2 | 29785 | 10470
HVAC ¦ Fan ¦ Local and Special Ventilation ¦ Centrifugal | 1 | Medium | C | 1 | 2025 | 4 | 3 | 2.9 | 18937 | 5772
Fabric ¦ Superstructure ¦ Windows and External Doors ¦ External Doors ¦ Entrance Doors | 1 | High | B | 15 | 2039 | 5 | 2 | 2.7 | 16873 | 28280
Electrical ¦ Lighting ¦ Internal ¦ General | 24 | Medium | C | 1 | 2025 | 4 | 3 | 2.9 | 18938 | 5773
HVAC ¦ Fan ¦ Local and Special Ventilation ¦ Axial | 1 | Medium | C | 1 | 2025 | 4 | 3 | 2.9 | 18939 | 5774
Electrical ¦ LV Distribution ¦ Distribution Board ¦ Sub | 1 | High | B | 1 | 2025 | 5 | 2 | 2.7 | 16874 | 4771
HVAC ¦ Fan ¦ Local and Special Ventilation ¦ Axial | 1 | Medium | B | 1 | 2025 | 5 | 3 | 3.2 | 29786 | 10471
HVAC ¦ Fan ¦ Local and Special Ventilation ¦ Extract | 1 | Medium | D | 1 | 2025 | 3 | 3 | 2.6 | 11225 | 2702
HVAC ¦ Fan ¦ Local and Special Ventilation ¦ Kitchen Vent ¦ Extract | 1 | Low | B | 5 | 2029 | 5 | 4 | 3.7 | 33448 | 15670
HVAC ¦ Fan ¦ Local and Special Ventilation ¦ Extract | 1 | Medium | B | 1 | 2025 | 5 | 3 | 3.2 | 29787 | 10472
HVAC ¦ Fan ¦ Local and Special Ventilation ¦ Extract | 1 | Medium | B | 1 | 2025 | 5 | 3 | 3.2 | 29788 | 10473
Electrical ¦ LV Distribution ¦ Distribution Board ¦ Main | 1 | High | B | 1 | 2025 | 5 | 2 | 2.7 | 16875 | 4772
Fabric ¦ Superstructure ¦ Internal Doors ¦ Roller Shutters ¦ Electric Roller Shutter | 1 | Medium | B | 12 | 2036 | 5 | 3 | 3.2 | 29789 | 26697
Electrical ¦ Lighting ¦ Internal ¦ General | 1 | Medium | B | 1 | 2025 | 5 | 3 | 3.2 | 29790 | 10474
Electrical ¦ LV Distribution ¦ Distribution Board ¦ Main | 1 | High | C | 16 | 2040 | 4 | 2 | 2.4 | 10714 | 29072
HVAC ¦ Fan ¦ Local and Special Ventilation ¦ Fans Window or Wall Mounted | 1 | Medium | CX | 1 | 2025 | 2 | 3 | 2.3 | 10325 | 2237
HVAC ¦ Fan ¦ Local and Special Ventilation ¦ Kitchen Vent ¦ Fans Window or Wall Mounted | 1 | Medium | B | 1 | 2025 | 5 | 3 | 3.2 | 29791 | 10475
HVAC ¦ Fan ¦ Local and Special Ventilation ¦ Fans Window or Wall Mounted | 1 | Medium | B | 1 | 2025 | 5 | 3 | 3.2 | 29792 | 10476
Electrical ¦ Lighting ¦ Internal ¦ General | 16 | Medium | B | 1 | 2025 | 5 | 3 | 3.2 | 29793 | 10477
HVAC ¦ Central Air Conditioning ¦ Air Conditioning ¦ Multi-Split Condenser - Split Systems/Heat Pumps - Air-cooled with Direct Expansion Evaporator (DX) | 1 | Medium | B | 1 | 2025 | 5 | 3 | 3.2 | 29794 | 10478
HVAC ¦ Fan ¦ Local and Special Ventilation ¦ Fans Window or Wall Mounted | 1 | Medium | C | 1 | 2025 | 4 | 3 | 2.9 | 18940 | 5775
HVAC ¦ Fan ¦ Local and Special Ventilation ¦ Fans Window or Wall Mounted | 1 | Medium | B | 7 | 2031 | 5 | 3 | 3.2 | 29795 | 20126
Transport ¦ Lifts ¦ Passenger Lift Hydraulic ¦ Hydraulic | 1 | Medium | D | 1 | 2025 | 3 | 3 | 2.6 | 11226 | 2703
HVAC ¦ Heat Emitters - Local ¦ Electric Heaters | 1 | Medium | B | 1 | 2025 | 5 | 3 | 3.2 | 29796 | 10479
HVAC ¦ Fan ¦ Local and Special Ventilation ¦ Fans Window or Wall Mounted | 1 | Medium | B | 1 | 2025 | 5 | 3 | 3.2 | 29797 | 10480
Controls ¦ Multi-System Controls ¦ Instrument Control Panel | 1 | Medium | C | 3 | 2027 | 4 | 3 | 2.9 | 18941 | 13415
Electrical ¦ Lighting ¦ Internal ¦ General ¦ LED Fittings & Luminaires | 1 | Medium | B | 10 | 2034 | 5 | 3 | 3.2 | 29798 | 23084
HVAC ¦ Central Air Conditioning ¦ Air Conditioning ¦ Multi-Split Condenser - Split Systems/Heat Pumps - Air-cooled with Direct Expansion Evaporator (DX) | 1 | Medium | B | 1 | 2025 | 5 | 3 | 3.2 | 29799 | 10481
Fabric ¦ Superstructure ¦ Windows and External Doors ¦ Roller Shutters ¦ Manual Roller Shutter | 1 | High | B | 11 | 2035 | 5 | 2 | 2.7 | 16876 | 24702
Fabric ¦ Superstructure ¦ Windows and External Doors ¦ Roller Shutters ¦ Electric Roller Shutter | 1 | High | B | 1 | 2025 | 5 | 2 | 2.7 | 16877 | 4773
Fabric ¦ Superstructure ¦ Windows and External Doors ¦ External Doors ¦ Manual and Automatic Doors ¦ High Security Door | 1 | High | B | 6 | 2030 | 5 | 2 | 2.7 | 16878 | 17815
HVAC ¦ Local Air Conditioning ¦ Single-Split Condenser - Split Systems/Heat Pumps - Air-cooled with Direct Expansion Evaporator (DX) | 1 | Medium | B | 5 | 2029 | 5 | 3 | 3.2 | 29800 | 15407
Fabric ¦ Superstructure ¦ Internal Doors ¦ Roller Shutters ¦ Internal Manual Roller Shutter | 1 | Medium | B | 1 | 2025 | 5 | 3 | 3.2 | 29801 | 10482
Fabric ¦ Superstructure ¦ Internal Doors ¦ Roller Shutters ¦ Internal Manual Roller Shutter | 1 | Medium | B | 1 | 2025 | 5 | 3 | 3.2 | 29802 | 10483
HVAC ¦ Heat Emitters - Local ¦ Gas Fired Natural and Fan Assisted Heaters | 1 | Medium | B | 1 | 2025 | 5 | 3 | 3.2 | 29803 | 10484
HVAC ¦ Fan ¦ Central Ventilation Systems ¦ Axial | 1 | Medium | B | 1 | 2025 | 5 | 3 | 3.2 | 29804 | 10485
Fabric ¦ Superstructure ¦ Windows and External Doors ¦ External Doors ¦ Manual and Automatic Doors ¦ Emergency and Panic Escape Doors | 1 | Urgent | B | 34 | 2058 | 5 | 1 | 2.2 | 8291 | 33861
Fabric ¦ Superstructure ¦ Windows and External Doors ¦ External Doors ¦ Manual and Automatic Doors ¦ Emergency and Panic Escape Doors | 1 | Urgent | B | 6 | 2030 | 5 | 1 | 2.2 | 8292 | 16992
Fabric ¦ Superstructure ¦ Windows and External Doors ¦ External Doors ¦ Manual and Automatic Doors ¦ High Security Door | 1 | High | C | 33 | 2057 | 4 | 2 | 2.4 | 10715 | 33843
Security ¦ Security Systems ¦ Personal Protection ¦ Personal Attack Alarm System | 1 | Urgent | B | 8 | 2032 | 5 | 1 | 2.2 | 8293 | 20566
Fire ¦ Fire Detection ¦ Fire Smoke Detector ¦ Ceiling/Wall Mounted | 9 | Urgent | B | 5 | 2029 | 5 | 1 | 2.2 | 8294 | 14479
Security ¦ Security Systems ¦ CCTV ¦ Internal ¦ Camera ¦ Bullet | 1 | High | B | 8 | 2032 | 5 | 2 | 2.7 | 16879 | 20761
Fabric ¦ Superstructure ¦ Internal Doors ¦ Fire Doors ¦ Single | 1 | Urgent | B | 28 | 2052 | 5 | 1 | 2.2 | 8295 | 33611
Security ¦ Security Systems ¦ Intruder Systems ¦ Intruder Alarms | 1 | Urgent | B | 8 | 2032 | 5 | 1 | 2.2 | 8296 | 20567
Security ¦ Security Systems ¦ CCTV ¦ Internal ¦ Camera ¦ PTZ Dome | 8 | High | B | 11 | 2035 | 5 | 2 | 2.7 | 16880 | 24703
Fire ¦ Fire Detection ¦ Fire Beacon/ Strobe | 1 | Urgent | B | 1 | 2025 | 5 | 1 | 2.2 | 8297 | 1756
Security ¦ Security Systems ¦ Intruder Systems ¦ Intruder Alarms | 1 | Urgent | B | 1 | 2025 | 5 | 1 | 2.2 | 8298 | 1757
FFE ¦ Equipment ¦ Domestic Kitchen ¦ Sinks - Domestic Kitchen Stainless Steel | 1 | Medium | C | 26 | 2050 | 4 | 3 | 2.9 | 18942 | 33535
Fire ¦ Fire Detection ¦ Fire Call Point / Break Glass BGU | 2 | Urgent | B | 1 | 2025 | 5 | 1 | 2.2 | 8299 | 1758
Fire ¦ Fire Detection ¦ Fire Sounder | 3 | Urgent | B | 1 | 2025 | 5 | 1 | 2.2 | 8300 | 1759
Transport ¦ Lifts ¦ Scissor Lift | 1 | Medium | B | 11 | 2035 | 5 | 3 | 3.2 | 29805 | 25533
HVAC ¦ Ductwork ¦ Ductwork, Fittings and Ancillaries ¦ Central Ventilation Systems ¦ Fire Dampers ¦ Fusible Link | 1 | Urgent | B | 8 | 2032 | 5 | 1 | 2.2 | 8301 | 20568
HVAC ¦ Fan ¦ Local and Special Ventilation ¦ Fans Window or Wall Mounted | 4 | Medium | B | 1 | 2025 | 5 | 3 | 3.2 | 29806 | 10486
Electrical ¦ Lighting ¦ Internal ¦ Emergency ¦ Self Contained ¦ LED | 30 | Urgent | B | 19 | 2043 | 5 | 1 | 2.2 | 8302 | 31098
Fire ¦ Fire Fighting ¦ Fire Extinguishers ¦ CO2 | 5 | Urgent | B | 7 | 2031 | 5 | 1 | 2.2 | 8303 | 19465
Electrical ¦ LV Distribution ¦ Distribution Board ¦ Main | 1 | High | D | 6 | 2030 | 3 | 2 | 2.1 | 1295 | 15731
Electrical ¦ LV Distribution ¦ Distribution Board ¦ Main | 1 | High | D | 13 | 2037 | 3 | 2 | 2.1 | 1296 | 26812
Electrical ¦ LV Distribution ¦ Distribution Board ¦ Main | 1 | High | D | 6 | 2030 | 3 | 2 | 2.1 | 1297 | 15732
Fire ¦ Fire Detection ¦ Fire Alarm System | 1 | Urgent | B | 8 | 2032 | 5 | 1 | 2.2 | 8304 | 20569
Transport ¦ Lifts ¦ Wheel Chair Lift | 1 | High | B | 13 | 2037 | 5 | 2 | 2.7 | 16881 | 27027
Electrical ¦ Lighting ¦ Internal ¦ Emergency ¦ Self Contained ¦ LED | 1 | Urgent | B | 21 | 2045 | 5 | 1 | 2.2 | 8305 | 32370
HVAC ¦ Local Air Conditioning ¦ Single-Split Condenser - Split Systems/Heat Pumps - Air-cooled with Direct Expansion Evaporator (DX) | 1 | Medium | B | 8 | 2032 | 5 | 3 | 3.2 | 29807 | 21103
HVAC ¦ Central Air Conditioning ¦ Air Conditioning ¦ Multi-Split Evaporator - Split Systems/Heat Pumps - Air-cooled with Direct Expansion Evaporator (DX) | 1 | Medium | B | 8 | 2032 | 5 | 3 | 3.2 | 29808 | 21104
Special Installations ¦ Specialist Piped Systems ¦ Air Compressors ¦ Air Compressors | 1 | Medium | B | 6 | 2030 | 5 | 3 | 3.2 | 29809 | 18943
HVAC ¦ Fan ¦ Local and Special Ventilation ¦ Mixed Flow | 1 | Medium | B | 8 | 2032 | 5 | 3 | 3.2 | 29810 | 21105
Electrical ¦ Lighting ¦ Internal ¦ Emergency ¦ Self Contained ¦ LED | 1 | Urgent | B | 23 | 2047 | 5 | 1 | 2.2 | 8306 | 33142
Fabric ¦ Roads, Paths and Paving's ¦ Galvanised Steel Access Platforms | 1 | High | D | 13 | 2037 | 3 | 2 | 2.1 | 1298 | 26813
Security ¦ Security Systems ¦ CCTV ¦ Monitors | 1 | High | B | 8 | 2032 | 5 | 2 | 2.7 | 16882 | 20762
Fabric ¦ Superstructure ¦ Internal Doors ¦ Fire Doors ¦ Single | 1 | Urgent | B | 28 | 2052 | 5 | 1 | 2.2 | 8307 | 33612
Fabric ¦ Superstructure ¦ Internal Doors ¦ Fire Doors ¦ Single | 1 | Urgent | B | 28 | 2052 | 5 | 1 | 2.2 | 8308 | 33613
Electrical ¦ LV Distribution ¦ Electricity Meters | 1 | Medium | B | 13 | 2037 | 5 | 3 | 3.2 | 29811 | 27231
HVAC ¦ Fan ¦ Local and Special Ventilation ¦ Mixed Flow | 1 | Medium | B | 8 | 2032 | 5 | 3 | 3.2 | 29812 | 21106
HVAC ¦ Ductwork ¦ Ductwork, Fittings and Ancillaries ¦ Central Ventilation Systems ¦ Fire Dampers ¦ Fusible Link | 1 | Urgent | B | 8 | 2032 | 5 | 1 | 2.2 | 8309 | 20570
Electrical ¦ LV Distribution ¦ Distribution Board ¦ Main | 1 | High | D | 6 | 2030 | 3 | 2 | 2.1 | 1299 | 15733
Electrical ¦ LV Distribution ¦ Distribution Board ¦ Sub | 1 | High | B | 16 | 2040 | 5 | 2 | 2.7 | 16883 | 29243
Electrical ¦ LV Distribution ¦ Distribution Board ¦ Main | 1 | High | D | 13 | 2037 | 3 | 2 | 2.1 | 1300 | 26814
Fabric ¦ Superstructure ¦ Windows and External Doors ¦ External Doors ¦ Manual and Automatic Doors ¦ Auto / Powered Sliding Doors | 1 | High | B | 28 | 2052 | 5 | 2 | 2.7 | 16884 | 33628
Transport ¦ Lifts ¦ Scissor Lift | 1 | Medium | B | 2 | 2026 | 5 | 3 | 3.2 | 29813 | 13174
Electrical ¦ Lighting ¦ Internal ¦ Emergency ¦ Self Contained ¦ LED | 8 | Urgent | B | 22 | 2046 | 5 | 1 | 2.2 | 8310 | 32977
Fire ¦ Fire Fighting ¦ Fire Extinguishers ¦ Foam | 4 | Urgent | B | 6 | 2030 | 5 | 1 | 2.2 | 8311 | 16993
Fabric ¦ Superstructure ¦ Windows and External Doors ¦ External Windows ¦ Roller Shutters ¦ External Window Shutters ¦ Manual | 1 | Medium | B | 15 | 2039 | 5 | 3 | 3.2 | 29814 | 28513
Fabric ¦ Barriers and Guardrails ¦ Vehicle Crash Protection Barrier | 1 | V Low | B | 1 | 2025 | 5 | 4 | 3.7 | 33449 | 12282
HVAC ¦ Fan ¦ Local and Special Ventilation ¦ Extract | 1 | Medium | B | 5 | 2029 | 5 | 3 | 3.2 | 29815 | 15408
HVAC ¦ Local Air Conditioning ¦ Single-Split Evaporator - Split Systems/Heat Pumps - Air-cooled with Direct Expansion Evaporator (DX) | 1 | Medium | B | 8 | 2032 | 5 | 3 | 3.2 | 29816 | 21107
HVAC ¦ Fan ¦ Local and Special Ventilation ¦ Ventilating - General | 1 | Medium | D | 5 | 2029 | 3 | 3 | 2.6 | 11227 | 14563
HVAC ¦ Heat Emitters - Local ¦ Gas Fired Unit Heaters | 1 | Medium | B | 1 | 2025 | 5 | 3 | 3.2 | 29817 | 10487
Fabric ¦ Superstructure ¦ Internal Doors ¦ Roller Shutters ¦ Internal Manual Roller Shutter | 1 | Medium | B | 1 | 2025 | 5 | 3 | 3.2 | 29818 | 10488
HVAC ¦ Fan ¦ Local and Special Ventilation ¦ Extract | 1 | Medium | B | 6 | 2030 | 5 | 3 | 3.2 | 29819 | 18944
HVAC ¦ Central Air Conditioning ¦ Air Conditioning ¦ Multi-Split Condenser - Split Systems/Heat Pumps - Air-cooled with Direct Expansion Evaporator (DX) | 1 | Medium | C | 1 | 2025 | 4 | 3 | 2.9 | 18943 | 5776
Electrical ¦ LV Distribution ¦ Distribution Board ¦ Sub | 1 | High | B | 1 | 2025 | 5 | 2 | 2.7 | 16885 | 4774
Fabric ¦ Superstructure ¦ Windows and External Doors ¦ External Windows ¦ Roller Shutters ¦ External Window Shutters ¦ Electric | 1 | Medium | D | 1 | 2025 | 3 | 3 | 2.6 | 11228 | 2704
Electrical ¦ Lighting ¦ Internal ¦ General ¦ LED Fittings & Luminaires | 89 | Medium | B | 18 | 2042 | 5 | 3 | 3.2 | 29820 | 30991
Electrical ¦ Lighting ¦ Internal ¦ Emergency ¦ Self Contained ¦ LED | 4 | Urgent | B | 21 | 2045 | 5 | 1 | 2.2 | 8312 | 32371
Electrical ¦ Lighting ¦ Internal ¦ Emergency ¦ Self Contained ¦ LED | 1 | Urgent | B | 23 | 2047 | 5 | 1 | 2.2 | 8313 | 33143
Electrical ¦ Lighting ¦ Internal ¦ General | 1 | Medium | B | 1 | 2025 | 5 | 3 | 3.2 | 29821 | 10489
Fabric ¦ Superstructure ¦ Internal Doors ¦ Roller Shutters ¦ Internal Manual Roller Shutter | 1 | Medium | B | 1 | 2025 | 5 | 3 | 3.2 | 29822 | 10490
Water ¦ Local Hot Water ¦ Package Electric Water Heaters - Non-Drinking Water | 1 | Medium | B | 1 | 2025 | 5 | 3 | 3.2 | 29823 | 10491
Fabric ¦ Superstructure ¦ Windows and External Doors ¦ External Doors ¦ Entrance Doors | 1 | High | B | 20 | 2044 | 5 | 2 | 2.7 | 16886 | 31649
Security ¦ Access ¦ Access Control ¦ Door ¦ Local Lock / Keypad / Manual | 1 | Medium | B | 1 | 2025 | 5 | 3 | 3.2 | 29824 | 10492
Electrical ¦ LV Distribution ¦ Distribution Board ¦ Sub | 1 | High | C | 1 | 2025 | 4 | 2 | 2.4 | 10716 | 2503
Electrical ¦ LV Distribution ¦ Distribution Board ¦ Sub | 1 | High | B | 1 | 2025 | 5 | 2 | 2.7 | 16887 | 4775
Fabric ¦ Superstructure ¦ Windows and External Doors ¦ External Doors ¦ Manual and Automatic Doors ¦ Auto / Powered Sliding Doors | 1 | High | B | 26 | 2050 | 5 | 2 | 2.7 | 16888 | 33523
Electrical ¦ Lighting ¦ External ¦ General - Non-LED | 1 | Medium | B | 1 | 2025 | 5 | 3 | 3.2 | 29825 | 10493
Electrical ¦ Lighting ¦ Internal ¦ Emergency ¦ Self Contained ¦ Non LED | 3 | Urgent | B | 11 | 2035 | 5 | 1 | 2.2 | 8314 | 23893
Fabric ¦ Barriers and Guardrails ¦ Vehicle Crash Protection Barrier | 1 | V Low | B | 1 | 2025 | 5 | 4 | 3.7 | 33450 | 12283
HVAC ¦ Local Air Conditioning ¦ Single-Split Evaporator - Split Systems/Heat Pumps - Air-cooled with Direct Expansion Evaporator (DX) | 1 | Medium | B | 4 | 2028 | 5 | 3 | 3.2 | 29826 | 14210
HVAC ¦ Heat Emitters - Local ¦ Gas Fired Unit Heaters | 1 | Medium | B | 1 | 2025 | 5 | 3 | 3.2 | 29827 | 10494
Fabric ¦ Superstructure ¦ Windows and External Doors ¦ External Doors ¦ Manual and Automatic Doors ¦ Auto / Powered Sliding Doors | 1 | High | B | 34 | 2058 | 5 | 2 | 2.7 | 16889 | 33872
Electrical ¦ Specialist Lighting ¦ Internal ¦ Illuminated Fire Exit Signage | 2 | Urgent | DX | 1 | 2025 | 1 | 1 | 1 | 16 | 9
Fire ¦ Fire Fighting ¦ Fire Extinguishers ¦ Foam | 3 | Urgent | B | 5 | 2029 | 5 | 1 | 2.2 | 8315 | 14480
Fire ¦ Fire Fighting ¦ Fire Extinguishers ¦ Foam | 5 | Urgent | B | 9 | 2033 | 5 | 1 | 2.2 | 8316 | 21450
HVAC ¦ Local Air Conditioning ¦ Single-Split Evaporator - Split Systems/Heat Pumps - Air-cooled with Direct Expansion Evaporator (DX) | 1 | Medium | B | 4 | 2028 | 5 | 3 | 3.2 | 29828 | 14211
HVAC ¦ Heat Emitters - Local ¦ Gas Fired Unit Heaters | 1 | Medium | B | 1 | 2025 | 5 | 3 | 3.2 | 29829 | 10495
Fabric ¦ Superstructure ¦ Windows and External Doors ¦ External Doors ¦ Manual and Automatic Doors ¦ High Security Door | 1 | High | B | 6 | 2030 | 5 | 2 | 2.7 | 16890 | 17816
Electrical ¦ LV Distribution ¦ Distribution Board ¦ Sub | 1 | High | B | 6 | 2030 | 5 | 2 | 2.7 | 16891 | 17817
HVAC ¦ Fan ¦ Local and Special Ventilation ¦ Extract | 1 | Medium | B | 3 | 2027 | 5 | 3 | 3.2 | 29830 | 13644
Electrical ¦ Lighting ¦ External ¦ General - LED | 3 | Medium | B | 5 | 2029 | 5 | 3 | 3.2 | 29831 | 15409
Electrical ¦ Lighting ¦ Internal ¦ Emergency ¦ Self Contained ¦ LED | 4 | Urgent | B | 21 | 2045 | 5 | 1 | 2.2 | 8317 | 32372
HVAC ¦ Fan ¦ Local and Special Ventilation ¦ Fans Window or Wall Mounted | 1 | Medium | B | 10 | 2034 | 5 | 3 | 3.2 | 29832 | 23085
Water ¦ Local Hot Water ¦ Instantaneous Electric Water Heater - Non-Drinking Water | 1 | Medium | B | 5 | 2029 | 5 | 3 | 3.2 | 29833 | 15410
Electrical ¦ LV Distribution ¦ Distribution Board ¦ Sub | 1 | High | B | 10 | 2034 | 5 | 2 | 2.7 | 16892 | 22461
Fire ¦ Fire Fighting ¦ Fire Extinguishers ¦ CO2 | 3 | Urgent | B | 9 | 2033 | 5 | 1 | 2.2 | 8318 | 21451
Fabric ¦ Barriers and Guardrails ¦ Vehicle Crash Protection Barrier | 1 | V Low | B | 1 | 2025 | 5 | 4 | 3.7 | 33451 | 12284
Fabric ¦ Barriers and Guardrails ¦ Vehicle Crash Protection Barrier | 1 | V Low | B | 1 | 2025 | 5 | 4 | 3.7 | 33452 | 12285
Fabric ¦ Superstructure ¦ Windows and External Doors ¦ External Doors ¦ Entrance Doors | 1 | High | B | 22 | 2046 | 5 | 2 | 2.7 | 16893 | 33039
Electrical ¦ LV Distribution ¦ Distribution Board ¦ Main | 1 | High | B | 7 | 2031 | 5 | 2 | 2.7 | 16894 | 19682
Fabric ¦ Barriers and Guardrails ¦ Vehicle Crash Protection Barrier | 1 | V Low | B | 6 | 2030 | 5 | 4 | 3.7 | 33453 | 19110
HVAC ¦ Central Heating (Internally Sourced) ¦ Boiler ¦ Atmospheric Gas Burner Boiler - Small and/or Wall Hung for Domestic Installation | 1 | Medium | D | 1 | 2025 | 3 | 3 | 2.6 | 11229 | 2705
Fire ¦ Fire Detection ¦ Fire Alarm Panel / Repeater (Vesda) | 1 | Urgent | B | 1 | 2025 | 5 | 1 | 2.2 | 8319 | 1760
Electrical ¦ Lighting ¦ Internal ¦ General ¦ LED Fittings & Luminaires | 54 | Medium | B | 10 | 2034 | 5 | 3 | 3.2 | 29834 | 23086
Electrical ¦ LV Distribution ¦ Distribution Board ¦ Sub | 1 | High | B | 1 | 2025 | 5 | 2 | 2.7 | 16895 | 4776
Fabric ¦ Superstructure ¦ Windows and External Doors ¦ External Doors ¦ Manual and Automatic Doors ¦ Emergency and Panic Escape Doors | 1 | Urgent | B | 6 | 2030 | 5 | 1 | 2.2 | 8320 | 16994
Communication and Control ¦ Communication Systems ¦ Public Address (PA) System | 1 | Medium | B | 11 | 2035 | 5 | 3 | 3.2 | 29835 | 25534
Fire ¦ Fire Fighting ¦ Fire Extinguishers ¦ Foam | 4 | Urgent | B | 8 | 2032 | 5 | 1 | 2.2 | 8321 | 20571
Electrical ¦ LV Distribution ¦ Distribution Board ¦ Sub | 1 | High | D | 5 | 2029 | 3 | 2 | 2.1 | 1301 | 14295
Electrical ¦ LV Distribution ¦ Distribution Board ¦ Sub | 1 | High | B | 5 | 2029 | 5 | 2 | 2.7 | 16896 | 14729
Electrical ¦ LV Distribution ¦ Distribution Board ¦ Sub | 1 | High | B | 1 | 2025 | 5 | 2 | 2.7 | 16897 | 4777
Fabric ¦ Barriers and Guardrails ¦ Vehicle Crash Protection Barrier | 1 | V Low | B | 1 | 2025 | 5 | 4 | 3.7 | 33454 | 12286
Fire ¦ Fire Detection ¦ Fire Alarm System | 1 | Urgent | B | 10 | 2034 | 5 | 1 | 2.2 | 8322 | 22146
Fabric ¦ Superstructure ¦ Windows and External Doors ¦ External Doors ¦ Manual and Automatic Doors ¦ Auto / Powered Sliding Doors | 1 | High | D | 25 | 2049 | 3 | 2 | 2.1 | 1302 | 33280
HVAC ¦ Fan ¦ Local and Special Ventilation ¦ Extract | 1 | Medium | B | 8 | 2032 | 5 | 3 | 3.2 | 29836 | 21108
Water ¦ Local Hot Water ¦ Electric Water Heater - Drinking Water ¦ Non-Pressurised | 1 | Medium | B | 11 | 2035 | 5 | 3 | 3.2 | 29837 | 25535
Electrical ¦ Power Generation ¦ Internal ¦ Photovoltaics (Connected to the Building) | 1 | Medium | B | 17 | 2041 | 5 | 3 | 3.2 | 29838 | 30563
Electrical ¦ Lighting ¦ Internal ¦ General | 17 | Medium | B | 6 | 2030 | 5 | 3 | 3.2 | 29839 | 18945
HVAC ¦ Central Air Conditioning ¦ Air Conditioning ¦ Multi-Split Condenser - DX Split Systems (With Gas, Electric or Hot Water Heaters) | 1 | Medium | B | 5 | 2029 | 5 | 3 | 3.2 | 29840 | 15411
HVAC ¦ Local Air Conditioning ¦ Single-Split Condenser - Split Systems/Heat Pumps - Air-cooled with Direct Expansion Evaporator (DX) | 1 | Medium | B | 1 | 2025 | 5 | 3 | 3.2 | 29841 | 10496
Fabric ¦ Superstructure ¦ Windows and External Doors ¦ External Doors ¦ Entrance Doors | 1 | High | B | 21 | 2045 | 5 | 2 | 2.7 | 16898 | 32727
Water ¦ Local Hot Water ¦ Package Electric Water Heaters - Non-Drinking Water | 1 | Medium | B | 2 | 2026 | 5 | 3 | 3.2 | 29842 | 13175
Electrical ¦ Lighting ¦ External ¦ General - Non-LED | 1 | Medium | B | 1 | 2025 | 5 | 3 | 3.2 | 29843 | 10497
Electrical ¦ LV Distribution ¦ Distribution Board ¦ Main | 1 | High | B | 10 | 2034 | 5 | 2 | 2.7 | 16899 | 22462
HVAC ¦ Local and Special Ventilation ¦ Unit extract fans. | 1 | Medium | C | 5 | 2029 | 4 | 3 | 2.9 | 18944 | 14787
Fabric ¦ Superstructure ¦ Windows and External Doors ¦ External Doors ¦ Manual and Automatic Doors ¦ Auto / Powered Sliding Doors | 1 | High | B | 30 | 2054 | 5 | 2 | 2.7 | 16900 | 33725
Fabric ¦ Barriers and Guardrails ¦ Vehicle Crash Protection Barrier | 1 | V Low | B | 1 | 2025 | 5 | 4 | 3.7 | 33455 | 12287
Electrical ¦ LV Distribution ¦ Distribution Board ¦ Main | 1 | High | B | 10 | 2034 | 5 | 2 | 2.7 | 16901 | 22463
Fabric ¦ Superstructure ¦ Windows and External Doors ¦ External Doors ¦ Manual and Automatic Doors ¦ Emergency and Panic Escape Doors | 1 | Urgent | B | 25 | 2049 | 5 | 1 | 2.2 | 8323 | 33333
HVAC ¦ Fan ¦ Local and Special Ventilation ¦ Axial | 1 | Medium | B | 5 | 2029 | 5 | 3 | 3.2 | 29844 | 15412
HVAC ¦ Fan ¦ Local and Special Ventilation ¦ Ventilating - General | 1 | Medium | D | 5 | 2029 | 3 | 3 | 2.6 | 11230 | 14564
Fabric ¦ Superstructure ¦ Windows and External Doors ¦ Roller Shutters ¦ Manual Roller Shutter | 1 | High | C | 1 | 2025 | 4 | 2 | 2.4 | 10717 | 2504
HVAC ¦ Fan ¦ Local and Special Ventilation ¦ Extract | 1 | Medium | B | 3 | 2027 | 5 | 3 | 3.2 | 29845 | 13645
Fire ¦ Fire Fighting ¦ Fire Extinguishers ¦ CO2 | 4 | Urgent | B | 9 | 2033 | 5 | 1 | 2.2 | 8324 | 21452
HVAC ¦ Heat Emitters - Local ¦ Electric Heaters | 1 | Medium | B | 1 | 2025 | 5 | 3 | 3.2 | 29846 | 10498
Fire ¦ Fire Fighting ¦ Fire Extinguishers ¦ Foam | 3 | Urgent | B | 5 | 2029 | 5 | 1 | 2.2 | 8325 | 14481
Fabric ¦ Superstructure ¦ Internal Doors ¦ Roller Shutters ¦ Internal Manual Roller Shutter | 1 | Medium | B | 1 | 2025 | 5 | 3 | 3.2 | 29847 | 10499
Electrical ¦ Lighting ¦ Internal ¦ General | 46 | Medium | CX | 1 | 2025 | 2 | 3 | 2.3 | 10326 | 2238
Electrical ¦ Lighting ¦ Internal ¦ General ¦ LED Fittings & Luminaires | 20 | Medium | B | 11 | 2035 | 5 | 3 | 3.2 | 29848 | 25536
Electrical ¦ Specialist Lighting ¦ Internal ¦ Illuminated Fire Exit Signage | 3 | Urgent | B | 14 | 2038 | 5 | 1 | 2.2 | 8326 | 27389
Electrical ¦ Lighting ¦ Internal ¦ General ¦ LED Fittings & Luminaires | 93 | Medium | B | 16 | 2040 | 5 | 3 | 3.2 | 29849 | 29789
HVAC ¦ Heat Emitters - Local ¦ Gas Fired Natural and Fan Assisted Heaters | 1 | Medium | B | 2 | 2026 | 5 | 3 | 3.2 | 29850 | 13176
Fabric ¦ Superstructure ¦ Windows and External Doors ¦ External Windows ¦ Roller Shutters ¦ External Window Shutters ¦ Manual | 1 | Medium | B | 1 | 2025 | 5 | 3 | 3.2 | 29851 | 10500
Electrical ¦ LV Distribution ¦ Distribution Board ¦ Sub | 1 | High | B | 1 | 2025 | 5 | 2 | 2.7 | 16902 | 4778
HVAC ¦ Heat Emitters - Local ¦ Gas Fired Natural and Fan Assisted Heaters | 1 | Medium | D | 2 | 2026 | 3 | 3 | 2.6 | 11231 | 12855
Fabric ¦ Superstructure ¦ Windows and External Doors ¦ External Doors ¦ Manual and Automatic Doors ¦ Emergency and Panic Escape Doors | 1 | Urgent | D | 11 | 2035 | 3 | 1 | 1.6 | 464 | 23246
Fabric ¦ Superstructure ¦ Internal Doors ¦ Roller Shutters ¦ Electric Roller Shutter | 1 | Medium | B | 20 | 2044 | 5 | 3 | 3.2 | 29852 | 31684
HVAC ¦ Heat Emitters - Local ¦ Electric Heaters | 4 | Medium | B | 1 | 2025 | 5 | 3 | 3.2 | 29853 | 10501
Water ¦ Local Hot Water ¦ Instantaneous Electric Water Heater - Non-Drinking Water | 1 | Medium | B | 1 | 2025 | 5 | 3 | 3.2 | 29854 | 10502
Fire ¦ Fire Detection ¦ Fire Alarm Panel / Repeater | 1 | Urgent | B | 5 | 2029 | 5 | 1 | 2.2 | 8327 | 14482
Electrical ¦ Lighting ¦ Internal ¦ General ¦ LED Fittings & Luminaires | 122 | Medium | B | 19 | 2043 | 5 | 3 | 3.2 | 29855 | 31372
Electrical ¦ Lighting ¦ Internal ¦ Emergency ¦ Self Contained ¦ LED | 1 | Urgent | B | 20 | 2044 | 5 | 1 | 2.2 | 8328 | 31544
HVAC ¦ Central Air Conditioning ¦ Air Conditioning ¦ Multi-Split Condenser - Split Systems/Heat Pumps - Air-cooled with Direct Expansion Evaporator (DX) | 1 | Medium | D | 5 | 2029 | 3 | 3 | 2.6 | 11232 | 14565
Electrical ¦ Lighting ¦ Internal ¦ Emergency ¦ Self Contained ¦ LED | 12 | Urgent | B | 24 | 2048 | 5 | 1 | 2.2 | 8329 | 33247
Electrical ¦ LV Distribution ¦ Distribution Board ¦ Sub | 1 | High | D | 1 | 2025 | 3 | 2 | 2.1 | 1303 | 882
Electrical ¦ LV Distribution ¦ Distribution Board ¦ Main | 1 | High | B | 15 | 2039 | 5 | 2 | 2.7 | 16903 | 28281
Fire ¦ Fire Fighting ¦ Fire Extinguishers ¦ CO2 | 1 | Urgent | B | 6 | 2030 | 5 | 1 | 2.2 | 8330 | 16995
Fire ¦ Fire Fighting ¦ Fire Extinguishers ¦ CO2 | 5 | Urgent | B | 10 | 2034 | 5 | 1 | 2.2 | 8331 | 22147
HVAC ¦ Heat Emitters - Central ¦ Radiators ¦ Steel | 4 | Medium | B | 1 | 2025 | 5 | 3 | 3.2 | 29856 | 10503
HVAC ¦ Fan ¦ Local and Special Ventilation ¦ Extract | 1 | Medium | B | 1 | 2025 | 5 | 3 | 3.2 | 29857 | 10504
Electrical ¦ Lighting ¦ Internal ¦ General ¦ LED Fittings & Luminaires | 70 | Medium | B | 15 | 2039 | 5 | 3 | 3.2 | 29858 | 28514
Fire ¦ Fire Fighting ¦ Fire Extinguishers ¦ Foam | 5 | Urgent | B | 5 | 2029 | 5 | 1 | 2.2 | 8332 | 14483
Fire ¦ Fire Detection ¦ Fire Alarm Panel / Repeater (Vesda) | 1 | Urgent | B | 2 | 2026 | 5 | 1 | 2.2 | 8333 | 12766
Electrical ¦ Lighting ¦ Internal ¦ Emergency ¦ Self Contained ¦ LED | 1 | Urgent | B | 18 | 2042 | 5 | 1 | 2.2 | 8334 | 30696
Electrical ¦ LV Distribution ¦ Distribution Board ¦ Sub | 1 | High | D | 1 | 2025 | 3 | 2 | 2.1 | 1304 | 883
Fabric ¦ Superstructure ¦ Windows and External Doors ¦ Roller Shutters ¦ Manual Roller Shutter | 1 | High | C | 1 | 2025 | 4 | 2 | 2.4 | 10718 | 2505
Water ¦ Local Hot Water ¦ Instantaneous Electric Water Heater - Non-Drinking Water | 1 | Medium | B | 5 | 2029 | 5 | 3 | 3.2 | 29859 | 15413
Electrical ¦ Lighting ¦ Internal ¦ General | 20 | Medium | B | 10 | 2034 | 5 | 3 | 3.2 | 29860 | 23087
HVAC ¦ Heat Emitters - Local ¦ Electric Heaters | 2 | Medium | C | 1 | 2025 | 4 | 3 | 2.9 | 18945 | 5777
Fabric ¦ Superstructure ¦ Windows and External Doors ¦ Roller Shutters ¦ Electric Roller Shutter | 1 | High | C | 1 | 2025 | 4 | 2 | 2.4 | 10719 | 2506
Electrical ¦ Lighting ¦ External ¦ General - Non-LED | 2 | Medium | D | 1 | 2025 | 3 | 3 | 2.6 | 11233 | 2706
Fabric ¦ Superstructure ¦ Windows and External Doors ¦ External Doors ¦ Manual and Automatic Doors ¦ Auto / Powered Sliding Doors | 1 | High | B | 26 | 2050 | 5 | 2 | 2.7 | 16904 | 33524
Fire ¦ Fire Fighting ¦ Fire Extinguishers ¦ Foam | 3 | Urgent | B | 6 | 2030 | 5 | 1 | 2.2 | 8335 | 16996
HVAC ¦ Heat Emitters - Central ¦ Unit Heaters | 1 | Medium | B | 1 | 2025 | 5 | 3 | 3.2 | 29861 | 10505
HVAC ¦ Heat Emitters - Central ¦ Unit Heaters | 1 | Medium | B | 1 | 2025 | 5 | 3 | 3.2 | 29862 | 10506
Fabric ¦ Superstructure ¦ Windows and External Doors ¦ External Doors ¦ Manual and Automatic Doors ¦ Emergency and Panic Escape Doors | 1 | Urgent | B | 26 | 2050 | 5 | 1 | 2.2 | 8336 | 33468
Electrical ¦ LV Distribution ¦ Distribution Board ¦ Sub | 1 | High | B | 1 | 2025 | 5 | 2 | 2.7 | 16905 | 4779
HVAC ¦ Fan ¦ Local and Special Ventilation ¦ Extract | 1 | Medium | B | 1 | 2025 | 5 | 3 | 3.2 | 29863 | 10507
Water ¦ Local Hot Water ¦ Electric Water Heater - Drinking Water ¦ Non-Pressurised | 1 | Medium | B | 1 | 2025 | 5 | 3 | 3.2 | 29864 | 10508
HVAC ¦ Heat Emitters - Central ¦ Radiators ¦ Steel | 3 | Medium | B | 1 | 2025 | 5 | 3 | 3.2 | 29865 | 10509
Electrical ¦ Specialist Lighting ¦ Internal ¦ Illuminated Fire Exit Signage | 3 | Urgent | B | 17 | 2041 | 5 | 1 | 2.2 | 8337 | 30208
Electrical ¦ Lighting ¦ Internal ¦ Emergency ¦ Self Contained ¦ LED | 4 | Urgent | B | 22 | 2046 | 5 | 1 | 2.2 | 8338 | 32978
Electrical ¦ Lighting ¦ Internal ¦ General | 2 | Medium | B | 5 | 2029 | 5 | 3 | 3.2 | 29866 | 15414
Fire ¦ Fire Fighting ¦ Fire Extinguishers ¦ Foam | 2 | Urgent | B | 6 | 2030 | 5 | 1 | 2.2 | 8339 | 16997
HVAC ¦ Fan ¦ Local and Special Ventilation ¦ Bifurcated | 1 | Medium | B | 1 | 2025 | 5 | 3 | 3.2 | 29867 | 10510
HVAC ¦ Fan ¦ Local and Special Ventilation ¦ Bifurcated | 1 | Medium | B | 1 | 2025 | 5 | 3 | 3.2 | 29868 | 10511
HVAC ¦ Ventilation ¦ Air Handling Unit (AHU) ¦ Internal ¦ Central Air Conditioning ¦ Gas Fired | 1 | Medium | C | 1 | 2025 | 4 | 3 | 2.9 | 18946 | 5778
HVAC ¦ Heat Emitters - Local ¦ Electric Overdoor Air Curtain/Heater | 1 | Medium | CX | 1 | 2025 | 2 | 3 | 2.3 | 10327 | 2239
HVAC ¦ Heat Emitters - Local ¦ Electric Overdoor Air Curtain/Heater | 1 | Medium | C | 1 | 2025 | 4 | 3 | 2.9 | 18947 | 5779
Electrical ¦ LV Distribution ¦ Distribution Board ¦ Main | 1 | High | B | 1 | 2025 | 5 | 2 | 2.7 | 16906 | 4780
HVAC ¦ Fan ¦ Local and Special Ventilation ¦ Extract | 1 | Medium | CX | 1 | 2025 | 2 | 3 | 2.3 | 10328 | 2240
Fabric ¦ Superstructure ¦ Windows and External Doors ¦ External Doors ¦ Entrance Doors | 1 | High | C | 1 | 2025 | 4 | 2 | 2.4 | 10720 | 2507
Electrical ¦ LV Distribution ¦ Distribution Board ¦ Main | 1 | High | B | 1 | 2025 | 5 | 2 | 2.7 | 16907 | 4781
Fabric ¦ Superstructure ¦ Windows and External Doors ¦ Roller Shutters ¦ Manual Roller Shutter | 1 | High | B | 1 | 2025 | 5 | 2 | 2.7 | 16908 | 4782
Fabric ¦ Superstructure ¦ Windows and External Doors ¦ External Doors ¦ Entrance Doors | 1 | High | B | 1 | 2025 | 5 | 2 | 2.7 | 16909 | 4783
Fabric ¦ Superstructure ¦ Windows and External Doors ¦ Roller Shutters ¦ Electric Roller Shutter | 1 | High | B | 23 | 2047 | 5 | 2 | 2.7 | 16910 | 33214
Fabric ¦ Superstructure ¦ Windows and External Doors ¦ External Doors ¦ Entrance Doors | 1 | High | B | 1 | 2025 | 5 | 2 | 2.7 | 16911 | 4784
Electrical ¦ Lighting ¦ Internal ¦ General | 26 | Medium | B | 1 | 2025 | 5 | 3 | 3.2 | 29869 | 10512
Fire ¦ Fire Fighting ¦ Fire Extinguishers ¦ Foam | 4 | Urgent | B | 4 | 2028 | 5 | 1 | 2.2 | 8340 | 13867
Electrical ¦ LV Distribution ¦ Distribution Board ¦ Main | 1 | High | B | 16 | 2040 | 5 | 2 | 2.7 | 16912 | 29244
Fabric ¦ Superstructure ¦ Windows and External Doors ¦ External Doors ¦ Entrance Doors | 1 | High | B | 20 | 2044 | 5 | 2 | 2.7 | 16913 | 31650
Water ¦ Central Hot Water Distribution ¦ Hot water cylinders Domestic Type | 1 | Low | C | 1 | 2025 | 4 | 4 | 3.4 | 32425 | 11703
Fabric ¦ Superstructure ¦ Internal Doors ¦ Roller Shutters ¦ Internal Manual Roller Shutter | 1 | Medium | B | 10 | 2034 | 5 | 3 | 3.2 | 29870 | 23088
Electrical ¦ Specialist Lighting ¦ Internal ¦ Illuminated Fire Exit Signage | 2 | Urgent | B | 18 | 2042 | 5 | 1 | 2.2 | 8341 | 30697
Fire ¦ Fire Fighting ¦ Fire Extinguishers ¦ Powder | 1 | Urgent | B | 6 | 2030 | 5 | 1 | 2.2 | 8342 | 16998
Electrical ¦ Lighting ¦ Internal ¦ Emergency ¦ Self Contained ¦ LED | 3 | Urgent | B | 23 | 2047 | 5 | 1 | 2.2 | 8343 | 33144
Fire ¦ Fire Fighting ¦ Fire Extinguishers ¦ Foam | 8 | Urgent | B | 5 | 2029 | 5 | 1 | 2.2 | 8344 | 14484
HVAC ¦ Fan ¦ Local and Special Ventilation ¦ Extract | 1 | Medium | B | 1 | 2025 | 5 | 3 | 3.2 | 29871 | 10513
HVAC ¦ Fan ¦ Local and Special Ventilation ¦ Extract | 1 | Medium | B | 11 | 2035 | 5 | 3 | 3.2 | 29872 | 25537
Fabric ¦ Superstructure ¦ Windows and External Doors ¦ External Doors ¦ Manual and Automatic Doors ¦ Auto / Powered Swing Doors | 1 | High | B | 19 | 2043 | 5 | 2 | 2.7 | 16914 | 31249
HVAC ¦ Central Heating (Internally Sourced) ¦ Boiler ¦ Combination Atmospheric Burner Gas Boiler | 1 | High | B | 1 | 2025 | 5 | 2 | 2.7 | 16915 | 4785
Fire ¦ Fire Detection ¦ Fire Alarm Panel / Repeater | 1 | Urgent | B | 1 | 2025 | 5 | 1 | 2.2 | 8345 | 1761
Fabric ¦ Superstructure ¦ Windows and External Doors ¦ External Doors ¦ Manual and Automatic Doors ¦ High Security Door | 1 | High | B | 11 | 2035 | 5 | 2 | 2.7 | 16916 | 24704
Fire ¦ Fire Fighting ¦ Fire Extinguishers ¦ CO2 | 3 | Urgent | B | 8 | 2032 | 5 | 1 | 2.2 | 8346 | 20572
HVAC ¦ Heat Emitters - Local ¦ Electric Heaters | 3 | Medium | B | 3 | 2027 | 5 | 3 | 3.2 | 29873 | 13646
Fabric ¦ Superstructure ¦ Windows and External Doors ¦ External Doors ¦ Manual and Automatic Doors ¦ Emergency and Panic Escape Doors | 1 | Urgent | B | 30 | 2054 | 5 | 1 | 2.2 | 8347 | 33694
HVAC ¦ Heat Emitters - Local ¦ Electric Heaters | 4 | Medium | B | 1 | 2025 | 5 | 3 | 3.2 | 29874 | 10514
Fabric ¦ Superstructure ¦ Internal Doors ¦ Roller Shutters ¦ Internal Manual Roller Shutter | 1 | Medium | B | 5 | 2029 | 5 | 3 | 3.2 | 29875 | 15415
HVAC ¦ Fan ¦ Local and Special Ventilation ¦ Ventilating - General | 1 | Medium | B | 1 | 2025 | 5 | 3 | 3.2 | 29876 | 10515
Fabric ¦ Superstructure ¦ Windows and External Doors ¦ External Doors ¦ Entrance Doors | 1 | High | B | 18 | 2042 | 5 | 2 | 2.7 | 16917 | 30871
Fabric ¦ Superstructure ¦ Windows and External Doors ¦ Roller Shutters ¦ Electric Roller Shutter | 1 | High | B | 1 | 2025 | 5 | 2 | 2.7 | 16918 | 4786
Electrical ¦ Specialist Lighting ¦ Internal ¦ Illuminated Fire Exit Signage | 3 | Urgent | B | 12 | 2036 | 5 | 1 | 2.2 | 8348 | 26088
Electrical ¦ Lighting ¦ Internal ¦ General | 1 | Medium | B | 1 | 2025 | 5 | 3 | 3.2 | 29877 | 10516
HVAC ¦ Central Air Conditioning ¦ Air Conditioning ¦ Multi-Split Condenser - DX Split Systems (With Gas, Electric or Hot Water Heaters) | 1 | Medium | B | 1 | 2025 | 5 | 3 | 3.2 | 29878 | 10517
HVAC ¦ Ventilation ¦ Air Handling Unit (AHU) ¦ Internal ¦ Central Heating (Internally Sourced) ¦ Gas Fired | 1 | Medium | B | 2 | 2026 | 5 | 3 | 3.2 | 29879 | 13177
Fabric ¦ Superstructure ¦ Windows and External Doors ¦ Roller Shutters ¦ Manual Roller Shutter | 1 | High | B | 21 | 2045 | 5 | 2 | 2.7 | 16919 | 32728
Fabric ¦ Superstructure ¦ Windows and External Doors ¦ External Doors ¦ Entrance Doors | 1 | High | B | 11 | 2035 | 5 | 2 | 2.7 | 16920 | 24705
Electrical ¦ Lighting ¦ Internal ¦ Emergency ¦ Self Contained ¦ LED | 19 | Urgent | B | 21 | 2045 | 5 | 1 | 2.2 | 8349 | 32373
Electrical ¦ Lighting ¦ Internal ¦ General ¦ LED Fittings & Luminaires | 3 | Medium | B | 14 | 2038 | 5 | 3 | 3.2 | 29880 | 27628
Electrical ¦ Lighting ¦ Internal ¦ General | 5 | Medium | B | 1 | 2025 | 5 | 3 | 3.2 | 29881 | 10518
HVAC ¦ Ventilation ¦ Air Handling Unit (AHU) ¦ Internal ¦ Central Air Conditioning ¦ Gas Fired | 1 | Medium | B | 1 | 2025 | 5 | 3 | 3.2 | 29882 | 10519
HVAC ¦ Fan ¦ Local and Special Ventilation ¦ Axial | 1 | Medium | B | 1 | 2025 | 5 | 3 | 3.2 | 29883 | 10520
Water ¦ Local Hot Water ¦ Instantaneous Electric Water Heater - Non-Drinking Water | 1 | Medium | B | 1 | 2025 | 5 | 3 | 3.2 | 29884 | 10521
HVAC ¦ Fan ¦ Central Cooling ¦ Axial | 1 | Medium | B | 9 | 2033 | 5 | 3 | 3.2 | 29885 | 21863
Fabric ¦ Superstructure ¦ Windows and External Doors ¦ Roller Shutters ¦ Manual Roller Shutter | 1 | High | B | 6 | 2030 | 5 | 2 | 2.7 | 16921 | 17818
Electrical ¦ Lighting ¦ Internal ¦ General ¦ LED Fittings & Luminaires | 1 | Medium | B | 14 | 2038 | 5 | 3 | 3.2 | 29886 | 27629
Electrical ¦ Lighting ¦ Internal ¦ Emergency ¦ Self Contained ¦ LED | 1 | Urgent | B | 18 | 2042 | 5 | 1 | 2.2 | 8350 | 30698
HVAC ¦ Central Air Conditioning ¦ Air Conditioning ¦ Multi-Split Evaporator - Split Systems/Heat Pumps - Air-cooled with Direct Expansion Evaporator (DX) | 1 | Medium | B | 5 | 2029 | 5 | 3 | 3.2 | 29887 | 15416
Electrical ¦ LV Distribution ¦ Distribution Board ¦ Sub | 1 | High | B | 1 | 2025 | 5 | 2 | 2.7 | 16922 | 4787
Electrical ¦ LV Distribution ¦ Distribution Board ¦ Main | 1 | High | B | 10 | 2034 | 5 | 2 | 2.7 | 16923 | 22464
Electrical ¦ LV Distribution ¦ Distribution Board ¦ Sub | 1 | High | B | 6 | 2030 | 5 | 2 | 2.7 | 16924 | 17819
Electrical ¦ LV Distribution ¦ Distribution Board ¦ Sub | 1 | High | B | 13 | 2037 | 5 | 2 | 2.7 | 16925 | 27028
Fabric ¦ Superstructure ¦ Windows and External Doors ¦ Roller Shutters ¦ Manual Roller Shutter | 1 | High | B | 6 | 2030 | 5 | 2 | 2.7 | 16926 | 17820
Fabric ¦ Superstructure ¦ Windows and External Doors ¦ Roller Shutters ¦ Manual Roller Shutter | 1 | High | B | 1 | 2025 | 5 | 2 | 2.7 | 16927 | 4788
Fabric ¦ Superstructure ¦ Windows and External Doors ¦ External Doors ¦ Entrance Doors | 1 | High | B | 1 | 2025 | 5 | 2 | 2.7 | 16928 | 4789
HVAC ¦ Heat Emitters - Local ¦ Gas Fired Unit Heaters | 1 | Medium | B | 1 | 2025 | 5 | 3 | 3.2 | 29888 | 10522
Water ¦ Local Hot Water ¦ Instantaneous Electric Water Heater - Non-Drinking Water | 1 | Medium | B | 9 | 2033 | 5 | 3 | 3.2 | 29889 | 21864
HVAC ¦ Fan ¦ Local and Special Ventilation ¦ Kitchen Vent ¦ Extract | 1 | Low | B | 5 | 2029 | 5 | 4 | 3.7 | 33456 | 15671
Fabric ¦ Superstructure ¦ Windows and External Doors ¦ Roller Shutters ¦ Manual Roller Shutter | 1 | High | B | 1 | 2025 | 5 | 2 | 2.7 | 16929 | 4790
HVAC ¦ Heat Emitters - Local ¦ Gas Fired Unit Heaters | 1 | Medium | B | 3 | 2027 | 5 | 3 | 3.2 | 29890 | 13647
Fabric ¦ Superstructure ¦ Windows and External Doors ¦ External Doors ¦ Entrance Doors | 1 | High | B | 15 | 2039 | 5 | 2 | 2.7 | 16930 | 28282
Fire ¦ Fire Fighting ¦ Fire Extinguishers ¦ Foam | 5 | Urgent | B | 1 | 2025 | 5 | 1 | 2.2 | 8351 | 1762
HVAC ¦ Heat Emitters - Local ¦ Gas Fired Unit Heaters | 1 | Medium | B | 1 | 2025 | 5 | 3 | 3.2 | 29891 | 10523
Fire ¦ Fire Fighting ¦ Fire Extinguishers ¦ CO2 | 2 | Urgent | B | 6 | 2030 | 5 | 1 | 2.2 | 8352 | 16999
Electrical ¦ LV Distribution ¦ Distribution Board ¦ Sub | 1 | High | B | 6 | 2030 | 5 | 2 | 2.7 | 16931 | 17821
Electrical ¦ Specialist Lighting ¦ Internal ¦ Illuminated Fire Exit Signage | 1 | Urgent | B | 18 | 2042 | 5 | 1 | 2.2 | 8353 | 30699
Electrical ¦ Specialist Lighting ¦ Internal ¦ Illuminated Fire Exit Signage | 3 | Urgent | B | 16 | 2040 | 5 | 1 | 2.2 | 8354 | 28972
Fire ¦ Fire Fighting ¦ Fire Extinguishers ¦ Foam | 4 | Urgent | B | 6 | 2030 | 5 | 1 | 2.2 | 8355 | 17000
Water ¦ Local Hot Water ¦ Instantaneous Electric Water Heater - Non-Drinking Water | 1 | Medium | B | 11 | 2035 | 5 | 3 | 3.2 | 29892 | 25538
Security ¦ Access ¦ Access Control ¦ Gate Access - Local Lock / Keypad / Manual (External) | 1 | Medium | B | 8 | 2032 | 5 | 3 | 3.2 | 29893 | 21109
Fabric ¦ Superstructure ¦ Windows and External Doors ¦ External Doors ¦ Entrance Doors | 1 | High | B | 25 | 2049 | 5 | 2 | 2.7 | 16932 | 33427
HVAC ¦ Fan ¦ Local and Special Ventilation ¦ Axial | 1 | Medium | B | 1 | 2025 | 5 | 3 | 3.2 | 29894 | 10524
Fire ¦ Fire Fighting ¦ Fire Extinguishers ¦ CO2 | 2 | Urgent | B | 6 | 2030 | 5 | 1 | 2.2 | 8356 | 17001
Electrical ¦ Lighting ¦ Internal ¦ Emergency ¦ Self Contained ¦ LED | 5 | Urgent | B | 21 | 2045 | 5 | 1 | 2.2 | 8357 | 32374
HVAC ¦ Heat Emitters - Local ¦ Electric Heaters | 2 | Medium | B | 1 | 2025 | 5 | 3 | 3.2 | 29895 | 10525
Electrical ¦ LV Distribution ¦ Distribution Board ¦ Sub | 1 | High | B | 12 | 2036 | 5 | 2 | 2.7 | 16933 | 26251
HVAC ¦ Heat Emitters - Local ¦ Electric Heaters | 3 | Medium | B | 3 | 2027 | 5 | 3 | 3.2 | 29896 | 13648
Fire ¦ Fire Fighting ¦ Fire Extinguishers ¦ Foam | 4 | Urgent | B | 6 | 2030 | 5 | 1 | 2.2 | 8358 | 17002
Electrical ¦ Lighting ¦ External ¦ General - LED | 1 | Medium | B | 12 | 2036 | 5 | 3 | 3.2 | 29897 | 26698
HVAC ¦ Heat Emitters - Local ¦ Gas Fired Unit Heaters | 1 | Medium | A | 13 | 2037 | 6 | 3 | 3.5 | 32603 | 27301
Water ¦ Local Hot Water ¦ Package Electric Water Heaters - Non-Drinking Water | 1 | Medium | B | 1 | 2025 | 5 | 3 | 3.2 | 29898 | 10526
Water ¦ Local Hot Water ¦ Package Electric Water Heaters - Non-Drinking Water | 1 | Medium | B | 4 | 2028 | 5 | 3 | 3.2 | 29899 | 14212
Electrical ¦ LV Distribution ¦ Distribution Board ¦ Sub | 1 | High | A | 19 | 2043 | 6 | 2 | 3 | 19617 | 31329
HVAC ¦ Fan ¦ Local and Special Ventilation ¦ Extract | 1 | Medium | B | 1 | 2025 | 5 | 3 | 3.2 | 29900 | 10527
HVAC ¦ Central Air Conditioning ¦ Air Conditioning ¦ Multi-Split Condenser - Split Systems/Heat Pumps - Air-cooled with Direct Expansion Evaporator (DX) | 1 | Medium | B | 5 | 2029 | 5 | 3 | 3.2 | 29901 | 15417
Electrical ¦ Lighting ¦ Internal ¦ Emergency ¦ Self Contained ¦ LED | 1 | Urgent | B | 21 | 2045 | 5 | 1 | 2.2 | 8359 | 32375
HVAC ¦ Fan ¦ Local and Special Ventilation ¦ Ventilating - General | 1 | Medium | B | 1 | 2025 | 5 | 3 | 3.2 | 29902 | 10528
Fabric ¦ Superstructure ¦ Windows and External Doors ¦ External Doors ¦ Entrance Doors | 1 | High | B | 11 | 2035 | 5 | 2 | 2.7 | 16934 | 24706
HVAC ¦ Central Heating (Internally Sourced) ¦ Burner ¦ Forced draft gas burner | 1 | Medium | B | 1 | 2025 | 5 | 3 | 3.2 | 29903 | 10529
Fire ¦ Fire Detection ¦ Fire Alarm System | 1 | Urgent | B | 1 | 2025 | 5 | 1 | 2.2 | 8360 | 1763
Electrical ¦ Lighting ¦ Internal ¦ General ¦ LED Fittings & Luminaires | 28 | Medium | B | 16 | 2040 | 5 | 3 | 3.2 | 29904 | 29790
Security ¦ Access ¦ Access Control ¦ Door ¦ Local Lock / Keypad / Manual | 2 | Medium | B | 1 | 2025 | 5 | 3 | 3.2 | 29905 | 10530
Electrical ¦ LV Distribution ¦ Distribution Board ¦ Main | 1 | High | B | 1 | 2025 | 5 | 2 | 2.7 | 16935 | 4791
Electrical ¦ LV Distribution ¦ Distribution Board ¦ Sub | 1 | High | B | 9 | 2033 | 5 | 2 | 2.7 | 16936 | 21631
HVAC ¦ Fan ¦ Local and Special Ventilation ¦ Axial | 1 | Medium | B | 5 | 2029 | 5 | 3 | 3.2 | 29906 | 15418
Fabric ¦ Superstructure ¦ Windows and External Doors ¦ Roller Shutters ¦ Manual Roller Shutter | 1 | High | B | 1 | 2025 | 5 | 2 | 2.7 | 16937 | 4792
Electrical ¦ LV Distribution ¦ Distribution Board ¦ Sub | 1 | High | B | 6 | 2030 | 5 | 2 | 2.7 | 16938 | 17822
HVAC ¦ Fan ¦ Local and Special Ventilation ¦ Fans Window or Wall Mounted | 1 | Medium | DX | 8 | 2032 | 1 | 3 | 2 | 972 | 20243
Fabric ¦ Superstructure ¦ Internal Doors ¦ Roller Shutters ¦ Electric Roller Shutter | 1 | Medium | B | 7 | 2031 | 5 | 3 | 3.2 | 29907 | 20127
Electrical ¦ Lighting ¦ Internal ¦ General | 21 | Medium | C | 1 | 2025 | 4 | 3 | 2.9 | 18948 | 5780
Electrical ¦ Specialist Lighting ¦ Internal ¦ Illuminated Fire Exit Signage | 2 | Urgent | B | 16 | 2040 | 5 | 1 | 2.2 | 8361 | 28973
Fabric ¦ Superstructure ¦ Windows and External Doors ¦ External Doors ¦ Manual and Automatic Doors ¦ Auto / Powered Swing Doors | 1 | High | B | 25 | 2049 | 5 | 2 | 2.7 | 16939 | 33428
Fabric ¦ Superstructure ¦ Windows and External Doors ¦ Roller Shutters ¦ Manual Roller Shutter | 1 | High | B | 21 | 2045 | 5 | 2 | 2.7 | 16940 | 32729
Fabric ¦ Superstructure ¦ Windows and External Doors ¦ External Doors ¦ Manual and Automatic Doors ¦ Emergency and Panic Escape Doors | 1 | Urgent | B | 19 | 2043 | 5 | 1 | 2.2 | 8362 | 31099
Electrical ¦ Lighting ¦ Internal ¦ General | 28 | Medium | B | 16 | 2040 | 5 | 3 | 3.2 | 29908 | 29791
Electrical ¦ Lighting ¦ Internal ¦ General | 6 | Medium | B | 4 | 2028 | 5 | 3 | 3.2 | 29909 | 14213
HVAC ¦ Heat Emitters - Local ¦ Gas Fired Unit Heaters | 1 | Medium | B | 1 | 2025 | 5 | 3 | 3.2 | 29910 | 10531
HVAC ¦ Fan ¦ Central Cooling ¦ Axial | 1 | Medium | B | 9 | 2033 | 5 | 3 | 3.2 | 29911 | 21865
Fabric ¦ Superstructure ¦ Windows and External Doors ¦ Roller Shutters ¦ Manual Roller Shutter | 1 | High | B | 1 | 2025 | 5 | 2 | 2.7 | 16941 | 4793
Electrical ¦ LV Distribution ¦ Distribution Board ¦ Sub | 1 | High | DX | 1 | 2025 | 1 | 2 | 1.5 | 407 | 363
HVAC ¦ Fan ¦ Central Ventilation Systems ¦ Extract | 1 | Medium | B | 1 | 2025 | 5 | 3 | 3.2 | 29912 | 10532
Fire ¦ Fire Detection ¦ Fire Alarm Panel / Repeater | 1 | Urgent | A | 13 | 2037 | 6 | 1 | 2.5 | 10979 | 26927
Fire ¦ Fire Fighting ¦ Fire Extinguishers ¦ CO2 | 2 | Urgent | B | 1 | 2025 | 5 | 1 | 2.2 | 8363 | 1764
Fabric ¦ Superstructure ¦ Windows and External Doors ¦ Roller Shutters ¦ Manual Roller Shutter | 1 | High | B | 21 | 2045 | 5 | 2 | 2.7 | 16942 | 32730
Electrical ¦ Specialist Lighting ¦ Internal ¦ Illuminated Fire Exit Signage | 1 | Urgent | B | 18 | 2042 | 5 | 1 | 2.2 | 8364 | 30700
HVAC ¦ Central Air Conditioning ¦ Air Conditioning ¦ Multi-Split Evaporator - Split Systems/Heat Pumps - Air-cooled with Direct Expansion Evaporator (DX) | 1 | Medium | B | 5 | 2029 | 5 | 3 | 3.2 | 29913 | 15419
HVAC ¦ Fan ¦ Local and Special Ventilation ¦ Kitchen Vent ¦ Extract | 1 | Low | B | 5 | 2029 | 5 | 4 | 3.7 | 33457 | 15672
Water ¦ Local Hot Water ¦ Package Electric Water Heaters - Non-Drinking Water | 1 | Medium | B | 1 | 2025 | 5 | 3 | 3.2 | 29914 | 10533
Fabric ¦ Superstructure ¦ Windows and External Doors ¦ External Doors ¦ Manual and Automatic Doors ¦ High Security Door | 1 | High | B | 11 | 2035 | 5 | 2 | 2.7 | 16943 | 24707
Fabric ¦ Superstructure ¦ Windows and External Doors ¦ Roller Shutters ¦ Manual Roller Shutter | 1 | High | B | 1 | 2025 | 5 | 2 | 2.7 | 16944 | 4794
Electrical ¦ Lighting ¦ Internal ¦ Emergency ¦ Self Contained ¦ LED | 5 | Urgent | B | 21 | 2045 | 5 | 1 | 2.2 | 8365 | 32376
Electrical ¦ Lighting ¦ Internal ¦ General | 5 | Medium | B | 2 | 2026 | 5 | 3 | 3.2 | 29915 | 13178
Water ¦ Local Hot Water ¦ Package Electric Water Heaters - Non-Drinking Water | 1 | Medium | B | 4 | 2028 | 5 | 3 | 3.2 | 29916 | 14214
Electrical ¦ LV Distribution ¦ Distribution Board ¦ Sub | 1 | High | B | 16 | 2040 | 5 | 2 | 2.7 | 16945 | 29245
HVAC ¦ Fan ¦ Local and Special Ventilation ¦ Fans Window or Wall Mounted | 1 | Medium | B | 1 | 2025 | 5 | 3 | 3.2 | 29917 | 10534
Fire ¦ Fire Detection ¦ Fire Alarm Panel / Repeater | 1 | Urgent | B | 1 | 2025 | 5 | 1 | 2.2 | 8366 | 1765
Electrical ¦ Lighting ¦ Internal ¦ Emergency ¦ Self Contained ¦ LED | 4 | Urgent | B | 21 | 2045 | 5 | 1 | 2.2 | 8367 | 32377
Fire ¦ Fire Fighting ¦ Fire Extinguishers ¦ CO2 | 5 | Urgent | B | 7 | 2031 | 5 | 1 | 2.2 | 8368 | 19466
Electrical ¦ LV Distribution ¦ Distribution Board ¦ Sub | 1 | High | B | 1 | 2025 | 5 | 2 | 2.7 | 16946 | 4795
HVAC ¦ Local Air Conditioning ¦ Single-Split Evaporator - Split Systems/Heat Pumps - Air-cooled with Direct Expansion Evaporator (DX) | 1 | Medium | B | 7 | 2031 | 5 | 3 | 3.2 | 29918 | 20128
Electrical ¦ LV Distribution ¦ Distribution Board ¦ Sub | 1 | High | B | 3 | 2027 | 5 | 2 | 2.7 | 16947 | 13388
HVAC ¦ Heat Emitters - Local ¦ Gas Fired Unit Heaters | 1 | Medium | B | 1 | 2025 | 5 | 3 | 3.2 | 29919 | 10535
HVAC ¦ Heat Emitters - Local ¦ Fan Convector - Electric | 1 | Medium | A | 13 | 2037 | 6 | 3 | 3.5 | 32604 | 27302
HVAC ¦ Fan ¦ Local and Special Ventilation ¦ Axial | 1 | Medium | B | 5 | 2029 | 5 | 3 | 3.2 | 29920 | 15420
Fabric ¦ Superstructure ¦ Windows and External Doors ¦ External Doors ¦ Entrance Doors | 1 | High | B | 26 | 2050 | 5 | 2 | 2.7 | 16948 | 33525
Fabric ¦ Superstructure ¦ Windows and External Doors ¦ External Doors ¦ Manual and Automatic Doors ¦ Emergency and Panic Escape Doors | 1 | Urgent | C | 11 | 2035 | 4 | 1 | 1.9 | 729 | 23294
Electrical ¦ LV Distribution ¦ Distribution Board ¦ Main | 1 | High | B | 1 | 2025 | 5 | 2 | 2.7 | 16949 | 4796
Electrical ¦ Lighting ¦ Internal ¦ General ¦ LED Fittings & Luminaires | 107 | Medium | B | 16 | 2040 | 5 | 3 | 3.2 | 29921 | 29792
Fire ¦ Fire Fighting ¦ Fire Extinguishers ¦ Foam | 5 | Urgent | B | 6 | 2030 | 5 | 1 | 2.2 | 8369 | 17003
HVAC ¦ Central Heating (Internally Sourced) ¦ Burner ¦ Forced draft gas burner | 1 | Medium | B | 1 | 2025 | 5 | 3 | 3.2 | 29922 | 10536
Security ¦ Access ¦ Access Control ¦ Door ¦ Local Lock / Keypad / Manual | 1 | Medium | A | 15 | 2039 | 6 | 3 | 3.5 | 32605 | 28585
Electrical ¦ Specialist Lighting ¦ Internal ¦ Illuminated Fire Exit Signage | 2 | Urgent | B | 13 | 2037 | 5 | 1 | 2.2 | 8370 | 26889
Electrical ¦ Lighting ¦ External ¦ General - LED | 2 | Medium | B | 13 | 2037 | 5 | 3 | 3.2 | 29923 | 27232
Fire ¦ Fire Fighting ¦ Fire Extinguishers ¦ CO2 | 4 | Urgent | B | 8 | 2032 | 5 | 1 | 2.2 | 8371 | 20573
Electrical ¦ LV Distribution ¦ Distribution Board ¦ Main | 1 | High | C | 1 | 2025 | 4 | 2 | 2.4 | 10721 | 2508
Electrical ¦ Lighting ¦ Internal ¦ General | 32 | Medium | B | 16 | 2040 | 5 | 3 | 3.2 | 29924 | 29793
Water ¦ Local Hot Water ¦ Package Electric Water Heaters - Non-Drinking Water | 1 | Medium | B | 9 | 2033 | 5 | 3 | 3.2 | 29925 | 21866
HVAC ¦ Fan ¦ Local and Special Ventilation ¦ Axial | 1 | Medium | B | 5 | 2029 | 5 | 3 | 3.2 | 29926 | 15421
HVAC ¦ Heat Emitters - Local ¦ Gas Fired Natural and Fan Assisted Heaters | 1 | Medium | B | 11 | 2035 | 5 | 3 | 3.2 | 29927 | 25539
Electrical ¦ Specialist Lighting ¦ Internal ¦ Illuminated Fire Exit Signage | 3 | Urgent | B | 1 | 2025 | 5 | 1 | 2.2 | 8372 | 1766
HVAC ¦ Heat Emitters - Local ¦ Electric Overdoor Air Curtain/Heater | 1 | Medium | B | 11 | 2035 | 5 | 3 | 3.2 | 29928 | 25540
Electrical ¦ Lighting ¦ Internal ¦ Emergency ¦ Self Contained ¦ LED | 16 | Urgent | A | 23 | 2047 | 6 | 1 | 2.5 | 10980 | 33177
HVAC ¦ Fan ¦ Local and Special Ventilation ¦ Axial | 1 | Medium | B | 1 | 2025 | 5 | 3 | 3.2 | 29929 | 10537
HVAC ¦ Fan ¦ Local and Special Ventilation ¦ Centrifugal | 1 | Medium | B | 9 | 2033 | 5 | 3 | 3.2 | 29930 | 21867
Water ¦ Local Hot Water ¦ Package Electric Water Heaters - Non-Drinking Water | 1 | Medium | B | 5 | 2029 | 5 | 3 | 3.2 | 29931 | 15422
Water ¦ Local Hot Water ¦ Instantaneous Electric Water Heater - Non-Drinking Water | 1 | Medium | B | 1 | 2025 | 5 | 3 | 3.2 | 29932 | 10538
Water ¦ Local Hot Water ¦ Instantaneous Electric Water Heater - Non-Drinking Water | 1 | Medium | D | 6 | 2030 | 3 | 3 | 2.6 | 11234 | 17349
Electrical ¦ Lighting ¦ Internal ¦ Emergency ¦ Self Contained ¦ LED | 12 | Urgent | B | 21 | 2045 | 5 | 1 | 2.2 | 8373 | 32378
Electrical ¦ Lighting ¦ Internal ¦ General ¦ LED Fittings & Luminaires | 20 | Medium | B | 16 | 2040 | 5 | 3 | 3.2 | 29933 | 29794
Security ¦ Access ¦ Access Control ¦ Door ¦ Local Lock / Keypad / Manual | 1 | Medium | B | 9 | 2033 | 5 | 3 | 3.2 | 29934 | 21868
Electrical ¦ LV Distribution ¦ Distribution Board ¦ Sub | 1 | High | B | 1 | 2025 | 5 | 2 | 2.7 | 16950 | 4797
HVAC ¦ Central Heating (Internally Sourced) ¦ Burner ¦ Forced draft gas burner | 1 | Medium | B | 1 | 2025 | 5 | 3 | 3.2 | 29935 | 10539
Security ¦ Access ¦ Access Control ¦ Gate Access - Local Lock / Keypad / Manual (External) | 1 | Medium | B | 1 | 2025 | 5 | 3 | 3.2 | 29936 | 10540
HVAC ¦ Central Heating (Internally Sourced) ¦ Burner ¦ Forced draft gas burner | 1 | Medium | B | 1 | 2025 | 5 | 3 | 3.2 | 29937 | 10541
Fabric ¦ Superstructure ¦ Internal Doors ¦ Roller Shutters ¦ Electric Roller Shutter | 1 | Medium | B | 1 | 2025 | 5 | 3 | 3.2 | 29938 | 10542
Fabric ¦ Superstructure ¦ Internal Doors ¦ Roller Shutters ¦ Electric Roller Shutter | 1 | Medium | B | 7 | 2031 | 5 | 3 | 3.2 | 29939 | 20129
Security ¦ Access ¦ Access Control ¦ Door ¦ Local Lock / Keypad / Manual | 1 | Medium | B | 8 | 2032 | 5 | 3 | 3.2 | 29940 | 21110
HVAC ¦ Local Air Conditioning ¦ Single-Split Condenser - Split Systems/Heat Pumps - Air-cooled with Direct Expansion Evaporator (DX) | 1 | Medium | B | 11 | 2035 | 5 | 3 | 3.2 | 29941 | 25541
Fabric ¦ Superstructure ¦ Internal Doors ¦ Roller Shutters ¦ Electric Roller Shutter | 1 | Medium | C | 1 | 2025 | 4 | 3 | 2.9 | 18949 | 5781
Fabric ¦ Superstructure ¦ Windows and External Doors ¦ Roller Shutters ¦ Manual Roller Shutter | 1 | High | B | 1 | 2025 | 5 | 2 | 2.7 | 16951 | 4798
HVAC ¦ Fan ¦ Local and Special Ventilation ¦ Extract | 1 | Medium | C | 11 | 2035 | 4 | 3 | 2.9 | 18950 | 24878
HVAC ¦ Heat Emitters - Local ¦ Electric Heaters | 1 | Medium | B | 2 | 2026 | 5 | 3 | 3.2 | 29942 | 13179
Fire ¦ Fire Fighting ¦ Fire Extinguishers ¦ Foam | 1 | Urgent | B | 1 | 2025 | 5 | 1 | 2.2 | 8374 | 1767
Fabric ¦ Superstructure ¦ Windows and External Doors ¦ Roller Shutters ¦ Manual Roller Shutter | 1 | High | B | 6 | 2030 | 5 | 2 | 2.7 | 16952 | 17823
HVAC ¦ Heat Emitters - Local ¦ Electric Overdoor Air Curtain/Heater | 1 | Medium | B | 5 | 2029 | 5 | 3 | 3.2 | 29943 | 15423
HVAC ¦ Fan ¦ Central Cooling ¦ Axial | 1 | Medium | B | 1 | 2025 | 5 | 3 | 3.2 | 29944 | 10543
Fabric ¦ Superstructure ¦ Internal Doors ¦ Roller Shutters ¦ Automatic Roller Shutter | 1 | High | B | 11 | 2035 | 5 | 2 | 2.7 | 16953 | 24708
Fire ¦ Fire Detection ¦ Fire Alarm Panel / Repeater | 1 | Urgent | B | 1 | 2025 | 5 | 1 | 2.2 | 8375 | 1768
Security ¦ Access ¦ Access Control ¦ Door ¦ Local Lock / Keypad / Manual | 1 | Medium | A | 14 | 2038 | 6 | 3 | 3.5 | 32606 | 27686
Fire ¦ Fire Fighting ¦ Fire Extinguishers ¦ CO2 | 1 | Urgent | B | 6 | 2030 | 5 | 1 | 2.2 | 8376 | 17004
Fabric ¦ Superstructure ¦ Windows and External Doors ¦ External Doors ¦ Entrance Doors | 1 | High | B | 12 | 2036 | 5 | 2 | 2.7 | 16954 | 26252
Fabric ¦ Superstructure ¦ Windows and External Doors ¦ External Doors ¦ Entrance Doors | 1 | High | B | 15 | 2039 | 5 | 2 | 2.7 | 16955 | 28283
HVAC ¦ Fan ¦ Local and Special Ventilation ¦ Kitchen Vent ¦ Extract | 1 | Low | B | 1 | 2025 | 5 | 4 | 3.7 | 33458 | 12288
HVAC ¦ Fan ¦ Local and Special Ventilation ¦ Kitchen Vent ¦ Extract | 1 | Low | B | 5 | 2029 | 5 | 4 | 3.7 | 33459 | 15673
HVAC ¦ Fan ¦ Central Cooling ¦ Axial | 1 | Medium | B | 1 | 2025 | 5 | 3 | 3.2 | 29945 | 10544
Fire ¦ Fire Fighting ¦ Fire Extinguishers ¦ CO2 | 3 | Urgent | B | 6 | 2030 | 5 | 1 | 2.2 | 8377 | 17005
HVAC ¦ Fan ¦ Local and Special Ventilation ¦ Axial | 1 | Medium | B | 1 | 2025 | 5 | 3 | 3.2 | 29946 | 10545
Electrical ¦ Lighting ¦ Internal ¦ General | 12 | Medium | B | 1 | 2025 | 5 | 3 | 3.2 | 29947 | 10546
HVAC ¦ Fan ¦ Central Ventilation Systems ¦ Ventilating - General | 1 | Low | B | 5 | 2029 | 5 | 4 | 3.7 | 33460 | 15674
HVAC ¦ Fan ¦ Central Cooling ¦ Axial | 1 | Medium | B | 9 | 2033 | 5 | 3 | 3.2 | 29948 | 21869
Water ¦ Local Hot Water ¦ Package Electric Water Heaters - Non-Drinking Water | 1 | Medium | B | 2 | 2026 | 5 | 3 | 3.2 | 29949 | 13180
Electrical ¦ Lighting ¦ Internal ¦ Emergency ¦ Self Contained ¦ LED | 9 | Urgent | B | 19 | 2043 | 5 | 1 | 2.2 | 8378 | 31100
Electrical ¦ Lighting ¦ External ¦ General - Non-LED | 4 | Medium | B | 1 | 2025 | 5 | 3 | 3.2 | 29950 | 10547
Electrical ¦ LV Distribution ¦ Distribution Board ¦ Sub | 1 | High | C | 16 | 2040 | 4 | 2 | 2.4 | 10722 | 29073
Fabric ¦ Superstructure ¦ Internal Doors ¦ Roller Shutters ¦ Electric Roller Shutter | 1 | Medium | B | 1 | 2025 | 5 | 3 | 3.2 | 29951 | 10548
Fabric ¦ Superstructure ¦ Windows and External Doors ¦ Roller Shutters ¦ Electric Roller Shutter | 1 | High | B | 11 | 2035 | 5 | 2 | 2.7 | 16956 | 24709
Fire ¦ Fire Fighting ¦ Fire Extinguishers ¦ CO2 | 2 | Urgent | B | 1 | 2025 | 5 | 1 | 2.2 | 8379 | 1769
Water ¦ Central Hot Water Distribution ¦ Hot water cylinders Domestic Type | 1 | Low | B | 1 | 2025 | 5 | 4 | 3.7 | 33461 | 12289
Fabric ¦ Superstructure ¦ Windows and External Doors ¦ External Doors ¦ Manual and Automatic Doors ¦ High Security Door | 1 | High | B | 17 | 2041 | 5 | 2 | 2.7 | 16957 | 30372
Fabric ¦ Superstructure ¦ Windows and External Doors ¦ External Doors ¦ Entrance Doors | 1 | High | B | 26 | 2050 | 5 | 2 | 2.7 | 16958 | 33526
Fabric ¦ Superstructure ¦ Windows and External Doors ¦ External Doors ¦ Manual and Automatic Doors ¦ Emergency and Panic Escape Doors | 1 | Urgent | C | 11 | 2035 | 4 | 1 | 1.9 | 730 | 23295
Fire ¦ Fire Fighting ¦ Fire Extinguishers ¦ Powder | 2 | Urgent | B | 6 | 2030 | 5 | 1 | 2.2 | 8380 | 17006
Fire ¦ Fire Fighting ¦ Fire Extinguishers ¦ Foam | 2 | Urgent | B | 6 | 2030 | 5 | 1 | 2.2 | 8381 | 17007
Fire ¦ Fire Fighting ¦ Fire Extinguishers ¦ CO2 | 6 | Urgent | B | 6 | 2030 | 5 | 1 | 2.2 | 8382 | 17008
HVAC ¦ Fan ¦ Local and Special Ventilation ¦ Extract | 1 | Medium | CX | 1 | 2025 | 2 | 3 | 2.3 | 10329 | 2241
HVAC ¦ Fan ¦ Local and Special Ventilation ¦ Extract | 1 | Medium | B | 1 | 2025 | 5 | 3 | 3.2 | 29952 | 10549
Fabric ¦ Superstructure ¦ Windows and External Doors ¦ Roller Shutters ¦ Manual Roller Shutter | 1 | High | B | 1 | 2025 | 5 | 2 | 2.7 | 16959 | 4799
Fabric ¦ Superstructure ¦ Internal Doors ¦ Roller Shutters ¦ Electric Roller Shutter | 1 | Medium | B | 16 | 2040 | 5 | 3 | 3.2 | 29953 | 29795
HVAC ¦ Fan ¦ Local and Special Ventilation ¦ Kitchen Vent ¦ Extract | 1 | Low | B | 10 | 2034 | 5 | 4 | 3.7 | 33462 | 23225
HVAC ¦ Central Heating (Internally Sourced) ¦ Burner ¦ Forced draft gas burner | 1 | Medium | DX | 1 | 2025 | 1 | 3 | 2 | 973 | 669
HVAC ¦ Fan ¦ Local and Special Ventilation ¦ Fans Window or Wall Mounted | 1 | Medium | B | 1 | 2025 | 5 | 3 | 3.2 | 29954 | 10550
HVAC ¦ Ventilation ¦ Air Handling Unit (AHU) ¦ Internal ¦ Central Heating & Cooling ¦ Electric & DX | 1 | Medium | B | 1 | 2025 | 5 | 3 | 3.2 | 29955 | 10551
HVAC ¦ Fan ¦ Local and Special Ventilation ¦ Fans Window or Wall Mounted | 1 | Medium | B | 11 | 2035 | 5 | 3 | 3.2 | 29956 | 25542
HVAC ¦ Fan ¦ Local and Special Ventilation ¦ Fans Window or Wall Mounted | 1 | Medium | B | 4 | 2028 | 5 | 3 | 3.2 | 29957 | 14215
Fabric ¦ Superstructure ¦ Internal Doors ¦ Roller Shutters ¦ Electric Roller Shutter | 1 | Medium | B | 11 | 2035 | 5 | 3 | 3.2 | 29958 | 25543
Water ¦ Local Hot Water ¦ Package Electric Water Heaters - Non-Drinking Water | 1 | Medium | B | 9 | 2033 | 5 | 3 | 3.2 | 29959 | 21870
Electrical ¦ LV Distribution ¦ Distribution Board ¦ Sub | 1 | High | B | 6 | 2030 | 5 | 2 | 2.7 | 16960 | 17824
Fabric ¦ Superstructure ¦ Windows and External Doors ¦ External Doors ¦ Entrance Doors | 1 | High | B | 27 | 2051 | 5 | 2 | 2.7 | 16961 | 33584
Fabric ¦ Barriers and Guardrails ¦ Vehicle Crash Protection Barrier | 1 | V Low | B | 1 | 2025 | 5 | 4 | 3.7 | 33463 | 12290
Fabric ¦ Barriers and Guardrails ¦ Vehicle Crash Protection Barrier | 1 | V Low | B | 1 | 2025 | 5 | 4 | 3.7 | 33464 | 12291
Fabric ¦ Barriers and Guardrails ¦ Vehicle Crash Protection Barrier | 1 | V Low | B | 1 | 2025 | 5 | 4 | 3.7 | 33465 | 12292
Electrical ¦ LV Distribution ¦ Distribution Board ¦ Sub | 1 | High | B | 10 | 2034 | 5 | 2 | 2.7 | 16962 | 22465
Fabric ¦ Superstructure ¦ Windows and External Doors ¦ External Doors ¦ Manual and Automatic Doors ¦ Auto / Powered Sliding Doors | 1 | High | B | 21 | 2045 | 5 | 2 | 2.7 | 16963 | 32731
Fabric ¦ Superstructure ¦ Windows and External Doors ¦ External Doors ¦ Entrance Doors | 1 | High | B | 1 | 2025 | 5 | 2 | 2.7 | 16964 | 4800
HVAC ¦ Heat Emitters - Local ¦ Gas Fired Unit Heaters | 1 | Medium | B | 1 | 2025 | 5 | 3 | 3.2 | 29960 | 10552
Fabric ¦ Superstructure ¦ Windows and External Doors ¦ External Doors ¦ Manual and Automatic Doors ¦ Emergency and Panic Escape Doors | 1 | Urgent | B | 11 | 2035 | 5 | 1 | 2.2 | 8383 | 23894
Fabric ¦ Superstructure ¦ Windows and External Doors ¦ External Doors ¦ Manual and Automatic Doors ¦ High Security Door | 1 | High | B | 17 | 2041 | 5 | 2 | 2.7 | 16965 | 30373
HVAC ¦ Ventilation ¦ Air Handling Unit (AHU) ¦ Internal ¦ Central Air Conditioning ¦ Electric & DX | 1 | High | B | 17 | 2041 | 5 | 2 | 2.7 | 16966 | 30374
HVAC ¦ Fan ¦ Local and Special Ventilation ¦ Axial | 1 | Medium | B | 1 | 2025 | 5 | 3 | 3.2 | 29961 | 10553
Controls ¦ Multi-System Controls ¦ Control Panel - Electrical Services (excluding Electrical Controllers and Pneumatic Relays) | 1 | Medium | B | 12 | 2036 | 5 | 3 | 3.2 | 29962 | 26699
Fabric ¦ Superstructure ¦ Windows and External Doors ¦ External Doors ¦ Manual and Automatic Doors ¦ Emergency and Panic Escape Doors | 1 | Urgent | B | 11 | 2035 | 5 | 1 | 2.2 | 8384 | 23895
Electrical ¦ Lighting ¦ Internal ¦ General | 14 | Medium | B | 1 | 2025 | 5 | 3 | 3.2 | 29963 | 10554
Electrical ¦ Specialist Lighting ¦ Internal ¦ Illuminated Fire Exit Signage | 7 | Urgent | B | 6 | 2030 | 5 | 1 | 2.2 | 8385 | 17009
Electrical ¦ Lighting ¦ Internal ¦ General ¦ LED Fittings & Luminaires | 5 | Medium | B | 16 | 2040 | 5 | 3 | 3.2 | 29964 | 29796
Electrical ¦ Lighting ¦ External ¦ General - LED | 7 | Medium | B | 11 | 2035 | 5 | 3 | 3.2 | 29965 | 25544
Electrical ¦ Lighting ¦ Internal ¦ Emergency ¦ Self Contained ¦ Non LED | 2 | Urgent | B | 1 | 2025 | 5 | 1 | 2.2 | 8386 | 1770
Electrical ¦ Lighting ¦ Internal ¦ General | 20 | Medium | B | 1 | 2025 | 5 | 3 | 3.2 | 29966 | 10555
Fabric ¦ Superstructure ¦ Windows and External Doors ¦ External Doors ¦ Manual and Automatic Doors ¦ Emergency and Panic Escape Doors | 1 | Urgent | B | 11 | 2035 | 5 | 1 | 2.2 | 8387 | 23896
Electrical ¦ Lighting ¦ Internal ¦ General ¦ LED Fittings & Luminaires | 2 | Medium | B | 16 | 2040 | 5 | 3 | 3.2 | 29967 | 29797
Fire ¦ Fire Fighting ¦ Fire Extinguishers ¦ Powder | 2 | Urgent | B | 6 | 2030 | 5 | 1 | 2.2 | 8388 | 17010
Fire ¦ Fire Fighting ¦ Fire Extinguishers ¦ Foam | 1 | Urgent | B | 1 | 2025 | 5 | 1 | 2.2 | 8389 | 1771
Fire ¦ Fire Fighting ¦ Fire Extinguishers ¦ Foam | 1 | Urgent | B | 1 | 2025 | 5 | 1 | 2.2 | 8390 | 1772
Electrical ¦ LV Distribution ¦ Distribution Board ¦ Sub | 1 | High | B | 1 | 2025 | 5 | 2 | 2.7 | 16967 | 4801
Fabric ¦ Superstructure ¦ Windows and External Doors ¦ External Doors ¦ Entrance Doors | 1 | High | B | 11 | 2035 | 5 | 2 | 2.7 | 16968 | 24710
Electrical ¦ Lighting ¦ Internal ¦ Emergency ¦ Self Contained ¦ LED | 4 | Urgent | B | 18 | 2042 | 5 | 1 | 2.2 | 8391 | 30701
Electrical ¦ Lighting ¦ Internal ¦ General | 1 | Medium | B | 1 | 2025 | 5 | 3 | 3.2 | 29968 | 10556
Electrical ¦ LV Distribution ¦ Distribution Board ¦ Main | 1 | High | B | 6 | 2030 | 5 | 2 | 2.7 | 16969 | 17825
Fabric ¦ Superstructure ¦ Windows and External Doors ¦ External Doors ¦ Manual and Automatic Doors ¦ Emergency and Panic Escape Doors | 1 | Urgent | B | 17 | 2041 | 5 | 1 | 2.2 | 8392 | 30209
HVAC ¦ Fan ¦ Local and Special Ventilation ¦ Extract | 1 | Medium | B | 5 | 2029 | 5 | 3 | 3.2 | 29969 | 15424
Electrical ¦ Lighting ¦ Internal ¦ General ¦ LED Fittings & Luminaires | 10 | Medium | B | 6 | 2030 | 5 | 3 | 3.2 | 29970 | 18946
HVAC ¦ Central Air Conditioning ¦ Air Conditioning ¦ Multi-Split Condenser - Split Systems/Heat Pumps - Air-cooled with Direct Expansion Evaporator (DX) | 1 | Medium | B | 1 | 2025 | 5 | 3 | 3.2 | 29971 | 10557
Electrical ¦ LV Distribution ¦ Distribution Board ¦ Main | 1 | High | B | 1 | 2025 | 5 | 2 | 2.7 | 16970 | 4802
HVAC ¦ Central Heating (Internally Sourced) ¦ Boiler ¦ Atmospheric Gas Burner Boiler - Small and/or Wall Hung for Light Commercial Installation | 1 | Medium | B | 1 | 2025 | 5 | 3 | 3.2 | 29972 | 10558
Electrical ¦ LV Distribution ¦ Distribution Board ¦ Sub | 1 | High | B | 6 | 2030 | 5 | 2 | 2.7 | 16971 | 17826
Fabric ¦ Superstructure ¦ Windows and External Doors ¦ Roller Shutters ¦ Electric Roller Shutter | 1 | High | B | 1 | 2025 | 5 | 2 | 2.7 | 16972 | 4803
Electrical ¦ Lighting ¦ Internal ¦ Emergency ¦ Self Contained ¦ LED | 2 | Urgent | B | 11 | 2035 | 5 | 1 | 2.2 | 8393 | 23897
Water ¦ Local Hot Water ¦ Instantaneous Electric Water Heater - Non-Drinking Water | 1 | Medium | B | 1 | 2025 | 5 | 3 | 3.2 | 29973 | 10559
Electrical ¦ LV Distribution ¦ Distribution Board ¦ Sub | 1 | High | B | 2 | 2026 | 5 | 2 | 2.7 | 16973 | 12945
HVAC ¦ Fan ¦ Local and Special Ventilation ¦ Axial | 1 | Medium | B | 1 | 2025 | 5 | 3 | 3.2 | 29974 | 10560
HVAC ¦ Fan ¦ Local and Special Ventilation ¦ Centrifugal | 1 | Medium | B | 1 | 2025 | 5 | 3 | 3.2 | 29975 | 10561
Electrical ¦ Specialist Lighting ¦ Internal ¦ Illuminated Fire Exit Signage | 1 | Urgent | B | 12 | 2036 | 5 | 1 | 2.2 | 8394 | 26089
Electrical ¦ Lighting ¦ Internal ¦ General ¦ LED Fittings & Luminaires | 8 | Medium | B | 12 | 2036 | 5 | 3 | 3.2 | 29976 | 26700
HVAC ¦ Heat Emitters - Local ¦ Electric Heaters | 3 | Medium | B | 1 | 2025 | 5 | 3 | 3.2 | 29977 | 10562
Fabric ¦ Superstructure ¦ Internal Doors ¦ Roller Shutters ¦ Electric Roller Shutter | 1 | Medium | B | 11 | 2035 | 5 | 3 | 3.2 | 29978 | 25545
Fabric ¦ Superstructure ¦ Windows and External Doors ¦ External Doors ¦ Entrance Doors | 1 | High | B | 20 | 2044 | 5 | 2 | 2.7 | 16974 | 31651
Security ¦ Access ¦ Access Control ¦ Gate Access - Local Lock / Keypad / Manual (External) | 1 | Medium | B | 1 | 2025 | 5 | 3 | 3.2 | 29979 | 10563
Fire ¦ Fire Fighting ¦ Fire Extinguishers ¦ Water Mist - P50 | 1 | Urgent | B | 6 | 2030 | 5 | 1 | 2.2 | 8395 | 17011
Electrical ¦ Lighting ¦ Internal ¦ General ¦ LED Fittings & Luminaires | 12 | Medium | B | 13 | 2037 | 5 | 3 | 3.2 | 29980 | 27233
Fabric ¦ Superstructure ¦ Windows and External Doors ¦ External Doors ¦ Manual and Automatic Doors ¦ Emergency and Panic Escape Doors | 1 | Urgent | B | 11 | 2035 | 5 | 1 | 2.2 | 8396 | 23898
HVAC ¦ Fan ¦ Local and Special Ventilation ¦ Axial | 1 | Medium | B | 1 | 2025 | 5 | 3 | 3.2 | 29981 | 10564
Fabric ¦ Superstructure ¦ Windows and External Doors ¦ External Doors ¦ Manual and Automatic Doors ¦ Emergency and Panic Escape Doors | 1 | Urgent | B | 20 | 2044 | 5 | 1 | 2.2 | 8397 | 31545
Fabric ¦ Superstructure ¦ Windows and External Doors ¦ External Doors ¦ Manual and Automatic Doors ¦ Emergency and Panic Escape Doors | 1 | Urgent | B | 11 | 2035 | 5 | 1 | 2.2 | 8398 | 23899
Fabric ¦ Barriers and Guardrails ¦ Vehicle Crash Protection Barrier | 1 | V Low | B | 1 | 2025 | 5 | 4 | 3.7 | 33466 | 12293
Electrical ¦ Lighting ¦ Internal ¦ General | 28 | Medium | C | 11 | 2035 | 4 | 3 | 2.9 | 18951 | 24879
Fabric ¦ Superstructure ¦ Internal Doors ¦ Roller Shutters ¦ Internal Manual Roller Shutter | 1 | Medium | C | 10 | 2034 | 4 | 3 | 2.9 | 18952 | 22537
Fabric ¦ Superstructure ¦ Windows and External Doors ¦ Roller Shutters ¦ Manual Roller Shutter | 1 | High | B | 1 | 2025 | 5 | 2 | 2.7 | 16975 | 4804
Fabric ¦ Superstructure ¦ Windows and External Doors ¦ External Doors ¦ Entrance Doors | 1 | High | B | 11 | 2035 | 5 | 2 | 2.7 | 16976 | 24711
HVAC ¦ Fan ¦ Local and Special Ventilation ¦ Extract | 1 | Medium | B | 12 | 2036 | 5 | 3 | 3.2 | 29982 | 26701
HVAC ¦ Fan ¦ Local and Special Ventilation ¦ Fans Window or Wall Mounted | 1 | Medium | B | 1 | 2025 | 5 | 3 | 3.2 | 29983 | 10565
Electrical ¦ Lighting ¦ Internal ¦ Emergency ¦ Self Contained ¦ LED | 6 | Urgent | B | 21 | 2045 | 5 | 1 | 2.2 | 8399 | 32379
Electrical ¦ Specialist Lighting ¦ External ¦ Illuminated External Signs | 1 | Medium | B | 1 | 2025 | 5 | 3 | 3.2 | 29984 | 10566
Fire ¦ Fire Fighting ¦ Fire Extinguishers ¦ Foam | 4 | Urgent | B | 6 | 2030 | 5 | 1 | 2.2 | 8400 | 17012
Electrical ¦ Lighting ¦ Internal ¦ General | 6 | Medium | C | 1 | 2025 | 4 | 3 | 2.9 | 18953 | 5782
Fire ¦ Fire Fighting ¦ Fire Extinguishers ¦ Foam | 3 | Urgent | B | 1 | 2025 | 5 | 1 | 2.2 | 8401 | 1773
Electrical ¦ Specialist Lighting ¦ Internal ¦ Illuminated Fire Exit Signage | 2 | Urgent | B | 12 | 2036 | 5 | 1 | 2.2 | 8402 | 26090
Fire ¦ Fire Fighting ¦ Fire Extinguishers ¦ Foam | 4 | Urgent | B | 6 | 2030 | 5 | 1 | 2.2 | 8403 | 17013
Electrical ¦ Lighting ¦ External ¦ General - LED | 2 | Medium | B | 11 | 2035 | 5 | 3 | 3.2 | 29985 | 25546
Fire ¦ Fire Fighting ¦ Fire Extinguishers ¦ Foam | 2 | Urgent | B | 6 | 2030 | 5 | 1 | 2.2 | 8404 | 17014
Fire ¦ Fire Fighting ¦ Fire Extinguishers ¦ Foam | 2 | Urgent | B | 9 | 2033 | 5 | 1 | 2.2 | 8405 | 21453
HVAC ¦ Fan ¦ Central Ventilation Systems ¦ Ventilating - General | 1 | Low | B | 1 | 2025 | 5 | 4 | 3.7 | 33467 | 12294
Fire ¦ Fire Fighting ¦ Fire Extinguishers ¦ CO2 | 1 | Urgent | B | 6 | 2030 | 5 | 1 | 2.2 | 8406 | 17015
HVAC ¦ Central Air Conditioning ¦ Air Conditioning ¦ Multi-Split Evaporator - Split Systems/Heat Pumps - Air-cooled with Direct Expansion Evaporator (DX) | 1 | Medium | B | 12 | 2036 | 5 | 3 | 3.2 | 29986 | 26702
Fabric ¦ Barriers and Guardrails ¦ Vehicle Crash Protection Barrier | 1 | V Low | B | 1 | 2025 | 5 | 4 | 3.7 | 33468 | 12295
Electrical ¦ Lighting ¦ Internal ¦ General | 10 | Medium | C | 1 | 2025 | 4 | 3 | 2.9 | 18954 | 5783
HVAC ¦ Central Air Conditioning ¦ Air Conditioning ¦ Multi-Split Evaporator - Split Systems/Heat Pumps - Air-cooled with Direct Expansion Evaporator (DX) | 1 | Medium | B | 11 | 2035 | 5 | 3 | 3.2 | 29987 | 25547
Electrical ¦ LV Distribution ¦ Distribution Board ¦ Sub | 1 | High | B | 1 | 2025 | 5 | 2 | 2.7 | 16977 | 4805
Fabric ¦ Superstructure ¦ Windows and External Doors ¦ Roller Shutters ¦ Manual Roller Shutter | 1 | High | B | 1 | 2025 | 5 | 2 | 2.7 | 16978 | 4806
Fabric ¦ Superstructure ¦ Windows and External Doors ¦ External Doors ¦ Entrance Doors | 1 | High | B | 18 | 2042 | 5 | 2 | 2.7 | 16979 | 30872
HVAC ¦ Fan ¦ Local and Special Ventilation ¦ Axial | 1 | Medium | B | 1 | 2025 | 5 | 3 | 3.2 | 29988 | 10567
Electrical ¦ Lighting ¦ Internal ¦ General ¦ LED Fittings & Luminaires | 12 | Medium | B | 6 | 2030 | 5 | 3 | 3.2 | 29989 | 18947
Electrical ¦ Lighting ¦ External ¦ General - Non-LED | 2 | Medium | B | 1 | 2025 | 5 | 3 | 3.2 | 29990 | 10568
Electrical ¦ LV Distribution ¦ Distribution Board ¦ Sub | 1 | High | C | 18 | 2042 | 4 | 2 | 2.4 | 10723 | 30734
HVAC ¦ Fan ¦ Central Ventilation Systems ¦ Ventilating - General | 1 | Low | B | 1 | 2025 | 5 | 4 | 3.7 | 33469 | 12296
HVAC ¦ Fan ¦ Local and Special Ventilation ¦ Centrifugal | 1 | Medium | B | 12 | 2036 | 5 | 3 | 3.2 | 29991 | 26703
Electrical ¦ Lighting ¦ Internal ¦ General ¦ LED Fittings & Luminaires | 11 | Medium | B | 16 | 2040 | 5 | 3 | 3.2 | 29992 | 29798
HVAC ¦ Fan ¦ Local and Special Ventilation ¦ Fans Window or Wall Mounted | 1 | Medium | B | 1 | 2025 | 5 | 3 | 3.2 | 29993 | 10569
Controls ¦ Multi-System Controls ¦ Instrument Control Panel | 1 | Medium | B | 16 | 2040 | 5 | 3 | 3.2 | 29994 | 29799
Fabric ¦ Superstructure ¦ Windows and External Doors ¦ Roller Shutters ¦ Electric Roller Shutter | 1 | High | B | 11 | 2035 | 5 | 2 | 2.7 | 16980 | 24712
Fire ¦ Fire Fighting ¦ Fire Extinguishers ¦ CO2 | 4 | Urgent | B | 6 | 2030 | 5 | 1 | 2.2 | 8407 | 17016
Electrical ¦ Specialist Lighting ¦ Internal ¦ Illuminated Fire Exit Signage | 6 | Urgent | B | 6 | 2030 | 5 | 1 | 2.2 | 8408 | 17017
HVAC ¦ Fan ¦ Local and Special Ventilation ¦ Extract Fans - Twin Toilet | 1 | Medium | B | 5 | 2029 | 5 | 3 | 3.2 | 29995 | 15425
HVAC ¦ Fan ¦ Central Ventilation Systems ¦ Ventilating - General | 1 | Low | B | 1 | 2025 | 5 | 4 | 3.7 | 33470 | 12297
Electrical ¦ LV Distribution ¦ Distribution Board ¦ Main | 1 | High | B | 1 | 2025 | 5 | 2 | 2.7 | 16981 | 4807
Electrical ¦ Lighting ¦ Internal ¦ General ¦ LED Fittings & Luminaires | 3 | Medium | B | 16 | 2040 | 5 | 3 | 3.2 | 29996 | 29800
HVAC ¦ Heat Emitters - Local ¦ Electric Heaters | 7 | Medium | B | 1 | 2025 | 5 | 3 | 3.2 | 29997 | 10570
Electrical ¦ Lighting ¦ Internal ¦ Emergency ¦ Self Contained ¦ LED | 4 | Urgent | B | 11 | 2035 | 5 | 1 | 2.2 | 8409 | 23900
Fire ¦ Fire Fighting ¦ Fire Blanket | 2 | Urgent | B | 4 | 2028 | 5 | 1 | 2.2 | 8410 | 13868
Water ¦ Local Hot Water ¦ Package Electric Water Heaters - Non-Drinking Water | 1 | Medium | B | 1 | 2025 | 5 | 3 | 3.2 | 29998 | 10571
Electrical ¦ LV Distribution ¦ Distribution Board ¦ Sub | 1 | High | B | 19 | 2043 | 5 | 2 | 2.7 | 16982 | 31250
Electrical ¦ Lighting ¦ Internal ¦ General ¦ LED Fittings & Luminaires | 5 | Medium | B | 12 | 2036 | 5 | 3 | 3.2 | 29999 | 26704
Electrical ¦ Lighting ¦ Internal ¦ Emergency ¦ Self Contained ¦ LED | 7 | Urgent | B | 11 | 2035 | 5 | 1 | 2.2 | 8411 | 23901
Fabric ¦ Superstructure ¦ Windows and External Doors ¦ External Doors ¦ Manual and Automatic Doors ¦ Emergency and Panic Escape Doors | 1 | Urgent | B | 11 | 2035 | 5 | 1 | 2.2 | 8412 | 23902
Fire ¦ Fire Detection ¦ Fire Alarm System | 1 | Urgent | B | 1 | 2025 | 5 | 1 | 2.2 | 8413 | 1774
Fabric ¦ Superstructure ¦ Windows and External Doors ¦ Roller Shutters ¦ Manual Roller Shutter | 1 | High | B | 1 | 2025 | 5 | 2 | 2.7 | 16983 | 4808
Fabric ¦ Superstructure ¦ Windows and External Doors ¦ External Doors ¦ Entrance Doors | 1 | High | B | 11 | 2035 | 5 | 2 | 2.7 | 16984 | 24713
Fabric ¦ Superstructure ¦ Windows and External Doors ¦ External Doors ¦ Entrance Doors | 1 | High | B | 11 | 2035 | 5 | 2 | 2.7 | 16985 | 24714
HVAC ¦ Fan ¦ Local and Special Ventilation ¦ Extract | 1 | Medium | B | 1 | 2025 | 5 | 3 | 3.2 | 30000 | 10572
Fire ¦ Fire Detection ¦ Fire Alarm System | 1 | Urgent | B | 1 | 2025 | 5 | 1 | 2.2 | 8414 | 1775
Electrical ¦ Specialist Lighting ¦ Internal ¦ Illuminated Fire Exit Signage | 4 | Urgent | B | 11 | 2035 | 5 | 1 | 2.2 | 8415 | 23903
Electrical ¦ Lighting ¦ Internal ¦ General ¦ LED Fittings & Luminaires | 16 | Medium | B | 6 | 2030 | 5 | 3 | 3.2 | 30001 | 18948
HVAC ¦ Fan ¦ Central Ventilation Systems ¦ Mixed Flow | 1 | Medium | B | 1 | 2025 | 5 | 3 | 3.2 | 30002 | 10573
Fabric ¦ Superstructure ¦ Windows and External Doors ¦ External Doors ¦ Manual and Automatic Doors ¦ Emergency and Panic Escape Doors | 1 | Urgent | B | 32 | 2056 | 5 | 1 | 2.2 | 8416 | 33819
Electrical ¦ Lighting ¦ Internal ¦ General ¦ LED Fittings & Luminaires | 2 | Medium | B | 6 | 2030 | 5 | 3 | 3.2 | 30003 | 18949
Fabric ¦ Superstructure ¦ Windows and External Doors ¦ External Doors ¦ Manual and Automatic Doors ¦ Emergency and Panic Escape Doors | 1 | Urgent | B | 11 | 2035 | 5 | 1 | 2.2 | 8417 | 23904
Fabric ¦ Superstructure ¦ Internal Doors ¦ Roller Shutters ¦ Electric Roller Shutter | 1 | Medium | B | 1 | 2025 | 5 | 3 | 3.2 | 30004 | 10574
Electrical ¦ Lighting ¦ Internal ¦ Emergency ¦ Self Contained ¦ LED | 2 | Urgent | C | 11 | 2035 | 4 | 1 | 1.9 | 731 | 23296
Electrical ¦ Specialist Lighting ¦ Internal ¦ Illuminated Fire Exit Signage | 3 | Urgent | B | 1 | 2025 | 5 | 1 | 2.2 | 8418 | 1776
Electrical ¦ Lighting ¦ Internal ¦ General ¦ LED Fittings & Luminaires | 4 | Medium | B | 1 | 2025 | 5 | 3 | 3.2 | 30005 | 10575
Electrical ¦ Specialist Lighting ¦ Internal ¦ Illuminated Fire Exit Signage | 2 | Urgent | B | 13 | 2037 | 5 | 1 | 2.2 | 8419 | 26890
Electrical ¦ Lighting ¦ External ¦ General - Non-LED | 1 | Medium | B | 1 | 2025 | 5 | 3 | 3.2 | 30006 | 10576
Electrical ¦ Lighting ¦ Internal ¦ General ¦ LED Fittings & Luminaires | 1 | Medium | B | 12 | 2036 | 5 | 3 | 3.2 | 30007 | 26705
Fire ¦ Fire Fighting ¦ Fire Extinguishers ¦ CO2 | 3 | Urgent | B | 6 | 2030 | 5 | 1 | 2.2 | 8420 | 17018
Electrical ¦ Specialist Lighting ¦ External ¦ Illuminated External Signs | 1 | Medium | C | 1 | 2025 | 4 | 3 | 2.9 | 18955 | 5784
Electrical ¦ LV Distribution ¦ Distribution Board ¦ Sub | 1 | High | B | 2 | 2026 | 5 | 2 | 2.7 | 16986 | 12946
HVAC ¦ Fan ¦ Local and Special Ventilation ¦ Fans Window or Wall Mounted | 1 | Medium | B | 1 | 2025 | 5 | 3 | 3.2 | 30008 | 10577
Fabric ¦ Superstructure ¦ Windows and External Doors ¦ External Doors ¦ Manual and Automatic Doors ¦ Emergency and Panic Escape Doors | 1 | Urgent | B | 11 | 2035 | 5 | 1 | 2.2 | 8421 | 23905
Fire ¦ Fire Detection ¦ Fire Alarm System | 1 | Urgent | B | 1 | 2025 | 5 | 1 | 2.2 | 8422 | 1777
Electrical ¦ Lighting ¦ Internal ¦ General ¦ LED Fittings & Luminaires | 109 | Medium | B | 15 | 2039 | 5 | 3 | 3.2 | 30009 | 28515
Fire ¦ Fire Fighting ¦ Fire Extinguishers ¦ CO2 | 1 | Urgent | B | 6 | 2030 | 5 | 1 | 2.2 | 8423 | 17019
HVAC ¦ Local Air Conditioning ¦ Single-Split Condenser - Split Systems/Heat Pumps - Air-cooled with Direct Expansion Evaporator (DX) | 1 | Medium | B | 1 | 2025 | 5 | 3 | 3.2 | 30010 | 10578
Fabric ¦ Superstructure ¦ Windows and External Doors ¦ External Doors ¦ Manual and Automatic Doors ¦ Auto / Powered Sliding Doors | 1 | High | B | 17 | 2041 | 5 | 2 | 2.7 | 16987 | 30375
Fabric ¦ Barriers and Guardrails ¦ Vehicle Crash Protection Barrier | 1 | V Low | B | 1 | 2025 | 5 | 4 | 3.7 | 33471 | 12298
Fabric ¦ Superstructure ¦ Windows and External Doors ¦ External Doors ¦ Entrance Doors | 1 | High | B | 11 | 2035 | 5 | 2 | 2.7 | 16988 | 24715
HVAC ¦ Fan ¦ Local and Special Ventilation ¦ Extract | 1 | Medium | B | 1 | 2025 | 5 | 3 | 3.2 | 30011 | 10579
Electrical ¦ Specialist Lighting ¦ Internal ¦ Illuminated Fire Exit Signage | 3 | Urgent | C | 12 | 2036 | 4 | 1 | 1.9 | 732 | 25926
Fabric ¦ Superstructure ¦ Windows and External Doors ¦ Roller Shutters ¦ Manual Roller Shutter | 1 | High | B | 1 | 2025 | 5 | 2 | 2.7 | 16989 | 4809
Electrical ¦ Specialist Lighting ¦ Internal ¦ Illuminated Fire Exit Signage | 3 | Urgent | B | 13 | 2037 | 5 | 1 | 2.2 | 8424 | 26891
HVAC ¦ Heat Emitters - Central ¦ Radiators ¦ Steel | 1 | Medium | B | 1 | 2025 | 5 | 3 | 3.2 | 30012 | 10580
Electrical ¦ LV Distribution ¦ Distribution Board ¦ Sub | 1 | High | C | 1 | 2025 | 4 | 2 | 2.4 | 10724 | 2509
Fabric ¦ Superstructure ¦ Windows and External Doors ¦ Roller Shutters ¦ Electric Roller Shutter | 1 | High | B | 1 | 2025 | 5 | 2 | 2.7 | 16990 | 4810
Electrical ¦ LV Distribution ¦ Distribution Board ¦ Main | 1 | High | B | 1 | 2025 | 5 | 2 | 2.7 | 16991 | 4811
HVAC ¦ Heat Emitters - Local ¦ Gas Fired Unit Heaters | 1 | Medium | B | 1 | 2025 | 5 | 3 | 3.2 | 30013 | 10581
Fire ¦ Fire Detection ¦ Fire Alarm Panel / Repeater | 1 | Urgent | B | 1 | 2025 | 5 | 1 | 2.2 | 8425 | 1778
Electrical ¦ Lighting ¦ Internal ¦ Emergency ¦ Self Contained ¦ LED | 15 | Urgent | B | 22 | 2046 | 5 | 1 | 2.2 | 8426 | 32979
Electrical ¦ Lighting ¦ Internal ¦ Emergency ¦ Self Contained ¦ LED | 6 | Urgent | B | 11 | 2035 | 5 | 1 | 2.2 | 8427 | 23906
Fire ¦ Fire Fighting ¦ Fire Extinguishers ¦ CO2 | 5 | Urgent | B | 7 | 2031 | 5 | 1 | 2.2 | 8428 | 19467
Electrical ¦ LV Distribution ¦ Distribution Board ¦ Main | 1 | High | B | 1 | 2025 | 5 | 2 | 2.7 | 16992 | 4812
HVAC ¦ Fan ¦ Local and Special Ventilation ¦ Extract | 1 | Medium | B | 1 | 2025 | 5 | 3 | 3.2 | 30014 | 10582
Electrical ¦ Lighting ¦ Internal ¦ General ¦ LED Fittings & Luminaires | 45 | Medium | B | 17 | 2041 | 5 | 3 | 3.2 | 30015 | 30564
HVAC ¦ Heat Emitters - Local ¦ Electric Heaters | 4 | Medium | B | 4 | 2028 | 5 | 3 | 3.2 | 30016 | 14216
Fire ¦ Fire Fighting ¦ Fire Extinguishers ¦ Foam | 4 | Urgent | B | 6 | 2030 | 5 | 1 | 2.2 | 8429 | 17020
Water ¦ Local Hot Water ¦ Package Electric Water Heaters - Non-Drinking Water | 1 | Medium | B | 5 | 2029 | 5 | 3 | 3.2 | 30017 | 15426
HVAC ¦ Fan ¦ Central Cooling ¦ Axial | 1 | Medium | B | 1 | 2025 | 5 | 3 | 3.2 | 30018 | 10583
Electrical ¦ Lighting ¦ Internal ¦ General ¦ LED Fittings & Luminaires | 10 | Medium | B | 13 | 2037 | 5 | 3 | 3.2 | 30019 | 27234
HVAC ¦ Local Air Conditioning ¦ Single-Split Evaporator - Split Systems/Heat Pumps - Air-cooled with Direct Expansion Evaporator (DX) | 1 | Medium | B | 1 | 2025 | 5 | 3 | 3.2 | 30020 | 10584
HVAC ¦ Central Heating (Internally Sourced) ¦ Burner ¦ Atmospheric Gas Burner | 1 | Medium | B | 6 | 2030 | 5 | 3 | 3.2 | 30021 | 18950
Fire ¦ Fire Detection ¦ Fire Alarm System | 1 | Urgent | B | 1 | 2025 | 5 | 1 | 2.2 | 8430 | 1779
HVAC ¦ Fan ¦ Local and Special Ventilation ¦ Axial | 1 | Medium | B | 1 | 2025 | 5 | 3 | 3.2 | 30022 | 10585
Electrical ¦ Lighting ¦ Internal ¦ Emergency ¦ Self Contained ¦ LED | 4 | Urgent | B | 20 | 2044 | 5 | 1 | 2.2 | 8431 | 31546
Electrical ¦ Lighting ¦ Internal ¦ General ¦ LED Fittings & Luminaires | 39 | Medium | B | 15 | 2039 | 5 | 3 | 3.2 | 30023 | 28516
Fire ¦ Fire Fighting ¦ Fire Extinguishers ¦ CO2 | 3 | Urgent | B | 7 | 2031 | 5 | 1 | 2.2 | 8432 | 19468
Electrical ¦ LV Distribution ¦ Distribution Board ¦ Main | 1 | High | C | 1 | 2025 | 4 | 2 | 2.4 | 10725 | 2510
Fabric ¦ Superstructure ¦ Windows and External Doors ¦ External Doors ¦ Manual and Automatic Doors ¦ Auto / Powered Sliding Doors | 1 | High | B | 11 | 2035 | 5 | 2 | 2.7 | 16993 | 24716
HVAC ¦ Central Heating (Internally Sourced) ¦ Burner ¦ Blown gas burner | 1 | Medium | B | 1 | 2025 | 5 | 3 | 3.2 | 30024 | 10586
Electrical ¦ LV Distribution ¦ Distribution Board ¦ Main | 1 | High | B | 1 | 2025 | 5 | 2 | 2.7 | 16994 | 4813
HVAC ¦ Heat Emitters - Local ¦ Electric Overdoor Air Curtain/Heater | 1 | Medium | B | 5 | 2029 | 5 | 3 | 3.2 | 30025 | 15427
Electrical ¦ LV Distribution ¦ Distribution Board ¦ Main | 1 | High | B | 2 | 2026 | 5 | 2 | 2.7 | 16995 | 12947
Water ¦ Local Hot Water ¦ Instantaneous Electric Water Heater - Non-Drinking Water | 1 | Medium | B | 1 | 2025 | 5 | 3 | 3.2 | 30026 | 10587
Electrical ¦ LV Distribution ¦ Distribution Board ¦ Sub | 1 | High | B | 12 | 2036 | 5 | 2 | 2.7 | 16996 | 26253
Fire ¦ Fire Detection ¦ Fire Alarm System | 1 | Urgent | B | 11 | 2035 | 5 | 1 | 2.2 | 8433 | 23907
Water ¦ Central Hot Water Distribution ¦ Hot water cylinders | 1 | High | B | 1 | 2025 | 5 | 2 | 2.7 | 16997 | 4814
Water ¦ Local Hot Water ¦ Package Electric Water Heaters - Non-Drinking Water | 1 | Medium | B | 1 | 2025 | 5 | 3 | 3.2 | 30027 | 10588
Water ¦ Local Hot Water ¦ Instantaneous Electric Water Heater - Non-Drinking Water | 1 | Medium | B | 11 | 2035 | 5 | 3 | 3.2 | 30028 | 25548
Electrical ¦ LV Distribution ¦ Distribution Board ¦ Sub | 1 | High | C | 1 | 2025 | 4 | 2 | 2.4 | 10726 | 2511
Electrical ¦ LV Distribution ¦ Distribution Board ¦ Sub | 1 | High | B | 19 | 2043 | 5 | 2 | 2.7 | 16998 | 31251
Fabric ¦ Barriers and Guardrails ¦ Vehicle Crash Protection Barrier | 1 | V Low | B | 1 | 2025 | 5 | 4 | 3.7 | 33472 | 12299
Fire ¦ Fire Detection ¦ Fire Alarm System | 1 | Urgent | B | 4 | 2028 | 5 | 1 | 2.2 | 8434 | 13869
Electrical ¦ Lighting ¦ Internal ¦ Emergency ¦ Self Contained ¦ Non LED | 1 | Urgent | B | 1 | 2025 | 5 | 1 | 2.2 | 8435 | 1780
Electrical ¦ Lighting ¦ Internal ¦ General | 24 | Medium | B | 1 | 2025 | 5 | 3 | 3.2 | 30029 | 10589
Fire ¦ Fire Fighting ¦ Fire Extinguishers ¦ CO2 | 2 | Urgent | B | 6 | 2030 | 5 | 1 | 2.2 | 8436 | 17021
Water ¦ Local Hot Water ¦ Instantaneous Electric Water Heater - Non-Drinking Water | 1 | Medium | B | 11 | 2035 | 5 | 3 | 3.2 | 30030 | 25549
HVAC ¦ Heat Emitters - Local ¦ Gas Fired Natural and Fan Assisted Heaters | 1 | Medium | B | 1 | 2025 | 5 | 3 | 3.2 | 30031 | 10590
HVAC ¦ Central Heating (Internally Sourced) ¦ Boiler ¦ Blown Gas Burner Condensing Boiler | 1 | Low | A | 14 | 2038 | 6 | 4 | 4 | 33834 | 27713
Fabric ¦ Superstructure ¦ Windows and External Doors ¦ External Doors ¦ Entrance Doors | 1 | High | C | 1 | 2025 | 4 | 2 | 2.4 | 10727 | 2512
Fabric ¦ Superstructure ¦ Windows and External Doors ¦ Roller Shutters ¦ Electric Roller Shutter | 1 | High | B | 1 | 2025 | 5 | 2 | 2.7 | 16999 | 4815
Electrical ¦ Specialist Lighting ¦ Internal ¦ Illuminated Fire Exit Signage | 5 | Urgent | B | 6 | 2030 | 5 | 1 | 2.2 | 8437 | 17022
Electrical ¦ Lighting ¦ Internal ¦ Emergency ¦ Self Contained ¦ LED | 4 | Urgent | B | 21 | 2045 | 5 | 1 | 2.2 | 8438 | 32380
Electrical ¦ Lighting ¦ Internal ¦ Emergency ¦ Self Contained ¦ LED | 7 | Urgent | B | 18 | 2042 | 5 | 1 | 2.2 | 8439 | 30702
Fabric ¦ Superstructure ¦ Windows and External Doors ¦ External Doors ¦ Manual and Automatic Doors ¦ Emergency and Panic Escape Doors | 1 | Urgent | B | 11 | 2035 | 5 | 1 | 2.2 | 8440 | 23908
Electrical ¦ Lighting ¦ Internal ¦ General ¦ LED Fittings & Luminaires | 2 | Medium | B | 16 | 2040 | 5 | 3 | 3.2 | 30032 | 29801
Electrical ¦ Lighting ¦ Internal ¦ Emergency ¦ Self Contained ¦ Non LED | 2 | Urgent | B | 1 | 2025 | 5 | 1 | 2.2 | 8441 | 1781
Fire ¦ Fire Fighting ¦ Fire Extinguishers ¦ Foam | 3 | Urgent | B | 6 | 2030 | 5 | 1 | 2.2 | 8442 | 17023
HVAC ¦ Fan ¦ Central Heating ¦ Ventilating - General | 1 | Medium | B | 1 | 2025 | 5 | 3 | 3.2 | 30033 | 10591
Transport ¦ Lifts ¦ Passenger Lift electric ¦ Electric | 1 | Medium | B | 5 | 2029 | 5 | 3 | 3.2 | 30034 | 15428
HVAC ¦ Fan ¦ Local and Special Ventilation ¦ Axial | 1 | Medium | B | 1 | 2025 | 5 | 3 | 3.2 | 30035 | 10592
Fire ¦ Fire Detection ¦ Fire Alarm Panel / Repeater | 1 | Urgent | B | 1 | 2025 | 5 | 1 | 2.2 | 8443 | 1782
Electrical ¦ Lighting ¦ External ¦ General - Non-LED | 3 | Medium | B | 1 | 2025 | 5 | 3 | 3.2 | 30036 | 10593
Electrical ¦ LV Distribution ¦ Distribution Board ¦ Main | 1 | High | B | 1 | 2025 | 5 | 2 | 2.7 | 17000 | 4816
Fabric ¦ Superstructure ¦ Windows and External Doors ¦ External Doors ¦ Entrance Doors | 1 | High | B | 18 | 2042 | 5 | 2 | 2.7 | 17001 | 30873
Fabric ¦ Barriers and Guardrails ¦ Vehicle Crash Protection Barrier | 1 | V Low | B | 1 | 2025 | 5 | 4 | 3.7 | 33473 | 12300
Fabric ¦ Superstructure ¦ Windows and External Doors ¦ Roller Shutters ¦ Manual Roller Shutter | 1 | High | B | 1 | 2025 | 5 | 2 | 2.7 | 17002 | 4817
HVAC ¦ Fan ¦ Central Ventilation Systems ¦ Ventilating - General | 1 | Low | B | 1 | 2025 | 5 | 4 | 3.7 | 33474 | 12301
Fabric ¦ Superstructure ¦ Windows and External Doors ¦ External Doors ¦ Entrance Doors | 1 | High | B | 11 | 2035 | 5 | 2 | 2.7 | 17003 | 24717
Fire ¦ Fire Detection ¦ Fire Alarm System | 1 | Urgent | A | 14 | 2038 | 6 | 1 | 2.5 | 10981 | 27424
Electrical ¦ Lighting ¦ Internal ¦ Emergency ¦ Self Contained ¦ Non LED | 1 | Urgent | B | 9 | 2033 | 5 | 1 | 2.2 | 8444 | 21454
Fire ¦ Fire Fighting ¦ Fire Extinguishers ¦ CO2 | 1 | Urgent | B | 1 | 2025 | 5 | 1 | 2.2 | 8445 | 1783
Electrical ¦ LV Distribution ¦ Distribution Board ¦ Sub | 1 | High | B | 12 | 2036 | 5 | 2 | 2.7 | 17004 | 26254
Fire ¦ Fire Detection ¦ Fire Alarm System | 1 | Urgent | B | 1 | 2025 | 5 | 1 | 2.2 | 8446 | 1784
HVAC ¦ Fan ¦ Local and Special Ventilation ¦ Centrifugal | 1 | Medium | B | 1 | 2025 | 5 | 3 | 3.2 | 30037 | 10594
HVAC ¦ Local Air Conditioning ¦ Single-Split Condenser - Split Systems/Heat Pumps - Air-cooled with Direct Expansion Evaporator (DX) | 1 | Medium | C | 1 | 2025 | 4 | 3 | 2.9 | 18956 | 5785
HVAC ¦ Local Air Conditioning ¦ Single-Split Evaporator - Split Systems/Heat Pumps - Air-cooled with Direct Expansion Evaporator (DX) | 1 | Medium | C | 1 | 2025 | 4 | 3 | 2.9 | 18957 | 5786
Fabric ¦ Superstructure ¦ Windows and External Doors ¦ Roller Shutters ¦ Manual Roller Shutter | 1 | High | B | 1 | 2025 | 5 | 2 | 2.7 | 17005 | 4818
Fire ¦ Fire Fighting ¦ Fire Extinguishers ¦ Foam | 4 | Urgent | B | 6 | 2030 | 5 | 1 | 2.2 | 8447 | 17024
Electrical ¦ LV Distribution ¦ Distribution Board ¦ Main | 1 | High | B | 1 | 2025 | 5 | 2 | 2.7 | 17006 | 4819
Electrical ¦ LV Distribution ¦ Distribution Board ¦ Main | 1 | High | B | 19 | 2043 | 5 | 2 | 2.7 | 17007 | 31252
Electrical ¦ Lighting ¦ Internal ¦ General | 22 | Medium | B | 1 | 2025 | 5 | 3 | 3.2 | 30038 | 10595
Electrical ¦ Lighting ¦ Internal ¦ Emergency ¦ Self Contained ¦ LED | 7 | Urgent | B | 21 | 2045 | 5 | 1 | 2.2 | 8448 | 32381
Electrical ¦ Lighting ¦ Internal ¦ General ¦ LED Fittings & Luminaires | 2 | Medium | B | 16 | 2040 | 5 | 3 | 3.2 | 30039 | 29802
Electrical ¦ Lighting ¦ Internal ¦ General | 9 | Medium | B | 1 | 2025 | 5 | 3 | 3.2 | 30040 | 10596
Electrical ¦ Lighting ¦ Internal ¦ Emergency ¦ Self Contained ¦ LED | 3 | Urgent | B | 21 | 2045 | 5 | 1 | 2.2 | 8449 | 32382
Fire ¦ Fire Fighting ¦ Fire Extinguishers ¦ CO2 | 4 | Urgent | B | 9 | 2033 | 5 | 1 | 2.2 | 8450 | 21455
HVAC ¦ Central Heating (Internally Sourced) ¦ Boiler ¦ Atmospheric Gas Burner Boiler - Small and/or Wall Hung for Domestic Installation | 1 | Medium | B | 1 | 2025 | 5 | 3 | 3.2 | 30041 | 10597
Electrical ¦ LV Distribution ¦ Distribution Board ¦ Sub | 1 | High | D | 6 | 2030 | 3 | 2 | 2.1 | 1305 | 15734
Fabric ¦ Superstructure ¦ Windows and External Doors ¦ Roller Shutters ¦ Manual Roller Shutter | 1 | High | B | 1 | 2025 | 5 | 2 | 2.7 | 17008 | 4820
Fabric ¦ Superstructure ¦ Windows and External Doors ¦ External Doors ¦ Manual and Automatic Doors ¦ Emergency and Panic Escape Doors | 1 | Urgent | B | 11 | 2035 | 5 | 1 | 2.2 | 8451 | 23909
Fabric ¦ Superstructure ¦ Windows and External Doors ¦ Roller Shutters ¦ Manual Roller Shutter | 1 | High | B | 1 | 2025 | 5 | 2 | 2.7 | 17009 | 4821
Fabric ¦ Superstructure ¦ Windows and External Doors ¦ Roller Shutters ¦ Manual Roller Shutter | 1 | High | B | 1 | 2025 | 5 | 2 | 2.7 | 17010 | 4822
Electrical ¦ Lighting ¦ Internal ¦ Emergency ¦ Self Contained ¦ LED | 9 | Urgent | B | 21 | 2045 | 5 | 1 | 2.2 | 8452 | 32383
Controls ¦ Multi-System Controls ¦ Control Panel - Electrical Services (excluding Electrical Controllers and Pneumatic Relays) | 1 | Medium | B | 17 | 2041 | 5 | 3 | 3.2 | 30042 | 30565
HVAC ¦ Fan ¦ Local and Special Ventilation ¦ Centrifugal | 1 | Medium | B | 1 | 2025 | 5 | 3 | 3.2 | 30043 | 10598
HVAC ¦ Fan ¦ Local and Special Ventilation ¦ Centrifugal | 1 | Medium | C | 1 | 2025 | 4 | 3 | 2.9 | 18958 | 5787
HVAC ¦ Local Air Conditioning ¦ Single-Split Evaporator - Split Systems/Heat Pumps - Air-cooled with Direct Expansion Evaporator (DX) | 1 | Medium | B | 7 | 2031 | 5 | 3 | 3.2 | 30044 | 20130
Fabric ¦ Superstructure ¦ Windows and External Doors ¦ Roller Shutters ¦ Electric Roller Shutter | 1 | High | B | 1 | 2025 | 5 | 2 | 2.7 | 17011 | 4823
Electrical ¦ Specialist Lighting ¦ External ¦ Illuminated External Signs | 1 | Medium | C | 1 | 2025 | 4 | 3 | 2.9 | 18959 | 5788
Electrical ¦ LV Distribution ¦ Distribution Board ¦ Main | 1 | High | B | 19 | 2043 | 5 | 2 | 2.7 | 17012 | 31253
HVAC ¦ Fan ¦ Central Heating & Cooling ¦ Mixed Flow | 1 | Medium | B | 1 | 2025 | 5 | 3 | 3.2 | 30045 | 10599
HVAC ¦ Heat Emitters - Local ¦ Gas Fired Unit Heaters | 1 | Medium | B | 5 | 2029 | 5 | 3 | 3.2 | 30046 | 15429
HVAC ¦ Central Air Conditioning ¦ Air Conditioning ¦ Multi-Split Condenser - Split Systems/Heat Pumps - Air-cooled with Direct Expansion Evaporator (DX) | 1 | Medium | B | 1 | 2025 | 5 | 3 | 3.2 | 30047 | 10600
HVAC ¦ Central Air Conditioning ¦ Air Conditioning ¦ Multi-Split Condenser - Split Systems/Heat Pumps - Air-cooled with Direct Expansion Evaporator (DX) | 1 | Medium | B | 1 | 2025 | 5 | 3 | 3.2 | 30048 | 10601
Fabric ¦ Superstructure ¦ Windows and External Doors ¦ External Doors ¦ Entrance Doors | 1 | High | B | 25 | 2049 | 5 | 2 | 2.7 | 17013 | 33429
Fabric ¦ Superstructure ¦ Windows and External Doors ¦ External Doors ¦ Manual and Automatic Doors ¦ Emergency and Panic Escape Doors | 1 | Urgent | B | 10 | 2034 | 5 | 1 | 2.2 | 8453 | 22148
Electrical ¦ LV Distribution ¦ Distribution Board ¦ Main | 1 | High | C | 1 | 2025 | 4 | 2 | 2.4 | 10728 | 2513
Electrical ¦ LV Distribution ¦ Distribution Board ¦ Sub | 1 | High | B | 19 | 2043 | 5 | 2 | 2.7 | 17014 | 31254
Electrical ¦ LV Distribution ¦ Distribution Board ¦ Sub | 1 | High | B | 12 | 2036 | 5 | 2 | 2.7 | 17015 | 26255
Fabric ¦ Superstructure ¦ Windows and External Doors ¦ External Doors ¦ Manual and Automatic Doors ¦ Emergency and Panic Escape Doors | 1 | Urgent | B | 10 | 2034 | 5 | 1 | 2.2 | 8454 | 22149
Security ¦ Access ¦ Access Control ¦ Gate Access - Local Lock / Keypad / Manual (External) | 1 | Medium | B | 1 | 2025 | 5 | 3 | 3.2 | 30049 | 10602
HVAC ¦ Fan ¦ Local and Special Ventilation ¦ Extract | 1 | Medium | CX | 1 | 2025 | 2 | 3 | 2.3 | 10330 | 2242
HVAC ¦ Fan ¦ Local and Special Ventilation ¦ Axial | 1 | Medium | B | 1 | 2025 | 5 | 3 | 3.2 | 30050 | 10603
Water ¦ Local Hot Water ¦ Package Electric Water Heaters - Non-Drinking Water | 1 | Medium | B | 10 | 2034 | 5 | 3 | 3.2 | 30051 | 23089
HVAC ¦ Central Air Conditioning ¦ Air Conditioning ¦ Multi-Split Evaporator - Split Systems/Heat Pumps - Air-cooled with Direct Expansion Evaporator (DX) | 1 | Medium | B | 1 | 2025 | 5 | 3 | 3.2 | 30052 | 10604
Electrical ¦ Lighting ¦ Internal ¦ General ¦ LED Fittings & Luminaires | 60 | Medium | B | 12 | 2036 | 5 | 3 | 3.2 | 30053 | 26706
HVAC ¦ Heat Emitters - Central ¦ Unit Heaters | 1 | Medium | B | 1 | 2025 | 5 | 3 | 3.2 | 30054 | 10605
Fire ¦ Fire Fighting ¦ Fire Extinguishers ¦ CO2 | 2 | Urgent | B | 1 | 2025 | 5 | 1 | 2.2 | 8455 | 1785
HVAC ¦ Fan ¦ Local and Special Ventilation ¦ Fans Window or Wall Mounted | 1 | Medium | B | 1 | 2025 | 5 | 3 | 3.2 | 30055 | 10606
Fabric ¦ Superstructure ¦ Windows and External Doors ¦ External Doors ¦ Entrance Doors | 1 | High | B | 11 | 2035 | 5 | 2 | 2.7 | 17016 | 24718
Electrical ¦ Lighting ¦ Internal ¦ General ¦ LED Fittings & Luminaires | 1 | Medium | B | 12 | 2036 | 5 | 3 | 3.2 | 30056 | 26707
Fabric ¦ Superstructure ¦ Windows and External Doors ¦ Roller Shutters ¦ Manual Roller Shutter | 1 | High | B | 1 | 2025 | 5 | 2 | 2.7 | 17017 | 4824
Fire ¦ Fire Fighting ¦ Fire Extinguishers ¦ Foam | 4 | Urgent | B | 1 | 2025 | 5 | 1 | 2.2 | 8456 | 1786
Fabric ¦ Superstructure ¦ Windows and External Doors ¦ Roller Shutters ¦ Electric Roller Shutter | 1 | High | B | 11 | 2035 | 5 | 2 | 2.7 | 17018 | 24719
Electrical ¦ Lighting ¦ Internal ¦ General ¦ LED Fittings & Luminaires | 115 | Medium | B | 16 | 2040 | 5 | 3 | 3.2 | 30057 | 29803
Electrical ¦ Lighting ¦ Internal ¦ Emergency ¦ Self Contained ¦ LED | 10 | Urgent | B | 21 | 2045 | 5 | 1 | 2.2 | 8457 | 32384
Electrical ¦ LV Distribution ¦ Distribution Board ¦ Sub | 1 | High | B | 1 | 2025 | 5 | 2 | 2.7 | 17019 | 4825
Electrical ¦ LV Distribution ¦ Distribution Board ¦ Sub | 1 | High | A | 19 | 2043 | 6 | 2 | 3 | 19618 | 31330
HVAC ¦ Fan ¦ Local and Special Ventilation ¦ Extract | 1 | Medium | B | 13 | 2037 | 5 | 3 | 3.2 | 30058 | 27235
Controls ¦ Building Management System (BMS) ¦ BMS Control Panel | 1 | High | A | 9 | 2033 | 6 | 2 | 3 | 19619 | 21672
HVAC ¦ Central Heating (Internally Sourced) ¦ Boiler ¦ Atmospheric Gas Burner/Condensing Combination Boiler (domestic type) | 1 | High | B | 2 | 2026 | 5 | 2 | 2.7 | 17020 | 12948
Fabric ¦ Superstructure ¦ Windows and External Doors ¦ External Doors ¦ Manual and Automatic Doors ¦ Emergency and Panic Escape Doors | 1 | Urgent | B | 8 | 2032 | 5 | 1 | 2.2 | 8458 | 20574
HVAC ¦ Fan ¦ Central Ventilation Systems ¦ Ventilating - General | 1 | Low | B | 1 | 2025 | 5 | 4 | 3.7 | 33475 | 12302
HVAC ¦ Central Heating (Internally Sourced) ¦ Burner ¦ Forced draft gas burner | 1 | Medium | B | 1 | 2025 | 5 | 3 | 3.2 | 30059 | 10607
Fabric ¦ Superstructure ¦ Roof ¦ Roof Lights, Skylights and Openings ¦ Smoke vents ¦ Smoke Relief-Natural Ventilators | 1 | Urgent | B | 1 | 2025 | 5 | 1 | 2.2 | 8459 | 1787
Electrical ¦ Specialist Lighting ¦ Internal ¦ Illuminated Fire Exit Signage | 6 | Urgent | B | 16 | 2040 | 5 | 1 | 2.2 | 8460 | 28974
Electrical ¦ Lighting ¦ Internal ¦ Emergency ¦ Self Contained ¦ LED | 15 | Urgent | B | 21 | 2045 | 5 | 1 | 2.2 | 8461 | 32385
Electrical ¦ Lighting ¦ Internal ¦ General ¦ LED Fittings & Luminaires | 2 | Medium | B | 17 | 2041 | 5 | 3 | 3.2 | 30060 | 30566
Electrical ¦ Lighting ¦ Internal ¦ General | 17 | Medium | B | 1 | 2025 | 5 | 3 | 3.2 | 30061 | 10608
HVAC ¦ Heat Emitters - Local ¦ Electric Overdoor Air Curtain/Heater | 1 | Medium | B | 1 | 2025 | 5 | 3 | 3.2 | 30062 | 10609
Fire ¦ Fire Fighting ¦ Fire Extinguishers ¦ CO2 | 1 | Urgent | B | 9 | 2033 | 5 | 1 | 2.2 | 8462 | 21456
Fire ¦ Fire Fighting ¦ Fire Blanket | 1 | Urgent | B | 4 | 2028 | 5 | 1 | 2.2 | 8463 | 13870
Fabric ¦ Superstructure ¦ Windows and External Doors ¦ External Doors ¦ Entrance Doors | 1 | High | C | 11 | 2035 | 4 | 2 | 2.4 | 10729 | 24061
Fabric ¦ Superstructure ¦ Windows and External Doors ¦ Roller Shutters ¦ Manual Roller Shutter | 1 | High | C | 1 | 2025 | 4 | 2 | 2.4 | 10730 | 2514
Electrical ¦ Lighting ¦ Internal ¦ General ¦ LED Fittings & Luminaires | 22 | Medium | B | 16 | 2040 | 5 | 3 | 3.2 | 30063 | 29804
Electrical ¦ Lighting ¦ External ¦ General - Non-LED | 2 | Medium | B | 1 | 2025 | 5 | 3 | 3.2 | 30064 | 10610
Electrical ¦ Lighting ¦ Internal ¦ Emergency ¦ Self Contained ¦ LED | 7 | Urgent | B | 22 | 2046 | 5 | 1 | 2.2 | 8464 | 32980
HVAC ¦ Central Air Conditioning ¦ Air Conditioning ¦ Multi-Split Condenser - Split Systems/Heat Pumps - Air-cooled with Direct Expansion Evaporator (DX) | 1 | Medium | B | 8 | 2032 | 5 | 3 | 3.2 | 30065 | 21111
HVAC ¦ Fan ¦ Central Heating & Cooling ¦ Mixed Flow | 1 | Medium | B | 1 | 2025 | 5 | 3 | 3.2 | 30066 | 10611
HVAC ¦ Heat Emitters - Local ¦ Gas Fired Natural and Fan Assisted Heaters | 1 | Medium | B | 1 | 2025 | 5 | 3 | 3.2 | 30067 | 10612
HVAC ¦ Local and Special Ventilation ¦ Unit extract fans. | 1 | Medium | DX | 1 | 2025 | 1 | 3 | 2 | 974 | 670
HVAC ¦ Fan ¦ Central Cooling ¦ Axial | 1 | Medium | B | 1 | 2025 | 5 | 3 | 3.2 | 30068 | 10613
Fabric ¦ Superstructure ¦ Windows and External Doors ¦ Roller Shutters ¦ Manual Roller Shutter | 1 | High | B | 1 | 2025 | 5 | 2 | 2.7 | 17021 | 4826
Electrical ¦ Specialist Lighting ¦ Internal ¦ Illuminated Fire Exit Signage | 2 | Urgent | B | 16 | 2040 | 5 | 1 | 2.2 | 8465 | 28975
HVAC ¦ Fan ¦ Local and Special Ventilation ¦ Ventilating - General | 1 | Medium | B | 1 | 2025 | 5 | 3 | 3.2 | 30069 | 10614
HVAC ¦ Fan ¦ Local and Special Ventilation ¦ Ventilating - General | 1 | Medium | B | 1 | 2025 | 5 | 3 | 3.2 | 30070 | 10615
Electrical ¦ Specialist Lighting ¦ Internal ¦ Illuminated Fire Exit Signage | 2 | Urgent | B | 1 | 2025 | 5 | 1 | 2.2 | 8466 | 1788
Electrical ¦ LV Distribution ¦ Distribution Board ¦ Sub | 1 | High | B | 1 | 2025 | 5 | 2 | 2.7 | 17022 | 4827
Electrical ¦ Lighting ¦ Internal ¦ General | 4 | Medium | B | 1 | 2025 | 5 | 3 | 3.2 | 30071 | 10616
Electrical ¦ Lighting ¦ External ¦ General - LED | 1 | Medium | B | 12 | 2036 | 5 | 3 | 3.2 | 30072 | 26708
Water ¦ Local Hot Water ¦ Package Electric Water Heaters - Non-Drinking Water | 1 | Medium | B | 3 | 2027 | 5 | 3 | 3.2 | 30073 | 13649
Electrical ¦ Lighting ¦ Internal ¦ General | 1 | Medium | C | 1 | 2025 | 4 | 3 | 2.9 | 18960 | 5789
Electrical ¦ LV Distribution ¦ Distribution Board ¦ Sub | 1 | High | B | 1 | 2025 | 5 | 2 | 2.7 | 17023 | 4828
Controls ¦ Building Management System (BMS) ¦ BMS Control Panel | 1 | High | A | 9 | 2033 | 6 | 2 | 3 | 19620 | 21673
Electrical ¦ LV Distribution ¦ Distribution Board ¦ Main | 1 | High | D | 1 | 2025 | 3 | 2 | 2.1 | 1306 | 884
Fire ¦ Fire Fighting ¦ Fire Extinguishers ¦ Foam | 3 | Urgent | B | 7 | 2031 | 5 | 1 | 2.2 | 8467 | 19469
Fabric ¦ Superstructure ¦ Windows and External Doors ¦ External Doors ¦ Manual and Automatic Doors ¦ Emergency and Panic Escape Doors | 1 | Urgent | B | 11 | 2035 | 5 | 1 | 2.2 | 8468 | 23910
Fire ¦ Fire Detection ¦ Fire Alarm Panel / Repeater | 1 | Urgent | B | 7 | 2031 | 5 | 1 | 2.2 | 8469 | 19470
Fabric ¦ Superstructure ¦ Windows and External Doors ¦ External Doors ¦ Manual and Automatic Doors ¦ Emergency and Panic Escape Doors | 1 | Urgent | B | 21 | 2045 | 5 | 1 | 2.2 | 8470 | 32386
HVAC ¦ Fan ¦ Local and Special Ventilation ¦ Kitchen Vent ¦ Extract | 1 | Low | A | 13 | 2037 | 6 | 4 | 4 | 33835 | 27319
HVAC ¦ Heat Emitters - Local ¦ Electric Overdoor Air Curtain/Heater | 1 | Medium | B | 13 | 2037 | 5 | 3 | 3.2 | 30074 | 27236
Electrical ¦ Lighting ¦ Internal ¦ Emergency ¦ Self Contained ¦ LED | 13 | Urgent | B | 21 | 2045 | 5 | 1 | 2.2 | 8471 | 32387
Electrical ¦ Specialist Lighting ¦ Internal ¦ Illuminated Fire Exit Signage | 2 | Urgent | B | 16 | 2040 | 5 | 1 | 2.2 | 8472 | 28976
Security ¦ Access ¦ Access Control ¦ Gate Access - Local Lock / Keypad / Manual (External) | 1 | Medium | B | 11 | 2035 | 5 | 3 | 3.2 | 30075 | 25550
Fire ¦ Fire Fighting ¦ Fire Blanket | 1 | Urgent | B | 1 | 2025 | 5 | 1 | 2.2 | 8473 | 1789
Fire ¦ Fire Fighting ¦ Fire Extinguishers ¦ CO2 | 4 | Urgent | B | 6 | 2030 | 5 | 1 | 2.2 | 8474 | 17025
Electrical ¦ LV Distribution ¦ Distribution Board ¦ Sub | 1 | High | D | 6 | 2030 | 3 | 2 | 2.1 | 1307 | 15735
Fabric ¦ Superstructure ¦ Windows and External Doors ¦ Roller Shutters ¦ Manual Roller Shutter | 1 | High | B | 1 | 2025 | 5 | 2 | 2.7 | 17024 | 4829
HVAC ¦ Heat Emitters - Local ¦ Electric Heaters | 3 | Medium | A | 7 | 2031 | 6 | 3 | 3.5 | 32607 | 20213
Fabric ¦ Superstructure ¦ Windows and External Doors ¦ Roller Shutters ¦ Manual Roller Shutter | 1 | High | C | 1 | 2025 | 4 | 2 | 2.4 | 10731 | 2515
Fire ¦ Fire Fighting ¦ Fire Extinguishers ¦ CO2 | 1 | Urgent | B | 2 | 2026 | 5 | 1 | 2.2 | 8475 | 12767
HVAC ¦ Central Heating (Internally Sourced) ¦ Burner ¦ Gas/Oil Burner-Dual fuel | 1 | Medium | B | 1 | 2025 | 5 | 3 | 3.2 | 30076 | 10617
Electrical ¦ Specialist Lighting ¦ Internal ¦ Illuminated Fire Exit Signage | 7 | Urgent | B | 2 | 2026 | 5 | 1 | 2.2 | 8476 | 12768
Fire ¦ Fire Fighting ¦ Fire Extinguishers ¦ Foam | 5 | Urgent | B | 2 | 2026 | 5 | 1 | 2.2 | 8477 | 12769
Water ¦ Local Hot Water ¦ Instantaneous Electric Water Heater - Non-Drinking Water | 1 | Medium | B | 14 | 2038 | 5 | 3 | 3.2 | 30077 | 27630
Fabric ¦ Superstructure ¦ Windows and External Doors ¦ External Windows ¦ Roller Shutters ¦ External Window Shutters ¦ Electric | 1 | Medium | B | 1 | 2025 | 5 | 3 | 3.2 | 30078 | 10618
Electrical ¦ Lighting ¦ Internal ¦ General | 4 | Medium | C | 3 | 2027 | 4 | 3 | 2.9 | 18961 | 13416
Electrical ¦ Lighting ¦ Internal ¦ General ¦ LED Fittings & Luminaires | 6 | Medium | B | 16 | 2040 | 5 | 3 | 3.2 | 30079 | 29805
Electrical ¦ Lighting ¦ Internal ¦ General | 29 | Medium | C | 1 | 2025 | 4 | 3 | 2.9 | 18962 | 5790
Electrical ¦ Lighting ¦ External ¦ General - LED | 5 | Medium | B | 7 | 2031 | 5 | 3 | 3.2 | 30080 | 20131
Fabric ¦ Superstructure ¦ Windows and External Doors ¦ Roller Shutters ¦ Electric Roller Shutter | 1 | High | B | 11 | 2035 | 5 | 2 | 2.7 | 17025 | 24720
Fire ¦ Fire Fighting ¦ Fire Extinguishers ¦ Powder | 1 | Urgent | B | 8 | 2032 | 5 | 1 | 2.2 | 8478 | 20575
Fire ¦ Fire Fighting ¦ Fire Extinguishers ¦ CO2 | 3 | Urgent | B | 5 | 2029 | 5 | 1 | 2.2 | 8479 | 14485
Fabric ¦ Superstructure ¦ Windows and External Doors ¦ Roller Shutters ¦ Manual Roller Shutter | 1 | High | B | 1 | 2025 | 5 | 2 | 2.7 | 17026 | 4830
Fabric ¦ Superstructure ¦ Windows and External Doors ¦ Roller Shutters ¦ Manual Roller Shutter | 1 | High | B | 1 | 2025 | 5 | 2 | 2.7 | 17027 | 4831
Electrical ¦ Lighting ¦ Internal ¦ Emergency ¦ Self Contained ¦ LED | 6 | Urgent | B | 21 | 2045 | 5 | 1 | 2.2 | 8480 | 32388
Fire ¦ Fire Fighting ¦ Fire Extinguishers ¦ Foam | 3 | Urgent | B | 6 | 2030 | 5 | 1 | 2.2 | 8481 | 17026
Fire ¦ Fire Fighting ¦ Fire Extinguishers ¦ CO2 | 4 | Urgent | B | 6 | 2030 | 5 | 1 | 2.2 | 8482 | 17027
HVAC ¦ Heat Emitters - Local ¦ Gas Fired Unit Heaters | 1 | Medium | B | 1 | 2025 | 5 | 3 | 3.2 | 30081 | 10619
Fabric ¦ Superstructure ¦ Windows and External Doors ¦ External Doors ¦ Entrance Doors | 1 | High | B | 21 | 2045 | 5 | 2 | 2.7 | 17028 | 32732
HVAC ¦ Fan ¦ Local and Special Ventilation ¦ Extract | 1 | Medium | B | 1 | 2025 | 5 | 3 | 3.2 | 30082 | 10620
HVAC ¦ Fan ¦ Local and Special Ventilation ¦ Extract | 1 | Medium | B | 1 | 2025 | 5 | 3 | 3.2 | 30083 | 10621
HVAC ¦ Fan ¦ Local and Special Ventilation ¦ Extract | 1 | Medium | B | 1 | 2025 | 5 | 3 | 3.2 | 30084 | 10622
Electrical ¦ Lighting ¦ Internal ¦ General | 15 | Medium | B | 6 | 2030 | 5 | 3 | 3.2 | 30085 | 18951
Fabric ¦ Superstructure ¦ Windows and External Doors ¦ Roller Shutters ¦ Manual Roller Shutter | 1 | High | C | 1 | 2025 | 4 | 2 | 2.4 | 10732 | 2516
HVAC ¦ Local Air Conditioning ¦ Single-Split Evaporator - Split Systems/Heat Pumps - Air-cooled with Direct Expansion Evaporator (DX) | 1 | Medium | B | 12 | 2036 | 5 | 3 | 3.2 | 30086 | 26709
HVAC ¦ Local Air Conditioning ¦ Single-Split Evaporator - Split Systems/Heat Pumps - Air-cooled with Direct Expansion Evaporator (DX) | 1 | Medium | B | 12 | 2036 | 5 | 3 | 3.2 | 30087 | 26710
Water ¦ Central Hot Water Distribution ¦ Hot water cylinders Domestic Type | 1 | Low | C | 1 | 2025 | 4 | 4 | 3.4 | 32426 | 11704
Electrical ¦ Lighting ¦ Internal ¦ General ¦ LED Fittings & Luminaires | 51 | Medium | B | 12 | 2036 | 5 | 3 | 3.2 | 30088 | 26711
Fuel ¦ Distribution Systems ¦ External Storage ¦ Pumps ¦ Fuel Transfer Pump - Diesel | 1 | Medium | B | 1 | 2025 | 5 | 3 | 3.2 | 30089 | 10623
Electrical ¦ Lighting ¦ Internal ¦ Emergency ¦ Self Contained ¦ Non LED | 1 | Urgent | B | 5 | 2029 | 5 | 1 | 2.2 | 8483 | 14486
Fabric ¦ Superstructure ¦ Windows and External Doors ¦ Roller Shutters ¦ Manual Roller Shutter | 1 | High | B | 7 | 2031 | 5 | 2 | 2.7 | 17029 | 19683
Fabric ¦ Superstructure ¦ Windows and External Doors ¦ External Doors ¦ Entrance Doors | 1 | High | B | 6 | 2030 | 5 | 2 | 2.7 | 17030 | 17827
HVAC ¦ Fan ¦ Central Cooling ¦ Axial | 1 | Medium | B | 1 | 2025 | 5 | 3 | 3.2 | 30090 | 10624
HVAC ¦ Heat Emitters - Local ¦ Electric Heaters | 3 | Medium | B | 1 | 2025 | 5 | 3 | 3.2 | 30091 | 10625
Electrical ¦ Lighting ¦ External ¦ General - LED | 7 | Medium | A | 13 | 2037 | 6 | 3 | 3.5 | 32608 | 27303
Fire ¦ Fire Fighting ¦ Fire Extinguishers ¦ Foam | 1 | Urgent | B | 6 | 2030 | 5 | 1 | 2.2 | 8484 | 17028
Electrical ¦ LV Distribution ¦ Distribution Board ¦ Sub | 1 | High | D | 1 | 2025 | 3 | 2 | 2.1 | 1308 | 885
HVAC ¦ Local and Special Ventilation ¦ Unit extract fans. | 1 | Medium | CX | 1 | 2025 | 2 | 3 | 2.3 | 10331 | 2243
Electrical ¦ Specialist Lighting ¦ Internal ¦ Illuminated Fire Exit Signage | 3 | Urgent | B | 18 | 2042 | 5 | 1 | 2.2 | 8485 | 30703
HVAC ¦ Local Air Conditioning ¦ Single-Split Condenser - Split Systems/Heat Pumps - Air-cooled with Direct Expansion Evaporator (DX) | 1 | Medium | B | 13 | 2037 | 5 | 3 | 3.2 | 30092 | 27237
Electrical ¦ LV Distribution ¦ Distribution Board ¦ Main | 1 | High | B | 1 | 2025 | 5 | 2 | 2.7 | 17031 | 4832
Electrical ¦ Lighting ¦ External ¦ General - Non-LED | 5 | Medium | C | 1 | 2025 | 4 | 3 | 2.9 | 18963 | 5791
Electrical ¦ LV Distribution ¦ Distribution Board ¦ Main | 1 | High | B | 1 | 2025 | 5 | 2 | 2.7 | 17032 | 4833
Fabric ¦ Superstructure ¦ Windows and External Doors ¦ Roller Shutters ¦ Manual Roller Shutter | 1 | High | B | 1 | 2025 | 5 | 2 | 2.7 | 17033 | 4834
Fabric ¦ Superstructure ¦ Windows and External Doors ¦ Roller Shutters ¦ Electric Roller Shutter | 1 | High | B | 11 | 2035 | 5 | 2 | 2.7 | 17034 | 24721
Electrical ¦ Specialist Lighting ¦ Internal ¦ Illuminated Fire Exit Signage | 2 | Urgent | B | 16 | 2040 | 5 | 1 | 2.2 | 8486 | 28977
Electrical ¦ Lighting ¦ Internal ¦ Emergency ¦ Self Contained ¦ LED | 1 | Urgent | B | 1 | 2025 | 5 | 1 | 2.2 | 8487 | 1790
Fabric ¦ Superstructure ¦ Windows and External Doors ¦ External Doors ¦ Entrance Doors | 1 | High | B | 20 | 2044 | 5 | 2 | 2.7 | 17035 | 31652
Water ¦ Local Hot Water ¦ Electric Water Heater - Drinking Water ¦ Non-Pressurised | 1 | Medium | B | 1 | 2025 | 5 | 3 | 3.2 | 30093 | 10626
HVAC ¦ Heat Emitters - Local ¦ Electric Heaters | 1 | Medium | C | 1 | 2025 | 4 | 3 | 2.9 | 18964 | 5792
Fabric ¦ Superstructure ¦ Windows and External Doors ¦ External Doors ¦ Manual and Automatic Doors ¦ Emergency and Panic Escape Doors | 1 | Urgent | B | 20 | 2044 | 5 | 1 | 2.2 | 8488 | 31547
Electrical ¦ Lighting ¦ Internal ¦ Emergency ¦ Self Contained ¦ LED | 3 | Urgent | B | 11 | 2035 | 5 | 1 | 2.2 | 8489 | 23911
Electrical ¦ LV Distribution ¦ Distribution Board ¦ Sub | 1 | High | A | 19 | 2043 | 6 | 2 | 3 | 19621 | 31331
Electrical ¦ Lighting ¦ External ¦ General - LED | 5 | Medium | B | 7 | 2031 | 5 | 3 | 3.2 | 30094 | 20132
Electrical ¦ LV Distribution ¦ Distribution Board ¦ Sub | 1 | High | B | 1 | 2025 | 5 | 2 | 2.7 | 17036 | 4835
Fabric ¦ Superstructure ¦ Windows and External Doors ¦ Roller Shutters ¦ Manual Roller Shutter | 1 | High | C | 1 | 2025 | 4 | 2 | 2.4 | 10733 | 2517
HVAC ¦ Ventilation ¦ Air Handling Unit (AHU) ¦ Internal ¦ Central Heating (Internally Sourced) ¦ Electric Heating | 1 | Medium | B | 1 | 2025 | 5 | 3 | 3.2 | 30095 | 10627
HVAC ¦ Central Air Conditioning ¦ Air Conditioning ¦ Multi-Split Evaporator - Split Systems/Heat Pumps - Air-cooled with Direct Expansion Evaporator (DX) | 1 | Medium | B | 1 | 2025 | 5 | 3 | 3.2 | 30096 | 10628
HVAC ¦ Fan ¦ Central Ventilation Systems ¦ Ventilating - General | 1 | Low | B | 1 | 2025 | 5 | 4 | 3.7 | 33476 | 12303
HVAC ¦ Fan ¦ Central Ventilation Systems ¦ Ventilating - General | 1 | Low | B | 1 | 2025 | 5 | 4 | 3.7 | 33477 | 12304
Electrical ¦ Lighting ¦ External ¦ General - LED | 1 | Medium | B | 12 | 2036 | 5 | 3 | 3.2 | 30097 | 26712
Fabric ¦ Superstructure ¦ Windows and External Doors ¦ External Doors ¦ Manual and Automatic Doors ¦ Emergency and Panic Escape Doors | 1 | Urgent | B | 25 | 2049 | 5 | 1 | 2.2 | 8490 | 33334
Electrical ¦ Specialist Lighting ¦ Internal ¦ Illuminated Fire Exit Signage | 1 | Urgent | B | 17 | 2041 | 5 | 1 | 2.2 | 8491 | 30210
Electrical ¦ Lighting ¦ Internal ¦ Emergency ¦ Self Contained ¦ LED | 1 | Urgent | B | 19 | 2043 | 5 | 1 | 2.2 | 8492 | 31101
HVAC ¦ Ductwork ¦ Ductwork, Fittings and Ancillaries ¦ Central Ventilation Systems ¦ Fire Dampers ¦ Fusible Link | 1 | Urgent | B | 1 | 2025 | 5 | 1 | 2.2 | 8493 | 1791
HVAC ¦ Ductwork ¦ Ductwork, Fittings and Ancillaries ¦ Central Ventilation Systems ¦ Fire Dampers ¦ Fusible Link | 1 | Urgent | B | 1 | 2025 | 5 | 1 | 2.2 | 8494 | 1792
Fabric ¦ Superstructure ¦ Windows and External Doors ¦ External Doors ¦ Manual and Automatic Doors ¦ Emergency and Panic Escape Doors | 1 | Urgent | B | 15 | 2039 | 5 | 1 | 2.2 | 8495 | 27994
Fire ¦ Fire Detection ¦ Fire Alarm Panel / Repeater | 1 | Urgent | B | 12 | 2036 | 5 | 1 | 2.2 | 8496 | 26091
HVAC ¦ Local Air Conditioning ¦ Single-Split Condenser - Split Systems/Heat Pumps - Air-cooled with Direct Expansion Evaporator (DX) | 1 | Medium | B | 1 | 2025 | 5 | 3 | 3.2 | 30098 | 10629
HVAC ¦ Local Air Conditioning ¦ Single-Split Condenser - Split Systems/Heat Pumps - Air-cooled with Direct Expansion Evaporator (DX) | 1 | Medium | B | 1 | 2025 | 5 | 3 | 3.2 | 30099 | 10630
Fabric ¦ Superstructure ¦ Internal Doors ¦ Roller Shutters ¦ Automatic Roller Shutter | 1 | High | B | 5 | 2029 | 5 | 2 | 2.7 | 17037 | 14730
Fuel ¦ Distribution Systems ¦ External Storage ¦ Pumps ¦ Fuel Transfer Pump - Diesel | 1 | Medium | B | 1 | 2025 | 5 | 3 | 3.2 | 30100 | 10631
Transport ¦ Lifts ¦ Disabled Lift ¦ Electric | 1 | High | B | 1 | 2025 | 5 | 2 | 2.7 | 17038 | 4836
HVAC ¦ Fan ¦ Central Air Conditioning ¦ Ventilating - General | 1 | Medium | B | 1 | 2025 | 5 | 3 | 3.2 | 30101 | 10632
HVAC ¦ Local and Special Ventilation ¦ Unit extract fans. | 1 | Medium | B | 1 | 2025 | 5 | 3 | 3.2 | 30102 | 10633
Fire ¦ Fire Fighting ¦ Fire Extinguishers ¦ CO2 | 4 | Urgent | B | 6 | 2030 | 5 | 1 | 2.2 | 8497 | 17029
HVAC ¦ Central Air Conditioning ¦ Air Conditioning ¦ Multi-Split Evaporator - DX Split Systems (With Gas, Electric or Hot Water Heaters) | 1 | High | B | 1 | 2025 | 5 | 2 | 2.7 | 17039 | 4837
Fabric ¦ Superstructure ¦ Windows and External Doors ¦ Roller Shutters ¦ Electric Roller Shutter | 1 | High | B | 1 | 2025 | 5 | 2 | 2.7 | 17040 | 4838
Fabric ¦ Superstructure ¦ Windows and External Doors ¦ External Doors ¦ Manual and Automatic Doors ¦ High Security Door | 1 | High | B | 11 | 2035 | 5 | 2 | 2.7 | 17041 | 24722
HVAC ¦ Fan ¦ Local and Special Ventilation ¦ Fans Window or Wall Mounted | 1 | Medium | DX | 4 | 2028 | 1 | 3 | 2 | 975 | 13753
HVAC ¦ Heat Emitters - Local ¦ Fan Convector - Electric | 1 | Medium | B | 1 | 2025 | 5 | 3 | 3.2 | 30103 | 10634
HVAC ¦ Local and Special Ventilation ¦ Unit extract fans. | 1 | Medium | B | 1 | 2025 | 5 | 3 | 3.2 | 30104 | 10635
HVAC ¦ Local and Special Ventilation ¦ Unit extract fans. | 1 | Medium | B | 1 | 2025 | 5 | 3 | 3.2 | 30105 | 10636
Transport ¦ Lifts ¦ Passenger Lift electric ¦ Electric | 1 | Medium | B | 1 | 2025 | 5 | 3 | 3.2 | 30106 | 10637
Electrical ¦ LV Distribution ¦ Distribution Board ¦ Sub | 1 | High | B | 6 | 2030 | 5 | 2 | 2.7 | 17042 | 17828
Electrical ¦ LV Distribution ¦ Distribution Board ¦ Sub | 1 | High | B | 6 | 2030 | 5 | 2 | 2.7 | 17043 | 17829
HVAC ¦ Local and Special Ventilation ¦ Unit extract fans. | 1 | Medium | B | 1 | 2025 | 5 | 3 | 3.2 | 30107 | 10638
Fire ¦ Fire Fighting ¦ Fire Extinguishers ¦ CO2 | 2 | Urgent | B | 1 | 2025 | 5 | 1 | 2.2 | 8498 | 1793
Controls ¦ Multi-System Controls ¦ Instrument Control Panel | 1 | Medium | B | 1 | 2025 | 5 | 3 | 3.2 | 30108 | 10639
HVAC ¦ Local and Special Ventilation ¦ Unit extract fans. | 1 | Medium | B | 1 | 2025 | 5 | 3 | 3.2 | 30109 | 10640
Fabric ¦ Superstructure ¦ Windows and External Doors ¦ External Doors ¦ Manual and Automatic Doors ¦ High Security Door | 1 | High | C | 14 | 2038 | 4 | 2 | 2.4 | 10734 | 27407
HVAC ¦ Heat Emitters - Local ¦ Gas Fired Unit Heaters | 1 | Medium | B | 6 | 2030 | 5 | 3 | 3.2 | 30110 | 18952
HVAC ¦ Heat Emitters - Local ¦ Electric Overdoor Air Curtain/Heater | 1 | Medium | B | 12 | 2036 | 5 | 3 | 3.2 | 30111 | 26713
HVAC ¦ Local and Special Ventilation ¦ Unit extract fans. | 1 | Medium | B | 1 | 2025 | 5 | 3 | 3.2 | 30112 | 10641
Electrical ¦ Lighting ¦ Internal ¦ General ¦ LED Fittings & Luminaires | 46 | Medium | B | 16 | 2040 | 5 | 3 | 3.2 | 30113 | 29806
Fire ¦ Fire Fighting ¦ Fire Extinguishers ¦ Foam | 5 | Urgent | B | 9 | 2033 | 5 | 1 | 2.2 | 8499 | 21457
HVAC ¦ Heat Emitters - Central ¦ Radiators ¦ Steel | 2 | Medium | B | 1 | 2025 | 5 | 3 | 3.2 | 30114 | 10642
Electrical ¦ LV Distribution ¦ Distribution Board ¦ Main | 1 | High | B | 1 | 2025 | 5 | 2 | 2.7 | 17044 | 4839
Water ¦ Local Hot Water ¦ Package Electric Water Heaters - Non-Drinking Water | 1 | Medium | B | 3 | 2027 | 5 | 3 | 3.2 | 30115 | 13650
Fabric ¦ Superstructure ¦ Windows and External Doors ¦ External Doors ¦ Manual and Automatic Doors ¦ Auto / Powered Bi-Fold Doors | 1 | Medium | B | 21 | 2045 | 5 | 3 | 3.2 | 30116 | 32804
Fabric ¦ Superstructure ¦ Windows and External Doors ¦ External Doors ¦ Entrance Doors | 1 | High | B | 25 | 2049 | 5 | 2 | 2.7 | 17045 | 33430
Fire ¦ Fire Fighting ¦ Fire Extinguishers ¦ CO2 | 3 | Urgent | B | 6 | 2030 | 5 | 1 | 2.2 | 8500 | 17030
Fabric ¦ Superstructure ¦ Windows and External Doors ¦ External Doors ¦ Manual and Automatic Doors ¦ Emergency and Panic Escape Doors | 1 | Urgent | D | 23 | 2047 | 3 | 1 | 1.6 | 465 | 33058
Electrical ¦ LV Distribution ¦ Distribution Board ¦ Sub | 1 | High | B | 1 | 2025 | 5 | 2 | 2.7 | 17046 | 4840
Fabric ¦ Superstructure ¦ Windows and External Doors ¦ External Doors ¦ Manual and Automatic Doors ¦ Emergency and Panic Escape Doors | 1 | Urgent | B | 11 | 2035 | 5 | 1 | 2.2 | 8501 | 23912
Communication and Control ¦ Communication Systems ¦ Public Address (PA) System | 1 | Medium | DX | 1 | 2025 | 1 | 3 | 2 | 976 | 671
HVAC ¦ Local Air Conditioning ¦ Single-Split Condenser - Split Systems/Heat Pumps - Air-cooled with Direct Expansion Evaporator (DX) | 1 | Medium | B | 7 | 2031 | 5 | 3 | 3.2 | 30117 | 20133
Electrical ¦ LV Distribution ¦ Distribution Board ¦ Sub | 1 | High | B | 3 | 2027 | 5 | 2 | 2.7 | 17047 | 13389
Controls ¦ Multi-System Controls ¦ Control Panel - Electrical Services (excluding Electrical Controllers and Pneumatic Relays) | 1 | Medium | B | 1 | 2025 | 5 | 3 | 3.2 | 30118 | 10643
HVAC ¦ Fan ¦ Central Cooling ¦ Axial | 1 | Medium | B | 1 | 2025 | 5 | 3 | 3.2 | 30119 | 10644
Fabric ¦ Superstructure ¦ Windows and External Doors ¦ External Doors ¦ Manual and Automatic Doors ¦ High Security Door | 1 | High | B | 19 | 2043 | 5 | 2 | 2.7 | 17048 | 31255
Fabric ¦ Superstructure ¦ Internal Doors ¦ Roller Shutters ¦ Internal Manual Roller Shutter | 1 | Medium | B | 1 | 2025 | 5 | 3 | 3.2 | 30120 | 10645
HVAC ¦ Fan ¦ Local and Special Ventilation ¦ Extract | 1 | Medium | B | 11 | 2035 | 5 | 3 | 3.2 | 30121 | 25551
HVAC ¦ Local Air Conditioning ¦ Single-Split Condenser - Split Systems/Heat Pumps - Air-cooled with Direct Expansion Evaporator (DX) | 1 | Medium | B | 1 | 2025 | 5 | 3 | 3.2 | 30122 | 10646
Electrical ¦ Lighting ¦ Internal ¦ Emergency ¦ Self Contained ¦ LED | 7 | Urgent | B | 15 | 2039 | 5 | 1 | 2.2 | 8502 | 27995
Electrical ¦ Lighting ¦ Internal ¦ Emergency ¦ Self Contained ¦ LED | 4 | Urgent | B | 15 | 2039 | 5 | 1 | 2.2 | 8503 | 27996
Electrical ¦ Lighting ¦ Internal ¦ Emergency ¦ Self Contained ¦ LED | 2 | Urgent | B | 21 | 2045 | 5 | 1 | 2.2 | 8504 | 32389
Electrical ¦ Lighting ¦ Internal ¦ Emergency ¦ Self Contained ¦ LED | 2 | Urgent | B | 21 | 2045 | 5 | 1 | 2.2 | 8505 | 32390
Fabric ¦ Superstructure ¦ Windows and External Doors ¦ External Doors ¦ Manual and Automatic Doors ¦ Powered Swing Doors (Push Pad) | 1 | High | B | 1 | 2025 | 5 | 2 | 2.7 | 17049 | 4841
Fabric ¦ Barriers and Guardrails ¦ Vehicle Crash Protection Barrier | 1 | V Low | B | 1 | 2025 | 5 | 4 | 3.7 | 33478 | 12305
Communication and Control ¦ Communication Systems ¦ Public Address (PA) System | 1 | Medium | B | 1 | 2025 | 5 | 3 | 3.2 | 30123 | 10647
Fire ¦ Fire Fighting ¦ Fire Extinguishers ¦ Powder | 1 | Urgent | B | 6 | 2030 | 5 | 1 | 2.2 | 8506 | 17031
Electrical ¦ Lighting ¦ Internal ¦ Emergency ¦ Self Contained ¦ LED | 3 | Urgent | B | 23 | 2047 | 5 | 1 | 2.2 | 8507 | 33145
Fire ¦ Fire Fighting ¦ Fire Extinguishers ¦ Foam | 4 | Urgent | B | 9 | 2033 | 5 | 1 | 2.2 | 8508 | 21458
Electrical ¦ Lighting ¦ Internal ¦ Emergency ¦ Self Contained ¦ LED | 1 | Urgent | B | 21 | 2045 | 5 | 1 | 2.2 | 8509 | 32391
Fire ¦ Fire Fighting ¦ Fire Extinguishers ¦ Foam | 5 | Urgent | B | 5 | 2029 | 5 | 1 | 2.2 | 8510 | 14487
Electrical ¦ LV Distribution ¦ Distribution Board ¦ Sub | 1 | High | C | 1 | 2025 | 4 | 2 | 2.4 | 10735 | 2518
HVAC ¦ Fan ¦ Central Heating ¦ Axial | 1 | High | B | 1 | 2025 | 5 | 2 | 2.7 | 17050 | 4842
HVAC ¦ Heat Emitters - Local ¦ Electric Heaters | 3 | Medium | B | 1 | 2025 | 5 | 3 | 3.2 | 30124 | 10648
Electrical ¦ Lighting ¦ Internal ¦ Emergency ¦ Self Contained ¦ Non LED | 3 | Urgent | B | 8 | 2032 | 5 | 1 | 2.2 | 8511 | 20576
Fabric ¦ Superstructure ¦ Windows and External Doors ¦ External Doors ¦ Entrance Doors | 1 | High | B | 11 | 2035 | 5 | 2 | 2.7 | 17051 | 24723
HVAC ¦ Heat Emitters - Central ¦ Radiators ¦ Steel | 1 | Medium | C | 1 | 2025 | 4 | 3 | 2.9 | 18965 | 5793
Electrical ¦ Lighting ¦ External ¦ General - Non-LED | 2 | Medium | B | 1 | 2025 | 5 | 3 | 3.2 | 30125 | 10649
Fire ¦ Fire Fighting ¦ Fire Extinguishers ¦ CO2 | 2 | Urgent | B | 7 | 2031 | 5 | 1 | 2.2 | 8512 | 19471
HVAC ¦ Central Air Conditioning ¦ Air Conditioning ¦ Multi-Split Evaporator - Split Systems/Heat Pumps - Air-cooled with Direct Expansion Evaporator (DX) | 1 | Medium | B | 10 | 2034 | 5 | 3 | 3.2 | 30126 | 23090
HVAC ¦ Local Air Conditioning ¦ Single-Split Condenser - Split Systems/Heat Pumps - Air-cooled with Direct Expansion Evaporator (DX) | 1 | Medium | B | 1 | 2025 | 5 | 3 | 3.2 | 30127 | 10650
Fire ¦ Fire Detection ¦ Fire Alarm Panel / Repeater | 1 | Urgent | B | 1 | 2025 | 5 | 1 | 2.2 | 8513 | 1794
Fabric ¦ Superstructure ¦ Windows and External Doors ¦ External Doors ¦ Manual and Automatic Doors ¦ High Security Door | 1 | High | B | 1 | 2025 | 5 | 2 | 2.7 | 17052 | 4843
Controls ¦ Multi-System Controls ¦ Control Panel - Electrical Services (excluding Electrical Controllers and Pneumatic Relays) | 1 | Medium | B | 1 | 2025 | 5 | 3 | 3.2 | 30128 | 10651
Electrical ¦ LV Distribution ¦ Distribution Board ¦ Sub | 1 | High | B | 1 | 2025 | 5 | 2 | 2.7 | 17053 | 4844
HVAC ¦ Fan ¦ Local and Special Ventilation ¦ Extract | 1 | Medium | B | 13 | 2037 | 5 | 3 | 3.2 | 30129 | 27238
Electrical ¦ Specialist Lighting ¦ Internal ¦ Illuminated Fire Exit Signage | 3 | Urgent | B | 10 | 2034 | 5 | 1 | 2.2 | 8514 | 22150
HVAC ¦ Heat Emitters - Central ¦ Radiators ¦ Steel | 3 | Medium | B | 8 | 2032 | 5 | 3 | 3.2 | 30130 | 21112
HVAC ¦ Fan ¦ Local and Special Ventilation ¦ Fans Window or Wall Mounted | 1 | Medium | B | 1 | 2025 | 5 | 3 | 3.2 | 30131 | 10652
Controls ¦ Multi-System Controls ¦ Control Panel - Electrical Services (excluding Electrical Controllers and Pneumatic Relays) | 1 | Medium | B | 13 | 2037 | 5 | 3 | 3.2 | 30132 | 27239
Fire ¦ Fire Fighting ¦ Fire Blanket | 1 | Urgent | B | 4 | 2028 | 5 | 1 | 2.2 | 8515 | 13871
Fabric ¦ Superstructure ¦ Internal Doors ¦ Roller Shutters ¦ Automatic Roller Shutter | 1 | High | B | 9 | 2033 | 5 | 2 | 2.7 | 17054 | 21632
Electrical ¦ Specialist Lighting ¦ Internal ¦ Illuminated Fire Exit Signage | 1 | Urgent | B | 16 | 2040 | 5 | 1 | 2.2 | 8516 | 28978
Electrical ¦ Lighting ¦ Internal ¦ General | 26 | Medium | B | 15 | 2039 | 5 | 3 | 3.2 | 30133 | 28517
Electrical ¦ Lighting ¦ Internal ¦ Emergency ¦ Self Contained ¦ Non LED | 2 | Urgent | B | 9 | 2033 | 5 | 1 | 2.2 | 8517 | 21459
Electrical ¦ Lighting ¦ Internal ¦ Emergency ¦ Self Contained ¦ Non LED | 8 | Urgent | B | 1 | 2025 | 5 | 1 | 2.2 | 8518 | 1795
HVAC ¦ Fan ¦ Local and Special Ventilation ¦ Axial | 1 | Medium | B | 3 | 2027 | 5 | 3 | 3.2 | 30134 | 13651
Fabric ¦ Superstructure ¦ Internal Doors ¦ Roller Shutters ¦ Electric Roller Shutter | 1 | Medium | B | 6 | 2030 | 5 | 3 | 3.2 | 30135 | 18953
Fabric ¦ Superstructure ¦ Windows and External Doors ¦ External Doors ¦ Manual and Automatic Doors ¦ High Security Door | 1 | High | B | 9 | 2033 | 5 | 2 | 2.7 | 17055 | 21633
Water ¦ Local Hot Water ¦ Package Electric Water Heaters - Non-Drinking Water | 1 | Medium | B | 4 | 2028 | 5 | 3 | 3.2 | 30136 | 14217
HVAC ¦ Fan ¦ Local and Special Ventilation ¦ Axial | 1 | Medium | B | 3 | 2027 | 5 | 3 | 3.2 | 30137 | 13652
Electrical ¦ Lighting ¦ Internal ¦ Emergency ¦ Self Contained ¦ LED | 10 | Urgent | B | 21 | 2045 | 5 | 1 | 2.2 | 8519 | 32392
Fabric ¦ Superstructure ¦ Windows and External Doors ¦ External Doors ¦ Manual and Automatic Doors ¦ Emergency and Panic Escape Doors | 1 | Urgent | B | 11 | 2035 | 5 | 1 | 2.2 | 8520 | 23913
Electrical ¦ LV Distribution ¦ Distribution Board ¦ Main | 1 | High | B | 10 | 2034 | 5 | 2 | 2.7 | 17056 | 22466
Electrical ¦ Lighting ¦ Internal ¦ General ¦ LED Fittings & Luminaires | 104 | Medium | B | 17 | 2041 | 5 | 3 | 3.2 | 30138 | 30567
Electrical ¦ Lighting ¦ Internal ¦ Emergency ¦ Self Contained ¦ LED | 1 | Urgent | B | 18 | 2042 | 5 | 1 | 2.2 | 8521 | 30704
Water ¦ Local Hot Water ¦ Instantaneous Electric Water Heater - Non-Drinking Water | 1 | Medium | B | 1 | 2025 | 5 | 3 | 3.2 | 30139 | 10653
HVAC ¦ Fan ¦ Central Cooling ¦ Axial | 1 | Medium | B | 1 | 2025 | 5 | 3 | 3.2 | 30140 | 10654
Fire ¦ Fire Fighting ¦ Fire Extinguishers ¦ CO2 | 1 | Urgent | B | 8 | 2032 | 5 | 1 | 2.2 | 8522 | 20577
HVAC ¦ Local Air Conditioning ¦ Single-Split Condenser - Split Systems/Heat Pumps - Air-cooled with Direct Expansion Evaporator (DX) | 1 | Medium | B | 10 | 2034 | 5 | 3 | 3.2 | 30141 | 23091
Electrical ¦ LV Distribution ¦ Distribution Board ¦ Sub | 1 | High | B | 1 | 2025 | 5 | 2 | 2.7 | 17057 | 4845
Electrical ¦ Lighting ¦ Internal ¦ Emergency ¦ Self Contained ¦ LED | 4 | Urgent | A | 24 | 2048 | 6 | 1 | 2.5 | 10982 | 33257
HVAC ¦ Local Air Conditioning ¦ Single-Split Condenser - Split Systems/Heat Pumps - Air-cooled with Direct Expansion Evaporator (DX) | 1 | Medium | B | 1 | 2025 | 5 | 3 | 3.2 | 30142 | 10655
Fabric ¦ Superstructure ¦ Windows and External Doors ¦ Roller Shutters ¦ Manual Roller Shutter | 1 | High | C | 21 | 2045 | 4 | 2 | 2.4 | 10736 | 32518
Fabric ¦ Superstructure ¦ Internal Doors ¦ Roller Shutters ¦ Electric Roller Shutter | 1 | Medium | B | 16 | 2040 | 5 | 3 | 3.2 | 30143 | 29807
HVAC ¦ Fan ¦ Central Cooling ¦ Axial | 1 | Medium | B | 3 | 2027 | 5 | 3 | 3.2 | 30144 | 13653
Controls ¦ Multi-System Controls ¦ Instrument Control Panel | 1 | Medium | A | 18 | 2042 | 6 | 3 | 3.5 | 32609 | 31025
Electrical ¦ Lighting ¦ Internal ¦ General ¦ LED Fittings & Luminaires | 21 | Medium | B | 15 | 2039 | 5 | 3 | 3.2 | 30145 | 28518
HVAC ¦ Local Air Conditioning ¦ Single-Split Condenser - Split Systems/Heat Pumps - Air-cooled with Direct Expansion Evaporator (DX) | 1 | Medium | B | 9 | 2033 | 5 | 3 | 3.2 | 30146 | 21871
Electrical ¦ LV Distribution ¦ Distribution Board ¦ Sub | 1 | High | B | 8 | 2032 | 5 | 2 | 2.7 | 17058 | 20763
HVAC ¦ Fan ¦ Local and Special Ventilation ¦ Axial | 1 | Medium | B | 3 | 2027 | 5 | 3 | 3.2 | 30147 | 13654
Fabric ¦ Barriers and Guardrails ¦ Vehicle Crash Protection Barrier | 13 | V Low | B | 1 | 2025 | 5 | 4 | 3.7 | 33479 | 12306
Electrical ¦ Lighting ¦ Internal ¦ General ¦ LED Fittings & Luminaires | 35 | Medium | B | 10 | 2034 | 5 | 3 | 3.2 | 30148 | 23092
HVAC ¦ Heat Emitters - Central ¦ Radiators ¦ Steel | 3 | Medium | B | 6 | 2030 | 5 | 3 | 3.2 | 30149 | 18954
HVAC ¦ Local Air Conditioning ¦ Single-Split Condenser - Split Systems/Heat Pumps - Air-cooled with Direct Expansion Evaporator (DX) | 1 | Medium | B | 1 | 2025 | 5 | 3 | 3.2 | 30150 | 10656
Electrical ¦ LV Distribution ¦ Distribution Board ¦ Sub | 1 | High | B | 3 | 2027 | 5 | 2 | 2.7 | 17059 | 13390
Electrical ¦ LV Distribution ¦ Distribution Board ¦ Sub | 1 | High | B | 1 | 2025 | 5 | 2 | 2.7 | 17060 | 4846
HVAC ¦ Heat Emitters - Local ¦ Fan Convector - Electric | 1 | Medium | B | 1 | 2025 | 5 | 3 | 3.2 | 30151 | 10657
Fabric ¦ Superstructure ¦ Windows and External Doors ¦ External Doors ¦ Manual and Automatic Doors ¦ Emergency and Panic Escape Doors | 1 | Urgent | A | 35 | 2059 | 6 | 1 | 2.5 | 10983 | 33879
HVAC ¦ Fan ¦ Local and Special Ventilation ¦ Axial | 1 | Medium | B | 3 | 2027 | 5 | 3 | 3.2 | 30152 | 13655
Electrical ¦ Lighting ¦ Internal ¦ Emergency ¦ Self Contained ¦ Non LED | 1 | Urgent | B | 2 | 2026 | 5 | 1 | 2.2 | 8523 | 12770
HVAC ¦ Heat Emitters - Local ¦ Electric Overdoor Air Curtain/Heater | 1 | Medium | B | 3 | 2027 | 5 | 3 | 3.2 | 30153 | 13656
Water ¦ Local Hot Water ¦ Package Electric Water Heaters - Non-Drinking Water | 1 | Medium | B | 8 | 2032 | 5 | 3 | 3.2 | 30154 | 21113
Electrical ¦ Lighting ¦ External ¦ General - LED | 10 | Medium | B | 5 | 2029 | 5 | 3 | 3.2 | 30155 | 15430
Fire ¦ Fire Fighting ¦ Fire Extinguishers ¦ Foam | 1 | Urgent | B | 5 | 2029 | 5 | 1 | 2.2 | 8524 | 14488
Water ¦ Local Hot Water ¦ Package Electric Water Heaters - Non-Drinking Water | 1 | Medium | B | 3 | 2027 | 5 | 3 | 3.2 | 30156 | 13657
Electrical ¦ LV Distribution ¦ Distribution Board ¦ Sub | 1 | High | B | 1 | 2025 | 5 | 2 | 2.7 | 17061 | 4847
Fire ¦ Fire Fighting ¦ Fire Extinguishers ¦ Powder | 3 | Urgent | B | 6 | 2030 | 5 | 1 | 2.2 | 8525 | 17032
HVAC ¦ Heat Emitters - Local ¦ Electric Heaters | 1 | Medium | B | 2 | 2026 | 5 | 3 | 3.2 | 30157 | 13181
Electrical ¦ Lighting ¦ Internal ¦ General | 13 | Medium | B | 6 | 2030 | 5 | 3 | 3.2 | 30158 | 18955
Electrical ¦ LV Distribution ¦ Distribution Board ¦ Sub | 1 | High | D | 8 | 2032 | 3 | 2 | 2.1 | 1309 | 20249
Electrical ¦ LV Distribution ¦ Distribution Board ¦ Sub | 1 | High | B | 8 | 2032 | 5 | 2 | 2.7 | 17062 | 20764
HVAC ¦ Central Heating (Internally Sourced) ¦ Burner ¦ Forced draft gas burner | 1 | Medium | B | 11 | 2035 | 5 | 3 | 3.2 | 30159 | 25552
Fire ¦ Fire Detection ¦ Fire Alarm Panel / Repeater | 1 | Urgent | A | 14 | 2038 | 6 | 1 | 2.5 | 10984 | 27425
Electrical ¦ Lighting ¦ External ¦ General - Non-LED | 2 | Medium | B | 1 | 2025 | 5 | 3 | 3.2 | 30160 | 10658
HVAC ¦ Local Air Conditioning ¦ Single-Split Condenser - Split Systems/Heat Pumps - Air-cooled with Direct Expansion Evaporator (DX) | 1 | Medium | B | 6 | 2030 | 5 | 3 | 3.2 | 30161 | 18956
Electrical ¦ LV Distribution ¦ Distribution Board ¦ Main | 1 | High | B | 1 | 2025 | 5 | 2 | 2.7 | 17063 | 4848
Electrical ¦ LV Distribution ¦ Distribution Board ¦ Sub | 1 | High | B | 1 | 2025 | 5 | 2 | 2.7 | 17064 | 4849
Fire ¦ Fire Detection ¦ Fire Alarm Panel / Repeater | 1 | Urgent | B | 11 | 2035 | 5 | 1 | 2.2 | 8526 | 23914
HVAC ¦ Fan ¦ Local and Special Ventilation ¦ Extract | 1 | Medium | B | 11 | 2035 | 5 | 3 | 3.2 | 30162 | 25553
Security ¦ Access ¦ Access Control ¦ Gate Access - Local Lock / Keypad / Manual (External) | 1 | Medium | B | 1 | 2025 | 5 | 3 | 3.2 | 30163 | 10659
Fire ¦ Fire Fighting ¦ Fire Extinguishers ¦ Foam | 8 | Urgent | B | 6 | 2030 | 5 | 1 | 2.2 | 8527 | 17033
Fabric ¦ Superstructure ¦ Internal Doors ¦ Roller Shutters ¦ Electric Roller Shutter | 1 | Medium | B | 16 | 2040 | 5 | 3 | 3.2 | 30164 | 29808
Transport ¦ Lifts ¦ Passenger Lift electric ¦ Electric | 1 | Medium | B | 4 | 2028 | 5 | 3 | 3.2 | 30165 | 14218
Electrical ¦ Specialist Lighting ¦ Internal ¦ Illuminated Fire Exit Signage | 5 | Urgent | B | 19 | 2043 | 5 | 1 | 2.2 | 8528 | 31102
Electrical ¦ Lighting ¦ External ¦ General - Non-LED | 8 | Medium | B | 5 | 2029 | 5 | 3 | 3.2 | 30166 | 15431
Electrical ¦ Lighting ¦ Internal ¦ General ¦ LED Fittings & Luminaires | 24 | Medium | B | 16 | 2040 | 5 | 3 | 3.2 | 30167 | 29809
HVAC ¦ Fan ¦ Central Ventilation Systems ¦ Extract | 1 | Medium | B | 1 | 2025 | 5 | 3 | 3.2 | 30168 | 10660
Water ¦ Local Hot Water ¦ Instantaneous Electric Water Heater - Non-Drinking Water | 1 | Medium | B | 5 | 2029 | 5 | 3 | 3.2 | 30169 | 15432
Fabric ¦ Superstructure ¦ Windows and External Doors ¦ Roller Shutters ¦ Manual Roller Shutter | 1 | High | B | 11 | 2035 | 5 | 2 | 2.7 | 17065 | 24724
Electrical ¦ Specialist Lighting ¦ External ¦ Illuminated External Signs | 1 | Medium | D | 1 | 2025 | 3 | 3 | 2.6 | 11235 | 2707
Electrical ¦ Lighting ¦ Internal ¦ Emergency ¦ Self Contained ¦ Non LED | 1 | Urgent | B | 3 | 2027 | 5 | 1 | 2.2 | 8529 | 13304
HVAC ¦ Fan ¦ Local and Special Ventilation ¦ Fans Window or Wall Mounted | 1 | Medium | B | 5 | 2029 | 5 | 3 | 3.2 | 30170 | 15433
Fabric ¦ Superstructure ¦ Windows and External Doors ¦ Roller Shutters ¦ Manual Roller Shutter | 1 | High | B | 21 | 2045 | 5 | 2 | 2.7 | 17066 | 32733
Fabric ¦ Superstructure ¦ Windows and External Doors ¦ Roller Shutters ¦ Electric Roller Shutter | 1 | High | B | 1 | 2025 | 5 | 2 | 2.7 | 17067 | 4850
Fabric ¦ Superstructure ¦ Windows and External Doors ¦ External Doors ¦ Entrance Doors | 1 | High | B | 25 | 2049 | 5 | 2 | 2.7 | 17068 | 33431
Fire ¦ Fire Detection ¦ Fire Alarm System | 1 | Urgent | A | 14 | 2038 | 6 | 1 | 2.5 | 10985 | 27426
Fire ¦ Fire Detection ¦ Fire Alarm System | 1 | Urgent | B | 11 | 2035 | 5 | 1 | 2.2 | 8530 | 23915
Electrical ¦ LV Distribution ¦ Distribution Board ¦ Main | 1 | High | B | 10 | 2034 | 5 | 2 | 2.7 | 17069 | 22467
Fabric ¦ Superstructure ¦ Windows and External Doors ¦ External Doors ¦ Manual and Automatic Doors ¦ Emergency and Panic Escape Doors | 1 | Urgent | B | 19 | 2043 | 5 | 1 | 2.2 | 8531 | 31103
HVAC ¦ Fan ¦ Local and Special Ventilation ¦ Axial | 1 | Medium | B | 3 | 2027 | 5 | 3 | 3.2 | 30171 | 13658
Fabric ¦ Superstructure ¦ Windows and External Doors ¦ External Doors ¦ Manual and Automatic Doors ¦ Emergency and Panic Escape Doors | 1 | Urgent | B | 11 | 2035 | 5 | 1 | 2.2 | 8532 | 23916
Security ¦ Access ¦ Access Control ¦ Gate Access - Local Lock / Keypad / Manual (External) | 2 | Medium | C | 1 | 2025 | 4 | 3 | 2.9 | 18966 | 5794
Electrical ¦ Lighting ¦ Internal ¦ Emergency ¦ Self Contained ¦ LED | 1 | Urgent | B | 21 | 2045 | 5 | 1 | 2.2 | 8533 | 32393
Fire ¦ Fire Fighting ¦ Fire Extinguishers ¦ CO2 | 1 | Urgent | B | 7 | 2031 | 5 | 1 | 2.2 | 8534 | 19472
Electrical ¦ Specialist Lighting ¦ Internal ¦ Illuminated Fire Exit Signage | 2 | Urgent | B | 16 | 2040 | 5 | 1 | 2.2 | 8535 | 28979
Electrical ¦ Lighting ¦ Internal ¦ Emergency ¦ Self Contained ¦ LED | 1 | Urgent | B | 24 | 2048 | 5 | 1 | 2.2 | 8536 | 33248
Fabric ¦ Barriers and Guardrails ¦ Vehicle Crash Protection Barrier | 1 | V Low | B | 1 | 2025 | 5 | 4 | 3.7 | 33480 | 12307
Fabric ¦ Superstructure ¦ Windows and External Doors ¦ External Doors ¦ Manual and Automatic Doors ¦ Emergency and Panic Escape Doors | 1 | Urgent | B | 10 | 2034 | 5 | 1 | 2.2 | 8537 | 22151
Fire ¦ Fire Fighting ¦ Fire Extinguishers ¦ Foam | 5 | Urgent | B | 6 | 2030 | 5 | 1 | 2.2 | 8538 | 17034
HVAC ¦ Fan ¦ Local and Special Ventilation ¦ Kitchen Vent ¦ Fans Window or Wall Mounted | 1 | Medium | B | 5 | 2029 | 5 | 3 | 3.2 | 30172 | 15434
Fabric ¦ Superstructure ¦ Windows and External Doors ¦ External Doors ¦ Manual and Automatic Doors ¦ Emergency and Panic Escape Doors | 1 | Urgent | B | 13 | 2037 | 5 | 1 | 2.2 | 8539 | 26892
HVAC ¦ Fan ¦ Local and Special Ventilation ¦ Extract | 1 | Medium | CX | 1 | 2025 | 2 | 3 | 2.3 | 10332 | 2244
Electrical ¦ Lighting ¦ Internal ¦ General | 10 | Medium | B | 15 | 2039 | 5 | 3 | 3.2 | 30173 | 28519
HVAC ¦ Heat Emitters - Central ¦ Radiators ¦ Steel | 4 | Medium | B | 1 | 2025 | 5 | 3 | 3.2 | 30174 | 10661
HVAC ¦ Central Air Conditioning ¦ Air Conditioning ¦ Multi-Split Evaporator - Split Systems/Heat Pumps - Air-cooled with Direct Expansion Evaporator (DX) | 1 | Medium | B | 10 | 2034 | 5 | 3 | 3.2 | 30175 | 23093
Electrical ¦ LV Distribution ¦ Distribution Board ¦ Sub | 1 | High | B | 6 | 2030 | 5 | 2 | 2.7 | 17070 | 17830
Fabric ¦ Superstructure ¦ Windows and External Doors ¦ External Doors ¦ Manual and Automatic Doors ¦ Emergency and Panic Escape Doors | 1 | Urgent | B | 23 | 2047 | 5 | 1 | 2.2 | 8540 | 33146
HVAC ¦ Ventilation ¦ Air Handling Unit (AHU) ¦ External ¦ Central Heating & Cooling ¦ Electric & DX | 1 | Medium | B | 7 | 2031 | 5 | 3 | 3.2 | 30176 | 20134
HVAC ¦ Central Air Conditioning ¦ Air Conditioning ¦ Multi-Split Evaporator - DX Split Systems (With Gas, Electric or Hot Water Heaters) | 1 | High | B | 5 | 2029 | 5 | 2 | 2.7 | 17071 | 14731
Fire ¦ Fire Detection ¦ Fire Alarm Panel / Repeater | 1 | Urgent | B | 1 | 2025 | 5 | 1 | 2.2 | 8541 | 1796
Electrical ¦ Specialist Lighting ¦ Internal ¦ Illuminated Fire Exit Signage | 2 | Urgent | B | 10 | 2034 | 5 | 1 | 2.2 | 8542 | 22152
HVAC ¦ Ventilation ¦ Air Handling Unit (AHU) ¦ Internal ¦ Central Heating & Cooling ¦ Electric & DX | 1 | Medium | B | 6 | 2030 | 5 | 3 | 3.2 | 30177 | 18957
Electrical ¦ LV Distribution ¦ Distribution Board ¦ Sub | 1 | High | B | 4 | 2028 | 5 | 2 | 2.7 | 17072 | 13995
HVAC ¦ Fan ¦ Local and Special Ventilation ¦ Fans Window or Wall Mounted | 1 | Medium | B | 5 | 2029 | 5 | 3 | 3.2 | 30178 | 15435
HVAC ¦ Central Heating (Internally Sourced) ¦ Boiler ¦ Burner Forced Draught [Pressure Jet] Oil | 1 | Medium | B | 1 | 2025 | 5 | 3 | 3.2 | 30179 | 10662
HVAC ¦ Fan ¦ Local and Special Ventilation ¦ Kitchen Vent ¦ Fans Window or Wall Mounted | 1 | Medium | B | 1 | 2025 | 5 | 3 | 3.2 | 30180 | 10663
Fabric ¦ Superstructure ¦ Windows and External Doors ¦ External Doors ¦ Manual and Automatic Doors ¦ Auto / Powered Sliding Doors | 1 | High | B | 19 | 2043 | 5 | 2 | 2.7 | 17073 | 31256
HVAC ¦ Fan ¦ Local and Special Ventilation ¦ Centrifugal | 1 | Medium | B | 1 | 2025 | 5 | 3 | 3.2 | 30181 | 10664
Electrical ¦ Specialist Lighting ¦ Internal ¦ Illuminated Fire Exit Signage | 2 | Urgent | B | 16 | 2040 | 5 | 1 | 2.2 | 8543 | 28980
Security ¦ Access ¦ Access Control ¦ Door ¦ Local Lock / Keypad / Manual | 1 | Medium | B | 6 | 2030 | 5 | 3 | 3.2 | 30182 | 18958
Electrical ¦ Lighting ¦ Internal ¦ Emergency ¦ Self Contained ¦ LED | 8 | Urgent | B | 21 | 2045 | 5 | 1 | 2.2 | 8544 | 32394
Fabric ¦ Superstructure ¦ Windows and External Doors ¦ External Doors ¦ Manual and Automatic Doors ¦ Emergency and Panic Escape Doors | 1 | Urgent | B | 16 | 2040 | 5 | 1 | 2.2 | 8545 | 28981
HVAC ¦ Fan ¦ Local and Special Ventilation ¦ Fans Window or Wall Mounted | 1 | Medium | B | 1 | 2025 | 5 | 3 | 3.2 | 30183 | 10665
HVAC ¦ Fan ¦ Central Cooling ¦ Axial | 1 | Medium | B | 1 | 2025 | 5 | 3 | 3.2 | 30184 | 10666
Fabric ¦ Superstructure ¦ Windows and External Doors ¦ External Doors ¦ Manual and Automatic Doors ¦ Emergency and Panic Escape Doors | 5 | Urgent | B | 16 | 2040 | 5 | 1 | 2.2 | 8546 | 28982
HVAC ¦ Local Air Conditioning ¦ Single-Split Condenser - Split Systems/Heat Pumps - Air-cooled with Direct Expansion Evaporator (DX) | 1 | Medium | B | 9 | 2033 | 5 | 3 | 3.2 | 30185 | 21872
Sanitary ¦ Shower ¦ Pumps ¦ Showers Booster Pumps | 1 | Medium | B | 16 | 2040 | 5 | 3 | 3.2 | 30186 | 29810
Fire ¦ Fire Detection ¦ Fire Alarm Panel / Repeater | 1 | Urgent | B | 11 | 2035 | 5 | 1 | 2.2 | 8547 | 23917
Fabric ¦ Superstructure ¦ Windows and External Doors ¦ External Doors ¦ Manual and Automatic Doors ¦ Auto / Powered Bi-Fold Doors | 1 | Medium | B | 21 | 2045 | 5 | 3 | 3.2 | 30187 | 32805
Electrical ¦ Lighting ¦ Internal ¦ General ¦ LED Fittings & Luminaires | 48 | Medium | B | 16 | 2040 | 5 | 3 | 3.2 | 30188 | 29811
Electrical ¦ LV Distribution ¦ Distribution Board ¦ Sub | 1 | High | B | 6 | 2030 | 5 | 2 | 2.7 | 17074 | 17831
Fabric ¦ Superstructure ¦ Windows and External Doors ¦ External Doors ¦ Entrance Doors | 1 | High | B | 11 | 2035 | 5 | 2 | 2.7 | 17075 | 24725
Controls ¦ Multi-System Controls ¦ Instrument Control Panel | 1 | Medium | B | 1 | 2025 | 5 | 3 | 3.2 | 30189 | 10667
Electrical ¦ Lighting ¦ Internal ¦ General ¦ LED Fittings & Luminaires | 32 | Medium | B | 16 | 2040 | 5 | 3 | 3.2 | 30190 | 29812
HVAC ¦ Heat Emitters - Local ¦ Electric Heaters | 1 | Medium | B | 3 | 2027 | 5 | 3 | 3.2 | 30191 | 13659
HVAC ¦ Pump ¦ Central Heating (Internally Sourced) ¦ Condensate Pumps | 1 | Medium | B | 1 | 2025 | 5 | 3 | 3.2 | 30192 | 10668
Electrical ¦ LV Distribution ¦ Distribution Board ¦ Main | 1 | High | B | 9 | 2033 | 5 | 2 | 2.7 | 17076 | 21634
Fabric ¦ Superstructure ¦ Windows and External Doors ¦ Roller Shutters ¦ Manual Roller Shutter | 1 | High | B | 1 | 2025 | 5 | 2 | 2.7 | 17077 | 4851
Fabric ¦ Superstructure ¦ Internal Doors ¦ Roller Shutters ¦ Electric Roller Shutter | 1 | Medium | B | 16 | 2040 | 5 | 3 | 3.2 | 30193 | 29813
Security ¦ Access ¦ Access Control ¦ Door ¦ Local Lock / Keypad / Manual | 1 | Medium | B | 11 | 2035 | 5 | 3 | 3.2 | 30194 | 25554
HVAC ¦ Heat Emitters - Local ¦ Electric Heaters | 3 | Medium | B | 1 | 2025 | 5 | 3 | 3.2 | 30195 | 10669
Fabric ¦ Superstructure ¦ Windows and External Doors ¦ Roller Shutters ¦ Manual Roller Shutter | 1 | High | B | 1 | 2025 | 5 | 2 | 2.7 | 17078 | 4852
HVAC ¦ Heat Emitters - Local ¦ Electric Heaters | 1 | Medium | B | 2 | 2026 | 5 | 3 | 3.2 | 30196 | 13182
Electrical ¦ Lighting ¦ External ¦ General - LED | 1 | Medium | B | 11 | 2035 | 5 | 3 | 3.2 | 30197 | 25555
Water ¦ Local Hot Water ¦ Instantaneous Electric Water Heater - Non-Drinking Water | 1 | Medium | B | 14 | 2038 | 5 | 3 | 3.2 | 30198 | 27631
Fabric ¦ Superstructure ¦ Windows and External Doors ¦ External Doors ¦ Manual and Automatic Doors ¦ Emergency and Panic Escape Doors | 1 | Urgent | B | 19 | 2043 | 5 | 1 | 2.2 | 8548 | 31104
Electrical ¦ Lighting ¦ Internal ¦ General ¦ LED Fittings & Luminaires | 85 | Medium | B | 16 | 2040 | 5 | 3 | 3.2 | 30199 | 29814
Fire ¦ Fire Fighting ¦ Fire Extinguishers ¦ Foam | 2 | Urgent | B | 6 | 2030 | 5 | 1 | 2.2 | 8549 | 17035
Electrical ¦ Lighting ¦ Internal ¦ Emergency ¦ Self Contained ¦ LED | 2 | Urgent | B | 21 | 2045 | 5 | 1 | 2.2 | 8550 | 32395
HVAC ¦ Local Air Conditioning ¦ Single-Split Condenser - Split Systems/Heat Pumps - Air-cooled with Direct Expansion Evaporator (DX) | 1 | Medium | B | 1 | 2025 | 5 | 3 | 3.2 | 30200 | 10670
HVAC ¦ Heat Emitters - Local ¦ Electric Overdoor Air Curtain/Heater | 1 | Medium | B | 1 | 2025 | 5 | 3 | 3.2 | 30201 | 10671
Electrical ¦ LV Distribution ¦ Distribution Board ¦ Sub | 1 | High | B | 1 | 2025 | 5 | 2 | 2.7 | 17079 | 4853
Water ¦ Local Hot Water ¦ Package Electric Water Heaters - Non-Drinking Water | 1 | Medium | B | 3 | 2027 | 5 | 3 | 3.2 | 30202 | 13660
Fabric ¦ Superstructure ¦ Internal Doors ¦ Roller Shutters ¦ Electric Roller Shutter | 1 | Medium | B | 15 | 2039 | 5 | 3 | 3.2 | 30203 | 28520
Electrical ¦ Lighting ¦ Internal ¦ Emergency ¦ Self Contained ¦ LED | 8 | Urgent | B | 21 | 2045 | 5 | 1 | 2.2 | 8551 | 32396
Electrical ¦ Lighting ¦ Internal ¦ Emergency ¦ Self Contained ¦ LED | 18 | Urgent | B | 23 | 2047 | 5 | 1 | 2.2 | 8552 | 33147
Fabric ¦ Superstructure ¦ Windows and External Doors ¦ Roller Shutters ¦ Manual Roller Shutter | 1 | High | B | 1 | 2025 | 5 | 2 | 2.7 | 17080 | 4854
HVAC ¦ Heat Emitters - Local ¦ Electric Heaters | 5 | Medium | B | 4 | 2028 | 5 | 3 | 3.2 | 30204 | 14219
HVAC ¦ Fan ¦ Central Heating ¦ Axial | 1 | High | B | 1 | 2025 | 5 | 2 | 2.7 | 17081 | 4855
Electrical ¦ Lighting ¦ Internal ¦ Emergency ¦ Self Contained ¦ Non LED | 1 | Urgent | B | 9 | 2033 | 5 | 1 | 2.2 | 8553 | 21460
Electrical ¦ LV Distribution ¦ Distribution Board ¦ Sub | 1 | High | B | 1 | 2025 | 5 | 2 | 2.7 | 17082 | 4856
HVAC ¦ Local and Special Ventilation ¦ Unit extract fans. | 1 | Medium | B | 3 | 2027 | 5 | 3 | 3.2 | 30205 | 13661
HVAC ¦ Local Air Conditioning ¦ Single-Split Condenser - Split Systems/Heat Pumps - Air-cooled with Direct Expansion Evaporator (DX) | 1 | Medium | CX | 1 | 2025 | 2 | 3 | 2.3 | 10333 | 2245
Fire ¦ Fire Fighting ¦ Fire Extinguishers ¦ Foam | 1 | Urgent | B | 6 | 2030 | 5 | 1 | 2.2 | 8554 | 17036
HVAC ¦ Heat Emitters - Local ¦ Electric Heaters | 1 | Medium | C | 1 | 2025 | 4 | 3 | 2.9 | 18967 | 5795
Electrical ¦ Lighting ¦ External ¦ General - LED | 7 | Medium | B | 12 | 2036 | 5 | 3 | 3.2 | 30206 | 26714
Electrical ¦ Lighting ¦ External ¦ General - LED | 5 | Medium | B | 11 | 2035 | 5 | 3 | 3.2 | 30207 | 25556
HVAC ¦ Local Air Conditioning ¦ Single-Split Condenser - Split Systems/Heat Pumps - Air-cooled with Direct Expansion Evaporator (DX) | 1 | Medium | B | 8 | 2032 | 5 | 3 | 3.2 | 30208 | 21114
Electrical ¦ LV Distribution ¦ Distribution Board ¦ Sub | 1 | High | B | 11 | 2035 | 5 | 2 | 2.7 | 17083 | 24726
Security ¦ Barriers and Guardrails ¦ Manual Vehicle Barrier | 1 | Medium | B | 1 | 2025 | 5 | 3 | 3.2 | 30209 | 10672
Electrical ¦ LV Distribution ¦ Distribution Board ¦ Sub | 1 | High | B | 1 | 2025 | 5 | 2 | 2.7 | 17084 | 4857
Electrical ¦ LV Distribution ¦ Distribution Board ¦ Sub | 1 | High | A | 19 | 2043 | 6 | 2 | 3 | 19622 | 31332
Water ¦ Local Hot Water ¦ Instantaneous Electric Water Heater - Non-Drinking Water | 1 | Medium | B | 1 | 2025 | 5 | 3 | 3.2 | 30210 | 10673
HVAC ¦ Local and Special Ventilation ¦ Unit extract fans. | 1 | Medium | B | 1 | 2025 | 5 | 3 | 3.2 | 30211 | 10674
Fire ¦ Fire Fighting ¦ Fire Extinguishers ¦ Powder | 1 | Urgent | B | 6 | 2030 | 5 | 1 | 2.2 | 8555 | 17037
Electrical ¦ Specialist Lighting ¦ Internal ¦ Illuminated Fire Exit Signage | 4 | Urgent | B | 10 | 2034 | 5 | 1 | 2.2 | 8556 | 22153
Electrical ¦ Lighting ¦ Internal ¦ General | 68 | Medium | B | 6 | 2030 | 5 | 3 | 3.2 | 30212 | 18959
Electrical ¦ LV Distribution ¦ Distribution Board ¦ Sub | 1 | High | B | 4 | 2028 | 5 | 2 | 2.7 | 17085 | 13996
Electrical ¦ Lighting ¦ Internal ¦ General ¦ LED Fittings & Luminaires | 81 | Medium | B | 16 | 2040 | 5 | 3 | 3.2 | 30213 | 29815
Electrical ¦ Lighting ¦ Internal ¦ Emergency ¦ Self Contained ¦ LED | 10 | Urgent | B | 21 | 2045 | 5 | 1 | 2.2 | 8557 | 32397
HVAC ¦ Ventilation ¦ Air Handling Unit (AHU) ¦ Internal ¦ Central Air Conditioning ¦ DX Cooling | 1 | High | B | 10 | 2034 | 5 | 2 | 2.7 | 17086 | 22468
Electrical ¦ Lighting ¦ Internal ¦ General | 32 | Medium | B | 6 | 2030 | 5 | 3 | 3.2 | 30214 | 18960
HVAC ¦ Local Air Conditioning ¦ Single-Split Condenser - Split Systems/Heat Pumps - Air-cooled with Direct Expansion Evaporator (DX) | 1 | Medium | B | 9 | 2033 | 5 | 3 | 3.2 | 30215 | 21873
Electrical ¦ LV Distribution ¦ Distribution Board ¦ Sub | 1 | High | B | 1 | 2025 | 5 | 2 | 2.7 | 17087 | 4858
Electrical ¦ LV Distribution ¦ Distribution Board ¦ Sub | 1 | High | B | 7 | 2031 | 5 | 2 | 2.7 | 17088 | 19684
Water ¦ Local Hot Water ¦ Package Electric Water Heaters - Non-Drinking Water | 1 | Medium | B | 6 | 2030 | 5 | 3 | 3.2 | 30216 | 18961
Fabric ¦ Superstructure ¦ Internal Doors ¦ Roller Shutters ¦ Internal Manual Roller Shutter | 1 | Medium | B | 1 | 2025 | 5 | 3 | 3.2 | 30217 | 10675
Electrical ¦ Lighting ¦ Internal ¦ General | 38 | Medium | B | 1 | 2025 | 5 | 3 | 3.2 | 30218 | 10676
HVAC ¦ Fan ¦ Local and Special Ventilation ¦ Ventilating - General | 1 | Medium | B | 5 | 2029 | 5 | 3 | 3.2 | 30219 | 15436
HVAC ¦ Fan ¦ Local and Special Ventilation ¦ Fans Window or Wall Mounted | 1 | Medium | B | 11 | 2035 | 5 | 3 | 3.2 | 30220 | 25557
HVAC ¦ Fan ¦ Smoke Extract | 1 | Urgent | B | 1 | 2025 | 5 | 1 | 2.2 | 8558 | 1797
HVAC ¦ Fan ¦ Smoke Extract | 1 | Urgent | B | 1 | 2025 | 5 | 1 | 2.2 | 8559 | 1798
Electrical ¦ LV Distribution ¦ Distribution Board ¦ Sub | 1 | High | B | 1 | 2025 | 5 | 2 | 2.7 | 17089 | 4859
HVAC ¦ Fan ¦ Local and Special Ventilation ¦ Ventilating - General | 1 | Medium | B | 5 | 2029 | 5 | 3 | 3.2 | 30221 | 15437
Water ¦ Local Hot Water ¦ Instantaneous Electric Water Heater - Non-Drinking Water | 1 | Medium | B | 1 | 2025 | 5 | 3 | 3.2 | 30222 | 10677
Fabric ¦ Superstructure ¦ Internal Doors ¦ Roller Shutters ¦ Electric Roller Shutter | 1 | Medium | B | 1 | 2025 | 5 | 3 | 3.2 | 30223 | 10678
HVAC ¦ Fan ¦ Local and Special Ventilation ¦ Extract | 1 | Medium | B | 1 | 2025 | 5 | 3 | 3.2 | 30224 | 10679
Fabric ¦ Superstructure ¦ Windows and External Doors ¦ External Doors ¦ Manual and Automatic Doors ¦ Emergency and Panic Escape Doors | 1 | Urgent | B | 6 | 2030 | 5 | 1 | 2.2 | 8560 | 17038
Fabric ¦ Superstructure ¦ Windows and External Doors ¦ External Doors ¦ Manual and Automatic Doors ¦ Emergency and Panic Escape Doors | 1 | Urgent | B | 6 | 2030 | 5 | 1 | 2.2 | 8561 | 17039
Electrical ¦ LV Distribution ¦ Distribution Board ¦ Main | 1 | High | B | 1 | 2025 | 5 | 2 | 2.7 | 17090 | 4860
Fabric ¦ Superstructure ¦ Windows and External Doors ¦ Roller Shutters ¦ Manual Roller Shutter | 1 | High | B | 1 | 2025 | 5 | 2 | 2.7 | 17091 | 4861
Fabric ¦ Superstructure ¦ Internal Doors ¦ Roller Shutters ¦ Electric Roller Shutter | 1 | Medium | B | 16 | 2040 | 5 | 3 | 3.2 | 30225 | 29816
Electrical ¦ Lighting ¦ Internal ¦ Emergency ¦ Self Contained ¦ LED | 6 | Urgent | B | 22 | 2046 | 5 | 1 | 2.2 | 8562 | 32981
Electrical ¦ Lighting ¦ Internal ¦ General ¦ LED Fittings & Luminaires | 32 | Medium | B | 16 | 2040 | 5 | 3 | 3.2 | 30226 | 29817
Security ¦ Access ¦ Access Control ¦ Gate Access - Local Lock / Keypad / Manual (External) | 1 | Medium | B | 1 | 2025 | 5 | 3 | 3.2 | 30227 | 10680
HVAC ¦ Local Air Conditioning ¦ Single-Split Evaporator - Split Systems/Heat Pumps - Air-cooled with Direct Expansion Evaporator (DX) | 1 | Medium | B | 5 | 2029 | 5 | 3 | 3.2 | 30228 | 15438
Electrical ¦ LV Distribution ¦ Distribution Board ¦ Sub | 1 | High | B | 11 | 2035 | 5 | 2 | 2.7 | 17092 | 24727
HVAC ¦ Fan ¦ Local and Special Ventilation ¦ Extract | 1 | Medium | CX | 1 | 2025 | 2 | 3 | 2.3 | 10334 | 2246
Electrical ¦ Lighting ¦ Internal ¦ Emergency ¦ Self Contained ¦ Non LED | 19 | Urgent | B | 5 | 2029 | 5 | 1 | 2.2 | 8563 | 14489
Fire ¦ Fire Fighting ¦ Fire Extinguishers ¦ Foam | 6 | Urgent | B | 1 | 2025 | 5 | 1 | 2.2 | 8564 | 1799
HVAC ¦ Local Air Conditioning ¦ Single-Split Condenser - Split Systems/Heat Pumps - Air-cooled with Direct Expansion Evaporator (DX) | 1 | Medium | A | 15 | 2039 | 6 | 3 | 3.5 | 32610 | 28586
HVAC ¦ Local Air Conditioning ¦ Single-Split Condenser - Split Systems/Heat Pumps - Air-cooled with Direct Expansion Evaporator (DX) | 1 | Medium | C | 1 | 2025 | 4 | 3 | 2.9 | 18968 | 5796
HVAC ¦ Fan ¦ Local and Special Ventilation ¦ Ventilating - General | 1 | Medium | B | 5 | 2029 | 5 | 3 | 3.2 | 30229 | 15439
HVAC ¦ Fan ¦ Local and Special Ventilation ¦ Extract | 1 | Medium | CX | 1 | 2025 | 2 | 3 | 2.3 | 10335 | 2247
Electrical ¦ Lighting ¦ Internal ¦ General ¦ LED Fittings & Luminaires | 48 | Medium | B | 16 | 2040 | 5 | 3 | 3.2 | 30230 | 29818
HVAC ¦ Heat Emitters - Local ¦ Electric Heaters | 3 | Medium | B | 1 | 2025 | 5 | 3 | 3.2 | 30231 | 10681
HVAC ¦ Local Air Conditioning ¦ Single-Split Evaporator - Split Systems/Heat Pumps - Air-cooled with Direct Expansion Evaporator (DX) | 1 | Medium | B | 4 | 2028 | 5 | 3 | 3.2 | 30232 | 14220
HVAC ¦ Local Air Conditioning ¦ Single-Split Evaporator - Split Systems/Heat Pumps - Air-cooled with Direct Expansion Evaporator (DX) | 1 | Medium | A | 15 | 2039 | 6 | 3 | 3.5 | 32611 | 28587
Electrical ¦ LV Distribution ¦ Distribution Board ¦ Sub | 1 | High | B | 5 | 2029 | 5 | 2 | 2.7 | 17093 | 14732
Electrical ¦ LV Distribution ¦ Distribution Board ¦ Sub | 1 | High | B | 1 | 2025 | 5 | 2 | 2.7 | 17094 | 4862
Fabric ¦ Superstructure ¦ Windows and External Doors ¦ External Doors ¦ Manual and Automatic Doors ¦ Auto / Powered Sliding Doors | 1 | High | B | 32 | 2056 | 5 | 2 | 2.7 | 17095 | 33833
Fire ¦ Fire Fighting ¦ Fire Extinguishers ¦ CO2 | 3 | Urgent | B | 6 | 2030 | 5 | 1 | 2.2 | 8565 | 17040
Fire ¦ Fire Fighting ¦ Fire Extinguishers ¦ CO2 | 6 | Urgent | B | 7 | 2031 | 5 | 1 | 2.2 | 8566 | 19473
Water ¦ Local Hot Water ¦ Package Electric Water Heaters - Non-Drinking Water | 1 | Medium | B | 1 | 2025 | 5 | 3 | 3.2 | 30233 | 10682
HVAC ¦ Heat Emitters - Local ¦ Gas Fired Unit Heaters | 1 | Medium | B | 1 | 2025 | 5 | 3 | 3.2 | 30234 | 10683
Fabric ¦ Superstructure ¦ Windows and External Doors ¦ External Doors ¦ Manual and Automatic Doors ¦ Auto / Powered Sliding Doors | 1 | High | B | 26 | 2050 | 5 | 2 | 2.7 | 17096 | 33527
Fabric ¦ Superstructure ¦ Windows and External Doors ¦ External Doors ¦ Entrance Doors | 1 | High | B | 11 | 2035 | 5 | 2 | 2.7 | 17097 | 24728
Fabric ¦ Superstructure ¦ Windows and External Doors ¦ External Doors ¦ Entrance Doors | 1 | High | B | 11 | 2035 | 5 | 2 | 2.7 | 17098 | 24729
Electrical ¦ Lighting ¦ Internal ¦ General ¦ LED Fittings & Luminaires | 111 | Medium | B | 17 | 2041 | 5 | 3 | 3.2 | 30235 | 30568
Electrical ¦ LV Distribution ¦ Distribution Board ¦ Sub | 1 | High | B | 1 | 2025 | 5 | 2 | 2.7 | 17099 | 4863
Electrical ¦ LV Distribution ¦ Distribution Board ¦ Sub | 1 | High | B | 1 | 2025 | 5 | 2 | 2.7 | 17100 | 4864
Fabric ¦ Superstructure ¦ Windows and External Doors ¦ External Doors ¦ Manual and Automatic Doors ¦ Emergency and Panic Escape Doors | 1 | Urgent | B | 26 | 2050 | 5 | 1 | 2.2 | 8567 | 33469
Fabric ¦ Superstructure ¦ Internal Doors ¦ Roller Shutters ¦ Electric Roller Shutter | 1 | Medium | B | 1 | 2025 | 5 | 3 | 3.2 | 30236 | 10684
Fire ¦ Fire Fighting ¦ Fire Extinguishers ¦ CO2 | 5 | Urgent | B | 6 | 2030 | 5 | 1 | 2.2 | 8568 | 17041
HVAC ¦ Local Air Conditioning ¦ Single-Split Condenser - Split Systems/Heat Pumps - Air-cooled with Direct Expansion Evaporator (DX) | 1 | Medium | CX | 1 | 2025 | 2 | 3 | 2.3 | 10336 | 2248
Fabric ¦ Superstructure ¦ Windows and External Doors ¦ External Doors ¦ Manual and Automatic Doors ¦ Auto / Powered Sliding Doors | 1 | High | B | 6 | 2030 | 5 | 2 | 2.7 | 17101 | 17832
Controls ¦ Multi-System Controls ¦ Control Panel - Electrical Services (excluding Electrical Controllers and Pneumatic Relays) | 1 | Medium | B | 1 | 2025 | 5 | 3 | 3.2 | 30237 | 10685
HVAC ¦ Heat Emitters - Local ¦ Gas Fired Unit Heaters | 1 | Medium | B | 1 | 2025 | 5 | 3 | 3.2 | 30238 | 10686
Fabric ¦ Superstructure ¦ Internal Doors ¦ Roller Shutters ¦ Internal Manual Roller Shutter | 1 | Medium | B | 1 | 2025 | 5 | 3 | 3.2 | 30239 | 10687
Fabric ¦ Superstructure ¦ Windows and External Doors ¦ External Doors ¦ Manual and Automatic Doors ¦ Emergency and Panic Escape Doors | 1 | Urgent | B | 6 | 2030 | 5 | 1 | 2.2 | 8569 | 17042
Fabric ¦ Superstructure ¦ Windows and External Doors ¦ External Doors ¦ Entrance Doors | 1 | High | B | 11 | 2035 | 5 | 2 | 2.7 | 17102 | 24730
Electrical ¦ Lighting ¦ Internal ¦ General ¦ LED Fittings & Luminaires | 7 | Medium | B | 12 | 2036 | 5 | 3 | 3.2 | 30240 | 26715
Fire ¦ Fire Fighting ¦ Fire Extinguishers ¦ Foam | 4 | Urgent | B | 6 | 2030 | 5 | 1 | 2.2 | 8570 | 17043
Electrical ¦ Lighting ¦ Internal ¦ Emergency ¦ Self Contained ¦ LED | 5 | Urgent | B | 22 | 2046 | 5 | 1 | 2.2 | 8571 | 32982
Fire ¦ Fire Fighting ¦ Fire Extinguishers ¦ Foam | 4 | Urgent | B | 7 | 2031 | 5 | 1 | 2.2 | 8572 | 19474
Electrical ¦ LV Distribution ¦ Distribution Board ¦ Sub | 1 | High | B | 6 | 2030 | 5 | 2 | 2.7 | 17103 | 17833
Fabric ¦ Superstructure ¦ Internal Doors ¦ Roller Shutters ¦ Internal Manual Roller Shutter | 1 | Medium | B | 1 | 2025 | 5 | 3 | 3.2 | 30241 | 10688
HVAC ¦ Fan ¦ Local and Special Ventilation ¦ Extract | 1 | Medium | B | 1 | 2025 | 5 | 3 | 3.2 | 30242 | 10689
Electrical ¦ Specialist Lighting ¦ Internal ¦ Illuminated Fire Exit Signage | 6 | Urgent | B | 16 | 2040 | 5 | 1 | 2.2 | 8573 | 28983
Fabric ¦ Superstructure ¦ Internal Doors ¦ Roller Shutters ¦ Electric Roller Shutter | 1 | Medium | B | 1 | 2025 | 5 | 3 | 3.2 | 30243 | 10690
Fabric ¦ Superstructure ¦ Internal Doors ¦ Roller Shutters ¦ Internal Manual Roller Shutter | 1 | Medium | B | 1 | 2025 | 5 | 3 | 3.2 | 30244 | 10691
HVAC ¦ Central Air Conditioning ¦ Air Conditioning ¦ Multi-Split Condenser - Split Systems/Heat Pumps - Air-cooled with Direct Expansion Evaporator (DX) | 1 | Medium | B | 1 | 2025 | 5 | 3 | 3.2 | 30245 | 10692
Electrical ¦ LV Distribution ¦ Distribution Board ¦ Sub | 1 | High | B | 1 | 2025 | 5 | 2 | 2.7 | 17104 | 4865
Controls ¦ Multi-System Controls ¦ Control Panel - Electrical Services (excluding Electrical Controllers and Pneumatic Relays) | 1 | Medium | B | 1 | 2025 | 5 | 3 | 3.2 | 30246 | 10693
Electrical ¦ LV Distribution ¦ Distribution Board ¦ Sub | 1 | High | C | 14 | 2038 | 4 | 2 | 2.4 | 10737 | 27408
Electrical ¦ Lighting ¦ Internal ¦ Emergency ¦ Self Contained ¦ LED | 4 | Urgent | B | 22 | 2046 | 5 | 1 | 2.2 | 8574 | 32983
Electrical ¦ LV Distribution ¦ Distribution Board ¦ Main | 1 | High | B | 8 | 2032 | 5 | 2 | 2.7 | 17105 | 20765
Fabric ¦ Superstructure ¦ Windows and External Doors ¦ External Doors ¦ Manual and Automatic Doors ¦ Emergency and Panic Escape Doors | 1 | Urgent | B | 31 | 2055 | 5 | 1 | 2.2 | 8575 | 33773
Fabric ¦ Superstructure ¦ Windows and External Doors ¦ External Windows ¦ Roller Shutters ¦ External Window Shutters ¦ Electric | 1 | Medium | B | 11 | 2035 | 5 | 3 | 3.2 | 30247 | 25558
HVAC ¦ Local and Special Ventilation ¦ Unit extract fans. | 1 | Medium | B | 1 | 2025 | 5 | 3 | 3.2 | 30248 | 10694
Security ¦ Access ¦ Access Control ¦ Door ¦ Local Lock / Keypad / Manual | 1 | Medium | CX | 1 | 2025 | 2 | 3 | 2.3 | 10337 | 2249
HVAC ¦ Heat Emitters - Local ¦ Electric Heaters | 2 | Medium | B | 1 | 2025 | 5 | 3 | 3.2 | 30249 | 10695
Electrical ¦ LV Distribution ¦ Distribution Board ¦ Sub | 1 | High | B | 1 | 2025 | 5 | 2 | 2.7 | 17106 | 4866
HVAC ¦ Fan ¦ Local and Special Ventilation ¦ Ventilating - General | 1 | Medium | B | 5 | 2029 | 5 | 3 | 3.2 | 30250 | 15440
Controls ¦ Building Management System (BMS) ¦ BMS Control Panel | 1 | High | B | 7 | 2031 | 5 | 2 | 2.7 | 17107 | 19685
Fire ¦ Fire Fighting ¦ Fire Extinguishers ¦ Foam - P50 | 1 | Urgent | B | 6 | 2030 | 5 | 1 | 2.2 | 8576 | 17044
HVAC ¦ Local Air Conditioning ¦ Single-Split Condenser - Split Systems/Heat Pumps - Air-cooled with Direct Expansion Evaporator (DX) | 1 | Medium | B | 7 | 2031 | 5 | 3 | 3.2 | 30251 | 20135
Electrical ¦ LV Distribution ¦ Distribution Board ¦ Sub | 1 | High | C | 1 | 2025 | 4 | 2 | 2.4 | 10738 | 2519
Fabric ¦ Superstructure ¦ Windows and External Doors ¦ External Doors ¦ Manual and Automatic Doors ¦ Emergency and Panic Escape Doors | 1 | Urgent | B | 31 | 2055 | 5 | 1 | 2.2 | 8577 | 33774
Fabric ¦ Superstructure ¦ Windows and External Doors ¦ Roller Shutters ¦ Electric Roller Shutter | 1 | High | B | 14 | 2038 | 5 | 2 | 2.7 | 17108 | 27492
HVAC ¦ Local Air Conditioning ¦ Single-Split Evaporator - Split Systems/Heat Pumps - Air-cooled with Direct Expansion Evaporator (DX) | 1 | Medium | B | 1 | 2025 | 5 | 3 | 3.2 | 30252 | 10696
Electrical ¦ LV Distribution ¦ Distribution Board ¦ Sub | 1 | High | B | 16 | 2040 | 5 | 2 | 2.7 | 17109 | 29246
Electrical ¦ Lighting ¦ Internal ¦ General ¦ LED Fittings & Luminaires | 1 | Medium | B | 12 | 2036 | 5 | 3 | 3.2 | 30253 | 26716
HVAC ¦ Heat Emitters - Central ¦ Unit Heaters | 1 | Medium | B | 1 | 2025 | 5 | 3 | 3.2 | 30254 | 10697
Fire ¦ Fire Fighting ¦ Fire Extinguishers ¦ Foam | 6 | Urgent | B | 6 | 2030 | 5 | 1 | 2.2 | 8578 | 17045
Electrical ¦ Lighting ¦ External ¦ General - Non-LED | 5 | Medium | B | 1 | 2025 | 5 | 3 | 3.2 | 30255 | 10698
HVAC ¦ Local and Special Ventilation ¦ Unit extract fans. | 1 | Medium | C | 1 | 2025 | 4 | 3 | 2.9 | 18969 | 5797
HVAC ¦ Heat Emitters - Local ¦ Gas Fired Unit Heaters | 1 | Medium | B | 6 | 2030 | 5 | 3 | 3.2 | 30256 | 18962
Electrical ¦ LV Distribution ¦ Distribution Board ¦ Sub | 1 | High | B | 1 | 2025 | 5 | 2 | 2.7 | 17110 | 4867
Fabric ¦ Superstructure ¦ Windows and External Doors ¦ External Doors ¦ Manual and Automatic Doors ¦ Emergency and Panic Escape Doors | 1 | Urgent | B | 11 | 2035 | 5 | 1 | 2.2 | 8579 | 23918
HVAC ¦ Local Air Conditioning ¦ Single-Split Evaporator - Split Systems/Heat Pumps - Air-cooled with Direct Expansion Evaporator (DX) | 1 | Medium | B | 1 | 2025 | 5 | 3 | 3.2 | 30257 | 10699
Water ¦ Central Hot Water Distribution ¦ Hot water cylinders | 1 | High | B | 1 | 2025 | 5 | 2 | 2.7 | 17111 | 4868
HVAC ¦ Fan ¦ Smoke Extract | 1 | Urgent | B | 1 | 2025 | 5 | 1 | 2.2 | 8580 | 1800
Electrical ¦ LV Distribution ¦ Distribution Board ¦ Sub | 1 | High | B | 1 | 2025 | 5 | 2 | 2.7 | 17112 | 4869
HVAC ¦ Fan ¦ Local and Special Ventilation ¦ Extract | 1 | Medium | B | 7 | 2031 | 5 | 3 | 3.2 | 30258 | 20136
Fire ¦ Fire Detection ¦ Fire Alarm System | 1 | Urgent | A | 14 | 2038 | 6 | 1 | 2.5 | 10986 | 27427
Electrical ¦ Specialist Lighting ¦ Internal ¦ Illuminated Fire Exit Signage | 3 | Urgent | B | 16 | 2040 | 5 | 1 | 2.2 | 8581 | 28984
Electrical ¦ Specialist Lighting ¦ Internal ¦ Illuminated Fire Exit Signage | 4 | Urgent | B | 17 | 2041 | 5 | 1 | 2.2 | 8582 | 30211
HVAC ¦ Heat Emitters - Central ¦ Radiators ¦ Steel | 8 | Medium | B | 6 | 2030 | 5 | 3 | 3.2 | 30259 | 18963
Electrical ¦ Lighting ¦ Internal ¦ Emergency ¦ Self Contained ¦ LED | 16 | Urgent | B | 15 | 2039 | 5 | 1 | 2.2 | 8583 | 27997
Electrical ¦ Lighting ¦ Internal ¦ Emergency ¦ Self Contained ¦ LED | 7 | Urgent | B | 21 | 2045 | 5 | 1 | 2.2 | 8584 | 32398
Electrical ¦ LV Distribution ¦ Distribution Board ¦ Sub | 1 | High | B | 1 | 2025 | 5 | 2 | 2.7 | 17113 | 4870
Fabric ¦ Superstructure ¦ Internal Doors ¦ Roller Shutters ¦ Internal Manual Roller Shutter | 1 | Medium | B | 11 | 2035 | 5 | 3 | 3.2 | 30260 | 25559
Electrical ¦ Lighting ¦ Internal ¦ Emergency ¦ Self Contained ¦ Non LED | 7 | Urgent | B | 15 | 2039 | 5 | 1 | 2.2 | 8585 | 27998
Electrical ¦ LV Distribution ¦ Distribution Board ¦ Main | 1 | High | B | 13 | 2037 | 5 | 2 | 2.7 | 17114 | 27029
Electrical ¦ Lighting ¦ Internal ¦ General ¦ LED Fittings & Luminaires | 16 | Medium | A | 20 | 2044 | 6 | 3 | 3.5 | 32612 | 31698
HVAC ¦ Ventilation ¦ Air Handling Unit (AHU) ¦ Internal ¦ Central Air Conditioning ¦ Gas Fired | 1 | Medium | B | 1 | 2025 | 5 | 3 | 3.2 | 30261 | 10700
Fabric ¦ Superstructure ¦ Windows and External Doors ¦ External Doors ¦ Manual and Automatic Doors ¦ Emergency and Panic Escape Doors | 1 | Urgent | B | 30 | 2054 | 5 | 1 | 2.2 | 8586 | 33695
Electrical ¦ Lighting ¦ Internal ¦ General | 30 | Medium | B | 6 | 2030 | 5 | 3 | 3.2 | 30262 | 18964
HVAC ¦ Local and Special Ventilation ¦ Unit extract fans. | 1 | Medium | CX | 1 | 2025 | 2 | 3 | 2.3 | 10338 | 2250
HVAC ¦ Local and Special Ventilation ¦ Unit extract fans. | 1 | Medium | B | 11 | 2035 | 5 | 3 | 3.2 | 30263 | 25560
Fabric ¦ Superstructure ¦ Windows and External Doors ¦ External Doors ¦ Manual and Automatic Doors ¦ High Security Door | 1 | High | B | 31 | 2055 | 5 | 2 | 2.7 | 17115 | 33805
Fire ¦ Fire Fighting ¦ Fire Extinguishers ¦ CO2 | 2 | Urgent | B | 5 | 2029 | 5 | 1 | 2.2 | 8587 | 14490
Fabric ¦ Superstructure ¦ Windows and External Doors ¦ External Doors ¦ Manual and Automatic Doors ¦ Emergency and Panic Escape Doors | 1 | Urgent | C | 6 | 2030 | 4 | 1 | 1.9 | 733 | 15713
HVAC ¦ Central Heating (Internally Sourced) ¦ Boiler ¦ Electric Boilers | 1 | Medium | B | 1 | 2025 | 5 | 3 | 3.2 | 30264 | 10701
Fire ¦ Fire Detection ¦ Fire Alarm System | 1 | Urgent | B | 1 | 2025 | 5 | 1 | 2.2 | 8588 | 1801
Electrical ¦ Specialist Lighting ¦ Internal ¦ Illuminated Fire Exit Signage | 1 | Urgent | B | 17 | 2041 | 5 | 1 | 2.2 | 8589 | 30212
HVAC ¦ Heat Emitters - Local ¦ Gas Fired Natural and Fan Assisted Heaters | 1 | Medium | B | 1 | 2025 | 5 | 3 | 3.2 | 30265 | 10702
Electrical ¦ Lighting ¦ Internal ¦ Emergency ¦ Self Contained ¦ LED | 7 | Urgent | B | 21 | 2045 | 5 | 1 | 2.2 | 8590 | 32399
Security ¦ Access ¦ Access Control ¦ Gate Access - Local Lock / Keypad / Manual (External) | 1 | Medium | B | 1 | 2025 | 5 | 3 | 3.2 | 30266 | 10703
Electrical ¦ Lighting ¦ Internal ¦ Emergency ¦ Self Contained ¦ LED | 6 | Urgent | B | 22 | 2046 | 5 | 1 | 2.2 | 8591 | 32984
Electrical ¦ LV Distribution ¦ Distribution Board ¦ Sub | 1 | High | C | 1 | 2025 | 4 | 2 | 2.4 | 10739 | 2520
HVAC ¦ Fan ¦ Central Ventilation Systems ¦ Ventilating - General | 1 | Low | B | 1 | 2025 | 5 | 4 | 3.7 | 33481 | 12308
Fabric ¦ Superstructure ¦ Windows and External Doors ¦ Roller Shutters ¦ Electric Roller Shutter | 1 | High | C | 1 | 2025 | 4 | 2 | 2.4 | 10740 | 2521
Electrical ¦ Specialist Lighting ¦ Internal ¦ Illuminated Fire Exit Signage | 3 | Urgent | B | 6 | 2030 | 5 | 1 | 2.2 | 8592 | 17046
Fabric ¦ Superstructure ¦ Windows and External Doors ¦ External Doors ¦ Manual and Automatic Doors ¦ Auto / Powered Sliding Doors | 1 | High | B | 6 | 2030 | 5 | 2 | 2.7 | 17116 | 17834
HVAC ¦ Heat Emitters - Local ¦ Electric Heaters | 1 | Medium | B | 1 | 2025 | 5 | 3 | 3.2 | 30267 | 10704
Fire ¦ Fire Fighting ¦ Fire Extinguishers ¦ Foam | 3 | Urgent | B | 6 | 2030 | 5 | 1 | 2.2 | 8593 | 17047
Fire ¦ Fire Fighting ¦ Fire Extinguishers ¦ Foam | 3 | Urgent | B | 1 | 2025 | 5 | 1 | 2.2 | 8594 | 1802
Fabric ¦ Superstructure ¦ Windows and External Doors ¦ Roller Shutters ¦ Manual Roller Shutter | 1 | High | B | 1 | 2025 | 5 | 2 | 2.7 | 17117 | 4871
Electrical ¦ Lighting ¦ Internal ¦ Emergency ¦ Self Contained ¦ LED | 21 | Urgent | B | 21 | 2045 | 5 | 1 | 2.2 | 8595 | 32400
Electrical ¦ Specialist Lighting ¦ Internal ¦ Illuminated Fire Exit Signage | 5 | Urgent | B | 16 | 2040 | 5 | 1 | 2.2 | 8596 | 28985
Electrical ¦ Lighting ¦ Internal ¦ General | 11 | Medium | B | 6 | 2030 | 5 | 3 | 3.2 | 30268 | 18965
Fire ¦ Fire Fighting ¦ Fire Extinguishers ¦ CO2 | 2 | Urgent | B | 3 | 2027 | 5 | 1 | 2.2 | 8597 | 13305
Electrical ¦ Specialist Lighting ¦ Internal ¦ Illuminated Fire Exit Signage | 6 | Urgent | B | 17 | 2041 | 5 | 1 | 2.2 | 8598 | 30213
Electrical ¦ Specialist Lighting ¦ Internal ¦ Illuminated Fire Exit Signage | 3 | Urgent | B | 16 | 2040 | 5 | 1 | 2.2 | 8599 | 28986
Fire ¦ Fire Fighting ¦ Fire Extinguishers ¦ CO2 | 8 | Urgent | B | 6 | 2030 | 5 | 1 | 2.2 | 8600 | 17048
Fire ¦ Fire Detection ¦ Fire Alarm System | 1 | Urgent | B | 1 | 2025 | 5 | 1 | 2.2 | 8601 | 1803
Fire ¦ Fire Fighting ¦ Fire Extinguishers ¦ CO2 | 5 | Urgent | B | 6 | 2030 | 5 | 1 | 2.2 | 8602 | 17049
Electrical ¦ Lighting ¦ Internal ¦ Emergency ¦ Self Contained ¦ Non LED | 12 | Urgent | B | 1 | 2025 | 5 | 1 | 2.2 | 8603 | 1804
Electrical ¦ Lighting ¦ Internal ¦ Emergency ¦ Self Contained ¦ LED | 7 | Urgent | B | 20 | 2044 | 5 | 1 | 2.2 | 8604 | 31548
Electrical ¦ LV Distribution ¦ Distribution Board ¦ Sub | 1 | High | C | 11 | 2035 | 4 | 2 | 2.4 | 10741 | 24062
Fabric ¦ Superstructure ¦ Windows and External Doors ¦ External Windows ¦ Roller Shutters ¦ External Window Shutters ¦ Electric | 1 | Medium | B | 6 | 2030 | 5 | 3 | 3.2 | 30269 | 18966
Fire ¦ Fire Fighting ¦ Fire Extinguishers ¦ CO2 | 5 | Urgent | B | 1 | 2025 | 5 | 1 | 2.2 | 8605 | 1805
HVAC ¦ Local Air Conditioning ¦ Single-Split Evaporator - Split Systems/Heat Pumps - Air-cooled with Direct Expansion Evaporator (DX) | 1 | Medium | B | 5 | 2029 | 5 | 3 | 3.2 | 30270 | 15441
HVAC ¦ Ventilation ¦ Air Handling Unit (AHU) ¦ Internal ¦ Central Air Conditioning ¦ Gas Fired | 1 | Medium | B | 1 | 2025 | 5 | 3 | 3.2 | 30271 | 10705
Fire ¦ Fire Detection ¦ Fire Alarm Panel / Repeater | 1 | Urgent | B | 12 | 2036 | 5 | 1 | 2.2 | 8606 | 26092
Electrical ¦ Specialist Lighting ¦ Internal ¦ Illuminated Fire Exit Signage | 10 | Urgent | B | 17 | 2041 | 5 | 1 | 2.2 | 8607 | 30214
Fabric ¦ Superstructure ¦ Windows and External Doors ¦ Roller Shutters ¦ Manual Roller Shutter | 1 | High | B | 1 | 2025 | 5 | 2 | 2.7 | 17118 | 4872
Fabric ¦ Superstructure ¦ Windows and External Doors ¦ External Windows ¦ Roller Shutters ¦ External Window Shutters ¦ Electric | 1 | Medium | B | 6 | 2030 | 5 | 3 | 3.2 | 30272 | 18967
Fire ¦ Fire Fighting ¦ Fire Extinguishers ¦ Foam | 3 | Urgent | B | 6 | 2030 | 5 | 1 | 2.2 | 8608 | 17050
HVAC ¦ Local Air Conditioning ¦ Single-Split Condenser - Split Systems/Heat Pumps - Air-cooled with Direct Expansion Evaporator (DX) | 1 | Medium | B | 5 | 2029 | 5 | 3 | 3.2 | 30273 | 15442
Electrical ¦ LV Distribution ¦ Distribution Board ¦ Sub | 1 | High | B | 16 | 2040 | 5 | 2 | 2.7 | 17119 | 29247
HVAC ¦ Central Heating (Internally Sourced) ¦ Burner ¦ Forced draft gas burner | 1 | Medium | B | 1 | 2025 | 5 | 3 | 3.2 | 30274 | 10706
Fabric ¦ Superstructure ¦ Windows and External Doors ¦ Roller Shutters ¦ Manual Roller Shutter | 1 | High | B | 14 | 2038 | 5 | 2 | 2.7 | 17120 | 27493
Fire ¦ Fire Detection ¦ Fire Alarm System | 1 | Urgent | B | 1 | 2025 | 5 | 1 | 2.2 | 8609 | 1806
HVAC ¦ Heat Emitters - Local ¦ Electric Heaters | 4 | Medium | B | 5 | 2029 | 5 | 3 | 3.2 | 30275 | 15443
Electrical ¦ Specialist Lighting ¦ Internal ¦ Illuminated Fire Exit Signage | 1 | Urgent | B | 6 | 2030 | 5 | 1 | 2.2 | 8610 | 17051
Fabric ¦ Superstructure ¦ Windows and External Doors ¦ Roller Shutters ¦ Manual Roller Shutter | 1 | High | B | 1 | 2025 | 5 | 2 | 2.7 | 17121 | 4873
Fabric ¦ Superstructure ¦ Windows and External Doors ¦ Roller Shutters ¦ Electric Roller Shutter | 1 | High | B | 21 | 2045 | 5 | 2 | 2.7 | 17122 | 32734
Water ¦ Local Hot Water ¦ Package Electric Water Heaters - Non-Drinking Water | 1 | Medium | B | 6 | 2030 | 5 | 3 | 3.2 | 30276 | 18968
Electrical ¦ LV Distribution ¦ Distribution Board ¦ Sub | 1 | High | D | 5 | 2029 | 3 | 2 | 2.1 | 1310 | 14296
Electrical ¦ LV Distribution ¦ Distribution Board ¦ Sub | 1 | High | B | 16 | 2040 | 5 | 2 | 2.7 | 17123 | 29248
Fire ¦ Fire Detection ¦ Fire Alarm System | 1 | Urgent | B | 12 | 2036 | 5 | 1 | 2.2 | 8611 | 26093
HVAC ¦ Central Air Conditioning ¦ Air Conditioning ¦ Multi-Split Condenser - DX Split Systems (With Gas, Electric or Hot Water Heaters) | 1 | Medium | B | 1 | 2025 | 5 | 3 | 3.2 | 30277 | 10707
HVAC ¦ Fan ¦ Local and Special Ventilation ¦ Extract | 1 | Medium | B | 1 | 2025 | 5 | 3 | 3.2 | 30278 | 10708
HVAC ¦ Local and Special Ventilation ¦ Unit extract fans. | 1 | Medium | D | 5 | 2029 | 3 | 3 | 2.6 | 11236 | 14566
Fabric ¦ Superstructure ¦ Windows and External Doors ¦ Roller Shutters ¦ Electric Roller Shutter | 1 | High | B | 15 | 2039 | 5 | 2 | 2.7 | 17124 | 28284
HVAC ¦ Local and Special Ventilation ¦ Unit extract fans. | 1 | Medium | C | 5 | 2029 | 4 | 3 | 2.9 | 18970 | 14788
Electrical ¦ LV Distribution ¦ Distribution Board ¦ Sub | 1 | High | B | 16 | 2040 | 5 | 2 | 2.7 | 17125 | 29249
Fire ¦ Fire Detection ¦ Fire Alarm Panel / Repeater | 1 | Urgent | B | 11 | 2035 | 5 | 1 | 2.2 | 8612 | 23919
HVAC ¦ Local Air Conditioning ¦ Single-Split Condenser - Split Systems/Heat Pumps - Air-cooled with Direct Expansion Evaporator (DX) | 1 | Medium | B | 9 | 2033 | 5 | 3 | 3.2 | 30279 | 21874
HVAC ¦ Local Air Conditioning ¦ Single-Split Condenser - Split Systems/Heat Pumps - Air-cooled with Direct Expansion Evaporator (DX) | 1 | Medium | B | 9 | 2033 | 5 | 3 | 3.2 | 30280 | 21875
Electrical ¦ LV Distribution ¦ Distribution Board ¦ Main | 1 | High | B | 9 | 2033 | 5 | 2 | 2.7 | 17126 | 21635
HVAC ¦ Heat Emitters - Local ¦ Gas Fired Natural and Fan Assisted Heaters | 1 | Medium | DX | 1 | 2025 | 1 | 3 | 2 | 977 | 672
HVAC ¦ Fan ¦ Local and Special Ventilation ¦ Ventilating - General | 1 | Medium | B | 1 | 2025 | 5 | 3 | 3.2 | 30281 | 10709
HVAC ¦ Heat Emitters - Central ¦ Unit Heaters | 1 | Medium | D | 10 | 2034 | 3 | 3 | 2.6 | 11237 | 22247
Controls ¦ Multi-System Controls ¦ Control Panel - Electrical Services (excluding Electrical Controllers and Pneumatic Relays) | 1 | Medium | D | 1 | 2025 | 3 | 3 | 2.6 | 11238 | 2708
HVAC ¦ Central Air Conditioning ¦ Air Conditioning ¦ Multi-Split Condenser - Split Systems/Heat Pumps - Air-cooled with Direct Expansion Evaporator (DX) | 1 | Medium | B | 6 | 2030 | 5 | 3 | 3.2 | 30282 | 18969
HVAC ¦ Central Heating (Internally Sourced) ¦ Boiler ¦ Combination Atmospheric Burner Gas Boiler | 1 | High | B | 5 | 2029 | 5 | 2 | 2.7 | 17127 | 14733
HVAC ¦ Fan ¦ Central Ventilation Systems ¦ Ventilating - General | 1 | Low | B | 6 | 2030 | 5 | 4 | 3.7 | 33482 | 19111
Water ¦ Local Hot Water ¦ Instantaneous Electric Water Heater - Non-Drinking Water | 1 | Medium | B | 1 | 2025 | 5 | 3 | 3.2 | 30283 | 10710
Fabric ¦ Superstructure ¦ Internal Doors ¦ Roller Shutters ¦ Electric Roller Shutter | 1 | Medium | B | 1 | 2025 | 5 | 3 | 3.2 | 30284 | 10711
Fabric ¦ Barriers and Guardrails ¦ Vehicle Crash Protection Barrier | 1 | V Low | B | 1 | 2025 | 5 | 4 | 3.7 | 33483 | 12309
HVAC ¦ Fan ¦ Local and Special Ventilation ¦ Axial | 1 | Medium | B | 1 | 2025 | 5 | 3 | 3.2 | 30285 | 10712
Electrical ¦ LV Distribution ¦ Distribution Board ¦ Sub | 1 | High | B | 1 | 2025 | 5 | 2 | 2.7 | 17128 | 4874
Electrical ¦ LV Distribution ¦ Distribution Board ¦ Sub | 1 | High | B | 6 | 2030 | 5 | 2 | 2.7 | 17129 | 17835
Electrical ¦ Lighting ¦ Internal ¦ General ¦ LED Fittings & Luminaires | 5 | Medium | C | 12 | 2036 | 4 | 3 | 2.9 | 18971 | 26294
Fire ¦ Fire Detection ¦ Fire Alarm System | 1 | Urgent | B | 1 | 2025 | 5 | 1 | 2.2 | 8613 | 1807
Electrical ¦ Lighting ¦ Internal ¦ General ¦ LED Fittings & Luminaires | 5 | Medium | C | 12 | 2036 | 4 | 3 | 2.9 | 18972 | 26295
Fabric ¦ Superstructure ¦ Internal Doors ¦ Roller Shutters ¦ Electric Roller Shutter | 1 | Medium | B | 11 | 2035 | 5 | 3 | 3.2 | 30286 | 25561
Fire ¦ Fire Detection ¦ Fire Alarm System | 1 | Urgent | B | 1 | 2025 | 5 | 1 | 2.2 | 8614 | 1808
HVAC ¦ Fan ¦ Local and Special Ventilation ¦ Fans Window or Wall Mounted | 1 | Medium | B | 1 | 2025 | 5 | 3 | 3.2 | 30287 | 10713
Electrical ¦ Specialist Lighting ¦ Internal ¦ Illuminated Fire Exit Signage | 1 | Urgent | B | 6 | 2030 | 5 | 1 | 2.2 | 8615 | 17052
Electrical ¦ Lighting ¦ Internal ¦ General ¦ LED Fittings & Luminaires | 3 | Medium | B | 12 | 2036 | 5 | 3 | 3.2 | 30288 | 26717
Fire ¦ Fire Fighting ¦ Fire Extinguishers ¦ CO2 | 4 | Urgent | B | 8 | 2032 | 5 | 1 | 2.2 | 8616 | 20578
Electrical ¦ LV Distribution ¦ Distribution Board ¦ Main | 1 | High | B | 11 | 2035 | 5 | 2 | 2.7 | 17130 | 24731
HVAC ¦ Heat Emitters - Central ¦ Radiators ¦ Steel | 4 | Medium | B | 1 | 2025 | 5 | 3 | 3.2 | 30289 | 10714
Electrical ¦ Specialist Lighting ¦ External ¦ Illuminated External Signs | 1 | Medium | B | 6 | 2030 | 5 | 3 | 3.2 | 30290 | 18970
Fire ¦ Fire Fighting ¦ Fire Extinguishers ¦ Foam | 4 | Urgent | B | 8 | 2032 | 5 | 1 | 2.2 | 8617 | 20579
HVAC ¦ Heat Emitters - Local ¦ Electric Heaters | 1 | Medium | B | 1 | 2025 | 5 | 3 | 3.2 | 30291 | 10715
Electrical ¦ Lighting ¦ Internal ¦ General | 11 | Medium | B | 1 | 2025 | 5 | 3 | 3.2 | 30292 | 10716
Fire ¦ Fire Fighting ¦ Fire Extinguishers ¦ Foam | 4 | Urgent | B | 6 | 2030 | 5 | 1 | 2.2 | 8618 | 17053
Electrical ¦ LV Distribution ¦ Distribution Board ¦ Sub | 1 | High | D | 2 | 2026 | 3 | 2 | 2.1 | 1311 | 12439
Electrical ¦ LV Distribution ¦ Distribution Board ¦ Sub | 1 | High | B | 6 | 2030 | 5 | 2 | 2.7 | 17131 | 17836
Electrical ¦ LV Distribution ¦ Distribution Board ¦ Sub | 1 | High | B | 1 | 2025 | 5 | 2 | 2.7 | 17132 | 4875
Fabric ¦ Superstructure ¦ Windows and External Doors ¦ Roller Shutters ¦ Electric Roller Shutter | 1 | High | B | 1 | 2025 | 5 | 2 | 2.7 | 17133 | 4876
Fire ¦ Fire Fighting ¦ Fire Extinguishers ¦ CO2 | 3 | Urgent | B | 6 | 2030 | 5 | 1 | 2.2 | 8619 | 17054
Electrical ¦ Lighting ¦ Internal ¦ Emergency ¦ Self Contained ¦ LED | 2 | Urgent | B | 1 | 2025 | 5 | 1 | 2.2 | 8620 | 1809
Electrical ¦ Lighting ¦ External ¦ General - LED | 3 | Medium | B | 1 | 2025 | 5 | 3 | 3.2 | 30293 | 10717
Electrical ¦ LV Distribution ¦ Distribution Board ¦ Sub | 1 | High | B | 2 | 2026 | 5 | 2 | 2.7 | 17134 | 12949
HVAC ¦ Fan ¦ Local and Special Ventilation ¦ Fans Window or Wall Mounted | 1 | Medium | DX | 1 | 2025 | 1 | 3 | 2 | 978 | 673
Electrical ¦ Lighting ¦ External ¦ General - LED | 1 | Medium | B | 1 | 2025 | 5 | 3 | 3.2 | 30294 | 10718
Electrical ¦ LV Distribution ¦ Main Switch Panel at Supply Intake | 1 | Medium | C | 1 | 2025 | 4 | 3 | 2.9 | 18973 | 5798
Electrical ¦ LV Distribution ¦ Main Switch Panel at Supply Intake | 1 | Medium | D | 1 | 2025 | 3 | 3 | 2.6 | 11239 | 2709
Fire ¦ Fire Fighting ¦ Fire Extinguishers ¦ Foam | 1 | Urgent | B | 7 | 2031 | 5 | 1 | 2.2 | 8621 | 19475
Electrical ¦ Lighting ¦ Internal ¦ General | 6 | Medium | B | 1 | 2025 | 5 | 3 | 3.2 | 30295 | 10719
Fabric ¦ Superstructure ¦ Internal Doors ¦ Roller Shutters ¦ Electric Roller Shutter | 1 | Medium | B | 14 | 2038 | 5 | 3 | 3.2 | 30296 | 27632
Electrical ¦ LV Distribution ¦ Distribution Board ¦ Sub | 1 | High | B | 1 | 2025 | 5 | 2 | 2.7 | 17135 | 4877
HVAC ¦ Fan ¦ Local and Special Ventilation ¦ Axial | 1 | Medium | B | 1 | 2025 | 5 | 3 | 3.2 | 30297 | 10720
HVAC ¦ Fan ¦ Local and Special Ventilation ¦ Axial | 1 | Medium | B | 1 | 2025 | 5 | 3 | 3.2 | 30298 | 10721
Fire ¦ Fire Fighting ¦ Fire Extinguishers ¦ Foam | 2 | Urgent | B | 1 | 2025 | 5 | 1 | 2.2 | 8622 | 1810
Electrical ¦ Specialist Lighting ¦ Internal ¦ Illuminated Fire Exit Signage | 2 | Urgent | B | 17 | 2041 | 5 | 1 | 2.2 | 8623 | 30215
Electrical ¦ Specialist Lighting ¦ Internal ¦ Illuminated Fire Exit Signage | 1 | Urgent | B | 12 | 2036 | 5 | 1 | 2.2 | 8624 | 26094
Electrical ¦ Specialist Lighting ¦ Internal ¦ Illuminated Fire Exit Signage | 2 | Urgent | B | 12 | 2036 | 5 | 1 | 2.2 | 8625 | 26095
HVAC ¦ Heat Emitters - Local ¦ Electric Heaters | 4 | Medium | B | 1 | 2025 | 5 | 3 | 3.2 | 30299 | 10722
HVAC ¦ Heat Emitters - Local ¦ Electric Heaters | 1 | Medium | B | 1 | 2025 | 5 | 3 | 3.2 | 30300 | 10723
HVAC ¦ Heat Emitters - Central ¦ Radiators ¦ Steel | 3 | Medium | B | 1 | 2025 | 5 | 3 | 3.2 | 30301 | 10724
Electrical ¦ LV Distribution ¦ Distribution Board ¦ Sub | 1 | High | B | 1 | 2025 | 5 | 2 | 2.7 | 17136 | 4878
Fabric ¦ Superstructure ¦ Internal Doors ¦ Roller Shutters ¦ Electric Roller Shutter | 1 | Medium | B | 16 | 2040 | 5 | 3 | 3.2 | 30302 | 29819
Security ¦ Access ¦ Access Control ¦ Gate Access - Local Lock / Keypad / Manual (External) | 2 | Medium | B | 1 | 2025 | 5 | 3 | 3.2 | 30303 | 10725
Electrical ¦ Lighting ¦ Internal ¦ General ¦ LED Fittings & Luminaires | 77 | Medium | B | 16 | 2040 | 5 | 3 | 3.2 | 30304 | 29820
Electrical ¦ Lighting ¦ Internal ¦ Emergency ¦ Self Contained ¦ LED | 8 | Urgent | B | 17 | 2041 | 5 | 1 | 2.2 | 8626 | 30216
Electrical ¦ Lighting ¦ Internal ¦ Emergency ¦ Self Contained ¦ LED | 1 | Urgent | B | 20 | 2044 | 5 | 1 | 2.2 | 8627 | 31549
Electrical ¦ Specialist Lighting ¦ Internal ¦ Illuminated Fire Exit Signage | 5 | Urgent | B | 11 | 2035 | 5 | 1 | 2.2 | 8628 | 23920
Fire ¦ Fire Fighting ¦ Fire Extinguishers ¦ Foam | 3 | Urgent | B | 6 | 2030 | 5 | 1 | 2.2 | 8629 | 17055
Electrical ¦ Specialist Lighting ¦ Internal ¦ Illuminated Fire Exit Signage | 4 | Urgent | B | 16 | 2040 | 5 | 1 | 2.2 | 8630 | 28987
Fire ¦ Fire Fighting ¦ Fire Extinguishers ¦ Powder - P50 | 1 | Urgent | B | 10 | 2034 | 5 | 1 | 2.2 | 8631 | 22154
Fabric ¦ Superstructure ¦ Internal Doors ¦ Roller Shutters ¦ Electric Roller Shutter | 1 | Medium | B | 6 | 2030 | 5 | 3 | 3.2 | 30305 | 18971
Electrical ¦ Lighting ¦ Internal ¦ General ¦ LED Fittings & Luminaires | 8 | Medium | C | 16 | 2040 | 4 | 3 | 2.9 | 18974 | 29293
Electrical ¦ Lighting ¦ Internal ¦ General | 9 | Medium | B | 1 | 2025 | 5 | 3 | 3.2 | 30306 | 10726
HVAC ¦ Fan ¦ Local and Special Ventilation ¦ Extract | 1 | Medium | B | 1 | 2025 | 5 | 3 | 3.2 | 30307 | 10727
Electrical ¦ Lighting ¦ External ¦ General - LED | 8 | Medium | B | 11 | 2035 | 5 | 3 | 3.2 | 30308 | 25562
Fire ¦ Fire Fighting ¦ Fire Extinguishers ¦ CO2 | 1 | Urgent | B | 3 | 2027 | 5 | 1 | 2.2 | 8632 | 13306
Fabric ¦ Superstructure ¦ Windows and External Doors ¦ External Windows ¦ Roller Shutters ¦ External Window Shutters ¦ Manual | 1 | Medium | B | 1 | 2025 | 5 | 3 | 3.2 | 30309 | 10728
Electrical ¦ Lighting ¦ Internal ¦ General ¦ LED Fittings & Luminaires | 20 | Medium | B | 16 | 2040 | 5 | 3 | 3.2 | 30310 | 29821
Electrical ¦ LV Distribution ¦ Distribution Board ¦ Sub | 1 | High | B | 6 | 2030 | 5 | 2 | 2.7 | 17137 | 17837
Fabric ¦ Superstructure ¦ Windows and External Doors ¦ External Doors ¦ Manual and Automatic Doors ¦ High Security Door | 1 | High | B | 11 | 2035 | 5 | 2 | 2.7 | 17138 | 24732
Fabric ¦ Superstructure ¦ Windows and External Doors ¦ External Doors ¦ Entrance Doors | 1 | High | B | 15 | 2039 | 5 | 2 | 2.7 | 17139 | 28285
Fire ¦ Fire Fighting ¦ Fire Extinguishers ¦ Foam | 1 | Urgent | B | 1 | 2025 | 5 | 1 | 2.2 | 8633 | 1811
Fire ¦ Fire Detection ¦ Fire Alarm Panel / Repeater | 1 | Urgent | B | 11 | 2035 | 5 | 1 | 2.2 | 8634 | 23921
Fabric ¦ Superstructure ¦ Internal Doors ¦ Roller Shutters ¦ Electric Roller Shutter | 1 | Medium | B | 11 | 2035 | 5 | 3 | 3.2 | 30311 | 25563
Electrical ¦ LV Distribution ¦ Distribution Board ¦ Sub | 1 | High | B | 1 | 2025 | 5 | 2 | 2.7 | 17140 | 4879
Fabric ¦ Superstructure ¦ Windows and External Doors ¦ Roller Shutters ¦ Manual Roller Shutter | 1 | High | B | 11 | 2035 | 5 | 2 | 2.7 | 17141 | 24733
Electrical ¦ Lighting ¦ Internal ¦ Emergency ¦ Self Contained ¦ LED | 1 | Urgent | B | 11 | 2035 | 5 | 1 | 2.2 | 8635 | 23922
Electrical ¦ Lighting ¦ Internal ¦ Emergency ¦ Self Contained ¦ LED | 12 | Urgent | B | 21 | 2045 | 5 | 1 | 2.2 | 8636 | 32401
Fabric ¦ Superstructure ¦ Roof ¦ Roof Lights, Skylights and Openings ¦ Smoke vents ¦ Smoke Relief-Natural Ventilators | 1 | Urgent | B | 1 | 2025 | 5 | 1 | 2.2 | 8637 | 1812
Fabric ¦ Superstructure ¦ Windows and External Doors ¦ External Doors ¦ Manual and Automatic Doors ¦ Emergency and Panic Escape Doors | 1 | Urgent | B | 16 | 2040 | 5 | 1 | 2.2 | 8638 | 28988
HVAC ¦ Heat Emitters - Central ¦ Unit Heaters | 1 | Medium | B | 1 | 2025 | 5 | 3 | 3.2 | 30312 | 10729
HVAC ¦ Fan ¦ Local and Special Ventilation ¦ Extract | 1 | Medium | B | 1 | 2025 | 5 | 3 | 3.2 | 30313 | 10730
Controls ¦ Multi-System Controls ¦ Control Panel - Electrical Services (excluding Electrical Controllers and Pneumatic Relays) | 1 | Medium | C | 2 | 2026 | 4 | 3 | 2.9 | 18975 | 12986
Electrical ¦ Lighting ¦ Internal ¦ General | 16 | Medium | C | 1 | 2025 | 4 | 3 | 2.9 | 18976 | 5799
Electrical ¦ LV Distribution ¦ Distribution Board ¦ Sub | 1 | High | C | 1 | 2025 | 4 | 2 | 2.4 | 10742 | 2522
Fabric ¦ Superstructure ¦ Windows and External Doors ¦ Roller Shutters ¦ Manual Roller Shutter | 1 | High | B | 11 | 2035 | 5 | 2 | 2.7 | 17142 | 24734
HVAC ¦ Local Air Conditioning ¦ Single-Split Condenser - Split Systems/Heat Pumps - Air-cooled with Direct Expansion Evaporator (DX) | 1 | Medium | B | 6 | 2030 | 5 | 3 | 3.2 | 30314 | 18972
Water ¦ Local Hot Water ¦ Instantaneous Electric Water Heater - Non-Drinking Water | 1 | Medium | B | 1 | 2025 | 5 | 3 | 3.2 | 30315 | 10731
Fabric ¦ Superstructure ¦ Windows and External Doors ¦ External Doors ¦ Entrance Doors | 1 | High | B | 11 | 2035 | 5 | 2 | 2.7 | 17143 | 24735
Fabric ¦ Superstructure ¦ Windows and External Doors ¦ External Doors ¦ Entrance Doors | 1 | High | B | 11 | 2035 | 5 | 2 | 2.7 | 17144 | 24736
HVAC ¦ Heat Emitters - Central ¦ Radiators ¦ Steel | 4 | Medium | B | 1 | 2025 | 5 | 3 | 3.2 | 30316 | 10732
Fabric ¦ Superstructure ¦ Windows and External Doors ¦ External Doors ¦ Entrance Doors | 1 | High | B | 20 | 2044 | 5 | 2 | 2.7 | 17145 | 31653
Electrical ¦ Lighting ¦ Internal ¦ General ¦ LED Fittings & Luminaires | 3 | Medium | C | 16 | 2040 | 4 | 3 | 2.9 | 18977 | 29294
Electrical ¦ Lighting ¦ Internal ¦ Emergency ¦ Self Contained ¦ LED | 5 | Urgent | B | 15 | 2039 | 5 | 1 | 2.2 | 8639 | 27999
Electrical ¦ Lighting ¦ Internal ¦ Emergency ¦ Self Contained ¦ LED | 10 | Urgent | B | 15 | 2039 | 5 | 1 | 2.2 | 8640 | 28000
Fire ¦ Fire Fighting ¦ Fire Extinguishers ¦ Foam | 1 | Urgent | B | 6 | 2030 | 5 | 1 | 2.2 | 8641 | 17056
Electrical ¦ Lighting ¦ Internal ¦ Emergency ¦ Self Contained ¦ LED | 7 | Urgent | B | 16 | 2040 | 5 | 1 | 2.2 | 8642 | 28989
HVAC ¦ Local and Special Ventilation ¦ Unit extract fans. | 1 | Medium | B | 1 | 2025 | 5 | 3 | 3.2 | 30317 | 10733
HVAC ¦ Heat Emitters - Local ¦ Electric Heaters | 2 | Medium | B | 1 | 2025 | 5 | 3 | 3.2 | 30318 | 10734
Electrical ¦ Lighting ¦ External ¦ General - LED | 1 | Medium | B | 11 | 2035 | 5 | 3 | 3.2 | 30319 | 25564
Fire ¦ Fire Fighting ¦ Fire Extinguishers ¦ CO2 | 1 | Urgent | B | 6 | 2030 | 5 | 1 | 2.2 | 8643 | 17057
Fire ¦ Fire Fighting ¦ Fire Extinguishers ¦ Foam | 3 | Urgent | B | 1 | 2025 | 5 | 1 | 2.2 | 8644 | 1813
Electrical ¦ LV Distribution ¦ Distribution Board ¦ Sub | 1 | High | B | 11 | 2035 | 5 | 2 | 2.7 | 17146 | 24737
Electrical ¦ Specialist Lighting ¦ Internal ¦ Illuminated Fire Exit Signage | 2 | Urgent | B | 11 | 2035 | 5 | 1 | 2.2 | 8645 | 23923
Electrical ¦ Specialist Lighting ¦ Internal ¦ Illuminated Fire Exit Signage | 3 | Urgent | B | 12 | 2036 | 5 | 1 | 2.2 | 8646 | 26096
Electrical ¦ Specialist Lighting ¦ External ¦ Illuminated External Signs | 2 | Medium | B | 6 | 2030 | 5 | 3 | 3.2 | 30320 | 18973
Fire ¦ Fire Fighting ¦ Fire Extinguishers ¦ CO2 | 1 | Urgent | B | 2 | 2026 | 5 | 1 | 2.2 | 8647 | 12771
Electrical ¦ LV Distribution ¦ Distribution Board ¦ Sub | 1 | High | B | 1 | 2025 | 5 | 2 | 2.7 | 17147 | 4880
Fabric ¦ Superstructure ¦ Internal Doors ¦ Roller Shutters ¦ Electric Roller Shutter | 1 | Medium | B | 11 | 2035 | 5 | 3 | 3.2 | 30321 | 25565
Electrical ¦ Lighting ¦ Internal ¦ Emergency ¦ Self Contained ¦ LED | 1 | Urgent | B | 17 | 2041 | 5 | 1 | 2.2 | 8648 | 30217
Electrical ¦ Specialist Lighting ¦ Internal ¦ Illuminated Fire Exit Signage | 2 | Urgent | B | 16 | 2040 | 5 | 1 | 2.2 | 8649 | 28990
Electrical ¦ LV Distribution ¦ Distribution Board ¦ Main | 1 | High | B | 6 | 2030 | 5 | 2 | 2.7 | 17148 | 17838
Fire ¦ Fire Detection ¦ Fire Alarm Panel / Repeater | 1 | Urgent | B | 1 | 2025 | 5 | 1 | 2.2 | 8650 | 1814
Fabric ¦ Superstructure ¦ Windows and External Doors ¦ External Doors ¦ Manual and Automatic Doors ¦ Emergency and Panic Escape Doors | 1 | Urgent | B | 6 | 2030 | 5 | 1 | 2.2 | 8651 | 17058
Electrical ¦ LV Distribution ¦ Distribution Board ¦ Main | 1 | High | B | 5 | 2029 | 5 | 2 | 2.7 | 17149 | 14734
Fabric ¦ Superstructure ¦ Windows and External Doors ¦ Roller Shutters ¦ Manual Roller Shutter | 1 | High | B | 11 | 2035 | 5 | 2 | 2.7 | 17150 | 24738
HVAC ¦ Heat Emitters - Central ¦ Radiators ¦ Steel | 4 | Medium | B | 11 | 2035 | 5 | 3 | 3.2 | 30322 | 25566
Fabric ¦ Barriers and Guardrails ¦ Vehicle Crash Protection Barrier | 1 | V Low | B | 1 | 2025 | 5 | 4 | 3.7 | 33484 | 12310
Electrical ¦ Lighting ¦ Internal ¦ General ¦ LED Fittings & Luminaires | 102 | Medium | B | 17 | 2041 | 5 | 3 | 3.2 | 30323 | 30569
HVAC ¦ Ventilation ¦ Air Handling Unit (AHU) ¦ Internal ¦ Central Heating (Internally Sourced) ¦ Gas Fired | 1 | Medium | B | 1 | 2025 | 5 | 3 | 3.2 | 30324 | 10735
HVAC ¦ Ventilation ¦ Air Handling Unit (AHU) ¦ Internal ¦ Central Heating (Internally Sourced) ¦ Gas Fired | 1 | Medium | B | 1 | 2025 | 5 | 3 | 3.2 | 30325 | 10736
Fabric ¦ Superstructure ¦ Windows and External Doors ¦ External Doors ¦ Manual and Automatic Doors ¦ Emergency and Panic Escape Doors | 1 | Urgent | B | 15 | 2039 | 5 | 1 | 2.2 | 8652 | 28001
Fabric ¦ Superstructure ¦ Windows and External Doors ¦ Roller Shutters ¦ Manual Roller Shutter | 1 | High | B | 1 | 2025 | 5 | 2 | 2.7 | 17151 | 4881
HVAC ¦ Heat Emitters - Central ¦ Radiators ¦ Steel | 1 | Medium | B | 1 | 2025 | 5 | 3 | 3.2 | 30326 | 10737
Electrical ¦ Lighting ¦ Internal ¦ General ¦ LED Fittings & Luminaires | 13 | Medium | B | 12 | 2036 | 5 | 3 | 3.2 | 30327 | 26718
Electrical ¦ Lighting ¦ Internal ¦ Emergency ¦ Self Contained ¦ LED | 12 | Urgent | B | 15 | 2039 | 5 | 1 | 2.2 | 8653 | 28002
Electrical ¦ Lighting ¦ External ¦ General - LED | 2 | Medium | B | 1 | 2025 | 5 | 3 | 3.2 | 30328 | 10738
Fire ¦ Fire Fighting ¦ Fire Extinguishers ¦ CO2 | 2 | Urgent | B | 2 | 2026 | 5 | 1 | 2.2 | 8654 | 12772
Electrical ¦ LV Distribution ¦ Distribution Board ¦ Sub | 1 | High | B | 16 | 2040 | 5 | 2 | 2.7 | 17152 | 29250
Fabric ¦ Barriers and Guardrails ¦ Vehicle Crash Protection Barrier | 3 | V Low | B | 1 | 2025 | 5 | 4 | 3.7 | 33485 | 12311
HVAC ¦ Local and Special Ventilation ¦ Unit extract fans. | 1 | Medium | B | 1 | 2025 | 5 | 3 | 3.2 | 30329 | 10739
Fabric ¦ Superstructure ¦ Windows and External Doors ¦ External Windows ¦ Roller Shutters ¦ External Window Shutters ¦ Manual | 1 | Medium | B | 1 | 2025 | 5 | 3 | 3.2 | 30330 | 10740
Electrical ¦ Specialist Lighting ¦ Internal ¦ Illuminated Fire Exit Signage | 2 | Urgent | B | 16 | 2040 | 5 | 1 | 2.2 | 8655 | 28991
Fire ¦ Fire Fighting ¦ Fire Extinguishers ¦ CO2 | 5 | Urgent | B | 8 | 2032 | 5 | 1 | 2.2 | 8656 | 20580
HVAC ¦ Fan ¦ Local and Special Ventilation ¦ Axial | 1 | Medium | B | 1 | 2025 | 5 | 3 | 3.2 | 30331 | 10741
Fire ¦ Fire Fighting ¦ Fire Extinguishers ¦ CO2 | 1 | Urgent | B | 1 | 2025 | 5 | 1 | 2.2 | 8657 | 1815
Electrical ¦ LV Distribution ¦ Distribution Board ¦ Sub | 1 | High | C | 1 | 2025 | 4 | 2 | 2.4 | 10743 | 2523
HVAC ¦ Fan ¦ Local and Special Ventilation ¦ Centrifugal | 1 | Medium | B | 1 | 2025 | 5 | 3 | 3.2 | 30332 | 10742
Electrical ¦ LV Distribution ¦ Distribution Board ¦ Main | 1 | High | B | 6 | 2030 | 5 | 2 | 2.7 | 17153 | 17839
Fabric ¦ Superstructure ¦ Windows and External Doors ¦ External Doors ¦ Manual and Automatic Doors ¦ Auto / Powered Sliding Doors | 1 | High | B | 26 | 2050 | 5 | 2 | 2.7 | 17154 | 33528
Fabric ¦ Superstructure ¦ Windows and External Doors ¦ External Doors ¦ Manual and Automatic Doors ¦ Emergency and Panic Escape Doors | 1 | Urgent | B | 21 | 2045 | 5 | 1 | 2.2 | 8658 | 32402
Electrical ¦ Lighting ¦ Internal ¦ General ¦ LED Fittings & Luminaires | 28 | Medium | B | 17 | 2041 | 5 | 3 | 3.2 | 30333 | 30570
Electrical ¦ Lighting ¦ Internal ¦ General | 41 | Medium | B | 10 | 2034 | 5 | 3 | 3.2 | 30334 | 23094
Electrical ¦ Lighting ¦ Internal ¦ Emergency ¦ Self Contained ¦ LED | 6 | Urgent | B | 11 | 2035 | 5 | 1 | 2.2 | 8659 | 23924
HVAC ¦ Heat Emitters - Local ¦ Electric Heaters | 1 | Medium | B | 1 | 2025 | 5 | 3 | 3.2 | 30335 | 10743
Electrical ¦ LV Distribution ¦ Distribution Board ¦ Sub | 1 | High | B | 1 | 2025 | 5 | 2 | 2.7 | 17155 | 4882
HVAC ¦ Fan ¦ Local and Special Ventilation ¦ Extract | 1 | Medium | B | 1 | 2025 | 5 | 3 | 3.2 | 30336 | 10744
Electrical ¦ LV Distribution ¦ Distribution Board ¦ Sub | 1 | High | B | 1 | 2025 | 5 | 2 | 2.7 | 17156 | 4883
Fabric ¦ Barriers and Guardrails ¦ Vehicle Crash Protection Barrier | 1 | V Low | B | 1 | 2025 | 5 | 4 | 3.7 | 33486 | 12312
Fire ¦ Fire Fighting ¦ Fire Extinguishers ¦ CO2 | 4 | Urgent | B | 6 | 2030 | 5 | 1 | 2.2 | 8660 | 17059
Electrical ¦ LV Distribution ¦ Distribution Board ¦ Sub | 1 | High | B | 6 | 2030 | 5 | 2 | 2.7 | 17157 | 17840
Electrical ¦ LV Distribution ¦ Distribution Board ¦ Sub | 1 | High | B | 1 | 2025 | 5 | 2 | 2.7 | 17158 | 4884
Electrical ¦ Lighting ¦ Internal ¦ General | 5 | Medium | B | 2 | 2026 | 5 | 3 | 3.2 | 30337 | 13183
Electrical ¦ LV Distribution ¦ Distribution Board ¦ Sub | 1 | High | A | 19 | 2043 | 6 | 2 | 3 | 19623 | 31333
Electrical ¦ Lighting ¦ Internal ¦ Emergency ¦ Self Contained ¦ LED | 3 | Urgent | B | 11 | 2035 | 5 | 1 | 2.2 | 8661 | 23925
Electrical ¦ Lighting ¦ Internal ¦ Emergency ¦ Self Contained ¦ Non LED | 5 | Urgent | B | 11 | 2035 | 5 | 1 | 2.2 | 8662 | 23926
HVAC ¦ Heat Emitters - Local ¦ Gas Fired Natural and Fan Assisted Heaters | 1 | Medium | B | 14 | 2038 | 5 | 3 | 3.2 | 30338 | 27633
Electrical ¦ Lighting ¦ Internal ¦ General ¦ LED Fittings & Luminaires | 50 | Medium | B | 17 | 2041 | 5 | 3 | 3.2 | 30339 | 30571
HVAC ¦ Fan ¦ Local and Special Ventilation ¦ Extract | 1 | Medium | C | 1 | 2025 | 4 | 3 | 2.9 | 18978 | 5800
Fabric ¦ Superstructure ¦ Internal Doors ¦ Roller Shutters ¦ Electric Roller Shutter | 1 | Medium | B | 1 | 2025 | 5 | 3 | 3.2 | 30340 | 10745
Electrical ¦ Specialist Lighting ¦ Internal ¦ Illuminated Fire Exit Signage | 2 | Urgent | B | 12 | 2036 | 5 | 1 | 2.2 | 8663 | 26097
Electrical ¦ Specialist Lighting ¦ Internal ¦ Illuminated Fire Exit Signage | 1 | Urgent | B | 12 | 2036 | 5 | 1 | 2.2 | 8664 | 26098
Electrical ¦ Specialist Lighting ¦ Internal ¦ Illuminated Fire Exit Signage | 4 | Urgent | B | 14 | 2038 | 5 | 1 | 2.2 | 8665 | 27390
HVAC ¦ Fan ¦ Local and Special Ventilation ¦ Axial | 1 | Medium | B | 1 | 2025 | 5 | 3 | 3.2 | 30341 | 10746
Electrical ¦ Lighting ¦ Internal ¦ General ¦ LED Fittings & Luminaires | 22 | Medium | C | 10 | 2034 | 4 | 3 | 2.9 | 18979 | 22538
Electrical ¦ Lighting ¦ Internal ¦ Emergency ¦ Self Contained ¦ LED | 5 | Urgent | B | 11 | 2035 | 5 | 1 | 2.2 | 8666 | 23927
Electrical ¦ LV Distribution ¦ Distribution Board ¦ Sub | 1 | High | B | 1 | 2025 | 5 | 2 | 2.7 | 17159 | 4885
HVAC ¦ Fan ¦ Local and Special Ventilation ¦ Fans Window or Wall Mounted | 1 | Medium | B | 1 | 2025 | 5 | 3 | 3.2 | 30342 | 10747
Fabric ¦ Superstructure ¦ Windows and External Doors ¦ Roller Shutters ¦ Manual Roller Shutter | 1 | High | B | 13 | 2037 | 5 | 2 | 2.7 | 17160 | 27030
Electrical ¦ Lighting ¦ Internal ¦ General ¦ LED Fittings & Luminaires | 9 | Medium | C | 12 | 2036 | 4 | 3 | 2.9 | 18980 | 26296
Electrical ¦ Lighting ¦ Internal ¦ General | 17 | Medium | C | 1 | 2025 | 4 | 3 | 2.9 | 18981 | 5801
HVAC ¦ Fan ¦ Local and Special Ventilation ¦ Extract | 1 | Medium | B | 1 | 2025 | 5 | 3 | 3.2 | 30343 | 10748
HVAC ¦ Fan ¦ Central Heating ¦ Axial | 1 | High | C | 1 | 2025 | 4 | 2 | 2.4 | 10744 | 2524
Water ¦ Local Hot Water ¦ Instantaneous Electric Water Heater - Non-Drinking Water | 1 | Medium | B | 1 | 2025 | 5 | 3 | 3.2 | 30344 | 10749
Electrical ¦ Specialist Lighting ¦ Internal ¦ Illuminated Fire Exit Signage | 2 | Urgent | B | 1 | 2025 | 5 | 1 | 2.2 | 8667 | 1816
Fire ¦ Fire Fighting ¦ Fire Extinguishers ¦ CO2 | 1 | Urgent | B | 7 | 2031 | 5 | 1 | 2.2 | 8668 | 19476
Fire ¦ Fire Fighting ¦ Fire Extinguishers ¦ CO2 | 4 | Urgent | B | 2 | 2026 | 5 | 1 | 2.2 | 8669 | 12773
Electrical ¦ LV Distribution ¦ Main Switch Panel at Supply Intake | 1 | Medium | B | 1 | 2025 | 5 | 3 | 3.2 | 30345 | 10750
Electrical ¦ Lighting ¦ Internal ¦ General ¦ LED Fittings & Luminaires | 35 | Medium | C | 12 | 2036 | 4 | 3 | 2.9 | 18982 | 26297
Electrical ¦ Lighting ¦ Internal ¦ Emergency ¦ Self Contained ¦ LED | 5 | Urgent | B | 17 | 2041 | 5 | 1 | 2.2 | 8670 | 30218
Electrical ¦ Lighting ¦ Internal ¦ General | 21 | Medium | B | 1 | 2025 | 5 | 3 | 3.2 | 30346 | 10751
Electrical ¦ Lighting ¦ External ¦ General - LED | 2 | Medium | B | 1 | 2025 | 5 | 3 | 3.2 | 30347 | 10752
Electrical ¦ Lighting ¦ Internal ¦ General | 3 | Medium | B | 6 | 2030 | 5 | 3 | 3.2 | 30348 | 18974
Fabric ¦ Superstructure ¦ Windows and External Doors ¦ Roller Shutters ¦ Manual Roller Shutter | 1 | High | B | 1 | 2025 | 5 | 2 | 2.7 | 17161 | 4886
Water ¦ Local Hot Water ¦ Electric Water Heater - Drinking Water ¦ Non-Pressurised | 1 | Medium | B | 1 | 2025 | 5 | 3 | 3.2 | 30349 | 10753
Water ¦ Local Hot Water ¦ Package Electric Water Heaters - Non-Drinking Water | 1 | Medium | B | 2 | 2026 | 5 | 3 | 3.2 | 30350 | 13184
Fire ¦ Fire Detection ¦ Fire Alarm System | 1 | Urgent | B | 1 | 2025 | 5 | 1 | 2.2 | 8671 | 1817
HVAC ¦ Central Heating (Internally Sourced) ¦ Boiler ¦ Atmospheric Gas Burner Boiler - Small and/or Wall Hung for Light Commercial Installation | 1 | Medium | B | 1 | 2025 | 5 | 3 | 3.2 | 30351 | 10754
HVAC ¦ Local Air Conditioning ¦ Single-Split Evaporator - Split Systems/Heat Pumps - Air-cooled with Direct Expansion Evaporator (DX) | 1 | Medium | B | 14 | 2038 | 5 | 3 | 3.2 | 30352 | 27634
HVAC ¦ Central Heating (Internally Sourced) ¦ Boiler ¦ Atmospheric Gas Burner/Condensing Combination Boiler (domestic type) | 1 | High | B | 1 | 2025 | 5 | 2 | 2.7 | 17162 | 4887
Electrical ¦ LV Distribution ¦ Distribution Board ¦ Sub | 1 | High | B | 1 | 2025 | 5 | 2 | 2.7 | 17163 | 4888
Electrical ¦ LV Distribution ¦ Distribution Board ¦ Main | 1 | High | B | 6 | 2030 | 5 | 2 | 2.7 | 17164 | 17841
Fire ¦ Fire Detection ¦ Fire Alarm Panel / Repeater | 1 | Urgent | B | 14 | 2038 | 5 | 1 | 2.2 | 8672 | 27391
Fabric ¦ Superstructure ¦ Windows and External Doors ¦ External Doors ¦ Entrance Doors | 1 | High | B | 28 | 2052 | 5 | 2 | 2.7 | 17165 | 33629
HVAC ¦ Fan ¦ Local and Special Ventilation ¦ Extract | 1 | Medium | B | 1 | 2025 | 5 | 3 | 3.2 | 30353 | 10755
Electrical ¦ LV Distribution ¦ Distribution Board ¦ Main | 1 | High | B | 10 | 2034 | 5 | 2 | 2.7 | 17166 | 22469
Controls ¦ Multi-System Controls ¦ Control Panel - Electrical Services (excluding Electrical Controllers and Pneumatic Relays) | 1 | Medium | B | 15 | 2039 | 5 | 3 | 3.2 | 30354 | 28521
Water ¦ Local Hot Water ¦ Package Electric Water Heaters - Non-Drinking Water | 1 | Medium | B | 3 | 2027 | 5 | 3 | 3.2 | 30355 | 13662
Electrical ¦ LV Distribution ¦ Distribution Board ¦ Main | 1 | High | B | 10 | 2034 | 5 | 2 | 2.7 | 17167 | 22470
HVAC ¦ Fan ¦ Local and Special Ventilation ¦ Axial | 1 | Medium | B | 1 | 2025 | 5 | 3 | 3.2 | 30356 | 10756
Fabric ¦ Superstructure ¦ Internal Doors ¦ Roller Shutters ¦ Electric Roller Shutter | 1 | Medium | B | 11 | 2035 | 5 | 3 | 3.2 | 30357 | 25567
HVAC ¦ Fan ¦ Local and Special Ventilation ¦ Fans Window or Wall Mounted | 1 | Medium | B | 5 | 2029 | 5 | 3 | 3.2 | 30358 | 15444
Fabric ¦ Superstructure ¦ Windows and External Doors ¦ Roller Shutters ¦ Electric Roller Shutter | 1 | High | B | 1 | 2025 | 5 | 2 | 2.7 | 17168 | 4889
Communication and Control ¦ Communication Systems ¦ Public Address (PA) System | 1 | Medium | B | 1 | 2025 | 5 | 3 | 3.2 | 30359 | 10757
Fabric ¦ Superstructure ¦ Internal Doors ¦ Roller Shutters ¦ Electric Roller Shutter | 1 | Medium | B | 10 | 2034 | 5 | 3 | 3.2 | 30360 | 23095
HVAC ¦ Fan ¦ Local and Special Ventilation ¦ Fans Window or Wall Mounted | 1 | Medium | B | 10 | 2034 | 5 | 3 | 3.2 | 30361 | 23096
HVAC ¦ Fan ¦ Local and Special Ventilation ¦ Fans Window or Wall Mounted | 1 | Medium | B | 10 | 2034 | 5 | 3 | 3.2 | 30362 | 23097
HVAC ¦ Fan ¦ Local and Special Ventilation ¦ Extract | 1 | Medium | B | 1 | 2025 | 5 | 3 | 3.2 | 30363 | 10758
Electrical ¦ Lighting ¦ Internal ¦ Emergency ¦ Self Contained ¦ LED | 4 | Urgent | B | 20 | 2044 | 5 | 1 | 2.2 | 8673 | 31550
Fire ¦ Fire Fighting ¦ Fire Extinguishers ¦ Foam | 3 | Urgent | B | 5 | 2029 | 5 | 1 | 2.2 | 8674 | 14491
Fire ¦ Fire Fighting ¦ Fire Extinguishers ¦ Foam | 6 | Urgent | B | 6 | 2030 | 5 | 1 | 2.2 | 8675 | 17060
Fabric ¦ Superstructure ¦ Windows and External Doors ¦ External Doors ¦ Manual and Automatic Doors ¦ Emergency and Panic Escape Doors | 1 | Urgent | B | 11 | 2035 | 5 | 1 | 2.2 | 8676 | 23928
Fire ¦ Fire Detection ¦ Fire Alarm System | 1 | Urgent | B | 1 | 2025 | 5 | 1 | 2.2 | 8677 | 1818
Electrical ¦ Specialist Lighting ¦ Internal ¦ Illuminated Fire Exit Signage | 5 | Urgent | B | 13 | 2037 | 5 | 1 | 2.2 | 8678 | 26893
Electrical ¦ Lighting ¦ Internal ¦ Emergency ¦ Self Contained ¦ LED | 8 | Urgent | B | 21 | 2045 | 5 | 1 | 2.2 | 8679 | 32403
Electrical ¦ Lighting ¦ Internal ¦ Emergency ¦ Self Contained ¦ Non LED | 3 | Urgent | B | 1 | 2025 | 5 | 1 | 2.2 | 8680 | 1819
Electrical ¦ Lighting ¦ Internal ¦ Emergency ¦ Self Contained ¦ LED | 1 | Urgent | B | 18 | 2042 | 5 | 1 | 2.2 | 8681 | 30705
Electrical ¦ LV Distribution ¦ Distribution Board ¦ Main | 1 | High | B | 11 | 2035 | 5 | 2 | 2.7 | 17169 | 24739
Fabric ¦ Superstructure ¦ Windows and External Doors ¦ Roller Shutters ¦ Manual Roller Shutter | 1 | High | B | 1 | 2025 | 5 | 2 | 2.7 | 17170 | 4890
Security ¦ Access ¦ Access Control ¦ Door ¦ Local Lock / Keypad / Manual | 1 | Medium | B | 10 | 2034 | 5 | 3 | 3.2 | 30364 | 23098
Fire ¦ Fire Fighting ¦ Fire Extinguishers ¦ Foam | 1 | Urgent | B | 8 | 2032 | 5 | 1 | 2.2 | 8682 | 20581
Fabric ¦ Superstructure ¦ Internal Doors ¦ Roller Shutters ¦ Electric Roller Shutter | 1 | Medium | B | 10 | 2034 | 5 | 3 | 3.2 | 30365 | 23099
Electrical ¦ LV Distribution ¦ Distribution Board ¦ Main | 1 | High | B | 10 | 2034 | 5 | 2 | 2.7 | 17171 | 22471
HVAC ¦ Fan ¦ Local and Special Ventilation ¦ Kitchen Vent ¦ Extract | 1 | Low | B | 5 | 2029 | 5 | 4 | 3.7 | 33487 | 15675
Fire ¦ Fire Detection ¦ Fire Alarm Panel / Repeater | 1 | Urgent | B | 11 | 2035 | 5 | 1 | 2.2 | 8683 | 23929
Electrical ¦ Lighting ¦ Internal ¦ Emergency ¦ Self Contained ¦ LED | 11 | Urgent | B | 12 | 2036 | 5 | 1 | 2.2 | 8684 | 26099
Fire ¦ Fire Fighting ¦ Fire Extinguishers ¦ Powder | 1 | Urgent | B | 8 | 2032 | 5 | 1 | 2.2 | 8685 | 20582
HVAC ¦ Fan ¦ Local and Special Ventilation ¦ Extract | 1 | Medium | B | 11 | 2035 | 5 | 3 | 3.2 | 30366 | 25568
Controls ¦ Building Management System (BMS) ¦ BMS Control Panel | 1 | High | B | 9 | 2033 | 5 | 2 | 2.7 | 17172 | 21636
Electrical ¦ Lighting ¦ Internal ¦ General ¦ LED Fittings & Luminaires | 30 | Medium | B | 13 | 2037 | 5 | 3 | 3.2 | 30367 | 27240
Electrical ¦ Lighting ¦ External ¦ General - LED | 2 | Medium | B | 7 | 2031 | 5 | 3 | 3.2 | 30368 | 20137
Electrical ¦ LV Distribution ¦ Distribution Board ¦ Sub | 1 | High | B | 3 | 2027 | 5 | 2 | 2.7 | 17173 | 13391
HVAC ¦ Fan ¦ Local and Special Ventilation ¦ Ventilating - General | 1 | Medium | B | 5 | 2029 | 5 | 3 | 3.2 | 30369 | 15445
Fabric ¦ Superstructure ¦ Windows and External Doors ¦ Roller Shutters ¦ Manual Roller Shutter | 1 | High | B | 1 | 2025 | 5 | 2 | 2.7 | 17174 | 4891
Electrical ¦ Specialist Lighting ¦ Internal ¦ Illuminated Fire Exit Signage | 3 | Urgent | B | 16 | 2040 | 5 | 1 | 2.2 | 8686 | 28992
Electrical ¦ LV Distribution ¦ Distribution Board ¦ Main | 1 | High | B | 2 | 2026 | 5 | 2 | 2.7 | 17175 | 12950
HVAC ¦ Fan ¦ Central Ventilation Systems ¦ Bifurcated | 1 | Medium | B | 5 | 2029 | 5 | 3 | 3.2 | 30370 | 15446
Electrical ¦ Lighting ¦ Internal ¦ Emergency ¦ Self Contained ¦ LED | 1 | Urgent | B | 18 | 2042 | 5 | 1 | 2.2 | 8687 | 30706
Fire ¦ Fire Fighting ¦ Fire Extinguishers ¦ Foam | 2 | Urgent | B | 7 | 2031 | 5 | 1 | 2.2 | 8688 | 19477
Fabric ¦ Superstructure ¦ Windows and External Doors ¦ Roller Shutters ¦ Manual Roller Shutter | 1 | High | DX | 1 | 2025 | 1 | 2 | 1.5 | 408 | 364
Fabric ¦ Superstructure ¦ Windows and External Doors ¦ External Doors ¦ Manual and Automatic Doors ¦ Emergency and Panic Escape Doors | 1 | Urgent | B | 18 | 2042 | 5 | 1 | 2.2 | 8689 | 30707
HVAC ¦ Fan ¦ Central Ventilation Systems ¦ Bifurcated | 1 | Medium | B | 5 | 2029 | 5 | 3 | 3.2 | 30371 | 15447
Fire ¦ Fire Fighting ¦ Fire Extinguishers ¦ CO2 | 2 | Urgent | B | 6 | 2030 | 5 | 1 | 2.2 | 8690 | 17061
Electrical ¦ Lighting ¦ Internal ¦ General ¦ LED Fittings & Luminaires | 21 | Medium | B | 6 | 2030 | 5 | 3 | 3.2 | 30372 | 18975
HVAC ¦ Heat Emitters - Local ¦ Electric Heaters | 1 | Medium | B | 1 | 2025 | 5 | 3 | 3.2 | 30373 | 10759
Fabric ¦ Superstructure ¦ Windows and External Doors ¦ External Doors ¦ Manual and Automatic Doors ¦ Emergency and Panic Escape Doors | 1 | Urgent | C | 17 | 2041 | 4 | 1 | 1.9 | 734 | 29980
Electrical ¦ Specialist Lighting ¦ Internal ¦ Illuminated Fire Exit Signage | 1 | Urgent | B | 16 | 2040 | 5 | 1 | 2.2 | 8691 | 28993
Electrical ¦ Lighting ¦ External ¦ General - LED | 9 | Medium | B | 1 | 2025 | 5 | 3 | 3.2 | 30374 | 10760
HVAC ¦ Heat Emitters - Local ¦ Electric Heaters | 4 | Medium | B | 1 | 2025 | 5 | 3 | 3.2 | 30375 | 10761
Electrical ¦ LV Distribution ¦ Distribution Board ¦ Sub | 1 | High | B | 10 | 2034 | 5 | 2 | 2.7 | 17176 | 22472
Fabric ¦ Superstructure ¦ Windows and External Doors ¦ Roller Shutters ¦ Manual Roller Shutter | 1 | High | B | 1 | 2025 | 5 | 2 | 2.7 | 17177 | 4892
Electrical ¦ Specialist Lighting ¦ Internal ¦ Illuminated Fire Exit Signage | 6 | Urgent | B | 15 | 2039 | 5 | 1 | 2.2 | 8692 | 28003
Fire ¦ Fire Fighting ¦ Fire Extinguishers ¦ Foam | 3 | Urgent | B | 6 | 2030 | 5 | 1 | 2.2 | 8693 | 17062
Fire ¦ Fire Fighting ¦ Fire Extinguishers ¦ Foam | 2 | Urgent | B | 6 | 2030 | 5 | 1 | 2.2 | 8694 | 17063
Electrical ¦ Specialist Lighting ¦ Internal ¦ Illuminated Fire Exit Signage | 1 | Urgent | B | 6 | 2030 | 5 | 1 | 2.2 | 8695 | 17064
Electrical ¦ Specialist Lighting ¦ Internal ¦ Illuminated Fire Exit Signage | 1 | Urgent | B | 6 | 2030 | 5 | 1 | 2.2 | 8696 | 17065
Electrical ¦ Lighting ¦ Internal ¦ Emergency ¦ Self Contained ¦ LED | 10 | Urgent | B | 11 | 2035 | 5 | 1 | 2.2 | 8697 | 23930
HVAC ¦ Heat Emitters - Local ¦ Gas Fired Natural and Fan Assisted Heaters | 1 | Medium | C | 1 | 2025 | 4 | 3 | 2.9 | 18983 | 5802
Fabric ¦ Superstructure ¦ Windows and External Doors ¦ External Doors ¦ Manual and Automatic Doors ¦ Emergency and Panic Escape Doors | 1 | Urgent | B | 11 | 2035 | 5 | 1 | 2.2 | 8698 | 23931
HVAC ¦ Fan ¦ Local and Special Ventilation ¦ Extract | 1 | Medium | B | 2 | 2026 | 5 | 3 | 3.2 | 30376 | 13185
Electrical ¦ Lighting ¦ Internal ¦ Emergency ¦ Self Contained ¦ LED | 7 | Urgent | B | 12 | 2036 | 5 | 1 | 2.2 | 8699 | 26100
Water ¦ Central Hot Water Distribution ¦ Hot water cylinders | 1 | High | B | 21 | 2045 | 5 | 2 | 2.7 | 17178 | 32735
Electrical ¦ LV Distribution ¦ Distribution Board ¦ Main | 1 | High | B | 10 | 2034 | 5 | 2 | 2.7 | 17179 | 22473
Electrical ¦ LV Distribution ¦ Distribution Board ¦ Main | 1 | High | B | 1 | 2025 | 5 | 2 | 2.7 | 17180 | 4893
Water ¦ Central Hot Water Distribution ¦ Hot water cylinders | 1 | High | B | 1 | 2025 | 5 | 2 | 2.7 | 17181 | 4894
Security ¦ Access ¦ Access Control ¦ Gate Access - Local Lock / Keypad / Manual (External) | 1 | Medium | D | 1 | 2025 | 3 | 3 | 2.6 | 11240 | 2710
Fabric ¦ Superstructure ¦ Windows and External Doors ¦ Roller Shutters ¦ Electric Roller Shutter | 1 | High | B | 1 | 2025 | 5 | 2 | 2.7 | 17182 | 4895
Electrical ¦ Lighting ¦ External ¦ General - LED | 5 | Medium | B | 1 | 2025 | 5 | 3 | 3.2 | 30377 | 10762
Fire ¦ Fire Fighting ¦ Fire Extinguishers ¦ Foam | 1 | Urgent | B | 6 | 2030 | 5 | 1 | 2.2 | 8700 | 17066
Electrical ¦ Lighting ¦ Internal ¦ Emergency ¦ Self Contained ¦ LED | 7 | Urgent | B | 11 | 2035 | 5 | 1 | 2.2 | 8701 | 23932
Electrical ¦ LV Distribution ¦ Distribution Board ¦ Main | 1 | High | B | 18 | 2042 | 5 | 2 | 2.7 | 17183 | 30874
HVAC ¦ Fan ¦ Local and Special Ventilation ¦ Ventilating - General | 1 | Medium | B | 5 | 2029 | 5 | 3 | 3.2 | 30378 | 15448
Fire ¦ Fire Fighting ¦ Fire Extinguishers ¦ CO2 | 2 | Urgent | B | 1 | 2025 | 5 | 1 | 2.2 | 8702 | 1820
Electrical ¦ LV Distribution ¦ Distribution Board ¦ Main | 1 | High | B | 10 | 2034 | 5 | 2 | 2.7 | 17184 | 22474
Electrical ¦ Lighting ¦ External ¦ General - LED | 4 | Medium | B | 7 | 2031 | 5 | 3 | 3.2 | 30379 | 20138
Fire ¦ Fire Fighting ¦ Fire Extinguishers ¦ CO2 | 4 | Urgent | B | 6 | 2030 | 5 | 1 | 2.2 | 8703 | 17067
Fire ¦ Fire Fighting ¦ Fire Extinguishers ¦ CO2 | 3 | Urgent | B | 6 | 2030 | 5 | 1 | 2.2 | 8704 | 17068
Electrical ¦ LV Distribution ¦ Distribution Board ¦ Main | 1 | High | B | 7 | 2031 | 5 | 2 | 2.7 | 17185 | 19686
Fabric ¦ Superstructure ¦ Internal Doors ¦ Roller Shutters ¦ Electric Roller Shutter | 1 | Medium | B | 15 | 2039 | 5 | 3 | 3.2 | 30380 | 28522
Electrical ¦ Lighting ¦ External ¦ General - Non-LED | 1 | Medium | B | 1 | 2025 | 5 | 3 | 3.2 | 30381 | 10763
Fire ¦ Fire Fighting ¦ Fire Extinguishers ¦ Foam | 4 | Urgent | B | 6 | 2030 | 5 | 1 | 2.2 | 8705 | 17069
Electrical ¦ Specialist Lighting ¦ Internal ¦ Illuminated Fire Exit Signage | 2 | Urgent | B | 15 | 2039 | 5 | 1 | 2.2 | 8706 | 28004
Electrical ¦ Lighting ¦ Internal ¦ General ¦ LED Fittings & Luminaires | 79 | Medium | B | 13 | 2037 | 5 | 3 | 3.2 | 30382 | 27241
Electrical ¦ Lighting ¦ Internal ¦ Emergency ¦ Self Contained ¦ LED | 3 | Urgent | B | 11 | 2035 | 5 | 1 | 2.2 | 8707 | 23933
HVAC ¦ Heat Emitters - Local ¦ Electric Heaters | 3 | Medium | B | 1 | 2025 | 5 | 3 | 3.2 | 30383 | 10764
HVAC ¦ Fan ¦ Local and Special Ventilation ¦ Ventilating - General | 1 | Medium | B | 1 | 2025 | 5 | 3 | 3.2 | 30384 | 10765
Electrical ¦ Specialist Lighting ¦ Internal ¦ Illuminated Fire Exit Signage | 4 | Urgent | B | 16 | 2040 | 5 | 1 | 2.2 | 8708 | 28994
Electrical ¦ Lighting ¦ Internal ¦ Emergency ¦ Self Contained ¦ Non LED | 1 | Urgent | B | 8 | 2032 | 5 | 1 | 2.2 | 8709 | 20583
Fire ¦ Fire Fighting ¦ Fire Extinguishers ¦ Foam | 2 | Urgent | B | 2 | 2026 | 5 | 1 | 2.2 | 8710 | 12774
Electrical ¦ Lighting ¦ Internal ¦ General | 2 | Medium | B | 2 | 2026 | 5 | 3 | 3.2 | 30385 | 13186
HVAC ¦ Ventilation ¦ Air Handling Unit (AHU) ¦ Internal ¦ Central Air Conditioning ¦ Gas Fired | 1 | Medium | B | 3 | 2027 | 5 | 3 | 3.2 | 30386 | 13663
HVAC ¦ Ventilation ¦ Air Handling Unit (AHU) ¦ Internal ¦ Central Heating (Internally Sourced) ¦ Gas Fired | 1 | Medium | B | 4 | 2028 | 5 | 3 | 3.2 | 30387 | 14221
Water ¦ Central Hot Water Distribution ¦ Hot water cylinders | 1 | High | B | 7 | 2031 | 5 | 2 | 2.7 | 17186 | 19687
Electrical ¦ LV Distribution ¦ Distribution Board ¦ Sub | 1 | High | B | 1 | 2025 | 5 | 2 | 2.7 | 17187 | 4896
HVAC ¦ Heat Emitters - Local ¦ Electric Heaters | 3 | Medium | B | 1 | 2025 | 5 | 3 | 3.2 | 30388 | 10766
HVAC ¦ Central Heating (Internally Sourced) ¦ Boiler ¦ Atmospheric Gas Burner/Condensing Combination Boiler (domestic type) | 1 | High | A | 8 | 2032 | 6 | 2 | 3 | 19624 | 20791
HVAC ¦ Fan ¦ Local and Special Ventilation ¦ Extract | 1 | Medium | B | 1 | 2025 | 5 | 3 | 3.2 | 30389 | 10767
Electrical ¦ LV Distribution ¦ Distribution Board ¦ Main | 1 | High | B | 4 | 2028 | 5 | 2 | 2.7 | 17188 | 13997
Fabric ¦ Superstructure ¦ Windows and External Doors ¦ Roller Shutters ¦ Manual Roller Shutter | 1 | High | B | 1 | 2025 | 5 | 2 | 2.7 | 17189 | 4897
Fabric ¦ Superstructure ¦ Windows and External Doors ¦ External Doors ¦ Entrance Doors | 1 | High | B | 11 | 2035 | 5 | 2 | 2.7 | 17190 | 24740
Fire ¦ Fire Detection ¦ Fire Alarm System | 1 | Urgent | B | 1 | 2025 | 5 | 1 | 2.2 | 8711 | 1821
Fabric ¦ Superstructure ¦ Internal Doors ¦ Roller Shutters ¦ Electric Roller Shutter | 1 | Medium | B | 12 | 2036 | 5 | 3 | 3.2 | 30390 | 26719
HVAC ¦ Fan ¦ Local and Special Ventilation ¦ Fans Window or Wall Mounted | 1 | Medium | B | 5 | 2029 | 5 | 3 | 3.2 | 30391 | 15449
HVAC ¦ Heat Emitters - Local ¦ Electric Overdoor Air Curtain/Heater | 1 | Medium | B | 1 | 2025 | 5 | 3 | 3.2 | 30392 | 10768
Fabric ¦ Superstructure ¦ Windows and External Doors ¦ Roller Shutters ¦ Manual Roller Shutter | 1 | High | B | 1 | 2025 | 5 | 2 | 2.7 | 17191 | 4898
Fabric ¦ Superstructure ¦ Windows and External Doors ¦ Roller Shutters ¦ Manual Roller Shutter | 1 | High | B | 1 | 2025 | 5 | 2 | 2.7 | 17192 | 4899
Fire ¦ Fire Fighting ¦ Fire Extinguishers ¦ Foam | 1 | Urgent | B | 6 | 2030 | 5 | 1 | 2.2 | 8712 | 17070
Electrical ¦ LV Distribution ¦ Distribution Board ¦ Sub | 1 | High | D | 12 | 2036 | 3 | 2 | 2.1 | 1312 | 25933
Electrical ¦ LV Distribution ¦ Distribution Board ¦ Main | 1 | High | B | 10 | 2034 | 5 | 2 | 2.7 | 17193 | 22475
Fire ¦ Fire Detection ¦ Fire Alarm Panel / Repeater | 1 | Urgent | B | 11 | 2035 | 5 | 1 | 2.2 | 8713 | 23934
Fabric ¦ Superstructure ¦ Windows and External Doors ¦ Roller Shutters ¦ Manual Roller Shutter | 1 | High | B | 1 | 2025 | 5 | 2 | 2.7 | 17194 | 4900
Fire ¦ Fire Fighting ¦ Fire Blanket | 1 | Urgent | B | 6 | 2030 | 5 | 1 | 2.2 | 8714 | 17071
Fabric ¦ Superstructure ¦ Windows and External Doors ¦ External Doors ¦ Manual and Automatic Doors ¦ Powered Swing Doors (Push Pad) | 1 | High | B | 30 | 2054 | 5 | 2 | 2.7 | 17195 | 33726
Water ¦ Local Hot Water ¦ Package Electric Water Heaters - Non-Drinking Water | 1 | Medium | B | 1 | 2025 | 5 | 3 | 3.2 | 30393 | 10769
Fabric ¦ Superstructure ¦ Windows and External Doors ¦ External Doors ¦ Manual and Automatic Doors ¦ Auto / Powered Swing Doors | 1 | High | C | 17 | 2041 | 4 | 2 | 2.4 | 10745 | 30269
Fabric ¦ Superstructure ¦ Windows and External Doors ¦ Roller Shutters ¦ Manual Roller Shutter | 1 | High | B | 15 | 2039 | 5 | 2 | 2.7 | 17196 | 28286
Electrical ¦ LV Distribution ¦ Distribution Board ¦ Main | 1 | High | B | 7 | 2031 | 5 | 2 | 2.7 | 17197 | 19688
Fabric ¦ Superstructure ¦ Windows and External Doors ¦ Roller Shutters ¦ Manual Roller Shutter | 1 | High | DX | 1 | 2025 | 1 | 2 | 1.5 | 409 | 365
Water ¦ Local Hot Water ¦ Package Electric Water Heaters - Non-Drinking Water | 1 | Medium | B | 2 | 2026 | 5 | 3 | 3.2 | 30394 | 13187
Fabric ¦ Superstructure ¦ Internal Doors ¦ Roller Shutters ¦ Electric Roller Shutter | 1 | Medium | B | 7 | 2031 | 5 | 3 | 3.2 | 30395 | 20139
HVAC ¦ Ductwork ¦ Ductwork, Fittings and Ancillaries ¦ Central Ventilation Systems ¦ Fire Dampers ¦ Automatic | 1 | Urgent | CX | 1 | 2025 | 2 | 1 | 1.3 | 359 | 324
HVAC ¦ Heat Emitters - Local ¦ Gas Fired Unit Heaters | 1 | Medium | B | 5 | 2029 | 5 | 3 | 3.2 | 30396 | 15450
Fire ¦ Fire Detection ¦ Fire Alarm System | 1 | Urgent | B | 13 | 2037 | 5 | 1 | 2.2 | 8715 | 26894
Fire ¦ Fire Detection ¦ Fire Alarm System | 1 | Urgent | B | 1 | 2025 | 5 | 1 | 2.2 | 8716 | 1822
Electrical ¦ Lighting ¦ External ¦ General - Non-LED | 3 | Medium | B | 1 | 2025 | 5 | 3 | 3.2 | 30397 | 10770
HVAC ¦ Fan ¦ Local and Special Ventilation ¦ Ventilating - General | 1 | Medium | B | 10 | 2034 | 5 | 3 | 3.2 | 30398 | 23100
HVAC ¦ Fan ¦ Central Ventilation Systems ¦ Bifurcated | 1 | Medium | B | 5 | 2029 | 5 | 3 | 3.2 | 30399 | 15451
HVAC ¦ Heat Emitters - Central ¦ Radiators ¦ Steel | 11 | Medium | B | 6 | 2030 | 5 | 3 | 3.2 | 30400 | 18976
Electrical ¦ Lighting ¦ Internal ¦ General ¦ LED Fittings & Luminaires | 12 | Medium | B | 6 | 2030 | 5 | 3 | 3.2 | 30401 | 18977
Electrical ¦ Lighting ¦ Internal ¦ General ¦ LED Fittings & Luminaires | 9 | Medium | B | 6 | 2030 | 5 | 3 | 3.2 | 30402 | 18978
Electrical ¦ Lighting ¦ External ¦ General - LED | 2 | Medium | B | 11 | 2035 | 5 | 3 | 3.2 | 30403 | 25569
Electrical ¦ LV Distribution ¦ Distribution Board ¦ Main | 1 | High | B | 11 | 2035 | 5 | 2 | 2.7 | 17198 | 24741
Electrical ¦ LV Distribution ¦ Distribution Board ¦ Sub | 1 | High | B | 4 | 2028 | 5 | 2 | 2.7 | 17199 | 13998
Electrical ¦ LV Distribution ¦ Distribution Board ¦ Main | 1 | High | B | 1 | 2025 | 5 | 2 | 2.7 | 17200 | 4901
Fabric ¦ Superstructure ¦ Windows and External Doors ¦ Roller Shutters ¦ Manual Roller Shutter | 1 | High | B | 1 | 2025 | 5 | 2 | 2.7 | 17201 | 4902
Electrical ¦ Lighting ¦ External ¦ General - LED | 1 | Medium | B | 11 | 2035 | 5 | 3 | 3.2 | 30404 | 25570
Fabric ¦ Superstructure ¦ Windows and External Doors ¦ External Doors ¦ Manual and Automatic Doors ¦ Auto / Powered Sliding Doors | 1 | High | B | 22 | 2046 | 5 | 2 | 2.7 | 17202 | 33040
HVAC ¦ Fan ¦ Central Cooling ¦ Axial | 1 | Medium | B | 1 | 2025 | 5 | 3 | 3.2 | 30405 | 10771
HVAC ¦ Fan ¦ Local and Special Ventilation ¦ Axial | 1 | Medium | B | 6 | 2030 | 5 | 3 | 3.2 | 30406 | 18979
HVAC ¦ Fan ¦ Central Cooling ¦ Axial | 1 | Medium | B | 1 | 2025 | 5 | 3 | 3.2 | 30407 | 10772
HVAC ¦ Fan ¦ Central Ventilation Systems ¦ Bifurcated | 1 | Medium | B | 5 | 2029 | 5 | 3 | 3.2 | 30408 | 15452
HVAC ¦ Heat Emitters - Local ¦ Electric Heaters | 4 | Medium | B | 1 | 2025 | 5 | 3 | 3.2 | 30409 | 10773
Fabric ¦ Superstructure ¦ Internal Doors ¦ Roller Shutters ¦ Electric Roller Shutter | 1 | Medium | B | 21 | 2045 | 5 | 3 | 3.2 | 30410 | 32806
Electrical ¦ Lighting ¦ Internal ¦ General | 50 | Medium | B | 1 | 2025 | 5 | 3 | 3.2 | 30411 | 10774
HVAC ¦ Heat Emitters - Local ¦ Gas Fired Unit Heaters | 1 | Medium | A | 14 | 2038 | 6 | 3 | 3.5 | 32613 | 27687
Electrical ¦ LV Distribution ¦ Distribution Board ¦ Sub | 1 | High | B | 1 | 2025 | 5 | 2 | 2.7 | 17203 | 4903
Electrical ¦ LV Distribution ¦ Distribution Board ¦ Sub | 1 | High | B | 2 | 2026 | 5 | 2 | 2.7 | 17204 | 12951
Electrical ¦ LV Distribution ¦ Distribution Board ¦ Main | 1 | High | B | 1 | 2025 | 5 | 2 | 2.7 | 17205 | 4904
HVAC ¦ Fan ¦ Central Cooling ¦ Axial | 1 | Medium | B | 1 | 2025 | 5 | 3 | 3.2 | 30412 | 10775
HVAC ¦ Heat Emitters - Local ¦ Electric Overdoor Air Curtain/Heater | 1 | Medium | B | 1 | 2025 | 5 | 3 | 3.2 | 30413 | 10776
HVAC ¦ Central Air Conditioning ¦ Air Conditioning ¦ Multi-Split Condenser - DX Split Systems (With Gas, Electric or Hot Water Heaters) | 1 | Medium | B | 1 | 2025 | 5 | 3 | 3.2 | 30414 | 10777
Electrical ¦ LV Distribution ¦ Distribution Board ¦ Main | 1 | High | B | 15 | 2039 | 5 | 2 | 2.7 | 17206 | 28287
Controls ¦ Multi-System Controls ¦ Control Panel - Electrical Services (excluding Electrical Controllers and Pneumatic Relays) | 1 | Medium | B | 1 | 2025 | 5 | 3 | 3.2 | 30415 | 10778
Fabric ¦ Superstructure ¦ Windows and External Doors ¦ Roller Shutters ¦ Manual Roller Shutter | 1 | High | B | 16 | 2040 | 5 | 2 | 2.7 | 17207 | 29251
Fire ¦ Fire Fighting ¦ Fire Extinguishers ¦ Foam | 3 | Urgent | B | 6 | 2030 | 5 | 1 | 2.2 | 8717 | 17072
HVAC ¦ Fan ¦ Local and Special Ventilation ¦ Centrifugal | 1 | Medium | B | 2 | 2026 | 5 | 3 | 3.2 | 30416 | 13188
Security ¦ Access ¦ Access Control ¦ Gate Access - Local Lock / Keypad / Manual (External) | 1 | Medium | B | 1 | 2025 | 5 | 3 | 3.2 | 30417 | 10779
Electrical ¦ Specialist Lighting ¦ Internal ¦ Illuminated Fire Exit Signage | 4 | Urgent | B | 17 | 2041 | 5 | 1 | 2.2 | 8718 | 30219
Electrical ¦ Lighting ¦ Internal ¦ Emergency ¦ Self Contained ¦ LED | 1 | Urgent | B | 18 | 2042 | 5 | 1 | 2.2 | 8719 | 30708
Electrical ¦ LV Distribution ¦ Distribution Board ¦ Sub | 1 | High | B | 1 | 2025 | 5 | 2 | 2.7 | 17208 | 4905
HVAC ¦ Central Air Conditioning ¦ Air Conditioning ¦ Multi-Split Evaporator - Split Systems/Heat Pumps - Air-cooled with Direct Expansion Evaporator (DX) | 1 | Medium | B | 4 | 2028 | 5 | 3 | 3.2 | 30418 | 14222
Electrical ¦ LV Distribution ¦ Distribution Board ¦ Sub | 1 | High | B | 1 | 2025 | 5 | 2 | 2.7 | 17209 | 4906
HVAC ¦ Fan ¦ Local and Special Ventilation ¦ Extract | 1 | Medium | B | 1 | 2025 | 5 | 3 | 3.2 | 30419 | 10780
Electrical ¦ LV Distribution ¦ Distribution Board ¦ Sub | 1 | High | B | 6 | 2030 | 5 | 2 | 2.7 | 17210 | 17842
HVAC ¦ Heat Emitters - Local ¦ Gas Fired Unit Heaters | 1 | Medium | B | 8 | 2032 | 5 | 3 | 3.2 | 30420 | 21115
HVAC ¦ Fan ¦ Local and Special Ventilation ¦ Centrifugal | 1 | Medium | B | 1 | 2025 | 5 | 3 | 3.2 | 30421 | 10781
Electrical ¦ Lighting ¦ Internal ¦ General ¦ LED Fittings & Luminaires | 2 | Medium | C | 12 | 2036 | 4 | 3 | 2.9 | 18984 | 26298
Electrical ¦ LV Distribution ¦ Distribution Board ¦ Main | 1 | High | B | 6 | 2030 | 5 | 2 | 2.7 | 17211 | 17843
Fabric ¦ Superstructure ¦ Windows and External Doors ¦ Roller Shutters ¦ Manual Roller Shutter | 1 | High | B | 23 | 2047 | 5 | 2 | 2.7 | 17212 | 33215
Fabric ¦ Superstructure ¦ Windows and External Doors ¦ External Doors ¦ Manual and Automatic Doors ¦ Emergency and Panic Escape Doors | 1 | Urgent | B | 25 | 2049 | 5 | 1 | 2.2 | 8720 | 33335
Fabric ¦ Superstructure ¦ Windows and External Doors ¦ External Doors ¦ Manual and Automatic Doors ¦ High Security Door | 1 | High | A | 35 | 2059 | 6 | 2 | 3 | 19625 | 33883
HVAC ¦ Local Air Conditioning ¦ Single-Split Evaporator - Split Systems/Heat Pumps - Air-cooled with Direct Expansion Evaporator (DX) | 1 | Medium | B | 5 | 2029 | 5 | 3 | 3.2 | 30422 | 15453
Fabric ¦ Superstructure ¦ Windows and External Doors ¦ External Doors ¦ Entrance Doors | 1 | High | B | 15 | 2039 | 5 | 2 | 2.7 | 17213 | 28288
Water ¦ Local Hot Water ¦ Instantaneous Electric Water Heater - Non-Drinking Water | 1 | Medium | B | 1 | 2025 | 5 | 3 | 3.2 | 30423 | 10782
Fabric ¦ Superstructure ¦ Windows and External Doors ¦ External Doors ¦ Manual and Automatic Doors ¦ Emergency and Panic Escape Doors | 1 | Urgent | B | 11 | 2035 | 5 | 1 | 2.2 | 8721 | 23935
Fabric ¦ Superstructure ¦ Windows and External Doors ¦ External Doors ¦ Manual and Automatic Doors ¦ Emergency and Panic Escape Doors | 1 | Urgent | B | 17 | 2041 | 5 | 1 | 2.2 | 8722 | 30220
Fabric ¦ Superstructure ¦ Windows and External Doors ¦ External Doors ¦ Manual and Automatic Doors ¦ Emergency and Panic Escape Doors | 1 | Urgent | B | 11 | 2035 | 5 | 1 | 2.2 | 8723 | 23936
Electrical ¦ LV Distribution ¦ Distribution Board ¦ Sub | 1 | High | B | 12 | 2036 | 5 | 2 | 2.7 | 17214 | 26256
Fabric ¦ Superstructure ¦ Windows and External Doors ¦ External Windows ¦ Roller Shutters ¦ External Window Shutters ¦ Manual | 1 | Medium | B | 1 | 2025 | 5 | 3 | 3.2 | 30424 | 10783
Fabric ¦ Superstructure ¦ Windows and External Doors ¦ External Doors ¦ Manual and Automatic Doors ¦ Emergency and Panic Escape Doors | 1 | Urgent | B | 11 | 2035 | 5 | 1 | 2.2 | 8724 | 23937
HVAC ¦ Heat Emitters - Local ¦ Gas Fired Natural and Fan Assisted Heaters | 1 | Medium | B | 1 | 2025 | 5 | 3 | 3.2 | 30425 | 10784
Fabric ¦ Superstructure ¦ Windows and External Doors ¦ External Doors ¦ Manual and Automatic Doors ¦ High Security Door | 1 | High | B | 31 | 2055 | 5 | 2 | 2.7 | 17215 | 33806
Fabric ¦ Superstructure ¦ Windows and External Doors ¦ Roller Shutters ¦ Electric Roller Shutter | 1 | High | D | 11 | 2035 | 3 | 2 | 2.1 | 1313 | 23312
Fabric ¦ Superstructure ¦ Windows and External Doors ¦ External Doors ¦ Manual and Automatic Doors ¦ High Security Door | 1 | High | B | 27 | 2051 | 5 | 2 | 2.7 | 17216 | 33585
Electrical ¦ Lighting ¦ Internal ¦ General ¦ LED Fittings & Luminaires | 90 | Medium | B | 16 | 2040 | 5 | 3 | 3.2 | 30426 | 29822
Electrical ¦ Specialist Lighting ¦ Internal ¦ Illuminated Fire Exit Signage | 5 | Urgent | B | 14 | 2038 | 5 | 1 | 2.2 | 8725 | 27392
Electrical ¦ Specialist Lighting ¦ Internal ¦ Illuminated Fire Exit Signage | 1 | Urgent | B | 6 | 2030 | 5 | 1 | 2.2 | 8726 | 17073
HVAC ¦ Heat Emitters - Local ¦ Electric Heaters | 3 | Medium | B | 1 | 2025 | 5 | 3 | 3.2 | 30427 | 10785
Electrical ¦ Lighting ¦ External ¦ General - LED | 7 | Medium | B | 1 | 2025 | 5 | 3 | 3.2 | 30428 | 10786
HVAC ¦ Heat Emitters - Central ¦ Radiators ¦ Steel | 3 | Medium | B | 6 | 2030 | 5 | 3 | 3.2 | 30429 | 18980
Electrical ¦ LV Distribution ¦ Distribution Board ¦ Sub | 1 | High | B | 6 | 2030 | 5 | 2 | 2.7 | 17217 | 17844
Electrical ¦ Lighting ¦ Internal ¦ Emergency ¦ Self Contained ¦ LED | 6 | Urgent | B | 21 | 2045 | 5 | 1 | 2.2 | 8727 | 32404
Electrical ¦ Lighting ¦ External ¦ General - LED | 1 | Medium | B | 8 | 2032 | 5 | 3 | 3.2 | 30430 | 21116
HVAC ¦ Fan ¦ Local and Special Ventilation ¦ Extract | 1 | Medium | B | 1 | 2025 | 5 | 3 | 3.2 | 30431 | 10787
Electrical ¦ Lighting ¦ Internal ¦ Emergency ¦ Self Contained ¦ Non LED | 20 | Urgent | B | 7 | 2031 | 5 | 1 | 2.2 | 8728 | 19478
HVAC ¦ Fan ¦ Local and Special Ventilation ¦ Kitchen Vent ¦ Fans Window or Wall Mounted | 1 | Medium | B | 5 | 2029 | 5 | 3 | 3.2 | 30432 | 15454
HVAC ¦ Fan ¦ Local and Special Ventilation ¦ Kitchen Vent ¦ Extract | 1 | Low | B | 10 | 2034 | 5 | 4 | 3.7 | 33488 | 23226
HVAC ¦ Fan ¦ Central Cooling ¦ Axial | 1 | Medium | B | 1 | 2025 | 5 | 3 | 3.2 | 30433 | 10788
Electrical ¦ Specialist Lighting ¦ External ¦ Illuminated External Signs | 2 | Medium | B | 6 | 2030 | 5 | 3 | 3.2 | 30434 | 18981
Electrical ¦ Lighting ¦ Internal ¦ Emergency ¦ Self Contained ¦ Non LED | 3 | Urgent | B | 7 | 2031 | 5 | 1 | 2.2 | 8729 | 19479
Fire ¦ Fire Fighting ¦ Fire Extinguishers ¦ CO2 | 5 | Urgent | B | 6 | 2030 | 5 | 1 | 2.2 | 8730 | 17074
Electrical ¦ Lighting ¦ Internal ¦ Emergency ¦ Self Contained ¦ LED | 7 | Urgent | B | 18 | 2042 | 5 | 1 | 2.2 | 8731 | 30709
Fire ¦ Fire Fighting ¦ Fire Extinguishers ¦ CO2 | 2 | Urgent | B | 9 | 2033 | 5 | 1 | 2.2 | 8732 | 21461
Fabric ¦ Superstructure ¦ Internal Doors ¦ Roller Shutters ¦ Automatic Roller Shutter | 1 | High | B | 7 | 2031 | 5 | 2 | 2.7 | 17218 | 19689
HVAC ¦ Heat Emitters - Central ¦ Radiators ¦ Steel | 1 | Medium | B | 1 | 2025 | 5 | 3 | 3.2 | 30435 | 10789
Fabric ¦ Superstructure ¦ Windows and External Doors ¦ Roller Shutters ¦ Electric Roller Shutter | 1 | High | B | 11 | 2035 | 5 | 2 | 2.7 | 17219 | 24742
HVAC ¦ Fan ¦ Local and Special Ventilation ¦ Axial | 1 | Medium | B | 1 | 2025 | 5 | 3 | 3.2 | 30436 | 10790
Security ¦ Access ¦ Access Control ¦ Gate Access - Local Lock / Keypad / Manual (External) | 1 | Medium | B | 1 | 2025 | 5 | 3 | 3.2 | 30437 | 10791
Electrical ¦ Lighting ¦ Internal ¦ Emergency ¦ Self Contained ¦ LED | 8 | Urgent | B | 21 | 2045 | 5 | 1 | 2.2 | 8733 | 32405
Fire ¦ Fire Fighting ¦ Fire Extinguishers ¦ CO2 | 2 | Urgent | B | 2 | 2026 | 5 | 1 | 2.2 | 8734 | 12775
Fire ¦ Fire Fighting ¦ Fire Extinguishers ¦ CO2 | 5 | Urgent | B | 6 | 2030 | 5 | 1 | 2.2 | 8735 | 17075
Fire ¦ Fire Detection ¦ Fire Alarm System | 1 | Urgent | B | 1 | 2025 | 5 | 1 | 2.2 | 8736 | 1823
Electrical ¦ Lighting ¦ Internal ¦ Emergency ¦ Self Contained ¦ LED | 7 | Urgent | B | 18 | 2042 | 5 | 1 | 2.2 | 8737 | 30710
Electrical ¦ LV Distribution ¦ Distribution Board ¦ Main | 1 | High | B | 17 | 2041 | 5 | 2 | 2.7 | 17220 | 30376
Water ¦ Local Hot Water ¦ Instantaneous Electric Water Heater - Non-Drinking Water | 1 | Medium | B | 1 | 2025 | 5 | 3 | 3.2 | 30438 | 10792
Electrical ¦ Specialist Lighting ¦ Internal ¦ Illuminated Fire Exit Signage | 3 | Urgent | B | 18 | 2042 | 5 | 1 | 2.2 | 8738 | 30711
Electrical ¦ Lighting ¦ Internal ¦ General | 4 | Medium | D | 1 | 2025 | 3 | 3 | 2.6 | 11241 | 2711
HVAC ¦ Heat Emitters - Central ¦ Radiators ¦ Steel | 1 | Medium | B | 1 | 2025 | 5 | 3 | 3.2 | 30439 | 10793
Fire ¦ Fire Fighting ¦ Fire Extinguishers ¦ Foam | 1 | Urgent | B | 6 | 2030 | 5 | 1 | 2.2 | 8739 | 17076
Electrical ¦ LV Distribution ¦ Distribution Board ¦ Sub | 1 | High | B | 1 | 2025 | 5 | 2 | 2.7 | 17221 | 4907
HVAC ¦ Fan ¦ Local and Special Ventilation ¦ Axial | 1 | Medium | B | 1 | 2025 | 5 | 3 | 3.2 | 30440 | 10794
Fire ¦ Fire Fighting ¦ Fire Extinguishers ¦ Foam | 3 | Urgent | B | 2 | 2026 | 5 | 1 | 2.2 | 8740 | 12776
HVAC ¦ Local Air Conditioning ¦ Single-Split Evaporator - Split Systems/Heat Pumps - Air-cooled with Direct Expansion Evaporator (DX) | 1 | Medium | B | 5 | 2029 | 5 | 3 | 3.2 | 30441 | 15455
Electrical ¦ LV Distribution ¦ Distribution Board ¦ Sub | 1 | High | B | 16 | 2040 | 5 | 2 | 2.7 | 17222 | 29252
HVAC ¦ Local and Special Ventilation ¦ Unit extract fans. | 1 | Medium | B | 1 | 2025 | 5 | 3 | 3.2 | 30442 | 10795
HVAC ¦ Central Air Conditioning ¦ Air Conditioning ¦ Multi-Split Condenser - Split Systems/Heat Pumps - Air-cooled with Direct Expansion Evaporator (DX) | 1 | Medium | B | 1 | 2025 | 5 | 3 | 3.2 | 30443 | 10796
Electrical ¦ LV Distribution ¦ Distribution Board ¦ Main | 1 | High | B | 20 | 2044 | 5 | 2 | 2.7 | 17223 | 31654
Electrical ¦ LV Distribution ¦ Distribution Board ¦ Main | 1 | High | B | 1 | 2025 | 5 | 2 | 2.7 | 17224 | 4908
HVAC ¦ Fan ¦ Local and Special Ventilation ¦ Axial | 1 | Medium | B | 1 | 2025 | 5 | 3 | 3.2 | 30444 | 10797
HVAC ¦ Fan ¦ Central Ventilation Systems ¦ Axial | 1 | Medium | B | 1 | 2025 | 5 | 3 | 3.2 | 30445 | 10798
Electrical ¦ Lighting ¦ Internal ¦ General | 53 | Medium | B | 1 | 2025 | 5 | 3 | 3.2 | 30446 | 10799
HVAC ¦ Fan ¦ Local and Special Ventilation ¦ Axial | 1 | Medium | B | 9 | 2033 | 5 | 3 | 3.2 | 30447 | 21876
Electrical ¦ Lighting ¦ Internal ¦ General ¦ LED Fittings & Luminaires | 37 | Medium | B | 13 | 2037 | 5 | 3 | 3.2 | 30448 | 27242
HVAC ¦ Heat Emitters - Central ¦ Radiators ¦ Steel | 10 | Medium | B | 10 | 2034 | 5 | 3 | 3.2 | 30449 | 23101
Fabric ¦ Superstructure ¦ Windows and External Doors ¦ External Doors ¦ Entrance Doors | 1 | High | B | 21 | 2045 | 5 | 2 | 2.7 | 17225 | 32736
Electrical ¦ Lighting ¦ Internal ¦ Emergency ¦ Self Contained ¦ LED | 22 | Urgent | B | 21 | 2045 | 5 | 1 | 2.2 | 8741 | 32406
Electrical ¦ Lighting ¦ Internal ¦ General | 35 | Medium | B | 1 | 2025 | 5 | 3 | 3.2 | 30450 | 10800
Fire ¦ Fire Fighting ¦ Fire Extinguishers ¦ Foam | 1 | Urgent | B | 8 | 2032 | 5 | 1 | 2.2 | 8742 | 20584
Electrical ¦ LV Distribution ¦ Distribution Board ¦ Sub | 1 | High | B | 1 | 2025 | 5 | 2 | 2.7 | 17226 | 4909
Fabric ¦ Barriers and Guardrails ¦ Vehicle Crash Protection Barrier | 9 | V Low | B | 1 | 2025 | 5 | 4 | 3.7 | 33489 | 12313
Water ¦ Local Hot Water ¦ Instantaneous Electric Water Heater - Non-Drinking Water | 1 | Medium | B | 11 | 2035 | 5 | 3 | 3.2 | 30451 | 25571
Fabric ¦ Superstructure ¦ Windows and External Doors ¦ External Doors ¦ Manual and Automatic Doors ¦ High Security Door | 1 | High | B | 11 | 2035 | 5 | 2 | 2.7 | 17227 | 24743
Electrical ¦ Lighting ¦ Internal ¦ General | 17 | Medium | B | 1 | 2025 | 5 | 3 | 3.2 | 30452 | 10801
Electrical ¦ LV Distribution ¦ Distribution Board ¦ Sub | 1 | High | B | 17 | 2041 | 5 | 2 | 2.7 | 17228 | 30377
Electrical ¦ LV Distribution ¦ Distribution Board ¦ Main | 1 | High | B | 1 | 2025 | 5 | 2 | 2.7 | 17229 | 4910
HVAC ¦ Fan ¦ Central Cooling ¦ Axial | 1 | Medium | B | 5 | 2029 | 5 | 3 | 3.2 | 30453 | 15456
Fire ¦ Fire Fighting ¦ Fire Extinguishers ¦ Powder | 1 | Urgent | B | 6 | 2030 | 5 | 1 | 2.2 | 8743 | 17077
Fire ¦ Fire Fighting ¦ Fire Extinguishers ¦ CO2 | 2 | Urgent | B | 2 | 2026 | 5 | 1 | 2.2 | 8744 | 12777
Fabric ¦ Superstructure ¦ Windows and External Doors ¦ External Doors ¦ Entrance Doors | 1 | High | D | 16 | 2040 | 3 | 2 | 2.1 | 1314 | 28601
Fabric ¦ Superstructure ¦ Internal Doors ¦ Roller Shutters ¦ Electric Roller Shutter | 1 | Medium | B | 13 | 2037 | 5 | 3 | 3.2 | 30454 | 27243
HVAC ¦ Fan ¦ Local and Special Ventilation ¦ Extract | 1 | Medium | B | 1 | 2025 | 5 | 3 | 3.2 | 30455 | 10802
Electrical ¦ Lighting ¦ Internal ¦ Emergency ¦ Self Contained ¦ Non LED | 3 | Urgent | B | 5 | 2029 | 5 | 1 | 2.2 | 8745 | 14492
Electrical ¦ Lighting ¦ External ¦ General - Non-LED | 4 | Medium | B | 1 | 2025 | 5 | 3 | 3.2 | 30456 | 10803
Electrical ¦ Lighting ¦ Internal ¦ Emergency ¦ Self Contained ¦ LED | 1 | Urgent | B | 18 | 2042 | 5 | 1 | 2.2 | 8746 | 30712
Fabric ¦ Superstructure ¦ Windows and External Doors ¦ External Doors ¦ Manual and Automatic Doors ¦ Emergency and Panic Escape Doors | 1 | Urgent | B | 11 | 2035 | 5 | 1 | 2.2 | 8747 | 23938
Fabric ¦ Superstructure ¦ Windows and External Doors ¦ External Doors ¦ Entrance Doors | 1 | High | B | 21 | 2045 | 5 | 2 | 2.7 | 17230 | 32737
Electrical ¦ Lighting ¦ External ¦ General - LED | 3 | Medium | B | 11 | 2035 | 5 | 3 | 3.2 | 30457 | 25572
Security ¦ Access ¦ Access Control ¦ Door ¦ Local Lock / Keypad / Manual | 1 | Medium | B | 11 | 2035 | 5 | 3 | 3.2 | 30458 | 25573
Fabric ¦ Superstructure ¦ Windows and External Doors ¦ External Doors ¦ Entrance Doors | 1 | High | B | 11 | 2035 | 5 | 2 | 2.7 | 17231 | 24744
Fabric ¦ Superstructure ¦ Windows and External Doors ¦ Roller Shutters ¦ Manual Roller Shutter | 1 | High | B | 1 | 2025 | 5 | 2 | 2.7 | 17232 | 4911
Fabric ¦ Superstructure ¦ Internal Doors ¦ Roller Shutters ¦ Automatic Roller Shutter | 1 | High | B | 7 | 2031 | 5 | 2 | 2.7 | 17233 | 19690
Electrical ¦ Lighting ¦ Internal ¦ General ¦ LED Fittings & Luminaires | 20 | Medium | B | 16 | 2040 | 5 | 3 | 3.2 | 30459 | 29823
Electrical ¦ Lighting ¦ Internal ¦ General ¦ LED Fittings & Luminaires | 2 | Medium | B | 18 | 2042 | 5 | 3 | 3.2 | 30460 | 30992
Fabric ¦ Superstructure ¦ Windows and External Doors ¦ External Doors ¦ Entrance Doors | 1 | High | B | 15 | 2039 | 5 | 2 | 2.7 | 17234 | 28289
Transport ¦ Lifts ¦ Passenger Lift electric ¦ Electric | 1 | Medium | B | 2 | 2026 | 5 | 3 | 3.2 | 30461 | 13189
Fire ¦ Fire Fighting ¦ Fire Extinguishers ¦ Foam | 8 | Urgent | B | 6 | 2030 | 5 | 1 | 2.2 | 8748 | 17078
Fabric ¦ Superstructure ¦ Windows and External Doors ¦ External Doors ¦ Manual and Automatic Doors ¦ Auto / Powered Sliding Doors | 1 | High | B | 17 | 2041 | 5 | 2 | 2.7 | 17235 | 30378
Electrical ¦ Lighting ¦ Internal ¦ Emergency ¦ Externally Powered ¦ LED | 6 | Urgent | B | 22 | 2046 | 5 | 1 | 2.2 | 8749 | 32985
Electrical ¦ Lighting ¦ Internal ¦ Emergency ¦ Self Contained ¦ LED | 6 | Urgent | C | 11 | 2035 | 4 | 1 | 1.9 | 735 | 23297
Fire ¦ Fire Fighting ¦ Fire Extinguishers ¦ CO2 | 2 | Urgent | B | 2 | 2026 | 5 | 1 | 2.2 | 8750 | 12778
HVAC ¦ Heat Emitters - Local ¦ Electric Heaters | 2 | Medium | B | 4 | 2028 | 5 | 3 | 3.2 | 30462 | 14223
Electrical ¦ Lighting ¦ External ¦ General - Non-LED | 1 | Medium | B | 1 | 2025 | 5 | 3 | 3.2 | 30463 | 10804
Fire ¦ Fire Fighting ¦ Fire Extinguishers ¦ Foam | 2 | Urgent | B | 6 | 2030 | 5 | 1 | 2.2 | 8751 | 17079
Fire ¦ Fire Fighting ¦ Fire Extinguishers ¦ CO2 | 2 | Urgent | B | 1 | 2025 | 5 | 1 | 2.2 | 8752 | 1824
HVAC ¦ Heat Emitters - Local ¦ Gas Radiant Tube Heaters | 1 | Medium | B | 1 | 2025 | 5 | 3 | 3.2 | 30464 | 10805
Electrical ¦ Lighting ¦ Internal ¦ Emergency ¦ Self Contained ¦ LED | 7 | Urgent | C | 11 | 2035 | 4 | 1 | 1.9 | 736 | 23298
Electrical ¦ Specialist Lighting ¦ Internal ¦ Illuminated Fire Exit Signage | 2 | Urgent | B | 16 | 2040 | 5 | 1 | 2.2 | 8753 | 28995
Electrical ¦ Lighting ¦ External ¦ General - LED | 1 | Medium | B | 12 | 2036 | 5 | 3 | 3.2 | 30465 | 26720
Fabric ¦ Superstructure ¦ Windows and External Doors ¦ Roller Shutters ¦ Manual Roller Shutter | 1 | High | B | 9 | 2033 | 5 | 2 | 2.7 | 17236 | 21637
Electrical ¦ Lighting ¦ Internal ¦ Emergency ¦ Self Contained ¦ LED | 8 | Urgent | B | 23 | 2047 | 5 | 1 | 2.2 | 8754 | 33148
Controls ¦ Building Management System (BMS) ¦ BMS Control Panel | 1 | High | B | 3 | 2027 | 5 | 2 | 2.7 | 17237 | 13392
Fabric ¦ Superstructure ¦ Windows and External Doors ¦ Roller Shutters ¦ Electric Roller Shutter | 1 | High | B | 1 | 2025 | 5 | 2 | 2.7 | 17238 | 4912
Electrical ¦ Lighting ¦ Internal ¦ Emergency ¦ Self Contained ¦ LED | 10 | Urgent | B | 21 | 2045 | 5 | 1 | 2.2 | 8755 | 32407
HVAC ¦ Fan ¦ Local and Special Ventilation ¦ Fans Window or Wall Mounted | 1 | Medium | B | 1 | 2025 | 5 | 3 | 3.2 | 30466 | 10806
Fabric ¦ Superstructure ¦ Windows and External Doors ¦ External Doors ¦ Manual and Automatic Doors ¦ High Security Door | 1 | High | B | 11 | 2035 | 5 | 2 | 2.7 | 17239 | 24745
Electrical ¦ Lighting ¦ Internal ¦ Emergency ¦ Self Contained ¦ LED | 8 | Urgent | C | 17 | 2041 | 4 | 1 | 1.9 | 737 | 29981
HVAC ¦ Heat Emitters - Local ¦ Electric Heaters | 1 | Medium | B | 1 | 2025 | 5 | 3 | 3.2 | 30467 | 10807
Fire ¦ Fire Fighting ¦ Fire Extinguishers ¦ Foam | 2 | Urgent | B | 1 | 2025 | 5 | 1 | 2.2 | 8756 | 1825
HVAC ¦ Fan ¦ Local and Special Ventilation ¦ Fans Window or Wall Mounted | 1 | Medium | B | 4 | 2028 | 5 | 3 | 3.2 | 30468 | 14224
Electrical ¦ LV Distribution ¦ Distribution Board ¦ Sub | 1 | High | B | 6 | 2030 | 5 | 2 | 2.7 | 17240 | 17845
Electrical ¦ Lighting ¦ Internal ¦ Emergency ¦ Self Contained ¦ LED | 8 | Urgent | B | 20 | 2044 | 5 | 1 | 2.2 | 8757 | 31551
Electrical ¦ LV Distribution ¦ Distribution Board ¦ Sub | 1 | High | B | 1 | 2025 | 5 | 2 | 2.7 | 17241 | 4913
Fire ¦ Fire Fighting ¦ Fire Extinguishers ¦ CO2 | 3 | Urgent | B | 6 | 2030 | 5 | 1 | 2.2 | 8758 | 17080
Electrical ¦ Specialist Lighting ¦ Internal ¦ Illuminated Fire Exit Signage | 4 | Urgent | B | 13 | 2037 | 5 | 1 | 2.2 | 8759 | 26895
Fabric ¦ Superstructure ¦ Windows and External Doors ¦ External Doors ¦ Entrance Doors | 1 | High | B | 11 | 2035 | 5 | 2 | 2.7 | 17242 | 24746
Electrical ¦ LV Distribution ¦ Distribution Board ¦ Sub | 1 | High | B | 1 | 2025 | 5 | 2 | 2.7 | 17243 | 4914
Electrical ¦ Lighting ¦ External ¦ General - Non-LED | 4 | Medium | C | 1 | 2025 | 4 | 3 | 2.9 | 18985 | 5803
Security ¦ Access ¦ Access Control ¦ Gate Access - Local Lock / Keypad / Manual (External) | 1 | Medium | B | 1 | 2025 | 5 | 3 | 3.2 | 30469 | 10808
Fire ¦ Fire Fighting ¦ Fire Blanket | 1 | Urgent | B | 6 | 2030 | 5 | 1 | 2.2 | 8760 | 17081
Fire ¦ Fire Detection ¦ Fire Alarm System | 1 | Urgent | B | 1 | 2025 | 5 | 1 | 2.2 | 8761 | 1826
Electrical ¦ Lighting ¦ Internal ¦ Emergency ¦ Self Contained ¦ Non LED | 1 | Urgent | B | 1 | 2025 | 5 | 1 | 2.2 | 8762 | 1827
Fabric ¦ Superstructure ¦ Windows and External Doors ¦ Roller Shutters ¦ Manual Roller Shutter | 1 | High | C | 1 | 2025 | 4 | 2 | 2.4 | 10746 | 2525
Electrical ¦ LV Distribution ¦ Distribution Board ¦ Sub | 1 | High | B | 1 | 2025 | 5 | 2 | 2.7 | 17244 | 4915
HVAC ¦ Fan ¦ Local and Special Ventilation ¦ Fans Window or Wall Mounted | 1 | Medium | B | 8 | 2032 | 5 | 3 | 3.2 | 30470 | 21117
Fabric ¦ Superstructure ¦ Internal Doors ¦ Roller Shutters ¦ Electric Roller Shutter | 1 | Medium | B | 11 | 2035 | 5 | 3 | 3.2 | 30471 | 25574
Electrical ¦ Lighting ¦ Internal ¦ General | 1 | Medium | B | 4 | 2028 | 5 | 3 | 3.2 | 30472 | 14225
Fabric ¦ Superstructure ¦ Windows and External Doors ¦ External Doors ¦ Entrance Doors | 1 | High | B | 1 | 2025 | 5 | 2 | 2.7 | 17245 | 4916
Fire ¦ Fire Fighting ¦ Fire Extinguishers ¦ CO2 | 3 | Urgent | B | 8 | 2032 | 5 | 1 | 2.2 | 8763 | 20585
Electrical ¦ Lighting ¦ Internal ¦ Emergency ¦ Self Contained ¦ LED | 1 | Urgent | B | 18 | 2042 | 5 | 1 | 2.2 | 8764 | 30713
Fabric ¦ Superstructure ¦ Windows and External Doors ¦ External Doors ¦ Manual and Automatic Doors ¦ Emergency and Panic Escape Doors | 1 | Urgent | B | 11 | 2035 | 5 | 1 | 2.2 | 8765 | 23939
Electrical ¦ Lighting ¦ Internal ¦ General ¦ LED Fittings & Luminaires | 32 | Medium | B | 13 | 2037 | 5 | 3 | 3.2 | 30473 | 27244
Fabric ¦ Superstructure ¦ Windows and External Doors ¦ Roller Shutters ¦ Manual Roller Shutter | 1 | High | B | 1 | 2025 | 5 | 2 | 2.7 | 17246 | 4917
Electrical ¦ LV Distribution ¦ Distribution Board ¦ Sub | 1 | High | B | 1 | 2025 | 5 | 2 | 2.7 | 17247 | 4918
Fire ¦ Fire Detection ¦ Fire Alarm System | 1 | Urgent | B | 10 | 2034 | 5 | 1 | 2.2 | 8766 | 22155
HVAC ¦ Ventilation ¦ Air Handling Unit (AHU) ¦ Internal ¦ Central Air Conditioning ¦ Gas Fired | 1 | Medium | B | 1 | 2025 | 5 | 3 | 3.2 | 30474 | 10809
Water ¦ Local Hot Water ¦ Instantaneous Electric Water Heater - Non-Drinking Water | 1 | Medium | B | 11 | 2035 | 5 | 3 | 3.2 | 30475 | 25575
HVAC ¦ Ventilation ¦ Air Handling Unit (AHU) ¦ Internal ¦ Central Ventilation Systems ¦ Ventilation Only | 1 | Medium | B | 1 | 2025 | 5 | 3 | 3.2 | 30476 | 10810
Electrical ¦ Lighting ¦ Internal ¦ Emergency ¦ Self Contained ¦ LED | 2 | Urgent | B | 18 | 2042 | 5 | 1 | 2.2 | 8767 | 30714
HVAC ¦ Fan ¦ Local and Special Ventilation ¦ Extract | 1 | Medium | B | 7 | 2031 | 5 | 3 | 3.2 | 30477 | 20140
Water ¦ Local Hot Water ¦ Instantaneous Electric Water Heater - Non-Drinking Water | 1 | Medium | B | 11 | 2035 | 5 | 3 | 3.2 | 30478 | 25576
Fabric ¦ Superstructure ¦ Internal Doors ¦ Roller Shutters ¦ Electric Roller Shutter | 1 | Medium | B | 11 | 2035 | 5 | 3 | 3.2 | 30479 | 25577
HVAC ¦ Heat Emitters - Central ¦ Radiators ¦ Steel | 2 | Medium | B | 1 | 2025 | 5 | 3 | 3.2 | 30480 | 10811
HVAC ¦ Central Air Conditioning ¦ Air Conditioning ¦ Multi-Split Condenser - Split Systems/Heat Pumps - Air-cooled with Direct Expansion Evaporator (DX) | 1 | Medium | B | 1 | 2025 | 5 | 3 | 3.2 | 30481 | 10812
Electrical ¦ LV Distribution ¦ Distribution Board ¦ Sub | 1 | High | B | 10 | 2034 | 5 | 2 | 2.7 | 17248 | 22476
HVAC ¦ Fan ¦ Local and Special Ventilation ¦ Extract | 1 | Medium | B | 1 | 2025 | 5 | 3 | 3.2 | 30482 | 10813
Fabric ¦ Superstructure ¦ Windows and External Doors ¦ External Doors ¦ Manual and Automatic Doors ¦ Emergency and Panic Escape Doors | 1 | Urgent | B | 17 | 2041 | 5 | 1 | 2.2 | 8768 | 30221
Fire ¦ Fire Fighting ¦ Fire Extinguishers ¦ Foam | 5 | Urgent | B | 6 | 2030 | 5 | 1 | 2.2 | 8769 | 17082
HVAC ¦ Heat Emitters - Local ¦ Gas Fired Unit Heaters | 1 | Medium | B | 8 | 2032 | 5 | 3 | 3.2 | 30483 | 21118
Electrical ¦ LV Distribution ¦ Distribution Board ¦ Sub | 1 | High | B | 6 | 2030 | 5 | 2 | 2.7 | 17249 | 17846
HVAC ¦ Fan ¦ Local and Special Ventilation ¦ Fans Window or Wall Mounted | 1 | Medium | B | 8 | 2032 | 5 | 3 | 3.2 | 30484 | 21119
Fabric ¦ Superstructure ¦ Internal Doors ¦ Roller Shutters ¦ Electric Roller Shutter | 1 | Medium | B | 11 | 2035 | 5 | 3 | 3.2 | 30485 | 25578
Electrical ¦ Lighting ¦ Internal ¦ General | 9 | Medium | B | 1 | 2025 | 5 | 3 | 3.2 | 30486 | 10814
Fire ¦ Fire Fighting ¦ Fire Extinguishers ¦ CO2 | 1 | Urgent | B | 1 | 2025 | 5 | 1 | 2.2 | 8770 | 1828
Fabric ¦ Superstructure ¦ Internal Doors ¦ Roller Shutters ¦ Electric Roller Shutter | 1 | Medium | B | 15 | 2039 | 5 | 3 | 3.2 | 30487 | 28523
HVAC ¦ Heat Emitters - Central ¦ Radiators ¦ Steel | 1 | Medium | B | 1 | 2025 | 5 | 3 | 3.2 | 30488 | 10815
Fabric ¦ Superstructure ¦ Windows and External Doors ¦ Roller Shutters ¦ Manual Roller Shutter | 1 | High | B | 1 | 2025 | 5 | 2 | 2.7 | 17250 | 4919
Controls ¦ Building Management System (BMS) ¦ BMS Control Panel | 1 | High | B | 7 | 2031 | 5 | 2 | 2.7 | 17251 | 19691
HVAC ¦ Heat Emitters - Local ¦ Electric Heaters | 3 | Medium | B | 1 | 2025 | 5 | 3 | 3.2 | 30489 | 10816
HVAC ¦ Local Air Conditioning ¦ Single-Split Condenser - Split Systems/Heat Pumps - Air-cooled with Direct Expansion Evaporator (DX) | 1 | Medium | B | 1 | 2025 | 5 | 3 | 3.2 | 30490 | 10817
HVAC ¦ Central Heating (Internally Sourced) ¦ Burner ¦ Forced draft gas burner | 1 | Medium | B | 1 | 2025 | 5 | 3 | 3.2 | 30491 | 10818
HVAC ¦ Fan ¦ Local and Special Ventilation ¦ Fans Window or Wall Mounted | 1 | Medium | B | 1 | 2025 | 5 | 3 | 3.2 | 30492 | 10819
Electrical ¦ LV Distribution ¦ Distribution Board ¦ Main | 1 | High | B | 18 | 2042 | 5 | 2 | 2.7 | 17252 | 30875
Electrical ¦ LV Distribution ¦ Distribution Board ¦ Sub | 1 | High | B | 10 | 2034 | 5 | 2 | 2.7 | 17253 | 22477
Electrical ¦ LV Distribution ¦ Distribution Board ¦ Main | 1 | High | B | 1 | 2025 | 5 | 2 | 2.7 | 17254 | 4920
Fabric ¦ Superstructure ¦ Windows and External Doors ¦ Roller Shutters ¦ Electric Roller Shutter | 1 | High | B | 1 | 2025 | 5 | 2 | 2.7 | 17255 | 4921
Fire ¦ Fire Fighting ¦ Fire Extinguishers ¦ Foam | 2 | Urgent | B | 1 | 2025 | 5 | 1 | 2.2 | 8771 | 1829
HVAC ¦ Local Air Conditioning ¦ Single-Split Evaporator - Split Systems/Heat Pumps - Air-cooled with Direct Expansion Evaporator (DX) | 1 | Medium | B | 5 | 2029 | 5 | 3 | 3.2 | 30493 | 15457
HVAC ¦ Fan ¦ Local and Special Ventilation ¦ Axial | 1 | Medium | B | 1 | 2025 | 5 | 3 | 3.2 | 30494 | 10820
Electrical ¦ LV Distribution ¦ Distribution Board ¦ Main | 1 | High | B | 1 | 2025 | 5 | 2 | 2.7 | 17256 | 4922
Controls ¦ Multi-System Controls ¦ Instrument Control Panel | 1 | Medium | B | 1 | 2025 | 5 | 3 | 3.2 | 30495 | 10821
Fabric ¦ Barriers and Guardrails ¦ Fixed Edge Protection | 1 | High | B | 2 | 2026 | 5 | 2 | 2.7 | 17257 | 12952
Electrical ¦ Lighting ¦ Internal ¦ General ¦ LED Fittings & Luminaires | 25 | Medium | B | 16 | 2040 | 5 | 3 | 3.2 | 30496 | 29824
Electrical ¦ Lighting ¦ Internal ¦ Emergency ¦ Self Contained ¦ LED | 1 | Urgent | B | 19 | 2043 | 5 | 1 | 2.2 | 8772 | 31105
Electrical ¦ Lighting ¦ Internal ¦ Emergency ¦ Self Contained ¦ LED | 8 | Urgent | C | 11 | 2035 | 4 | 1 | 1.9 | 738 | 23299
Fire ¦ Fire Fighting ¦ Fire Extinguishers ¦ Foam | 2 | Urgent | B | 9 | 2033 | 5 | 1 | 2.2 | 8773 | 21462
Electrical ¦ Specialist Lighting ¦ Internal ¦ Illuminated Fire Exit Signage | 5 | Urgent | B | 16 | 2040 | 5 | 1 | 2.2 | 8774 | 28996
Fire ¦ Fire Fighting ¦ Fire Extinguishers ¦ Foam | 5 | Urgent | B | 6 | 2030 | 5 | 1 | 2.2 | 8775 | 17083
HVAC ¦ Fan ¦ Central Ventilation Systems ¦ Axial | 1 | Medium | B | 1 | 2025 | 5 | 3 | 3.2 | 30497 | 10822
Fire ¦ Fire Fighting ¦ Fire Extinguishers ¦ Foam | 2 | Urgent | B | 6 | 2030 | 5 | 1 | 2.2 | 8776 | 17084
Water ¦ Local Hot Water ¦ Instantaneous Electric Water Heater - Non-Drinking Water | 1 | Medium | C | 8 | 2032 | 4 | 3 | 2.9 | 18986 | 20787
HVAC ¦ Fan ¦ Local and Special Ventilation ¦ Fans Window or Wall Mounted | 1 | Medium | B | 8 | 2032 | 5 | 3 | 3.2 | 30498 | 21120
HVAC ¦ Fan ¦ Central Ventilation Systems ¦ Mixed Flow | 1 | Medium | CX | 1 | 2025 | 2 | 3 | 2.3 | 10339 | 2251
Fabric ¦ Superstructure ¦ Windows and External Doors ¦ External Doors ¦ Entrance Doors | 1 | High | B | 11 | 2035 | 5 | 2 | 2.7 | 17258 | 24747
Electrical ¦ Lighting ¦ Internal ¦ Emergency ¦ Self Contained ¦ LED | 2 | Urgent | C | 11 | 2035 | 4 | 1 | 1.9 | 739 | 23300
Electrical ¦ Specialist Lighting ¦ External ¦ Illuminated External Signs | 1 | Medium | B | 1 | 2025 | 5 | 3 | 3.2 | 30499 | 10823
Fire ¦ Fire Fighting ¦ Fire Extinguishers ¦ Foam | 1 | Urgent | B | 4 | 2028 | 5 | 1 | 2.2 | 8777 | 13872
HVAC ¦ Fan ¦ Local and Special Ventilation ¦ Axial | 1 | Medium | B | 1 | 2025 | 5 | 3 | 3.2 | 30500 | 10824
HVAC ¦ Fan ¦ Central Heating ¦ Ventilating - General | 1 | Medium | B | 1 | 2025 | 5 | 3 | 3.2 | 30501 | 10825
Electrical ¦ Lighting ¦ External ¦ General - LED | 1 | Medium | B | 1 | 2025 | 5 | 3 | 3.2 | 30502 | 10826
Electrical ¦ LV Distribution ¦ Distribution Board ¦ Main | 1 | High | B | 11 | 2035 | 5 | 2 | 2.7 | 17259 | 24748
Fabric ¦ Superstructure ¦ Windows and External Doors ¦ Roller Shutters ¦ Manual Roller Shutter | 1 | High | B | 9 | 2033 | 5 | 2 | 2.7 | 17260 | 21638
Fabric ¦ Superstructure ¦ Windows and External Doors ¦ External Doors ¦ Entrance Doors | 1 | High | B | 19 | 2043 | 5 | 2 | 2.7 | 17261 | 31257
Electrical ¦ Lighting ¦ Internal ¦ Emergency ¦ Self Contained ¦ LED | 1 | Urgent | C | 11 | 2035 | 4 | 1 | 1.9 | 740 | 23301
Electrical ¦ LV Distribution ¦ Distribution Board ¦ Sub | 1 | High | A | 19 | 2043 | 6 | 2 | 3 | 19626 | 31334
Fabric ¦ Superstructure ¦ Windows and External Doors ¦ External Doors ¦ Manual and Automatic Doors ¦ Emergency and Panic Escape Doors | 1 | Urgent | B | 11 | 2035 | 5 | 1 | 2.2 | 8778 | 23940
HVAC ¦ Fan ¦ Central Cooling ¦ Axial | 1 | Medium | B | 1 | 2025 | 5 | 3 | 3.2 | 30503 | 10827
Electrical ¦ Lighting ¦ Internal ¦ General | 6 | Medium | B | 1 | 2025 | 5 | 3 | 3.2 | 30504 | 10828
Fabric ¦ Superstructure ¦ Windows and External Doors ¦ External Doors ¦ Manual and Automatic Doors ¦ Emergency and Panic Escape Doors | 1 | Urgent | B | 32 | 2056 | 5 | 1 | 2.2 | 8779 | 33820
Electrical ¦ Lighting ¦ Internal ¦ Emergency ¦ Self Contained ¦ LED | 3 | Urgent | C | 11 | 2035 | 4 | 1 | 1.9 | 741 | 23302
Fire ¦ Fire Fighting ¦ Fire Extinguishers ¦ CO2 | 1 | Urgent | B | 1 | 2025 | 5 | 1 | 2.2 | 8780 | 1830
HVAC ¦ Local and Special Ventilation ¦ Unit extract fans. | 1 | Medium | B | 1 | 2025 | 5 | 3 | 3.2 | 30505 | 10829
Fire ¦ Fire Fighting ¦ Fire Extinguishers ¦ CO2 | 1 | Urgent | B | 1 | 2025 | 5 | 1 | 2.2 | 8781 | 1831
Fire ¦ Fire Fighting ¦ Fire Extinguishers ¦ Powder | 1 | Urgent | B | 1 | 2025 | 5 | 1 | 2.2 | 8782 | 1832
Electrical ¦ LV Distribution ¦ Distribution Board ¦ Sub | 1 | High | D | 7 | 2031 | 3 | 2 | 2.1 | 1315 | 19143
HVAC ¦ Fan ¦ Local and Special Ventilation ¦ Kitchen Vent ¦ Fans Window or Wall Mounted | 1 | Medium | B | 5 | 2029 | 5 | 3 | 3.2 | 30506 | 15458
Electrical ¦ LV Distribution ¦ Distribution Board ¦ Sub | 1 | High | B | 6 | 2030 | 5 | 2 | 2.7 | 17262 | 17847
Electrical ¦ Specialist Lighting ¦ External ¦ Illuminated External Signs | 1 | Medium | C | 6 | 2030 | 4 | 3 | 2.9 | 18987 | 17949
HVAC ¦ Local Air Conditioning ¦ Single-Split Evaporator - Split Systems/Heat Pumps - Air-cooled with Direct Expansion Evaporator (DX) | 1 | Medium | B | 7 | 2031 | 5 | 3 | 3.2 | 30507 | 20141
Electrical ¦ LV Distribution ¦ Distribution Board ¦ Sub | 1 | High | B | 6 | 2030 | 5 | 2 | 2.7 | 17263 | 17848
Water ¦ Local Hot Water ¦ Instantaneous Electric Water Heater - Non-Drinking Water | 1 | Medium | B | 7 | 2031 | 5 | 3 | 3.2 | 30508 | 20142
Controls ¦ Building Management System (BMS) ¦ Central Operating Station | 1 | High | B | 5 | 2029 | 5 | 2 | 2.7 | 17264 | 14735
HVAC ¦ Local Air Conditioning ¦ Single-Split Condenser - Split Systems/Heat Pumps - Air-cooled with Direct Expansion Evaporator (DX) | 1 | Medium | B | 3 | 2027 | 5 | 3 | 3.2 | 30509 | 13664
Electrical ¦ LV Distribution ¦ Distribution Board ¦ Sub | 1 | High | B | 1 | 2025 | 5 | 2 | 2.7 | 17265 | 4923
Water ¦ Local Hot Water ¦ Instantaneous Electric Water Heater - Non-Drinking Water | 1 | Medium | B | 11 | 2035 | 5 | 3 | 3.2 | 30510 | 25579
HVAC ¦ Heat Emitters - Local ¦ Gas Fired Unit Heaters | 1 | Medium | B | 9 | 2033 | 5 | 3 | 3.2 | 30511 | 21877
Fire ¦ Fire Detection ¦ Fire Alarm System | 1 | Urgent | B | 11 | 2035 | 5 | 1 | 2.2 | 8783 | 23941
Water ¦ Local Hot Water ¦ Package Electric Water Heaters - Non-Drinking Water | 1 | Medium | B | 8 | 2032 | 5 | 3 | 3.2 | 30512 | 21121
Fabric ¦ Superstructure ¦ Windows and External Doors ¦ External Doors ¦ Manual and Automatic Doors ¦ Emergency and Panic Escape Doors | 1 | Urgent | B | 11 | 2035 | 5 | 1 | 2.2 | 8784 | 23942
Fabric ¦ Superstructure ¦ Windows and External Doors ¦ External Doors ¦ Manual and Automatic Doors ¦ Auto / Powered Sliding Doors | 1 | High | B | 21 | 2045 | 5 | 2 | 2.7 | 17266 | 32738
HVAC ¦ Ventilation ¦ Air Handling Unit (AHU) ¦ Internal ¦ Central Air Conditioning ¦ DX Cooling | 1 | High | B | 14 | 2038 | 5 | 2 | 2.7 | 17267 | 27494
Electrical ¦ LV Distribution ¦ Distribution Board ¦ Sub | 1 | High | B | 13 | 2037 | 5 | 2 | 2.7 | 17268 | 27031
Electrical ¦ LV Distribution ¦ Distribution Board ¦ Main | 1 | High | B | 1 | 2025 | 5 | 2 | 2.7 | 17269 | 4924
HVAC ¦ Fan ¦ Local and Special Ventilation ¦ Fans Window or Wall Mounted | 1 | Medium | B | 6 | 2030 | 5 | 3 | 3.2 | 30513 | 18982
HVAC ¦ Fan ¦ Local and Special Ventilation ¦ Fans Window or Wall Mounted | 1 | Medium | B | 1 | 2025 | 5 | 3 | 3.2 | 30514 | 10830
Electrical ¦ LV Distribution ¦ Distribution Board ¦ Sub | 1 | High | B | 6 | 2030 | 5 | 2 | 2.7 | 17270 | 17849
Controls ¦ Multi-System Controls ¦ Control Panel - Electrical Services (excluding Electrical Controllers and Pneumatic Relays) | 1 | Medium | B | 14 | 2038 | 5 | 3 | 3.2 | 30515 | 27635
Fabric ¦ Superstructure ¦ Windows and External Doors ¦ Roller Shutters ¦ Manual Roller Shutter | 1 | High | B | 15 | 2039 | 5 | 2 | 2.7 | 17271 | 28290
Electrical ¦ LV Distribution ¦ Distribution Board ¦ Sub | 1 | High | B | 16 | 2040 | 5 | 2 | 2.7 | 17272 | 29253
HVAC ¦ Fan ¦ Local and Special Ventilation ¦ Axial | 1 | Medium | B | 1 | 2025 | 5 | 3 | 3.2 | 30516 | 10831
Water ¦ Local Hot Water ¦ Package Electric Water Heaters - Non-Drinking Water | 1 | Medium | B | 9 | 2033 | 5 | 3 | 3.2 | 30517 | 21878
Fire ¦ Fire Detection ¦ Fire Alarm System | 1 | Urgent | B | 1 | 2025 | 5 | 1 | 2.2 | 8785 | 1833
Fabric ¦ Superstructure ¦ Windows and External Doors ¦ Roller Shutters ¦ Electric Roller Shutter | 1 | High | B | 1 | 2025 | 5 | 2 | 2.7 | 17273 | 4925
Fabric ¦ Superstructure ¦ Windows and External Doors ¦ Roller Shutters ¦ Electric Roller Shutter | 1 | High | B | 1 | 2025 | 5 | 2 | 2.7 | 17274 | 4926
Electrical ¦ Specialist Lighting ¦ Internal ¦ Illuminated Fire Exit Signage | 3 | Urgent | B | 12 | 2036 | 5 | 1 | 2.2 | 8786 | 26101
Fire ¦ Fire Fighting ¦ Fire Extinguishers ¦ CO2 | 3 | Urgent | B | 1 | 2025 | 5 | 1 | 2.2 | 8787 | 1834
HVAC ¦ Local Air Conditioning ¦ Single-Split Evaporator - Split Systems/Heat Pumps - Air-cooled with Direct Expansion Evaporator (DX) | 1 | Medium | B | 5 | 2029 | 5 | 3 | 3.2 | 30518 | 15459
Electrical ¦ LV Distribution ¦ Distribution Board ¦ Main | 1 | High | B | 1 | 2025 | 5 | 2 | 2.7 | 17275 | 4927
Fabric ¦ Superstructure ¦ Windows and External Doors ¦ External Doors ¦ Entrance Doors | 1 | High | B | 11 | 2035 | 5 | 2 | 2.7 | 17276 | 24749
Electrical ¦ Lighting ¦ Internal ¦ General | 21 | Medium | B | 1 | 2025 | 5 | 3 | 3.2 | 30519 | 10832
Security ¦ Access ¦ Access Control ¦ Door ¦ Local Lock / Keypad / Manual | 1 | Medium | B | 10 | 2034 | 5 | 3 | 3.2 | 30520 | 23102
HVAC ¦ Heat Emitters - Local ¦ Electric Heaters | 1 | Medium | B | 1 | 2025 | 5 | 3 | 3.2 | 30521 | 10833
Electrical ¦ LV Distribution ¦ Distribution Board ¦ Sub | 1 | High | B | 13 | 2037 | 5 | 2 | 2.7 | 17277 | 27032
Water ¦ Local Hot Water ¦ Package Electric Water Heaters - Non-Drinking Water | 1 | Medium | B | 1 | 2025 | 5 | 3 | 3.2 | 30522 | 10834
Fire ¦ Fire Detection ¦ Fire Alarm System | 1 | Urgent | B | 11 | 2035 | 5 | 1 | 2.2 | 8788 | 23943
Electrical ¦ Lighting ¦ Internal ¦ Emergency ¦ Self Contained ¦ LED | 3 | Urgent | C | 11 | 2035 | 4 | 1 | 1.9 | 742 | 23303
Fabric ¦ Superstructure ¦ Windows and External Doors ¦ External Doors ¦ Entrance Doors | 1 | High | B | 11 | 2035 | 5 | 2 | 2.7 | 17278 | 24750
HVAC ¦ Heat Emitters - Local ¦ Electric Heaters | 1 | Medium | B | 1 | 2025 | 5 | 3 | 3.2 | 30523 | 10835
Electrical ¦ Specialist Lighting ¦ External ¦ Illuminated External Signs | 1 | Medium | B | 1 | 2025 | 5 | 3 | 3.2 | 30524 | 10836
Fabric ¦ Superstructure ¦ Internal Doors ¦ Roller Shutters ¦ Electric Roller Shutter | 1 | Medium | B | 1 | 2025 | 5 | 3 | 3.2 | 30525 | 10837
Electrical ¦ Lighting ¦ Internal ¦ Emergency ¦ Self Contained ¦ LED | 3 | Urgent | B | 21 | 2045 | 5 | 1 | 2.2 | 8789 | 32408
HVAC ¦ Heat Emitters - Central ¦ Radiators ¦ Steel | 1 | Medium | B | 6 | 2030 | 5 | 3 | 3.2 | 30526 | 18983
Fire ¦ Fire Fighting ¦ Fire Extinguishers ¦ Foam | 2 | Urgent | B | 8 | 2032 | 5 | 1 | 2.2 | 8790 | 20586
Electrical ¦ Lighting ¦ Internal ¦ Emergency ¦ Self Contained ¦ LED | 13 | Urgent | B | 15 | 2039 | 5 | 1 | 2.2 | 8791 | 28005
Electrical ¦ Specialist Lighting ¦ Internal ¦ Illuminated Fire Exit Signage | 4 | Urgent | B | 16 | 2040 | 5 | 1 | 2.2 | 8792 | 28997
Fire ¦ Fire Fighting ¦ Fire Extinguishers ¦ Powder | 1 | Urgent | B | 6 | 2030 | 5 | 1 | 2.2 | 8793 | 17085
Electrical ¦ Lighting ¦ Internal ¦ Emergency ¦ Self Contained ¦ LED | 3 | Urgent | B | 19 | 2043 | 5 | 1 | 2.2 | 8794 | 31106
HVAC ¦ Heat Emitters - Local ¦ Electric Heaters | 1 | Medium | B | 1 | 2025 | 5 | 3 | 3.2 | 30527 | 10838
Electrical ¦ Lighting ¦ Internal ¦ Emergency ¦ Self Contained ¦ LED | 10 | Urgent | B | 11 | 2035 | 5 | 1 | 2.2 | 8795 | 23944
Electrical ¦ Lighting ¦ Internal ¦ General ¦ LED Fittings & Luminaires | 2 | Medium | B | 12 | 2036 | 5 | 3 | 3.2 | 30528 | 26721
Electrical ¦ Lighting ¦ Internal ¦ General | 31 | Medium | B | 1 | 2025 | 5 | 3 | 3.2 | 30529 | 10839
Electrical ¦ Lighting ¦ Internal ¦ Emergency ¦ Self Contained ¦ LED | 3 | Urgent | B | 11 | 2035 | 5 | 1 | 2.2 | 8796 | 23945
Fire ¦ Fire Fighting ¦ Fire Extinguishers ¦ Foam | 1 | Urgent | B | 7 | 2031 | 5 | 1 | 2.2 | 8797 | 19480
Fire ¦ Fire Fighting ¦ Fire Extinguishers ¦ CO2 | 3 | Urgent | B | 7 | 2031 | 5 | 1 | 2.2 | 8798 | 19481
Electrical ¦ Specialist Lighting ¦ Internal ¦ Illuminated Fire Exit Signage | 3 | Urgent | B | 12 | 2036 | 5 | 1 | 2.2 | 8799 | 26102
Electrical ¦ Lighting ¦ Internal ¦ General | 47 | Medium | B | 1 | 2025 | 5 | 3 | 3.2 | 30530 | 10840
Fabric ¦ Superstructure ¦ Internal Doors ¦ Roller Shutters ¦ Electric Roller Shutter | 1 | Medium | B | 20 | 2044 | 5 | 3 | 3.2 | 30531 | 31685
Fabric ¦ Superstructure ¦ Windows and External Doors ¦ External Doors ¦ Manual and Automatic Doors ¦ High Security Door | 1 | High | B | 11 | 2035 | 5 | 2 | 2.7 | 17279 | 24751
HVAC ¦ Local Air Conditioning ¦ Single-Split Evaporator - Split Systems/Heat Pumps - Air-cooled with Direct Expansion Evaporator (DX) | 1 | Medium | DX | 1 | 2025 | 1 | 3 | 2 | 979 | 674
Fabric ¦ Superstructure ¦ Windows and External Doors ¦ Roller Shutters ¦ Manual Roller Shutter | 1 | High | B | 10 | 2034 | 5 | 2 | 2.7 | 17280 | 22478
Fabric ¦ Superstructure ¦ Windows and External Doors ¦ Roller Shutters ¦ Manual Roller Shutter | 1 | High | B | 1 | 2025 | 5 | 2 | 2.7 | 17281 | 4928
Fabric ¦ Superstructure ¦ Windows and External Doors ¦ External Doors ¦ Entrance Doors | 1 | High | B | 11 | 2035 | 5 | 2 | 2.7 | 17282 | 24752
Electrical ¦ Specialist Lighting ¦ External ¦ Illuminated External Signs | 1 | Medium | B | 1 | 2025 | 5 | 3 | 3.2 | 30532 | 10841
HVAC ¦ Local and Special Ventilation ¦ Unit extract fans. | 1 | Medium | C | 1 | 2025 | 4 | 3 | 2.9 | 18988 | 5804
Fabric ¦ Superstructure ¦ Windows and External Doors ¦ Roller Shutters ¦ Manual Roller Shutter | 1 | High | D | 1 | 2025 | 3 | 2 | 2.1 | 1316 | 886
HVAC ¦ Heat Emitters - Local ¦ Electric Heaters | 1 | Medium | B | 3 | 2027 | 5 | 3 | 3.2 | 30533 | 13665
Fire ¦ Fire Fighting ¦ Fire Extinguishers ¦ Foam | 3 | Urgent | B | 7 | 2031 | 5 | 1 | 2.2 | 8800 | 19482
HVAC ¦ Local and Special Ventilation ¦ Unit extract fans. | 1 | Medium | B | 9 | 2033 | 5 | 3 | 3.2 | 30534 | 21879
HVAC ¦ Fan ¦ Local and Special Ventilation ¦ Extract | 1 | Medium | CX | 1 | 2025 | 2 | 3 | 2.3 | 10340 | 2252
Fabric ¦ Superstructure ¦ Windows and External Doors ¦ Roller Shutters ¦ Electric Roller Shutter | 1 | High | B | 1 | 2025 | 5 | 2 | 2.7 | 17283 | 4929
Fire ¦ Fire Fighting ¦ Fire Extinguishers ¦ Foam | 3 | Urgent | B | 1 | 2025 | 5 | 1 | 2.2 | 8801 | 1835
Water ¦ Local Hot Water ¦ Package Electric Water Heaters - Non-Drinking Water | 1 | Medium | B | 9 | 2033 | 5 | 3 | 3.2 | 30535 | 21880
Water ¦ Local Hot Water ¦ Instantaneous Electric Water Heater - Non-Drinking Water | 1 | Medium | B | 12 | 2036 | 5 | 3 | 3.2 | 30536 | 26722
Controls ¦ Multi-System Controls ¦ Instrument Control Panel | 1 | Medium | B | 1 | 2025 | 5 | 3 | 3.2 | 30537 | 10842
Electrical ¦ Lighting ¦ Internal ¦ General | 5 | Medium | C | 1 | 2025 | 4 | 3 | 2.9 | 18989 | 5805
Fabric ¦ Superstructure ¦ Windows and External Doors ¦ External Doors ¦ Manual and Automatic Doors ¦ Emergency and Panic Escape Doors | 1 | Urgent | B | 33 | 2057 | 5 | 1 | 2.2 | 8802 | 33842
HVAC ¦ Fan ¦ Local and Special Ventilation ¦ Fans Window or Wall Mounted | 1 | Medium | B | 1 | 2025 | 5 | 3 | 3.2 | 30538 | 10843
Fabric ¦ Superstructure ¦ Windows and External Doors ¦ External Doors ¦ Entrance Doors | 1 | High | B | 4 | 2028 | 5 | 2 | 2.7 | 17284 | 13999
Fabric ¦ Superstructure ¦ Windows and External Doors ¦ External Doors ¦ Manual and Automatic Doors ¦ Emergency and Panic Escape Doors | 1 | Urgent | B | 7 | 2031 | 5 | 1 | 2.2 | 8803 | 19483
HVAC ¦ Heat Emitters - Local ¦ Electric Heaters | 1 | Medium | B | 1 | 2025 | 5 | 3 | 3.2 | 30539 | 10844
HVAC ¦ Fan ¦ Central Heating & Cooling ¦ Mixed Flow | 1 | Medium | B | 1 | 2025 | 5 | 3 | 3.2 | 30540 | 10845
Fabric ¦ Superstructure ¦ Windows and External Doors ¦ External Doors ¦ Manual and Automatic Doors ¦ Emergency and Panic Escape Doors | 1 | Urgent | B | 11 | 2035 | 5 | 1 | 2.2 | 8804 | 23946
Fabric ¦ Superstructure ¦ Windows and External Doors ¦ External Doors ¦ Entrance Doors | 1 | High | B | 11 | 2035 | 5 | 2 | 2.7 | 17285 | 24753
Electrical ¦ Specialist Lighting ¦ Internal ¦ Illuminated Fire Exit Signage | 1 | Urgent | B | 18 | 2042 | 5 | 1 | 2.2 | 8805 | 30715
Fabric ¦ Superstructure ¦ Windows and External Doors ¦ External Doors ¦ Manual and Automatic Doors ¦ Emergency and Panic Escape Doors | 1 | Urgent | B | 21 | 2045 | 5 | 1 | 2.2 | 8806 | 32409
Electrical ¦ LV Distribution ¦ Main Switch Panel at Supply Intake | 1 | Medium | B | 1 | 2025 | 5 | 3 | 3.2 | 30541 | 10846
Fabric ¦ Superstructure ¦ Windows and External Doors ¦ External Doors ¦ Manual and Automatic Doors ¦ Emergency and Panic Escape Doors | 1 | Urgent | B | 27 | 2051 | 5 | 1 | 2.2 | 8807 | 33554
Fabric ¦ Superstructure ¦ Windows and External Doors ¦ External Doors ¦ Entrance Doors | 1 | High | B | 4 | 2028 | 5 | 2 | 2.7 | 17286 | 14000
HVAC ¦ Fan ¦ Central Heating ¦ Mixed Flow | 1 | High | B | 1 | 2025 | 5 | 2 | 2.7 | 17287 | 4930
Water ¦ Local Hot Water ¦ Instantaneous Electric Water Heater - Non-Drinking Water | 1 | Medium | B | 11 | 2035 | 5 | 3 | 3.2 | 30542 | 25580
Electrical ¦ Lighting ¦ Internal ¦ General | 37 | Medium | B | 10 | 2034 | 5 | 3 | 3.2 | 30543 | 23103
Electrical ¦ Specialist Lighting ¦ Internal ¦ Illuminated Fire Exit Signage | 2 | Urgent | B | 16 | 2040 | 5 | 1 | 2.2 | 8808 | 28998
Electrical ¦ Lighting ¦ Internal ¦ General | 11 | Medium | A | 20 | 2044 | 6 | 3 | 3.5 | 32614 | 31699
Electrical ¦ Lighting ¦ Internal ¦ General ¦ LED Fittings & Luminaires | 47 | Medium | B | 16 | 2040 | 5 | 3 | 3.2 | 30544 | 29825
HVAC ¦ Heat Emitters - Local ¦ Electric Heaters | 2 | Medium | B | 2 | 2026 | 5 | 3 | 3.2 | 30545 | 13190
Electrical ¦ Lighting ¦ Internal ¦ Emergency ¦ Self Contained ¦ LED | 1 | Urgent | B | 21 | 2045 | 5 | 1 | 2.2 | 8809 | 32410
Fire ¦ Fire Fighting ¦ Fire Extinguishers ¦ CO2 | 3 | Urgent | B | 6 | 2030 | 5 | 1 | 2.2 | 8810 | 17086
Electrical ¦ LV Distribution ¦ Distribution Board ¦ Sub | 1 | High | D | 1 | 2025 | 3 | 2 | 2.1 | 1317 | 887
Electrical ¦ LV Distribution ¦ Distribution Board ¦ Sub | 1 | High | B | 1 | 2025 | 5 | 2 | 2.7 | 17288 | 4931
HVAC ¦ Local and Special Ventilation ¦ Unit extract fans. | 1 | Medium | B | 9 | 2033 | 5 | 3 | 3.2 | 30546 | 21881
Electrical ¦ Specialist Lighting ¦ External ¦ Illuminated External Signs | 1 | Medium | C | 1 | 2025 | 4 | 3 | 2.9 | 18990 | 5806
Fabric ¦ Superstructure ¦ Windows and External Doors ¦ External Doors ¦ Manual and Automatic Doors ¦ Emergency and Panic Escape Doors | 1 | Urgent | B | 11 | 2035 | 5 | 1 | 2.2 | 8811 | 23947
Fabric ¦ Superstructure ¦ Internal Doors ¦ Roller Shutters ¦ Electric Roller Shutter | 1 | Medium | B | 15 | 2039 | 5 | 3 | 3.2 | 30547 | 28524
HVAC ¦ Fan ¦ Local and Special Ventilation ¦ Extract | 1 | Medium | B | 7 | 2031 | 5 | 3 | 3.2 | 30548 | 20143
Electrical ¦ Specialist Lighting ¦ Internal ¦ Illuminated Fire Exit Signage | 1 | Urgent | B | 1 | 2025 | 5 | 1 | 2.2 | 8812 | 1836
HVAC ¦ Central Air Conditioning ¦ Air Conditioning ¦ Multi-Split Condenser - Split Systems/Heat Pumps - Air-cooled with Direct Expansion Evaporator (DX) | 1 | Medium | B | 1 | 2025 | 5 | 3 | 3.2 | 30549 | 10847
HVAC ¦ Local and Special Ventilation ¦ Unit extract fans. | 1 | Medium | D | 1 | 2025 | 3 | 3 | 2.6 | 11242 | 2712
HVAC ¦ Fan ¦ Central Heating ¦ Mixed Flow | 1 | High | B | 1 | 2025 | 5 | 2 | 2.7 | 17289 | 4932
Fabric ¦ Superstructure ¦ Windows and External Doors ¦ External Doors ¦ Entrance Doors | 1 | High | B | 25 | 2049 | 5 | 2 | 2.7 | 17290 | 33432
Electrical ¦ Lighting ¦ Internal ¦ General ¦ LED Fittings & Luminaires | 4 | Medium | C | 12 | 2036 | 4 | 3 | 2.9 | 18991 | 26299
Electrical ¦ Lighting ¦ Internal ¦ Emergency ¦ Self Contained ¦ LED | 2 | Urgent | B | 11 | 2035 | 5 | 1 | 2.2 | 8813 | 23948
HVAC ¦ Heat Emitters - Local ¦ Electric Heaters | 1 | Medium | B | 1 | 2025 | 5 | 3 | 3.2 | 30550 | 10848
Fire ¦ Fire Fighting ¦ Fire Extinguishers ¦ CO2 | 2 | Urgent | B | 1 | 2025 | 5 | 1 | 2.2 | 8814 | 1837
HVAC ¦ Ventilation ¦ Air Handling Unit (AHU) ¦ Internal ¦ Central Heating (Internally Sourced) ¦ Electric Heating | 1 | Medium | B | 15 | 2039 | 5 | 3 | 3.2 | 30551 | 28525
Electrical ¦ LV Distribution ¦ Distribution Board ¦ Main | 1 | High | B | 1 | 2025 | 5 | 2 | 2.7 | 17291 | 4933
HVAC ¦ Fan ¦ Central Heating & Cooling ¦ Mixed Flow | 1 | Medium | B | 1 | 2025 | 5 | 3 | 3.2 | 30552 | 10849
Fire ¦ Fire Fighting ¦ Fire Extinguishers ¦ Foam | 2 | Urgent | B | 1 | 2025 | 5 | 1 | 2.2 | 8815 | 1838
Electrical ¦ LV Distribution ¦ Distribution Board ¦ Sub | 1 | High | B | 1 | 2025 | 5 | 2 | 2.7 | 17292 | 4934
HVAC ¦ Fan ¦ Central Heating & Cooling ¦ Mixed Flow | 1 | Medium | B | 1 | 2025 | 5 | 3 | 3.2 | 30553 | 10850
HVAC ¦ Fan ¦ Central Heating ¦ Axial | 1 | High | B | 9 | 2033 | 5 | 2 | 2.7 | 17293 | 21639
Fabric ¦ Barriers and Guardrails ¦ Vehicle Crash Protection Barrier | 1 | V Low | B | 1 | 2025 | 5 | 4 | 3.7 | 33490 | 12314
Drainage ¦ Foul Drainage ¦ Sump Pumps-Extended Shaft | 1 | High | B | 2 | 2026 | 5 | 2 | 2.7 | 17294 | 12953
Fabric ¦ Superstructure ¦ Windows and External Doors ¦ Roller Shutters ¦ Electric Roller Shutter | 1 | High | B | 11 | 2035 | 5 | 2 | 2.7 | 17295 | 24754
Electrical ¦ Lighting ¦ Internal ¦ General | 18 | Medium | B | 1 | 2025 | 5 | 3 | 3.2 | 30554 | 10851
HVAC ¦ Central Air Conditioning ¦ Air Conditioning ¦ Multi-Split Condenser - Split Systems/Heat Pumps - Air-cooled with Direct Expansion Evaporator (DX) | 1 | Medium | B | 1 | 2025 | 5 | 3 | 3.2 | 30555 | 10852
HVAC ¦ Heat Emitters - Local ¦ Gas Fired Unit Heaters | 1 | Medium | B | 5 | 2029 | 5 | 3 | 3.2 | 30556 | 15460
Fabric ¦ Superstructure ¦ Windows and External Doors ¦ Roller Shutters ¦ Manual Roller Shutter | 1 | High | B | 1 | 2025 | 5 | 2 | 2.7 | 17296 | 4935
Electrical ¦ Lighting ¦ Internal ¦ General ¦ LED Fittings & Luminaires | 28 | Medium | B | 12 | 2036 | 5 | 3 | 3.2 | 30557 | 26723
Electrical ¦ Lighting ¦ Internal ¦ General ¦ LED Fittings & Luminaires | 60 | Medium | B | 12 | 2036 | 5 | 3 | 3.2 | 30558 | 26724
Fire ¦ Fire Fighting ¦ Fire Extinguishers ¦ Powder | 1 | Urgent | B | 6 | 2030 | 5 | 1 | 2.2 | 8816 | 17087
Water ¦ Local Hot Water ¦ Instantaneous Electric Water Heater - Non-Drinking Water | 1 | Medium | B | 1 | 2025 | 5 | 3 | 3.2 | 30559 | 10853
Fire ¦ Fire Detection ¦ Fire Alarm System | 1 | Urgent | B | 11 | 2035 | 5 | 1 | 2.2 | 8817 | 23949
Security ¦ Access ¦ Access Control ¦ Gate Access - Local Lock / Keypad / Manual (External) | 1 | Medium | B | 1 | 2025 | 5 | 3 | 3.2 | 30560 | 10854
Electrical ¦ Lighting ¦ Internal ¦ General ¦ LED Fittings & Luminaires | 82 | Medium | B | 16 | 2040 | 5 | 3 | 3.2 | 30561 | 29826
HVAC ¦ Heat Emitters - Central ¦ Radiators ¦ Steel | 1 | Medium | B | 10 | 2034 | 5 | 3 | 3.2 | 30562 | 23104
Fire ¦ Fire Fighting ¦ Fire Extinguishers ¦ Foam | 2 | Urgent | B | 1 | 2025 | 5 | 1 | 2.2 | 8818 | 1839
Electrical ¦ LV Distribution ¦ Distribution Board ¦ Sub | 1 | High | B | 6 | 2030 | 5 | 2 | 2.7 | 17297 | 17850
Transport ¦ Lifts ¦ Disabled Lift ¦ Electric | 1 | High | B | 1 | 2025 | 5 | 2 | 2.7 | 17298 | 4936
Fire ¦ Fire Fighting ¦ Fire Extinguishers ¦ CO2 | 1 | Urgent | B | 6 | 2030 | 5 | 1 | 2.2 | 8819 | 17088
Fire ¦ Fire Fighting ¦ Fire Extinguishers ¦ CO2 | 2 | Urgent | B | 2 | 2026 | 5 | 1 | 2.2 | 8820 | 12779
Fire ¦ Fire Fighting ¦ Fire Extinguishers ¦ Foam | 2 | Urgent | B | 1 | 2025 | 5 | 1 | 2.2 | 8821 | 1840
Electrical ¦ Lighting ¦ Internal ¦ General | 67 | Medium | B | 1 | 2025 | 5 | 3 | 3.2 | 30563 | 10855
HVAC ¦ Central Air Conditioning ¦ Air Conditioning ¦ Multi-Split Condenser - Split Systems/Heat Pumps - Air-cooled with Direct Expansion Evaporator (DX) | 1 | Medium | B | 11 | 2035 | 5 | 3 | 3.2 | 30564 | 25581
HVAC ¦ Fan ¦ Local and Special Ventilation ¦ Fans Window or Wall Mounted | 1 | Medium | B | 5 | 2029 | 5 | 3 | 3.2 | 30565 | 15461
Water ¦ Local Hot Water ¦ Instantaneous Electric Water Heater - Non-Drinking Water | 1 | Medium | B | 1 | 2025 | 5 | 3 | 3.2 | 30566 | 10856
HVAC ¦ Central Heating (Internally Sourced) ¦ Boiler ¦ Atmospheric Gas Burner/Condensing Combination Boiler (domestic type) | 1 | High | B | 1 | 2025 | 5 | 2 | 2.7 | 17299 | 4937
HVAC ¦ Local Air Conditioning ¦ Single-Split Evaporator - Split Systems/Heat Pumps - Air-cooled with Direct Expansion Evaporator (DX) | 1 | Medium | B | 7 | 2031 | 5 | 3 | 3.2 | 30567 | 20144
Electrical ¦ LV Distribution ¦ Distribution Board ¦ Main | 1 | High | B | 1 | 2025 | 5 | 2 | 2.7 | 17300 | 4938
Water ¦ Local Hot Water ¦ Package Electric Water Heaters - Non-Drinking Water | 1 | Medium | B | 4 | 2028 | 5 | 3 | 3.2 | 30568 | 14226
Water ¦ Local Hot Water ¦ Package Electric Water Heaters - Non-Drinking Water | 1 | Medium | B | 1 | 2025 | 5 | 3 | 3.2 | 30569 | 10857
Fabric ¦ Superstructure ¦ Windows and External Doors ¦ External Doors ¦ Manual and Automatic Doors ¦ Emergency and Panic Escape Doors | 1 | Urgent | B | 11 | 2035 | 5 | 1 | 2.2 | 8822 | 23950
Fire ¦ Fire Fighting ¦ Fire Extinguishers ¦ Powder | 2 | Urgent | B | 6 | 2030 | 5 | 1 | 2.2 | 8823 | 17089
Fabric ¦ Superstructure ¦ Windows and External Doors ¦ Roller Shutters ¦ Manual Roller Shutter | 1 | High | B | 1 | 2025 | 5 | 2 | 2.7 | 17301 | 4939
Fire ¦ Fire Fighting ¦ Fire Extinguishers ¦ Foam | 4 | Urgent | B | 6 | 2030 | 5 | 1 | 2.2 | 8824 | 17090
Fire ¦ Fire Fighting ¦ Fire Extinguishers ¦ Foam | 1 | Urgent | B | 1 | 2025 | 5 | 1 | 2.2 | 8825 | 1841
Fabric ¦ Superstructure ¦ Windows and External Doors ¦ Roller Shutters ¦ Electric Roller Shutter | 1 | High | B | 19 | 2043 | 5 | 2 | 2.7 | 17302 | 31258
Controls ¦ Multi-System Controls ¦ Instrument Control Panel | 1 | Medium | B | 16 | 2040 | 5 | 3 | 3.2 | 30570 | 29827
Fire ¦ Fire Fighting ¦ Fire Extinguishers ¦ CO2 | 1 | Urgent | B | 8 | 2032 | 5 | 1 | 2.2 | 8826 | 20587
Fabric ¦ Superstructure ¦ Windows and External Doors ¦ Roller Shutters ¦ Manual Roller Shutter | 1 | High | B | 1 | 2025 | 5 | 2 | 2.7 | 17303 | 4940
Fabric ¦ Superstructure ¦ Windows and External Doors ¦ Roller Shutters ¦ Electric Roller Shutter | 1 | High | B | 1 | 2025 | 5 | 2 | 2.7 | 17304 | 4941
Fire ¦ Fire Detection ¦ Fire Alarm System | 1 | Urgent | B | 1 | 2025 | 5 | 1 | 2.2 | 8827 | 1842
Electrical ¦ Lighting ¦ Internal ¦ Emergency ¦ Self Contained ¦ LED | 12 | Urgent | B | 19 | 2043 | 5 | 1 | 2.2 | 8828 | 31107
Security ¦ Access ¦ Access Control ¦ Gate Access - Local Lock / Keypad / Manual (External) | 1 | Medium | B | 1 | 2025 | 5 | 3 | 3.2 | 30571 | 10858
Fire ¦ Fire Fighting ¦ Fire Extinguishers ¦ Foam | 4 | Urgent | B | 6 | 2030 | 5 | 1 | 2.2 | 8829 | 17091
Fabric ¦ Superstructure ¦ Internal Doors ¦ Roller Shutters ¦ Electric Roller Shutter | 1 | Medium | B | 15 | 2039 | 5 | 3 | 3.2 | 30572 | 28526
Fabric ¦ Superstructure ¦ Windows and External Doors ¦ External Doors ¦ Manual and Automatic Doors ¦ Emergency and Panic Escape Doors | 1 | Urgent | B | 25 | 2049 | 5 | 1 | 2.2 | 8830 | 33336
Fabric ¦ Superstructure ¦ Windows and External Doors ¦ External Doors ¦ Manual and Automatic Doors ¦ Auto / Powered Bi-Fold Doors | 1 | Medium | B | 25 | 2049 | 5 | 3 | 3.2 | 30573 | 33451
HVAC ¦ Fan ¦ Local and Special Ventilation ¦ Axial | 1 | Medium | B | 1 | 2025 | 5 | 3 | 3.2 | 30574 | 10859
Electrical ¦ Lighting ¦ Internal ¦ General ¦ LED Fittings & Luminaires | 8 | Medium | B | 12 | 2036 | 5 | 3 | 3.2 | 30575 | 26725
Fire ¦ Fire Fighting ¦ Fire Blanket | 1 | Urgent | B | 2 | 2026 | 5 | 1 | 2.2 | 8831 | 12780
HVAC ¦ Fan ¦ Local and Special Ventilation ¦ Centrifugal | 1 | Medium | B | 1 | 2025 | 5 | 3 | 3.2 | 30576 | 10860
Electrical ¦ Lighting ¦ Internal ¦ General ¦ LED Fittings & Luminaires | 4 | Medium | B | 12 | 2036 | 5 | 3 | 3.2 | 30577 | 26726
Electrical ¦ Specialist Lighting ¦ Internal ¦ Illuminated Fire Exit Signage | 2 | Urgent | B | 16 | 2040 | 5 | 1 | 2.2 | 8832 | 28999
HVAC ¦ Heat Emitters - Local ¦ Electric Heaters | 1 | Medium | B | 1 | 2025 | 5 | 3 | 3.2 | 30578 | 10861
HVAC ¦ Local Air Conditioning ¦ Single-Split Condenser - Split Systems/Heat Pumps - Air-cooled with Direct Expansion Evaporator (DX) | 1 | Medium | B | 5 | 2029 | 5 | 3 | 3.2 | 30579 | 15462
HVAC ¦ Fan ¦ Central Ventilation Systems ¦ Ventilating - General | 1 | Low | B | 5 | 2029 | 5 | 4 | 3.7 | 33491 | 15676
Fabric ¦ Superstructure ¦ Windows and External Doors ¦ External Doors ¦ Manual and Automatic Doors ¦ Emergency and Panic Escape Doors | 1 | Urgent | B | 11 | 2035 | 5 | 1 | 2.2 | 8833 | 23951
HVAC ¦ Fan ¦ Central Heating ¦ Axial | 1 | High | B | 9 | 2033 | 5 | 2 | 2.7 | 17305 | 21640
Fabric ¦ Superstructure ¦ Windows and External Doors ¦ External Windows ¦ Roller Shutters ¦ External Window Shutters ¦ Manual | 1 | Medium | B | 6 | 2030 | 5 | 3 | 3.2 | 30580 | 18984
Fire ¦ Fire Fighting ¦ Fire Extinguishers ¦ CO2 | 1 | Urgent | B | 1 | 2025 | 5 | 1 | 2.2 | 8834 | 1843
HVAC ¦ Local Air Conditioning ¦ Single-Split Condenser - Split Systems/Heat Pumps - Air-cooled with Direct Expansion Evaporator (DX) | 1 | Medium | B | 1 | 2025 | 5 | 3 | 3.2 | 30581 | 10862
Controls ¦ Building Management System (BMS) ¦ BMS Control Panel | 1 | High | B | 1 | 2025 | 5 | 2 | 2.7 | 17306 | 4942
Fabric ¦ Superstructure ¦ Windows and External Doors ¦ External Doors ¦ Manual and Automatic Doors ¦ Auto / Powered Swing Doors | 1 | High | B | 25 | 2049 | 5 | 2 | 2.7 | 17307 | 33433
Fire ¦ Fire Detection ¦ Fire Alarm System | 1 | Urgent | B | 1 | 2025 | 5 | 1 | 2.2 | 8835 | 1844
Electrical ¦ Lighting ¦ Internal ¦ General | 8 | Medium | B | 1 | 2025 | 5 | 3 | 3.2 | 30582 | 10863
Electrical ¦ Specialist Lighting ¦ Internal ¦ Illuminated Fire Exit Signage | 1 | Urgent | B | 12 | 2036 | 5 | 1 | 2.2 | 8836 | 26103
Electrical ¦ Lighting ¦ Internal ¦ Emergency ¦ Self Contained ¦ LED | 6 | Urgent | B | 17 | 2041 | 5 | 1 | 2.2 | 8837 | 30222
HVAC ¦ Heat Emitters - Central ¦ Unit Heaters | 1 | Medium | B | 1 | 2025 | 5 | 3 | 3.2 | 30583 | 10864
Fabric ¦ Superstructure ¦ Windows and External Doors ¦ External Doors ¦ Entrance Doors | 1 | High | B | 11 | 2035 | 5 | 2 | 2.7 | 17308 | 24755
Fabric ¦ Superstructure ¦ Windows and External Doors ¦ Roller Shutters ¦ Manual Roller Shutter | 1 | High | B | 10 | 2034 | 5 | 2 | 2.7 | 17309 | 22479
HVAC ¦ Heat Emitters - Local ¦ Electric Heaters | 1 | Medium | B | 1 | 2025 | 5 | 3 | 3.2 | 30584 | 10865
HVAC ¦ Fan ¦ Central Ventilation Systems ¦ Ventilating - General | 1 | Low | B | 1 | 2025 | 5 | 4 | 3.7 | 33492 | 12315
HVAC ¦ Central Air Conditioning ¦ Air Conditioning ¦ Multi-Split Evaporator - Split Systems/Heat Pumps - Air-cooled with Direct Expansion Evaporator (DX) | 1 | Medium | B | 1 | 2025 | 5 | 3 | 3.2 | 30585 | 10866
Electrical ¦ LV Distribution ¦ Distribution Board ¦ Main | 1 | High | B | 15 | 2039 | 5 | 2 | 2.7 | 17310 | 28291
HVAC ¦ Fan ¦ Local and Special Ventilation ¦ Kitchen Vent ¦ Fans Window or Wall Mounted | 1 | Medium | B | 9 | 2033 | 5 | 3 | 3.2 | 30586 | 21882
Electrical ¦ LV Distribution ¦ Distribution Board ¦ Sub | 1 | High | B | 1 | 2025 | 5 | 2 | 2.7 | 17311 | 4943
HVAC ¦ Heat Emitters - Local ¦ Gas Radiant Tube Heaters | 1 | Medium | B | 1 | 2025 | 5 | 3 | 3.2 | 30587 | 10867
HVAC ¦ Local Air Conditioning ¦ Single-Split Evaporator - Split Systems/Heat Pumps - Air-cooled with Direct Expansion Evaporator (DX) | 1 | Medium | C | 1 | 2025 | 4 | 3 | 2.9 | 18992 | 5807
HVAC ¦ Local Air Conditioning ¦ Single-Split Evaporator - Split Systems/Heat Pumps - Air-cooled with Direct Expansion Evaporator (DX) | 1 | Medium | B | 7 | 2031 | 5 | 3 | 3.2 | 30588 | 20145
HVAC ¦ Heat Emitters - Local ¦ Gas Fired Natural and Fan Assisted Heaters | 1 | Medium | C | 1 | 2025 | 4 | 3 | 2.9 | 18993 | 5808
Electrical ¦ LV Distribution ¦ Distribution Board ¦ Sub | 1 | High | B | 14 | 2038 | 5 | 2 | 2.7 | 17312 | 27495
Fabric ¦ Superstructure ¦ Windows and External Doors ¦ Roller Shutters ¦ Electric Roller Shutter | 1 | High | B | 4 | 2028 | 5 | 2 | 2.7 | 17313 | 14001
Electrical ¦ Specialist Lighting ¦ Internal ¦ Illuminated Fire Exit Signage | 1 | Urgent | B | 16 | 2040 | 5 | 1 | 2.2 | 8838 | 29000
Electrical ¦ Lighting ¦ External ¦ General - LED | 2 | Medium | B | 8 | 2032 | 5 | 3 | 3.2 | 30589 | 21122
Fire ¦ Fire Fighting ¦ Fire Blanket | 1 | Urgent | B | 3 | 2027 | 5 | 1 | 2.2 | 8839 | 13307
Electrical ¦ LV Distribution ¦ Distribution Board ¦ Sub | 1 | High | B | 18 | 2042 | 5 | 2 | 2.7 | 17314 | 30876
HVAC ¦ Heat Emitters - Central ¦ Radiators ¦ Steel | 4 | Medium | B | 1 | 2025 | 5 | 3 | 3.2 | 30590 | 10868
Fire ¦ Fire Fighting ¦ Fire Extinguishers ¦ Foam | 2 | Urgent | B | 6 | 2030 | 5 | 1 | 2.2 | 8840 | 17092
Fire ¦ Fire Fighting ¦ Fire Extinguishers ¦ Powder | 1 | Urgent | B | 1 | 2025 | 5 | 1 | 2.2 | 8841 | 1845
Fire ¦ Fire Fighting ¦ Fire Extinguishers ¦ CO2 | 2 | Urgent | B | 6 | 2030 | 5 | 1 | 2.2 | 8842 | 17093
Fabric ¦ Superstructure ¦ Windows and External Doors ¦ Roller Shutters ¦ Electric Roller Shutter | 1 | High | B | 9 | 2033 | 5 | 2 | 2.7 | 17315 | 21641
Security ¦ Access ¦ Access Control ¦ Door ¦ Local Lock / Keypad / Manual | 1 | Medium | B | 9 | 2033 | 5 | 3 | 3.2 | 30591 | 21883
Electrical ¦ Lighting ¦ Internal ¦ Emergency ¦ Self Contained ¦ Non LED | 6 | Urgent | B | 1 | 2025 | 5 | 1 | 2.2 | 8843 | 1846
Water ¦ Local Hot Water ¦ Instantaneous Electric Water Heater - Non-Drinking Water | 1 | Medium | B | 7 | 2031 | 5 | 3 | 3.2 | 30592 | 20146
Fabric ¦ Superstructure ¦ Windows and External Doors ¦ External Doors ¦ Manual and Automatic Doors ¦ Emergency and Panic Escape Doors | 1 | Urgent | B | 11 | 2035 | 5 | 1 | 2.2 | 8844 | 23952
Fire ¦ Fire Detection ¦ Fire Alarm Panel / Repeater | 1 | Urgent | B | 11 | 2035 | 5 | 1 | 2.2 | 8845 | 23953
Electrical ¦ LV Distribution ¦ Distribution Board ¦ Sub | 1 | High | B | 1 | 2025 | 5 | 2 | 2.7 | 17316 | 4944
Electrical ¦ LV Distribution ¦ Main Switch Panel at Supply Intake | 1 | Medium | B | 1 | 2025 | 5 | 3 | 3.2 | 30593 | 10869
Fabric ¦ Superstructure ¦ Internal Doors ¦ Roller Shutters ¦ Electric Roller Shutter | 1 | Medium | B | 20 | 2044 | 5 | 3 | 3.2 | 30594 | 31686
Electrical ¦ LV Distribution ¦ Distribution Board ¦ Sub | 1 | High | B | 1 | 2025 | 5 | 2 | 2.7 | 17317 | 4945
Fabric ¦ Superstructure ¦ Windows and External Doors ¦ External Doors ¦ Manual and Automatic Doors ¦ High Security Door | 1 | High | B | 11 | 2035 | 5 | 2 | 2.7 | 17318 | 24756
HVAC ¦ Fan ¦ Local and Special Ventilation ¦ Centrifugal | 1 | Medium | B | 1 | 2025 | 5 | 3 | 3.2 | 30595 | 10870
Fire ¦ Fire Fighting ¦ Fire Extinguishers ¦ Foam | 1 | Urgent | B | 7 | 2031 | 5 | 1 | 2.2 | 8846 | 19484
HVAC ¦ Fan ¦ Smoke Extract | 1 | Urgent | B | 1 | 2025 | 5 | 1 | 2.2 | 8847 | 1847
Fabric ¦ Barriers and Guardrails ¦ Vehicle Crash Protection Barrier | 1 | V Low | B | 1 | 2025 | 5 | 4 | 3.7 | 33493 | 12316
HVAC ¦ Local Air Conditioning ¦ Single-Split Condenser - Split Systems/Heat Pumps - Air-cooled with Direct Expansion Evaporator (DX) | 1 | Medium | B | 1 | 2025 | 5 | 3 | 3.2 | 30596 | 10871
HVAC ¦ Heat Emitters - Local ¦ Gas Fired Natural and Fan Assisted Heaters | 1 | Medium | B | 1 | 2025 | 5 | 3 | 3.2 | 30597 | 10872
Fabric ¦ Barriers and Guardrails ¦ Vehicle Crash Protection Barrier | 1 | V Low | B | 1 | 2025 | 5 | 4 | 3.7 | 33494 | 12317
Fabric ¦ Barriers and Guardrails ¦ Vehicle Crash Protection Barrier | 1 | V Low | B | 1 | 2025 | 5 | 4 | 3.7 | 33495 | 12318
Fabric ¦ Superstructure ¦ Windows and External Doors ¦ Roller Shutters ¦ Electric Roller Shutter | 1 | High | B | 1 | 2025 | 5 | 2 | 2.7 | 17319 | 4946
HVAC ¦ Heat Emitters - Local ¦ Electric Heaters | 3 | Medium | B | 1 | 2025 | 5 | 3 | 3.2 | 30598 | 10873
Electrical ¦ LV Distribution ¦ Distribution Board ¦ Sub | 1 | High | B | 6 | 2030 | 5 | 2 | 2.7 | 17320 | 17851
HVAC ¦ Heat Emitters - Local ¦ Electric Overdoor Air Curtain/Heater | 1 | Medium | C | 1 | 2025 | 4 | 3 | 2.9 | 18994 | 5809
Electrical ¦ LV Distribution ¦ Distribution Board ¦ Sub | 1 | High | B | 1 | 2025 | 5 | 2 | 2.7 | 17321 | 4947
HVAC ¦ Fan ¦ Central Heating & Cooling ¦ Axial | 1 | Medium | B | 1 | 2025 | 5 | 3 | 3.2 | 30599 | 10874
HVAC ¦ Fan ¦ Local and Special Ventilation ¦ Centrifugal | 1 | Medium | B | 7 | 2031 | 5 | 3 | 3.2 | 30600 | 20147
HVAC ¦ Heat Emitters - Local ¦ Electric Heaters | 1 | Medium | B | 1 | 2025 | 5 | 3 | 3.2 | 30601 | 10875
HVAC ¦ Heat Emitters - Local ¦ Electric Heaters | 2 | Medium | B | 4 | 2028 | 5 | 3 | 3.2 | 30602 | 14227
HVAC ¦ Local Air Conditioning ¦ Single-Split Evaporator - Split Systems/Heat Pumps - Air-cooled with Direct Expansion Evaporator (DX) | 1 | Medium | B | 1 | 2025 | 5 | 3 | 3.2 | 30603 | 10876
Fabric ¦ Superstructure ¦ Windows and External Doors ¦ External Doors ¦ Manual and Automatic Doors ¦ Emergency and Panic Escape Doors | 1 | Urgent | B | 9 | 2033 | 5 | 1 | 2.2 | 8848 | 21463
HVAC ¦ Fan ¦ Local and Special Ventilation ¦ Extract | 1 | Medium | B | 1 | 2025 | 5 | 3 | 3.2 | 30604 | 10877
Fire ¦ Fire Detection ¦ Fire Alarm System | 1 | Urgent | B | 1 | 2025 | 5 | 1 | 2.2 | 8849 | 1848
Electrical ¦ Specialist Lighting ¦ Internal ¦ Illuminated Fire Exit Signage | 1 | Urgent | B | 12 | 2036 | 5 | 1 | 2.2 | 8850 | 26104
Electrical ¦ Lighting ¦ External ¦ General - LED | 2 | Medium | C | 3 | 2027 | 4 | 3 | 2.9 | 18995 | 13417
Electrical ¦ LV Distribution ¦ Distribution Board ¦ Sub | 1 | High | B | 1 | 2025 | 5 | 2 | 2.7 | 17322 | 4948
Fabric ¦ Superstructure ¦ Internal Doors ¦ Roller Shutters ¦ Electric Roller Shutter | 1 | Medium | B | 11 | 2035 | 5 | 3 | 3.2 | 30605 | 25582
Fabric ¦ Superstructure ¦ Windows and External Doors ¦ Roller Shutters ¦ Electric Roller Shutter | 1 | High | B | 4 | 2028 | 5 | 2 | 2.7 | 17323 | 14002
Security ¦ Access ¦ Access Control ¦ Door ¦ Local Lock / Keypad / Manual | 1 | Medium | B | 11 | 2035 | 5 | 3 | 3.2 | 30606 | 25583
HVAC ¦ Fan ¦ Local and Special Ventilation ¦ Fans Window or Wall Mounted | 1 | Medium | B | 1 | 2025 | 5 | 3 | 3.2 | 30607 | 10878
Electrical ¦ LV Distribution ¦ Distribution Board ¦ Sub | 1 | High | B | 1 | 2025 | 5 | 2 | 2.7 | 17324 | 4949
HVAC ¦ Fan ¦ Local and Special Ventilation ¦ Extract | 1 | Medium | B | 1 | 2025 | 5 | 3 | 3.2 | 30608 | 10879
Fire ¦ Fire Fighting ¦ Fire Extinguishers ¦ Foam | 3 | Urgent | B | 9 | 2033 | 5 | 1 | 2.2 | 8851 | 21464
Electrical ¦ Specialist Lighting ¦ Internal ¦ Illuminated Fire Exit Signage | 1 | Urgent | B | 12 | 2036 | 5 | 1 | 2.2 | 8852 | 26105
HVAC ¦ Local Air Conditioning ¦ Single-Split Evaporator - Split Systems/Heat Pumps - Air-cooled with Direct Expansion Evaporator (DX) | 1 | Medium | B | 5 | 2029 | 5 | 3 | 3.2 | 30609 | 15463
Fabric ¦ Superstructure ¦ Windows and External Doors ¦ External Doors ¦ Manual and Automatic Doors ¦ Emergency and Panic Escape Doors | 1 | Urgent | B | 26 | 2050 | 5 | 1 | 2.2 | 8853 | 33470
Electrical ¦ Lighting ¦ Internal ¦ General ¦ LED Fittings & Luminaires | 90 | Medium | B | 6 | 2030 | 5 | 3 | 3.2 | 30610 | 18985
Fire ¦ Fire Fighting ¦ Fire Extinguishers ¦ Foam | 2 | Urgent | B | 8 | 2032 | 5 | 1 | 2.2 | 8854 | 20588
HVAC ¦ Fan ¦ Local and Special Ventilation ¦ Axial | 1 | Medium | B | 1 | 2025 | 5 | 3 | 3.2 | 30611 | 10880
Fabric ¦ Superstructure ¦ Windows and External Doors ¦ Roller Shutters ¦ Manual Roller Shutter | 1 | High | B | 1 | 2025 | 5 | 2 | 2.7 | 17325 | 4950
HVAC ¦ Fan ¦ Local and Special Ventilation ¦ Axial | 1 | Medium | B | 1 | 2025 | 5 | 3 | 3.2 | 30612 | 10881
Fire ¦ Fire Fighting ¦ Fire Extinguishers ¦ Foam | 1 | Urgent | B | 8 | 2032 | 5 | 1 | 2.2 | 8855 | 20589
HVAC ¦ Local Air Conditioning ¦ Single-Split Condenser - Split Systems/Heat Pumps - Air-cooled with Direct Expansion Evaporator (DX) | 1 | Medium | B | 1 | 2025 | 5 | 3 | 3.2 | 30613 | 10882
HVAC ¦ Fan ¦ Local and Special Ventilation ¦ Fans Window or Wall Mounted | 1 | Medium | B | 1 | 2025 | 5 | 3 | 3.2 | 30614 | 10883
Electrical ¦ Lighting ¦ Internal ¦ General | 8 | Medium | B | 1 | 2025 | 5 | 3 | 3.2 | 30615 | 10884
Electrical ¦ Lighting ¦ Internal ¦ General ¦ LED Fittings & Luminaires | 52 | Medium | B | 16 | 2040 | 5 | 3 | 3.2 | 30616 | 29828
Fire ¦ Fire Fighting ¦ Fire Extinguishers ¦ CO2 | 2 | Urgent | B | 2 | 2026 | 5 | 1 | 2.2 | 8856 | 12781
Electrical ¦ LV Distribution ¦ Distribution Board ¦ Main | 1 | High | C | 1 | 2025 | 4 | 2 | 2.4 | 10747 | 2526
Fabric ¦ Superstructure ¦ Windows and External Doors ¦ External Doors ¦ Manual and Automatic Doors ¦ High Security Door | 1 | High | B | 1 | 2025 | 5 | 2 | 2.7 | 17326 | 4951
Fabric ¦ Superstructure ¦ Internal Doors ¦ Roller Shutters ¦ Electric Roller Shutter | 1 | Medium | B | 11 | 2035 | 5 | 3 | 3.2 | 30617 | 25584
Fabric ¦ Superstructure ¦ Windows and External Doors ¦ Roller Shutters ¦ Manual Roller Shutter | 1 | High | B | 1 | 2025 | 5 | 2 | 2.7 | 17327 | 4952
Electrical ¦ Specialist Lighting ¦ Internal ¦ Illuminated Fire Exit Signage | 1 | Urgent | B | 6 | 2030 | 5 | 1 | 2.2 | 8857 | 17094
Electrical ¦ Lighting ¦ Internal ¦ Emergency ¦ Self Contained ¦ LED | 18 | Urgent | B | 22 | 2046 | 5 | 1 | 2.2 | 8858 | 32986
HVAC ¦ Fan ¦ Local and Special Ventilation ¦ Extract | 1 | Medium | C | 1 | 2025 | 4 | 3 | 2.9 | 18996 | 5810
Electrical ¦ Lighting ¦ Internal ¦ Emergency ¦ Self Contained ¦ LED | 1 | Urgent | B | 17 | 2041 | 5 | 1 | 2.2 | 8859 | 30223
Electrical ¦ Lighting ¦ Internal ¦ Emergency ¦ Self Contained ¦ LED | 6 | Urgent | B | 21 | 2045 | 5 | 1 | 2.2 | 8860 | 32411
Electrical ¦ Lighting ¦ Internal ¦ Emergency ¦ Self Contained ¦ LED | 25 | Urgent | B | 21 | 2045 | 5 | 1 | 2.2 | 8861 | 32412
Electrical ¦ LV Distribution ¦ Distribution Board ¦ Sub | 1 | High | B | 1 | 2025 | 5 | 2 | 2.7 | 17328 | 4953
HVAC ¦ Fan ¦ Local and Special Ventilation ¦ Fans Window or Wall Mounted | 1 | Medium | B | 1 | 2025 | 5 | 3 | 3.2 | 30618 | 10885
Electrical ¦ LV Distribution ¦ Distribution Board ¦ Sub | 1 | High | B | 1 | 2025 | 5 | 2 | 2.7 | 17329 | 4954
Water ¦ Local Hot Water ¦ Instantaneous Electric Water Heater - Non-Drinking Water | 1 | Medium | B | 1 | 2025 | 5 | 3 | 3.2 | 30619 | 10886
Electrical ¦ Lighting ¦ Internal ¦ Emergency ¦ Self Contained ¦ LED | 1 | Urgent | B | 21 | 2045 | 5 | 1 | 2.2 | 8862 | 32413
Electrical ¦ Lighting ¦ Internal ¦ General | 2 | Medium | B | 1 | 2025 | 5 | 3 | 3.2 | 30620 | 10887
Fire ¦ Fire Detection ¦ Fire Alarm Panel / Repeater | 1 | Urgent | B | 1 | 2025 | 5 | 1 | 2.2 | 8863 | 1849
HVAC ¦ Heat Emitters - Central ¦ Radiators ¦ Steel | 1 | Medium | B | 1 | 2025 | 5 | 3 | 3.2 | 30621 | 10888
Electrical ¦ LV Distribution ¦ Distribution Board ¦ Sub | 1 | High | B | 1 | 2025 | 5 | 2 | 2.7 | 17330 | 4955
Fabric ¦ Superstructure ¦ Windows and External Doors ¦ External Doors ¦ Manual and Automatic Doors ¦ Auto / Powered Sliding Doors | 1 | High | B | 21 | 2045 | 5 | 2 | 2.7 | 17331 | 32739
Electrical ¦ Lighting ¦ External ¦ General - LED | 5 | Medium | B | 1 | 2025 | 5 | 3 | 3.2 | 30622 | 10889
Electrical ¦ Lighting ¦ Internal ¦ Emergency ¦ Self Contained ¦ LED | 3 | Urgent | B | 21 | 2045 | 5 | 1 | 2.2 | 8864 | 32414
Electrical ¦ Lighting ¦ Internal ¦ General | 1 | Medium | C | 4 | 2028 | 4 | 3 | 2.9 | 18997 | 14019
HVAC ¦ Fan ¦ Local and Special Ventilation ¦ Axial | 1 | Medium | C | 1 | 2025 | 4 | 3 | 2.9 | 18998 | 5811
Fabric ¦ Superstructure ¦ Windows and External Doors ¦ External Doors ¦ Manual and Automatic Doors ¦ Emergency and Panic Escape Doors | 1 | Urgent | D | 35 | 2059 | 3 | 1 | 1.6 | 466 | 33875
Fabric ¦ Superstructure ¦ Windows and External Doors ¦ External Doors ¦ Manual and Automatic Doors ¦ Emergency and Panic Escape Doors | 1 | Urgent | B | 26 | 2050 | 5 | 1 | 2.2 | 8865 | 33471
Water ¦ Local Hot Water ¦ Instantaneous Electric Water Heater - Non-Drinking Water | 1 | Medium | B | 13 | 2037 | 5 | 3 | 3.2 | 30623 | 27245
Fabric ¦ Superstructure ¦ Internal Doors ¦ Roller Shutters ¦ Electric Roller Shutter | 1 | Medium | B | 11 | 2035 | 5 | 3 | 3.2 | 30624 | 25585
HVAC ¦ Fan ¦ Local and Special Ventilation ¦ Axial | 1 | Medium | B | 1 | 2025 | 5 | 3 | 3.2 | 30625 | 10890
Fabric ¦ Barriers and Guardrails ¦ Vehicle Crash Protection Barrier | 1 | V Low | B | 1 | 2025 | 5 | 4 | 3.7 | 33496 | 12319
HVAC ¦ Heat Emitters - Local ¦ Electric Heaters | 1 | Medium | B | 1 | 2025 | 5 | 3 | 3.2 | 30626 | 10891
Fabric ¦ Superstructure ¦ Windows and External Doors ¦ Roller Shutters ¦ Manual Roller Shutter | 1 | High | B | 1 | 2025 | 5 | 2 | 2.7 | 17332 | 4956
Electrical ¦ Lighting ¦ Internal ¦ General ¦ LED Fittings & Luminaires | 3 | Medium | B | 19 | 2043 | 5 | 3 | 3.2 | 30627 | 31373
Fire ¦ Fire Fighting ¦ Fire Extinguishers ¦ Dry Chemical | 2 | Urgent | B | 2 | 2026 | 5 | 1 | 2.2 | 8866 | 12782
HVAC ¦ Pump ¦ Central Heating (Internally Sourced) ¦ Condensate Pumps | 1 | Medium | B | 11 | 2035 | 5 | 3 | 3.2 | 30628 | 25586
Electrical ¦ Lighting ¦ Internal ¦ General ¦ LED Fittings & Luminaires | 1 | Medium | B | 1 | 2025 | 5 | 3 | 3.2 | 30629 | 10892
Electrical ¦ LV Distribution ¦ Distribution Board ¦ Sub | 1 | High | C | 6 | 2030 | 4 | 2 | 2.4 | 10748 | 17339
Electrical ¦ LV Distribution ¦ Distribution Board ¦ Main | 1 | High | B | 12 | 2036 | 5 | 2 | 2.7 | 17333 | 26257
Fabric ¦ Barriers and Guardrails ¦ Vehicle Crash Protection Barrier | 1 | V Low | B | 1 | 2025 | 5 | 4 | 3.7 | 33497 | 12320
Electrical ¦ Lighting ¦ Internal ¦ Emergency ¦ Self Contained ¦ LED | 3 | Urgent | B | 17 | 2041 | 5 | 1 | 2.2 | 8867 | 30224
HVAC ¦ Local Air Conditioning ¦ Single-Split Condenser - Split Systems/Heat Pumps - Air-cooled with Direct Expansion Evaporator (DX) | 1 | Medium | B | 9 | 2033 | 5 | 3 | 3.2 | 30630 | 21884
Fire ¦ Fire Fighting ¦ Fire Extinguishers ¦ Powder | 1 | Urgent | B | 6 | 2030 | 5 | 1 | 2.2 | 8868 | 17095
HVAC ¦ Heat Emitters - Local ¦ Gas Fired Natural and Fan Assisted Heaters | 1 | Medium | B | 7 | 2031 | 5 | 3 | 3.2 | 30631 | 20148
Water ¦ Local Hot Water ¦ Instantaneous Electric Water Heater - Non-Drinking Water | 1 | Medium | B | 1 | 2025 | 5 | 3 | 3.2 | 30632 | 10893
HVAC ¦ Heat Emitters - Local ¦ Electric Heaters | 1 | Medium | B | 1 | 2025 | 5 | 3 | 3.2 | 30633 | 10894
Electrical ¦ Lighting ¦ External ¦ General - LED | 1 | Medium | B | 11 | 2035 | 5 | 3 | 3.2 | 30634 | 25587
Fabric ¦ Barriers and Guardrails ¦ Vehicle Crash Protection Barrier | 1 | V Low | B | 1 | 2025 | 5 | 4 | 3.7 | 33498 | 12321
Electrical ¦ Lighting ¦ Internal ¦ General ¦ LED Fittings & Luminaires | 110 | Medium | D | 12 | 2036 | 3 | 3 | 2.6 | 11243 | 26129
Electrical ¦ Lighting ¦ External ¦ General - LED | 2 | Medium | B | 1 | 2025 | 5 | 3 | 3.2 | 30635 | 10895
HVAC ¦ Local Air Conditioning ¦ Single-Split Condenser - Split Systems/Heat Pumps - Air-cooled with Direct Expansion Evaporator (DX) | 1 | Medium | B | 5 | 2029 | 5 | 3 | 3.2 | 30636 | 15464
HVAC ¦ Fan ¦ Local and Special Ventilation ¦ Fans Window or Wall Mounted | 1 | Medium | B | 1 | 2025 | 5 | 3 | 3.2 | 30637 | 10896
Controls ¦ Building Management System (BMS) ¦ BMS Control Panel | 1 | High | B | 1 | 2025 | 5 | 2 | 2.7 | 17334 | 4957
Controls ¦ Multi-System Controls ¦ Instrument Control Panel | 1 | Medium | B | 1 | 2025 | 5 | 3 | 3.2 | 30638 | 10897
Electrical ¦ Specialist Lighting ¦ Internal ¦ Illuminated Fire Exit Signage | 3 | Urgent | B | 12 | 2036 | 5 | 1 | 2.2 | 8869 | 26106
Electrical ¦ Lighting ¦ Internal ¦ Emergency ¦ Self Contained ¦ LED | 1 | Urgent | B | 19 | 2043 | 5 | 1 | 2.2 | 8870 | 31108
Fabric ¦ Superstructure ¦ Windows and External Doors ¦ Roller Shutters ¦ Manual Roller Shutter | 1 | High | B | 1 | 2025 | 5 | 2 | 2.7 | 17335 | 4958
HVAC ¦ Heat Emitters - Local ¦ Electric Heaters | 3 | Medium | B | 1 | 2025 | 5 | 3 | 3.2 | 30639 | 10898
Fire ¦ Fire Fighting ¦ Fire Extinguishers ¦ CO2 | 2 | Urgent | B | 6 | 2030 | 5 | 1 | 2.2 | 8871 | 17096
Electrical ¦ Lighting ¦ External ¦ General - LED | 7 | Medium | B | 12 | 2036 | 5 | 3 | 3.2 | 30640 | 26727
Water ¦ Local Hot Water ¦ Instantaneous Electric Water Heater - Non-Drinking Water | 1 | Medium | B | 1 | 2025 | 5 | 3 | 3.2 | 30641 | 10899
Fabric ¦ Superstructure ¦ Windows and External Doors ¦ Roller Shutters ¦ Manual Roller Shutter | 1 | High | B | 1 | 2025 | 5 | 2 | 2.7 | 17336 | 4959
Fabric ¦ Superstructure ¦ Windows and External Doors ¦ External Windows ¦ Roller Shutters ¦ External Window Shutters ¦ Electric | 1 | Medium | B | 6 | 2030 | 5 | 3 | 3.2 | 30642 | 18986
Fabric ¦ Barriers and Guardrails ¦ Vehicle Crash Protection Barrier | 1 | V Low | B | 7 | 2031 | 5 | 4 | 3.7 | 33499 | 20225
Electrical ¦ Lighting ¦ Internal ¦ Emergency ¦ Self Contained ¦ Non LED | 1 | Urgent | B | 1 | 2025 | 5 | 1 | 2.2 | 8872 | 1850
Electrical ¦ LV Distribution ¦ Distribution Board ¦ Main | 1 | High | B | 1 | 2025 | 5 | 2 | 2.7 | 17337 | 4960
HVAC ¦ Fan ¦ Local and Special Ventilation ¦ Fans Window or Wall Mounted | 1 | Medium | B | 1 | 2025 | 5 | 3 | 3.2 | 30643 | 10900
HVAC ¦ Ductwork ¦ Ductwork, Fittings and Ancillaries ¦ Central Ventilation Systems ¦ Fire Dampers ¦ Automatic | 1 | Urgent | B | 1 | 2025 | 5 | 1 | 2.2 | 8873 | 1851
Electrical ¦ Lighting ¦ Internal ¦ General | 19 | Medium | B | 1 | 2025 | 5 | 3 | 3.2 | 30644 | 10901
Fire ¦ Fire Fighting ¦ Fire Extinguishers ¦ Foam | 3 | Urgent | B | 6 | 2030 | 5 | 1 | 2.2 | 8874 | 17097
Electrical ¦ Lighting ¦ Internal ¦ Emergency ¦ Self Contained ¦ Non LED | 1 | Urgent | B | 1 | 2025 | 5 | 1 | 2.2 | 8875 | 1852
Electrical ¦ Lighting ¦ Internal ¦ Emergency ¦ Self Contained ¦ LED | 5 | Urgent | B | 11 | 2035 | 5 | 1 | 2.2 | 8876 | 23954
HVAC ¦ Local Air Conditioning ¦ Single-Split Evaporator - Split Systems/Heat Pumps - Air-cooled with Direct Expansion Evaporator (DX) | 1 | Medium | B | 1 | 2025 | 5 | 3 | 3.2 | 30645 | 10902
Fire ¦ Fire Fighting ¦ Fire Extinguishers ¦ Foam | 2 | Urgent | B | 1 | 2025 | 5 | 1 | 2.2 | 8877 | 1853
Fire ¦ Fire Fighting ¦ Fire Extinguishers ¦ Foam | 2 | Urgent | B | 1 | 2025 | 5 | 1 | 2.2 | 8878 | 1854
Electrical ¦ Lighting ¦ Internal ¦ Emergency ¦ Self Contained ¦ LED | 2 | Urgent | B | 17 | 2041 | 5 | 1 | 2.2 | 8879 | 30225
Fire ¦ Fire Fighting ¦ Fire Extinguishers ¦ CO2 | 2 | Urgent | B | 2 | 2026 | 5 | 1 | 2.2 | 8880 | 12783
Electrical ¦ LV Distribution ¦ Distribution Board ¦ Sub | 1 | High | B | 4 | 2028 | 5 | 2 | 2.7 | 17338 | 14003
HVAC ¦ Fan ¦ Local and Special Ventilation ¦ Axial | 1 | Medium | B | 1 | 2025 | 5 | 3 | 3.2 | 30646 | 10903
Electrical ¦ Lighting ¦ Internal ¦ General ¦ LED Fittings & Luminaires | 11 | Medium | B | 19 | 2043 | 5 | 3 | 3.2 | 30647 | 31374
HVAC ¦ Fan ¦ Local and Special Ventilation ¦ Fans Window or Wall Mounted | 1 | Medium | B | 1 | 2025 | 5 | 3 | 3.2 | 30648 | 10904
Electrical ¦ Lighting ¦ Internal ¦ General ¦ LED Fittings & Luminaires | 61 | Medium | B | 16 | 2040 | 5 | 3 | 3.2 | 30649 | 29829
Electrical ¦ Specialist Lighting ¦ Internal ¦ Illuminated Fire Exit Signage | 3 | Urgent | B | 16 | 2040 | 5 | 1 | 2.2 | 8881 | 29001
HVAC ¦ Fan ¦ Local and Special Ventilation ¦ Fans Window or Wall Mounted | 1 | Medium | B | 1 | 2025 | 5 | 3 | 3.2 | 30650 | 10905
Fire ¦ Fire Detection ¦ Fire Alarm System | 1 | Urgent | B | 1 | 2025 | 5 | 1 | 2.2 | 8882 | 1855
Electrical ¦ Lighting ¦ Internal ¦ General ¦ LED Fittings & Luminaires | 6 | Medium | B | 12 | 2036 | 5 | 3 | 3.2 | 30651 | 26728
Fabric ¦ Superstructure ¦ Internal Doors ¦ Roller Shutters ¦ Electric Roller Shutter | 1 | Medium | B | 16 | 2040 | 5 | 3 | 3.2 | 30652 | 29830
HVAC ¦ Local and Special Ventilation ¦ Unit extract fans. | 1 | Medium | DX | 1 | 2025 | 1 | 3 | 2 | 980 | 675
HVAC ¦ Fan ¦ Local and Special Ventilation ¦ Extract | 1 | Medium | B | 1 | 2025 | 5 | 3 | 3.2 | 30653 | 10906
Electrical ¦ Specialist Lighting ¦ Internal ¦ Illuminated Fire Exit Signage | 1 | Urgent | B | 18 | 2042 | 5 | 1 | 2.2 | 8883 | 30716
Fire ¦ Fire Fighting ¦ Fire Extinguishers ¦ Foam | 2 | Urgent | B | 1 | 2025 | 5 | 1 | 2.2 | 8884 | 1856
Transport ¦ Lifts ¦ Disabled Lift ¦ Electric | 1 | High | B | 1 | 2025 | 5 | 2 | 2.7 | 17339 | 4961
HVAC ¦ Fan ¦ Local and Special Ventilation ¦ Extract | 1 | Medium | B | 1 | 2025 | 5 | 3 | 3.2 | 30654 | 10907
HVAC ¦ Fan ¦ Local and Special Ventilation ¦ Extract | 1 | Medium | CX | 1 | 2025 | 2 | 3 | 2.3 | 10341 | 2253
HVAC ¦ Heat Emitters - Local ¦ Gas Fired Unit Heaters | 1 | Medium | B | 1 | 2025 | 5 | 3 | 3.2 | 30655 | 10908
Fabric ¦ Superstructure ¦ Windows and External Doors ¦ Roller Shutters ¦ Electric Roller Shutter | 1 | High | B | 21 | 2045 | 5 | 2 | 2.7 | 17340 | 32740
Fabric ¦ Superstructure ¦ Windows and External Doors ¦ External Doors ¦ Manual and Automatic Doors ¦ Emergency and Panic Escape Doors | 1 | Urgent | B | 1 | 2025 | 5 | 1 | 2.2 | 8885 | 1857
Electrical ¦ Lighting ¦ Internal ¦ General ¦ LED Fittings & Luminaires | 41 | Medium | B | 12 | 2036 | 5 | 3 | 3.2 | 30656 | 26729
HVAC ¦ Local Air Conditioning ¦ Single-Split Evaporator - Split Systems/Heat Pumps - Air-cooled with Direct Expansion Evaporator (DX) | 1 | Medium | B | 5 | 2029 | 5 | 3 | 3.2 | 30657 | 15465
HVAC ¦ Heat Emitters - Local ¦ Gas Fired Natural and Fan Assisted Heaters | 1 | Medium | B | 1 | 2025 | 5 | 3 | 3.2 | 30658 | 10909
Electrical ¦ LV Distribution ¦ Distribution Board ¦ Main | 1 | High | B | 6 | 2030 | 5 | 2 | 2.7 | 17341 | 17852
Fabric ¦ Superstructure ¦ Windows and External Doors ¦ External Doors ¦ Manual and Automatic Doors ¦ Emergency and Panic Escape Doors | 1 | Urgent | B | 17 | 2041 | 5 | 1 | 2.2 | 8886 | 30226
Electrical ¦ Lighting ¦ Internal ¦ Emergency ¦ Self Contained ¦ LED | 4 | Urgent | B | 20 | 2044 | 5 | 1 | 2.2 | 8887 | 31552
Fire ¦ Fire Fighting ¦ Fire Extinguishers ¦ Powder | 2 | Urgent | B | 9 | 2033 | 5 | 1 | 2.2 | 8888 | 21465
HVAC ¦ Central Air Conditioning ¦ Air Conditioning ¦ Multi-Split Condenser - Split Systems/Heat Pumps - Air-cooled with Direct Expansion Evaporator (DX) | 1 | Medium | B | 1 | 2025 | 5 | 3 | 3.2 | 30659 | 10910
HVAC ¦ Fan ¦ Local and Special Ventilation ¦ Fans Window or Wall Mounted | 1 | Medium | B | 1 | 2025 | 5 | 3 | 3.2 | 30660 | 10911
Electrical ¦ LV Distribution ¦ Distribution Board ¦ Sub | 1 | High | B | 6 | 2030 | 5 | 2 | 2.7 | 17342 | 17853
Electrical ¦ LV Distribution ¦ Distribution Board ¦ Sub | 1 | High | B | 6 | 2030 | 5 | 2 | 2.7 | 17343 | 17854
Fabric ¦ Superstructure ¦ Windows and External Doors ¦ External Doors ¦ Manual and Automatic Doors ¦ High Security Door | 1 | High | B | 21 | 2045 | 5 | 2 | 2.7 | 17344 | 32741
HVAC ¦ Fan ¦ Local and Special Ventilation ¦ Extract | 1 | Medium | B | 1 | 2025 | 5 | 3 | 3.2 | 30661 | 10912
Electrical ¦ LV Distribution ¦ Distribution Board ¦ Sub | 1 | High | B | 1 | 2025 | 5 | 2 | 2.7 | 17345 | 4962
Electrical ¦ Lighting ¦ Internal ¦ General ¦ LED Fittings & Luminaires | 10 | Medium | B | 16 | 2040 | 5 | 3 | 3.2 | 30662 | 29831
Fabric ¦ Superstructure ¦ Windows and External Doors ¦ External Doors ¦ Manual and Automatic Doors ¦ Emergency and Panic Escape Doors | 1 | Urgent | B | 21 | 2045 | 5 | 1 | 2.2 | 8889 | 32415
Fabric ¦ Barriers and Guardrails ¦ Vehicle Crash Protection Barrier | 7 | V Low | D | 1 | 2025 | 3 | 4 | 3.1 | 19657 | 5877
Fabric ¦ Barriers and Guardrails ¦ Vehicle Crash Protection Barrier | 1 | V Low | B | 1 | 2025 | 5 | 4 | 3.7 | 33500 | 12322
HVAC ¦ Local Air Conditioning ¦ Single-Split Evaporator - Split Systems/Heat Pumps - Air-cooled with Direct Expansion Evaporator (DX) | 1 | Medium | B | 5 | 2029 | 5 | 3 | 3.2 | 30663 | 15466
Electrical ¦ LV Distribution ¦ Distribution Board ¦ Main | 1 | High | B | 1 | 2025 | 5 | 2 | 2.7 | 17346 | 4963
Electrical ¦ Lighting ¦ Internal ¦ General ¦ LED Fittings & Luminaires | 4 | Medium | C | 16 | 2040 | 4 | 3 | 2.9 | 18999 | 29295
Fire ¦ Fire Fighting ¦ Fire Extinguishers ¦ CO2 | 4 | Urgent | B | 6 | 2030 | 5 | 1 | 2.2 | 8890 | 17098
Electrical ¦ LV Distribution ¦ Distribution Board ¦ Sub | 1 | High | B | 1 | 2025 | 5 | 2 | 2.7 | 17347 | 4964
Electrical ¦ Lighting ¦ Internal ¦ Emergency ¦ Self Contained ¦ LED | 2 | Urgent | B | 17 | 2041 | 5 | 1 | 2.2 | 8891 | 30227
HVAC ¦ Heat Emitters - Central ¦ Radiators ¦ Steel | 1 | Medium | B | 1 | 2025 | 5 | 3 | 3.2 | 30664 | 10913
Fabric ¦ Superstructure ¦ Windows and External Doors ¦ Roller Shutters ¦ Manual Roller Shutter | 1 | High | B | 1 | 2025 | 5 | 2 | 2.7 | 17348 | 4965
Electrical ¦ Lighting ¦ Internal ¦ General ¦ LED Fittings & Luminaires | 4 | Medium | B | 12 | 2036 | 5 | 3 | 3.2 | 30665 | 26730
Electrical ¦ Lighting ¦ Internal ¦ General | 6 | Medium | C | 1 | 2025 | 4 | 3 | 2.9 | 19000 | 5812
Fire ¦ Fire Fighting ¦ Fire Extinguishers ¦ CO2 | 1 | Urgent | B | 8 | 2032 | 5 | 1 | 2.2 | 8892 | 20590
HVAC ¦ Fan ¦ Local and Special Ventilation ¦ Extract | 1 | Medium | B | 1 | 2025 | 5 | 3 | 3.2 | 30666 | 10914
Fabric ¦ Superstructure ¦ Internal Doors ¦ Roller Shutters ¦ Electric Roller Shutter | 1 | Medium | B | 11 | 2035 | 5 | 3 | 3.2 | 30667 | 25588
Fabric ¦ Superstructure ¦ Windows and External Doors ¦ Roller Shutters ¦ Manual Roller Shutter | 1 | High | B | 1 | 2025 | 5 | 2 | 2.7 | 17349 | 4966
Electrical ¦ Lighting ¦ Internal ¦ Emergency ¦ Self Contained ¦ LED | 5 | Urgent | B | 21 | 2045 | 5 | 1 | 2.2 | 8893 | 32416
Fire ¦ Fire Fighting ¦ Fire Extinguishers ¦ Powder - P50 | 1 | Urgent | B | 1 | 2025 | 5 | 1 | 2.2 | 8894 | 1858
Electrical ¦ Lighting ¦ External ¦ General - LED | 1 | Medium | B | 1 | 2025 | 5 | 3 | 3.2 | 30668 | 10915
Electrical ¦ Specialist Lighting ¦ Internal ¦ Illuminated Fire Exit Signage | 1 | Urgent | B | 1 | 2025 | 5 | 1 | 2.2 | 8895 | 1859
Electrical ¦ Lighting ¦ Internal ¦ General ¦ LED Fittings & Luminaires | 11 | Medium | B | 12 | 2036 | 5 | 3 | 3.2 | 30669 | 26731
HVAC ¦ Heat Emitters - Local ¦ Gas Fired Radiant Heaters | 1 | Medium | DX | 1 | 2025 | 1 | 3 | 2 | 981 | 676
HVAC ¦ Central Heating (Internally Sourced) ¦ Boiler ¦ Atmospheric Gas Burner/Condensing Combination Boiler (domestic type) | 1 | High | B | 6 | 2030 | 5 | 2 | 2.7 | 17350 | 17855
Electrical ¦ Lighting ¦ Internal ¦ General ¦ LED Fittings & Luminaires | 2 | Medium | C | 16 | 2040 | 4 | 3 | 2.9 | 19001 | 29296
Fabric ¦ Superstructure ¦ Windows and External Doors ¦ External Doors ¦ Entrance Doors | 1 | High | B | 1 | 2025 | 5 | 2 | 2.7 | 17351 | 4967
Fire ¦ Fire Fighting ¦ Fire Extinguishers ¦ Foam | 7 | Urgent | B | 9 | 2033 | 5 | 1 | 2.2 | 8896 | 21466
HVAC ¦ Local Air Conditioning ¦ Single-Split Evaporator - Split Systems/Heat Pumps - Air-cooled with Direct Expansion Evaporator (DX) | 1 | Medium | B | 1 | 2025 | 5 | 3 | 3.2 | 30670 | 10916
Electrical ¦ LV Distribution ¦ Distribution Board ¦ Sub | 1 | High | B | 15 | 2039 | 5 | 2 | 2.7 | 17352 | 28292
Fabric ¦ Superstructure ¦ Windows and External Doors ¦ External Doors ¦ Entrance Doors | 1 | High | B | 18 | 2042 | 5 | 2 | 2.7 | 17353 | 30877
HVAC ¦ Fan ¦ Local and Special Ventilation ¦ Extract | 1 | Medium | B | 1 | 2025 | 5 | 3 | 3.2 | 30671 | 10917
Electrical ¦ Lighting ¦ External ¦ General - LED | 3 | Medium | B | 5 | 2029 | 5 | 3 | 3.2 | 30672 | 15467
Security ¦ Access ¦ Access Control ¦ Door ¦ Local Lock / Keypad / Manual | 2 | Medium | B | 1 | 2025 | 5 | 3 | 3.2 | 30673 | 10918
Electrical ¦ Lighting ¦ Internal ¦ Emergency ¦ Self Contained ¦ LED | 3 | Urgent | B | 11 | 2035 | 5 | 1 | 2.2 | 8897 | 23955
Electrical ¦ LV Distribution ¦ Distribution Board ¦ Sub | 1 | High | B | 1 | 2025 | 5 | 2 | 2.7 | 17354 | 4968
HVAC ¦ Fan ¦ Local and Special Ventilation ¦ Extract | 1 | Medium | B | 11 | 2035 | 5 | 3 | 3.2 | 30674 | 25589
Fabric ¦ Superstructure ¦ Windows and External Doors ¦ Roller Shutters ¦ Manual Roller Shutter | 1 | High | B | 1 | 2025 | 5 | 2 | 2.7 | 17355 | 4969
Electrical ¦ LV Distribution ¦ Distribution Board ¦ Sub | 1 | High | B | 19 | 2043 | 5 | 2 | 2.7 | 17356 | 31259
Fabric ¦ Barriers and Guardrails ¦ Vehicle Crash Protection Barrier | 1 | V Low | B | 1 | 2025 | 5 | 4 | 3.7 | 33501 | 12323
Fabric ¦ Superstructure ¦ Windows and External Doors ¦ External Doors ¦ Entrance Doors | 1 | High | B | 18 | 2042 | 5 | 2 | 2.7 | 17357 | 30878
Fire ¦ Fire Detection ¦ Fire Alarm Panel / Repeater | 1 | Urgent | B | 7 | 2031 | 5 | 1 | 2.2 | 8898 | 19485
Electrical ¦ Lighting ¦ Internal ¦ Emergency ¦ Self Contained ¦ LED | 2 | Urgent | B | 17 | 2041 | 5 | 1 | 2.2 | 8899 | 30228
Fire ¦ Fire Fighting ¦ Fire Extinguishers ¦ Foam | 10 | Urgent | B | 9 | 2033 | 5 | 1 | 2.2 | 8900 | 21467
Water ¦ Local Hot Water ¦ Instantaneous Electric Water Heater - Non-Drinking Water | 1 | Medium | B | 1 | 2025 | 5 | 3 | 3.2 | 30675 | 10919
Electrical ¦ LV Distribution ¦ Distribution Board ¦ Sub | 1 | High | B | 1 | 2025 | 5 | 2 | 2.7 | 17358 | 4970
HVAC ¦ Heat Emitters - Local ¦ Electric Heaters | 6 | Medium | B | 1 | 2025 | 5 | 3 | 3.2 | 30676 | 10920
Electrical ¦ Lighting ¦ External ¦ General - LED | 2 | Medium | B | 7 | 2031 | 5 | 3 | 3.2 | 30677 | 20149
HVAC ¦ Fan ¦ Local and Special Ventilation ¦ Extract | 1 | Medium | B | 1 | 2025 | 5 | 3 | 3.2 | 30678 | 10921
Controls ¦ Multi-System Controls ¦ Instrument Control Panel | 1 | Medium | B | 16 | 2040 | 5 | 3 | 3.2 | 30679 | 29832
Fabric ¦ Superstructure ¦ Windows and External Doors ¦ External Doors ¦ Manual and Automatic Doors ¦ High Security Door | 1 | High | B | 11 | 2035 | 5 | 2 | 2.7 | 17359 | 24757
Fabric ¦ Superstructure ¦ Internal Doors ¦ Roller Shutters ¦ Electric Roller Shutter | 1 | Medium | B | 11 | 2035 | 5 | 3 | 3.2 | 30680 | 25590
Fabric ¦ Superstructure ¦ Windows and External Doors ¦ Roller Shutters ¦ Electric Roller Shutter | 1 | High | B | 4 | 2028 | 5 | 2 | 2.7 | 17360 | 14004
HVAC ¦ Heat Emitters - Local ¦ Electric Heaters | 1 | Medium | B | 1 | 2025 | 5 | 3 | 3.2 | 30681 | 10922
Fabric ¦ Barriers and Guardrails ¦ Vehicle Crash Protection Barrier | 1 | V Low | C | 1 | 2025 | 4 | 4 | 3.4 | 32427 | 11705
HVAC ¦ Fan ¦ Local and Special Ventilation ¦ Extract | 1 | Medium | B | 1 | 2025 | 5 | 3 | 3.2 | 30682 | 10923
Fabric ¦ Superstructure ¦ Windows and External Doors ¦ Roller Shutters ¦ Electric Roller Shutter | 1 | High | B | 9 | 2033 | 5 | 2 | 2.7 | 17361 | 21642
Fabric ¦ Superstructure ¦ Windows and External Doors ¦ Roller Shutters ¦ Manual Roller Shutter | 1 | High | B | 1 | 2025 | 5 | 2 | 2.7 | 17362 | 4971
Electrical ¦ Lighting ¦ Internal ¦ General ¦ LED Fittings & Luminaires | 19 | Medium | B | 16 | 2040 | 5 | 3 | 3.2 | 30683 | 29833
Fabric ¦ Superstructure ¦ Windows and External Doors ¦ External Doors ¦ Manual and Automatic Doors ¦ Emergency and Panic Escape Doors | 1 | Urgent | B | 9 | 2033 | 5 | 1 | 2.2 | 8901 | 21468
HVAC ¦ Local Air Conditioning ¦ Single-Split Evaporator - Split Systems/Heat Pumps - Air-cooled with Direct Expansion Evaporator (DX) | 1 | Medium | B | 2 | 2026 | 5 | 3 | 3.2 | 30684 | 13191
HVAC ¦ Local Air Conditioning ¦ Single-Split Evaporator - Split Systems/Heat Pumps - Air-cooled with Direct Expansion Evaporator (DX) | 1 | Medium | B | 8 | 2032 | 5 | 3 | 3.2 | 30685 | 21123
HVAC ¦ Fan ¦ Local and Special Ventilation ¦ Extract | 1 | Medium | DX | 1 | 2025 | 1 | 3 | 2 | 982 | 677
Fabric ¦ Superstructure ¦ Windows and External Doors ¦ Roller Shutters ¦ Manual Roller Shutter | 1 | High | B | 1 | 2025 | 5 | 2 | 2.7 | 17363 | 4972
Electrical ¦ Lighting ¦ Internal ¦ Emergency ¦ Self Contained ¦ LED | 2 | Urgent | B | 23 | 2047 | 5 | 1 | 2.2 | 8902 | 33149
HVAC ¦ Fan ¦ Central Ventilation Systems ¦ Ventilating - General | 1 | Low | B | 1 | 2025 | 5 | 4 | 3.7 | 33502 | 12324
Fabric ¦ Superstructure ¦ Windows and External Doors ¦ External Doors ¦ Manual and Automatic Doors ¦ Emergency and Panic Escape Doors | 1 | Urgent | B | 31 | 2055 | 5 | 1 | 2.2 | 8903 | 33775
Fabric ¦ Superstructure ¦ Windows and External Doors ¦ Roller Shutters ¦ Manual Roller Shutter | 1 | High | B | 1 | 2025 | 5 | 2 | 2.7 | 17364 | 4973
Electrical ¦ Specialist Lighting ¦ Internal ¦ Illuminated Fire Exit Signage | 2 | Urgent | B | 16 | 2040 | 5 | 1 | 2.2 | 8904 | 29002
Electrical ¦ LV Distribution ¦ Distribution Board ¦ Main | 1 | High | B | 12 | 2036 | 5 | 2 | 2.7 | 17365 | 26258
Fire ¦ Fire Detection ¦ Fire Alarm System | 1 | Urgent | B | 1 | 2025 | 5 | 1 | 2.2 | 8905 | 1860
Security ¦ Access ¦ Access Control ¦ Door ¦ Local Lock / Keypad / Manual | 1 | Medium | B | 11 | 2035 | 5 | 3 | 3.2 | 30686 | 25591
Water ¦ Central Hot Water Distribution ¦ Direct fired Water Heaters | 1 | Low | B | 1 | 2025 | 5 | 4 | 3.7 | 33503 | 12325
Fabric ¦ Superstructure ¦ Internal Doors ¦ Roller Shutters ¦ Electric Roller Shutter | 1 | Medium | C | 1 | 2025 | 4 | 3 | 2.9 | 19002 | 5813
HVAC ¦ Fan ¦ Local and Special Ventilation ¦ Extract | 1 | Medium | B | 1 | 2025 | 5 | 3 | 3.2 | 30687 | 10924
Fire ¦ Fire Fighting ¦ Fire Extinguishers ¦ Foam | 2 | Urgent | B | 6 | 2030 | 5 | 1 | 2.2 | 8906 | 17099
Electrical ¦ Lighting ¦ Internal ¦ General ¦ LED Fittings & Luminaires | 8 | Medium | B | 12 | 2036 | 5 | 3 | 3.2 | 30688 | 26732
Electrical ¦ Lighting ¦ Internal ¦ General | 1 | Medium | C | 1 | 2025 | 4 | 3 | 2.9 | 19003 | 5814
Water ¦ Central Hot Water Distribution ¦ Hot water cylinders Domestic Type | 1 | Low | B | 1 | 2025 | 5 | 4 | 3.7 | 33504 | 12326
Electrical ¦ LV Distribution ¦ Distribution Board ¦ Main | 1 | High | B | 1 | 2025 | 5 | 2 | 2.7 | 17366 | 4974
HVAC ¦ Fan ¦ Central Heating & Cooling ¦ Axial | 1 | Medium | B | 1 | 2025 | 5 | 3 | 3.2 | 30689 | 10925
Fabric ¦ Superstructure ¦ Windows and External Doors ¦ External Doors ¦ Manual and Automatic Doors ¦ High Security Door | 1 | High | B | 11 | 2035 | 5 | 2 | 2.7 | 17367 | 24758
Fabric ¦ Barriers and Guardrails ¦ Vehicle Crash Protection Barrier | 1 | V Low | B | 1 | 2025 | 5 | 4 | 3.7 | 33505 | 12327
HVAC ¦ Ductwork ¦ Ductwork, Fittings and Ancillaries ¦ Central Ventilation Systems ¦ Fire Dampers ¦ Automatic | 1 | Urgent | B | 1 | 2025 | 5 | 1 | 2.2 | 8907 | 1861
Electrical ¦ Lighting ¦ Internal ¦ Emergency ¦ Self Contained ¦ Non LED | 7 | Urgent | B | 11 | 2035 | 5 | 1 | 2.2 | 8908 | 23956
Electrical ¦ Specialist Lighting ¦ External ¦ Illuminated External Signs | 2 | Medium | B | 6 | 2030 | 5 | 3 | 3.2 | 30690 | 18987
Fabric ¦ Superstructure ¦ Windows and External Doors ¦ External Doors ¦ Manual and Automatic Doors ¦ High Security Door | 1 | High | B | 11 | 2035 | 5 | 2 | 2.7 | 17368 | 24759
HVAC ¦ Fan ¦ Local and Special Ventilation ¦ Hazardous Area Extract Fan | 1 | Medium | B | 1 | 2025 | 5 | 3 | 3.2 | 30691 | 10926
HVAC ¦ Heat Emitters - Local ¦ Electric Overdoor Air Curtain/Heater | 1 | Medium | B | 1 | 2025 | 5 | 3 | 3.2 | 30692 | 10927
Fabric ¦ Superstructure ¦ Windows and External Doors ¦ External Doors ¦ Manual and Automatic Doors ¦ High Security Door | 1 | High | B | 11 | 2035 | 5 | 2 | 2.7 | 17369 | 24760
HVAC ¦ Ductwork ¦ Ductwork, Fittings and Ancillaries ¦ Central Ventilation Systems ¦ Fire Dampers ¦ Automatic | 1 | Urgent | B | 1 | 2025 | 5 | 1 | 2.2 | 8909 | 1862
HVAC ¦ Heat Emitters - Central ¦ Radiators ¦ Steel | 4 | Medium | D | 1 | 2025 | 3 | 3 | 2.6 | 11244 | 2713
Water ¦ Local Hot Water ¦ Instantaneous Electric Water Heater - Non-Drinking Water | 1 | Medium | B | 1 | 2025 | 5 | 3 | 3.2 | 30693 | 10928
Fabric ¦ Superstructure ¦ Windows and External Doors ¦ Roller Shutters ¦ Manual Roller Shutter | 1 | High | B | 1 | 2025 | 5 | 2 | 2.7 | 17370 | 4975
HVAC ¦ Heat Emitters - Central ¦ Radiators ¦ Steel | 3 | Medium | B | 1 | 2025 | 5 | 3 | 3.2 | 30694 | 10929
HVAC ¦ Local Air Conditioning ¦ Single-Split Evaporator - Split Systems/Heat Pumps - Air-cooled with Direct Expansion Evaporator (DX) | 1 | Medium | B | 7 | 2031 | 5 | 3 | 3.2 | 30695 | 20150
HVAC ¦ Fan ¦ Local and Special Ventilation ¦ Ventilating - General | 1 | Medium | B | 1 | 2025 | 5 | 3 | 3.2 | 30696 | 10930
Fabric ¦ Superstructure ¦ Windows and External Doors ¦ External Doors ¦ Manual and Automatic Doors ¦ Emergency and Panic Escape Doors | 1 | Urgent | B | 6 | 2030 | 5 | 1 | 2.2 | 8910 | 17100
Fabric ¦ Superstructure ¦ Windows and External Doors ¦ External Doors ¦ Entrance Doors | 1 | High | B | 6 | 2030 | 5 | 2 | 2.7 | 17371 | 17856
Fabric ¦ Superstructure ¦ Windows and External Doors ¦ Roller Shutters ¦ Manual Roller Shutter | 1 | High | B | 1 | 2025 | 5 | 2 | 2.7 | 17372 | 4976
Fabric ¦ Superstructure ¦ Internal Doors ¦ Roller Shutters ¦ Electric Roller Shutter | 1 | Medium | B | 16 | 2040 | 5 | 3 | 3.2 | 30697 | 29834
Fabric ¦ Superstructure ¦ Windows and External Doors ¦ External Doors ¦ Entrance Doors | 1 | High | B | 6 | 2030 | 5 | 2 | 2.7 | 17373 | 17857
Fabric ¦ Superstructure ¦ Internal Doors ¦ Roller Shutters ¦ Electric Roller Shutter | 1 | Medium | B | 10 | 2034 | 5 | 3 | 3.2 | 30698 | 23105
Fabric ¦ Superstructure ¦ Windows and External Doors ¦ External Doors ¦ Entrance Doors | 1 | High | B | 26 | 2050 | 5 | 2 | 2.7 | 17374 | 33529
HVAC ¦ Local Air Conditioning ¦ Single-Split Condenser - Split Systems/Heat Pumps - Air-cooled with Direct Expansion Evaporator (DX) | 1 | Medium | D | 1 | 2025 | 3 | 3 | 2.6 | 11245 | 2714
Fabric ¦ Superstructure ¦ Windows and External Doors ¦ External Doors ¦ Manual and Automatic Doors ¦ Emergency and Panic Escape Doors | 1 | Urgent | B | 31 | 2055 | 5 | 1 | 2.2 | 8911 | 33776
Electrical ¦ Specialist Lighting ¦ Internal ¦ Illuminated Fire Exit Signage | 1 | Urgent | B | 1 | 2025 | 5 | 1 | 2.2 | 8912 | 1863
Electrical ¦ Lighting ¦ Internal ¦ Emergency ¦ Self Contained ¦ LED | 15 | Urgent | B | 21 | 2045 | 5 | 1 | 2.2 | 8913 | 32417
HVAC ¦ Heat Emitters - Local ¦ Electric Heaters | 3 | Medium | B | 1 | 2025 | 5 | 3 | 3.2 | 30699 | 10931
Electrical ¦ LV Distribution ¦ Distribution Board ¦ Sub | 1 | High | B | 1 | 2025 | 5 | 2 | 2.7 | 17375 | 4977
HVAC ¦ Fan ¦ Local and Special Ventilation ¦ Axial | 1 | Medium | B | 4 | 2028 | 5 | 3 | 3.2 | 30700 | 14228
HVAC ¦ Heat Emitters - Local ¦ Electric Heaters | 6 | Medium | B | 1 | 2025 | 5 | 3 | 3.2 | 30701 | 10932
Electrical ¦ Lighting ¦ Internal ¦ Emergency ¦ Self Contained ¦ LED | 2 | Urgent | B | 21 | 2045 | 5 | 1 | 2.2 | 8914 | 32418
HVAC ¦ Fan ¦ Local and Special Ventilation ¦ Extract | 1 | Medium | B | 6 | 2030 | 5 | 3 | 3.2 | 30702 | 18988
Electrical ¦ Lighting ¦ Internal ¦ General ¦ LED Fittings & Luminaires | 4 | Medium | B | 11 | 2035 | 5 | 3 | 3.2 | 30703 | 25592
Fabric ¦ Superstructure ¦ Internal Doors ¦ Roller Shutters ¦ Electric Roller Shutter | 1 | Medium | B | 21 | 2045 | 5 | 3 | 3.2 | 30704 | 32807
Fabric ¦ Superstructure ¦ Windows and External Doors ¦ Roller Shutters ¦ Electric Roller Shutter | 1 | High | B | 1 | 2025 | 5 | 2 | 2.7 | 17376 | 4978
Fabric ¦ Superstructure ¦ Windows and External Doors ¦ External Doors ¦ Manual and Automatic Doors ¦ Emergency and Panic Escape Doors | 1 | Urgent | B | 21 | 2045 | 5 | 1 | 2.2 | 8915 | 32419
HVAC ¦ Ventilation ¦ Air Handling Unit (AHU) ¦ Internal ¦ Central Air Conditioning ¦ Gas Fired | 1 | Medium | B | 11 | 2035 | 5 | 3 | 3.2 | 30705 | 25593
Fabric ¦ Superstructure ¦ Windows and External Doors ¦ External Doors ¦ Manual and Automatic Doors ¦ Emergency and Panic Escape Doors | 1 | Urgent | B | 21 | 2045 | 5 | 1 | 2.2 | 8916 | 32420
Fabric ¦ Superstructure ¦ Windows and External Doors ¦ Roller Shutters ¦ Manual Roller Shutter | 1 | High | B | 1 | 2025 | 5 | 2 | 2.7 | 17377 | 4979
Electrical ¦ Lighting ¦ Internal ¦ Emergency ¦ Self Contained ¦ LED | 10 | Urgent | B | 24 | 2048 | 5 | 1 | 2.2 | 8917 | 33249
Fabric ¦ Superstructure ¦ Windows and External Doors ¦ External Doors ¦ Entrance Doors | 1 | High | C | 1 | 2025 | 4 | 2 | 2.4 | 10749 | 2527
Electrical ¦ Lighting ¦ Internal ¦ Emergency ¦ Self Contained ¦ Non LED | 6 | Urgent | B | 11 | 2035 | 5 | 1 | 2.2 | 8918 | 23957
Electrical ¦ Lighting ¦ External ¦ General - LED | 5 | Medium | B | 12 | 2036 | 5 | 3 | 3.2 | 30706 | 26733
Electrical ¦ Specialist Lighting ¦ Internal ¦ Illuminated Fire Exit Signage | 1 | Urgent | B | 16 | 2040 | 5 | 1 | 2.2 | 8919 | 29003
Fire ¦ Fire Fighting ¦ Fire Extinguishers ¦ Foam | 6 | Urgent | B | 7 | 2031 | 5 | 1 | 2.2 | 8920 | 19486
Electrical ¦ Specialist Lighting ¦ Internal ¦ Illuminated Fire Exit Signage | 4 | Urgent | B | 16 | 2040 | 5 | 1 | 2.2 | 8921 | 29004
Electrical ¦ Specialist Lighting ¦ Internal ¦ Illuminated Fire Exit Signage | 1 | Urgent | B | 17 | 2041 | 5 | 1 | 2.2 | 8922 | 30229
Fire ¦ Fire Fighting ¦ Fire Extinguishers ¦ CO2 | 1 | Urgent | B | 6 | 2030 | 5 | 1 | 2.2 | 8923 | 17101
Water ¦ Local Hot Water ¦ Instantaneous Electric Water Heater - Non-Drinking Water | 1 | Medium | B | 5 | 2029 | 5 | 3 | 3.2 | 30707 | 15468
HVAC ¦ Heat Emitters - Local ¦ Gas Fired Radiant Heaters | 1 | Medium | B | 1 | 2025 | 5 | 3 | 3.2 | 30708 | 10933
Electrical ¦ Lighting ¦ External ¦ General - Non-LED | 3 | Medium | CX | 1 | 2025 | 2 | 3 | 2.3 | 10342 | 2254
HVAC ¦ Fan ¦ Local and Special Ventilation ¦ Fans Window or Wall Mounted | 1 | Medium | B | 1 | 2025 | 5 | 3 | 3.2 | 30709 | 10934
Electrical ¦ Lighting ¦ Internal ¦ Emergency ¦ Self Contained ¦ LED | 1 | Urgent | B | 22 | 2046 | 5 | 1 | 2.2 | 8924 | 32987
Electrical ¦ LV Distribution ¦ Distribution Board ¦ Main | 1 | High | C | 6 | 2030 | 4 | 2 | 2.4 | 10750 | 17340
HVAC ¦ Smoke Extract ¦ Control Panel - smoke ventilation systems. | 1 | Urgent | B | 1 | 2025 | 5 | 1 | 2.2 | 8925 | 1864
HVAC ¦ Smoke Extract ¦ Control Panel - smoke ventilation systems. | 1 | Urgent | B | 1 | 2025 | 5 | 1 | 2.2 | 8926 | 1865
Fabric ¦ Superstructure ¦ Windows and External Doors ¦ Roller Shutters ¦ Manual Roller Shutter | 1 | High | B | 1 | 2025 | 5 | 2 | 2.7 | 17378 | 4980
Electrical ¦ Lighting ¦ Internal ¦ Emergency ¦ Self Contained ¦ LED | 14 | Urgent | B | 21 | 2045 | 5 | 1 | 2.2 | 8927 | 32421
Water ¦ Local Hot Water ¦ Instantaneous Electric Water Heater - Non-Drinking Water | 1 | Medium | B | 1 | 2025 | 5 | 3 | 3.2 | 30710 | 10935
Fabric ¦ Superstructure ¦ Windows and External Doors ¦ External Doors ¦ Entrance Doors | 1 | High | B | 26 | 2050 | 5 | 2 | 2.7 | 17379 | 33530
Electrical ¦ Lighting ¦ Internal ¦ Emergency ¦ Self Contained ¦ Non LED | 9 | Urgent | B | 17 | 2041 | 5 | 1 | 2.2 | 8928 | 30230
Electrical ¦ Specialist Lighting ¦ Internal ¦ Illuminated Fire Exit Signage | 3 | Urgent | B | 16 | 2040 | 5 | 1 | 2.2 | 8929 | 29005
Electrical ¦ Lighting ¦ Internal ¦ Emergency ¦ Self Contained ¦ LED | 4 | Urgent | B | 22 | 2046 | 5 | 1 | 2.2 | 8930 | 32988
Electrical ¦ LV Distribution ¦ Distribution Board ¦ Main | 1 | High | B | 2 | 2026 | 5 | 2 | 2.7 | 17380 | 12954
Fabric ¦ Superstructure ¦ Windows and External Doors ¦ External Doors ¦ Manual and Automatic Doors ¦ High Security Door | 1 | High | B | 28 | 2052 | 5 | 2 | 2.7 | 17381 | 33630
Electrical ¦ Specialist Lighting ¦ Internal ¦ Illuminated Fire Exit Signage | 1 | Urgent | B | 16 | 2040 | 5 | 1 | 2.2 | 8931 | 29006
Fabric ¦ Superstructure ¦ Windows and External Doors ¦ Roller Shutters ¦ Electric Roller Shutter | 1 | High | B | 11 | 2035 | 5 | 2 | 2.7 | 17382 | 24761
Electrical ¦ Lighting ¦ Internal ¦ Emergency ¦ Self Contained ¦ Non LED | 5 | Urgent | B | 4 | 2028 | 5 | 1 | 2.2 | 8932 | 13873
Fire ¦ Fire Fighting ¦ Fire Extinguishers ¦ Powder | 1 | Urgent | B | 6 | 2030 | 5 | 1 | 2.2 | 8933 | 17102
Controls ¦ Multi-System Controls ¦ Instrument Control Panel | 1 | Medium | B | 1 | 2025 | 5 | 3 | 3.2 | 30711 | 10936
Fire ¦ Fire Detection ¦ Fire Alarm Panel / Repeater | 1 | Urgent | B | 1 | 2025 | 5 | 1 | 2.2 | 8934 | 1866
Electrical ¦ Lighting ¦ Internal ¦ General | 33 | Medium | B | 15 | 2039 | 5 | 3 | 3.2 | 30712 | 28527
Electrical ¦ Lighting ¦ Internal ¦ Emergency ¦ Self Contained ¦ LED | 21 | Urgent | B | 21 | 2045 | 5 | 1 | 2.2 | 8935 | 32422
Electrical ¦ LV Distribution ¦ Distribution Board ¦ Sub | 1 | High | B | 1 | 2025 | 5 | 2 | 2.7 | 17383 | 4981
Electrical ¦ LV Distribution ¦ Distribution Board ¦ Main | 1 | High | B | 7 | 2031 | 5 | 2 | 2.7 | 17384 | 19692
Fabric ¦ Superstructure ¦ Windows and External Doors ¦ External Doors ¦ Manual and Automatic Doors ¦ Emergency and Panic Escape Doors | 1 | Urgent | B | 26 | 2050 | 5 | 1 | 2.2 | 8936 | 33472
Electrical ¦ LV Distribution ¦ Distribution Board ¦ Sub | 1 | High | B | 6 | 2030 | 5 | 2 | 2.7 | 17385 | 17858
Fabric ¦ Superstructure ¦ Internal Doors ¦ Roller Shutters ¦ Electric Roller Shutter | 1 | Medium | B | 20 | 2044 | 5 | 3 | 3.2 | 30713 | 31687
Fire ¦ Fire Fighting ¦ Fire Extinguishers ¦ CO2 | 2 | Urgent | B | 9 | 2033 | 5 | 1 | 2.2 | 8937 | 21469
Electrical ¦ LV Distribution ¦ Distribution Board ¦ Main | 1 | High | B | 7 | 2031 | 5 | 2 | 2.7 | 17386 | 19693
Electrical ¦ Lighting ¦ Internal ¦ Emergency ¦ Self Contained ¦ LED | 7 | Urgent | B | 21 | 2045 | 5 | 1 | 2.2 | 8938 | 32423
HVAC ¦ Fan ¦ Local and Special Ventilation ¦ Extract | 1 | Medium | B | 1 | 2025 | 5 | 3 | 3.2 | 30714 | 10937
Fabric ¦ Superstructure ¦ Windows and External Doors ¦ Roller Shutters ¦ Electric Roller Shutter | 1 | High | B | 1 | 2025 | 5 | 2 | 2.7 | 17387 | 4982
Fire ¦ Fire Fighting ¦ Fire Extinguishers ¦ Powder | 3 | Urgent | B | 7 | 2031 | 5 | 1 | 2.2 | 8939 | 19487
Electrical ¦ Lighting ¦ Internal ¦ General ¦ LED Fittings & Luminaires | 11 | Medium | B | 12 | 2036 | 5 | 3 | 3.2 | 30715 | 26734
Electrical ¦ Lighting ¦ Internal ¦ General ¦ LED Fittings & Luminaires | 14 | Medium | B | 15 | 2039 | 5 | 3 | 3.2 | 30716 | 28528
Fabric ¦ Superstructure ¦ Windows and External Doors ¦ Roller Shutters ¦ Electric Roller Shutter | 1 | High | B | 6 | 2030 | 5 | 2 | 2.7 | 17388 | 17859
Electrical ¦ Lighting ¦ External ¦ General - LED | 2 | Medium | B | 12 | 2036 | 5 | 3 | 3.2 | 30717 | 26735
Electrical ¦ Lighting ¦ Internal ¦ General | 32 | Medium | B | 1 | 2025 | 5 | 3 | 3.2 | 30718 | 10938
Electrical ¦ Lighting ¦ Internal ¦ General | 22 | Medium | B | 1 | 2025 | 5 | 3 | 3.2 | 30719 | 10939
Electrical ¦ Specialist Lighting ¦ Internal ¦ Illuminated Fire Exit Signage | 1 | Urgent | B | 1 | 2025 | 5 | 1 | 2.2 | 8940 | 1867
Electrical ¦ Lighting ¦ Internal ¦ General ¦ LED Fittings & Luminaires | 6 | Medium | B | 11 | 2035 | 5 | 3 | 3.2 | 30720 | 25594
Electrical ¦ LV Distribution ¦ Distribution Board ¦ Main | 1 | High | C | 1 | 2025 | 4 | 2 | 2.4 | 10751 | 2528
Controls ¦ Building Management System (BMS) ¦ BMS Control Panel | 1 | High | A | 8 | 2032 | 6 | 2 | 3 | 19627 | 20792
Fabric ¦ Barriers and Guardrails ¦ Vehicle Crash Protection Barrier | 1 | V Low | B | 1 | 2025 | 5 | 4 | 3.7 | 33506 | 12328
HVAC ¦ Central Heating (Internally Sourced) ¦ Boiler ¦ Atmospheric Gas Burner Boiler - Small and/or Wall Hung for Light Commercial Installation | 1 | Medium | B | 6 | 2030 | 5 | 3 | 3.2 | 30721 | 18989
Fabric ¦ Superstructure ¦ Windows and External Doors ¦ External Doors ¦ Manual and Automatic Doors ¦ Emergency and Panic Escape Doors | 1 | Urgent | B | 27 | 2051 | 5 | 1 | 2.2 | 8941 | 33555
Electrical ¦ LV Distribution ¦ Distribution Board ¦ Main | 1 | High | B | 11 | 2035 | 5 | 2 | 2.7 | 17389 | 24762
Controls ¦ Multi-System Controls ¦ Control Panel - Electrical Services (excluding Electrical Controllers and Pneumatic Relays) | 1 | Medium | B | 1 | 2025 | 5 | 3 | 3.2 | 30722 | 10940
Electrical ¦ Lighting ¦ Internal ¦ General ¦ LED Fittings & Luminaires | 100 | Medium | B | 19 | 2043 | 5 | 3 | 3.2 | 30723 | 31375
Electrical ¦ Lighting ¦ Internal ¦ Emergency ¦ Self Contained ¦ Non LED | 4 | Urgent | B | 1 | 2025 | 5 | 1 | 2.2 | 8942 | 1868
HVAC ¦ Central Heating (Internally Sourced) ¦ Boiler ¦ Combination Atmospheric Burner Gas Boiler | 1 | High | B | 9 | 2033 | 5 | 2 | 2.7 | 17390 | 21643
Fire ¦ Fire Detection ¦ Fire Alarm System | 1 | Urgent | B | 11 | 2035 | 5 | 1 | 2.2 | 8943 | 23958
Fire ¦ Fire Fighting ¦ Fire Extinguishers ¦ Foam | 2 | Urgent | B | 6 | 2030 | 5 | 1 | 2.2 | 8944 | 17103
Fabric ¦ Superstructure ¦ Windows and External Doors ¦ Roller Shutters ¦ Manual Roller Shutter | 1 | High | B | 1 | 2025 | 5 | 2 | 2.7 | 17391 | 4983
Electrical ¦ Lighting ¦ Internal ¦ Emergency ¦ Self Contained ¦ LED | 9 | Urgent | B | 22 | 2046 | 5 | 1 | 2.2 | 8945 | 32989
Fire ¦ Fire Fighting ¦ Fire Blanket | 1 | Urgent | B | 4 | 2028 | 5 | 1 | 2.2 | 8946 | 13874
HVAC ¦ Fan ¦ Local and Special Ventilation ¦ Bifurcated | 1 | Medium | B | 2 | 2026 | 5 | 3 | 3.2 | 30724 | 13192
Electrical ¦ Lighting ¦ Internal ¦ Emergency ¦ Self Contained ¦ LED | 2 | Urgent | B | 8 | 2032 | 5 | 1 | 2.2 | 8947 | 20591
Electrical ¦ Lighting ¦ Internal ¦ Emergency ¦ Self Contained ¦ LED | 1 | Urgent | B | 22 | 2046 | 5 | 1 | 2.2 | 8948 | 32990
Electrical ¦ LV Distribution ¦ Distribution Board ¦ Sub | 1 | High | D | 1 | 2025 | 3 | 2 | 2.1 | 1318 | 888
Electrical ¦ LV Distribution ¦ Distribution Board ¦ Sub | 1 | High | B | 16 | 2040 | 5 | 2 | 2.7 | 17392 | 29254
Fire ¦ Fire Fighting ¦ Fire Extinguishers ¦ Powder | 3 | Urgent | B | 8 | 2032 | 5 | 1 | 2.2 | 8949 | 20592
Electrical ¦ LV Distribution ¦ Distribution Board ¦ Main | 1 | High | B | 6 | 2030 | 5 | 2 | 2.7 | 17393 | 17860
Fabric ¦ Superstructure ¦ Windows and External Doors ¦ Roller Shutters ¦ Manual Roller Shutter | 1 | High | B | 1 | 2025 | 5 | 2 | 2.7 | 17394 | 4984
Fabric ¦ Superstructure ¦ Windows and External Doors ¦ External Doors ¦ Entrance Doors | 1 | High | B | 19 | 2043 | 5 | 2 | 2.7 | 17395 | 31260
HVAC ¦ Fan ¦ Local and Special Ventilation ¦ Fans Window or Wall Mounted | 1 | Medium | D | 1 | 2025 | 3 | 3 | 2.6 | 11246 | 2715
Water ¦ Local Hot Water ¦ Package Electric Water Heaters - Non-Drinking Water | 1 | Medium | B | 8 | 2032 | 5 | 3 | 3.2 | 30725 | 21124
HVAC ¦ Fan ¦ Local and Special Ventilation ¦ Fans Window or Wall Mounted | 1 | Medium | B | 11 | 2035 | 5 | 3 | 3.2 | 30726 | 25595
Fabric ¦ Superstructure ¦ Windows and External Doors ¦ External Doors ¦ Entrance Doors | 1 | High | B | 32 | 2056 | 5 | 2 | 2.7 | 17396 | 33834
HVAC ¦ Fan ¦ Local and Special Ventilation ¦ Axial | 1 | Medium | B | 1 | 2025 | 5 | 3 | 3.2 | 30727 | 10941
Fire ¦ Fire Fighting ¦ Fire Extinguishers ¦ CO2 | 2 | Urgent | B | 9 | 2033 | 5 | 1 | 2.2 | 8950 | 21470
HVAC ¦ Local and Special Ventilation ¦ Unit extract fans. | 1 | Medium | B | 1 | 2025 | 5 | 3 | 3.2 | 30728 | 10942
Electrical ¦ Lighting ¦ Internal ¦ Emergency ¦ Self Contained ¦ LED | 1 | Urgent | B | 21 | 2045 | 5 | 1 | 2.2 | 8951 | 32424
Electrical ¦ Specialist Lighting ¦ Internal ¦ Illuminated Fire Exit Signage | 2 | Urgent | B | 16 | 2040 | 5 | 1 | 2.2 | 8952 | 29007
HVAC ¦ Fan ¦ Local and Special Ventilation ¦ Axial | 1 | Medium | B | 7 | 2031 | 5 | 3 | 3.2 | 30729 | 20151
Electrical ¦ Lighting ¦ External ¦ General - LED | 2 | Medium | B | 12 | 2036 | 5 | 3 | 3.2 | 30730 | 26736
Fire ¦ Fire Fighting ¦ Fire Extinguishers ¦ CO2 | 4 | Urgent | B | 3 | 2027 | 5 | 1 | 2.2 | 8953 | 13308
HVAC ¦ Local Air Conditioning ¦ Single-Split Condenser - Split Systems/Heat Pumps - Air-cooled with Direct Expansion Evaporator (DX) | 1 | Medium | B | 7 | 2031 | 5 | 3 | 3.2 | 30731 | 20152
Fabric ¦ Superstructure ¦ Windows and External Doors ¦ External Doors ¦ Entrance Doors | 1 | High | B | 1 | 2025 | 5 | 2 | 2.7 | 17397 | 4985
Fabric ¦ Superstructure ¦ Windows and External Doors ¦ External Doors ¦ Entrance Doors | 1 | High | B | 21 | 2045 | 5 | 2 | 2.7 | 17398 | 32742
Electrical ¦ Lighting ¦ Internal ¦ General ¦ LED Fittings & Luminaires | 30 | Medium | B | 16 | 2040 | 5 | 3 | 3.2 | 30732 | 29835
Electrical ¦ Lighting ¦ Internal ¦ General ¦ LED Fittings & Luminaires | 17 | Medium | B | 11 | 2035 | 5 | 3 | 3.2 | 30733 | 25596
Fabric ¦ Superstructure ¦ Windows and External Doors ¦ External Doors ¦ Manual and Automatic Doors ¦ Emergency and Panic Escape Doors | 1 | Urgent | D | 6 | 2030 | 3 | 1 | 1.6 | 467 | 15699
Water ¦ Local Hot Water ¦ Instantaneous Electric Water Heater - Non-Drinking Water | 1 | Medium | B | 1 | 2025 | 5 | 3 | 3.2 | 30734 | 10943
HVAC ¦ Heat Emitters - Local ¦ Gas Fired Unit Heaters | 1 | Medium | B | 7 | 2031 | 5 | 3 | 3.2 | 30735 | 20153
Fire ¦ Fire Detection ¦ Fire Alarm Panel / Repeater | 1 | Urgent | B | 14 | 2038 | 5 | 1 | 2.2 | 8954 | 27393
Electrical ¦ Lighting ¦ Internal ¦ Emergency ¦ Self Contained ¦ LED | 7 | Urgent | B | 25 | 2049 | 5 | 1 | 2.2 | 8955 | 33337
HVAC ¦ Fan ¦ Local and Special Ventilation ¦ Centrifugal | 1 | Medium | B | 1 | 2025 | 5 | 3 | 3.2 | 30736 | 10944
Fabric ¦ Superstructure ¦ Windows and External Doors ¦ Roller Shutters ¦ Electric Roller Shutter | 1 | High | B | 11 | 2035 | 5 | 2 | 2.7 | 17399 | 24763
HVAC ¦ Fan ¦ Local and Special Ventilation ¦ Extract | 1 | Medium | B | 1 | 2025 | 5 | 3 | 3.2 | 30737 | 10945
Fabric ¦ Superstructure ¦ Windows and External Doors ¦ Roller Shutters ¦ Manual Roller Shutter | 1 | High | B | 1 | 2025 | 5 | 2 | 2.7 | 17400 | 4986
Fabric ¦ Superstructure ¦ Internal Doors ¦ Roller Shutters ¦ Electric Roller Shutter | 1 | Medium | B | 1 | 2025 | 5 | 3 | 3.2 | 30738 | 10946
Electrical ¦ Lighting ¦ External ¦ General - Non-LED | 1 | Medium | D | 1 | 2025 | 3 | 3 | 2.6 | 11247 | 2716
Fabric ¦ Superstructure ¦ Windows and External Doors ¦ Roller Shutters ¦ Electric Roller Shutter | 1 | High | D | 1 | 2025 | 3 | 2 | 2.1 | 1319 | 889
Fabric ¦ Superstructure ¦ Windows and External Doors ¦ Roller Shutters ¦ Electric Roller Shutter | 1 | High | B | 11 | 2035 | 5 | 2 | 2.7 | 17401 | 24764
Electrical ¦ Specialist Lighting ¦ Internal ¦ Illuminated Fire Exit Signage | 2 | Urgent | B | 1 | 2025 | 5 | 1 | 2.2 | 8956 | 1869
Fabric ¦ Superstructure ¦ Windows and External Doors ¦ External Doors ¦ Manual and Automatic Doors ¦ Emergency and Panic Escape Doors | 1 | Urgent | CX | 6 | 2030 | 2 | 1 | 1.3 | 360 | 15691
Fabric ¦ Superstructure ¦ Windows and External Doors ¦ Roller Shutters ¦ Electric Roller Shutter | 1 | High | B | 17 | 2041 | 5 | 2 | 2.7 | 17402 | 30379
Fabric ¦ Superstructure ¦ Windows and External Doors ¦ External Doors ¦ Entrance Doors | 1 | High | B | 20 | 2044 | 5 | 2 | 2.7 | 17403 | 31655
Electrical ¦ LV Distribution ¦ Distribution Board ¦ Sub | 1 | High | B | 18 | 2042 | 5 | 2 | 2.7 | 17404 | 30879
Fabric ¦ Superstructure ¦ Windows and External Doors ¦ External Doors ¦ Entrance Doors | 1 | High | C | 21 | 2045 | 4 | 2 | 2.4 | 10752 | 32519
Transport ¦ Lifts ¦ Disabled Lift ¦ Hydraulic | 1 | High | B | 1 | 2025 | 5 | 2 | 2.7 | 17405 | 4987
Fabric ¦ Superstructure ¦ Windows and External Doors ¦ Roller Shutters ¦ Electric Roller Shutter | 1 | High | B | 17 | 2041 | 5 | 2 | 2.7 | 17406 | 30380
Electrical ¦ Lighting ¦ Internal ¦ General ¦ LED Fittings & Luminaires | 68 | Medium | B | 17 | 2041 | 5 | 3 | 3.2 | 30739 | 30572
Fire ¦ Fire Fighting ¦ Fire Extinguishers ¦ Powder | 1 | Urgent | A | 8 | 2032 | 6 | 1 | 2.5 | 10987 | 20665
Fabric ¦ Superstructure ¦ Internal Doors ¦ Roller Shutters ¦ Electric Roller Shutter | 1 | Medium | B | 1 | 2025 | 5 | 3 | 3.2 | 30740 | 10947
Water ¦ Local Hot Water ¦ Package Electric Water Heaters - Non-Drinking Water | 1 | Medium | B | 11 | 2035 | 5 | 3 | 3.2 | 30741 | 25597
Fabric ¦ Superstructure ¦ Windows and External Doors ¦ Roller Shutters ¦ Electric Roller Shutter | 1 | High | B | 11 | 2035 | 5 | 2 | 2.7 | 17407 | 24765
HVAC ¦ Heat Emitters - Central ¦ Radiators ¦ Steel | 3 | Medium | B | 1 | 2025 | 5 | 3 | 3.2 | 30742 | 10948
Fire ¦ Fire Fighting ¦ Fire Extinguishers ¦ Wet Chemical | 1 | Urgent | B | 6 | 2030 | 5 | 1 | 2.2 | 8957 | 17104
Electrical ¦ LV Distribution ¦ Distribution Board ¦ Main | 1 | High | B | 17 | 2041 | 5 | 2 | 2.7 | 17408 | 30381
Fabric ¦ Superstructure ¦ Windows and External Doors ¦ External Doors ¦ Entrance Doors | 1 | High | B | 11 | 2035 | 5 | 2 | 2.7 | 17409 | 24766
HVAC ¦ Heat Emitters - Central ¦ Radiators ¦ Steel | 2 | Medium | B | 11 | 2035 | 5 | 3 | 3.2 | 30743 | 25598
HVAC ¦ Local Air Conditioning ¦ Single-Split Condenser - Split Systems/Heat Pumps - Air-cooled with Direct Expansion Evaporator (DX) | 1 | Medium | B | 1 | 2025 | 5 | 3 | 3.2 | 30744 | 10949
Electrical ¦ LV Distribution ¦ Distribution Board ¦ Main | 1 | High | B | 1 | 2025 | 5 | 2 | 2.7 | 17410 | 4988
Fabric ¦ Superstructure ¦ Windows and External Doors ¦ Roller Shutters ¦ Manual Roller Shutter | 1 | High | DX | 1 | 2025 | 1 | 2 | 1.5 | 410 | 366
Electrical ¦ LV Distribution ¦ Distribution Board ¦ Main | 1 | High | B | 10 | 2034 | 5 | 2 | 2.7 | 17411 | 22480
HVAC ¦ Fan ¦ Central Ventilation Systems ¦ Ventilating - General | 1 | Low | B | 1 | 2025 | 5 | 4 | 3.7 | 33507 | 12329
Fabric ¦ Superstructure ¦ Windows and External Doors ¦ Roller Shutters ¦ Electric Roller Shutter | 1 | High | B | 18 | 2042 | 5 | 2 | 2.7 | 17412 | 30880
Fabric ¦ Superstructure ¦ Windows and External Doors ¦ External Doors ¦ Manual and Automatic Doors ¦ Emergency and Panic Escape Doors | 1 | Urgent | B | 18 | 2042 | 5 | 1 | 2.2 | 8958 | 30717
Fabric ¦ Superstructure ¦ Internal Doors ¦ Roller Shutters ¦ Electric Roller Shutter | 1 | Medium | B | 5 | 2029 | 5 | 3 | 3.2 | 30745 | 15469
Fabric ¦ Superstructure ¦ Windows and External Doors ¦ External Doors ¦ Entrance Doors | 1 | High | B | 10 | 2034 | 5 | 2 | 2.7 | 17413 | 22481
Fire ¦ Fire Detection ¦ Fire Alarm System | 1 | Urgent | B | 11 | 2035 | 5 | 1 | 2.2 | 8959 | 23959
Electrical ¦ LV Distribution ¦ Distribution Board ¦ Main | 1 | High | B | 1 | 2025 | 5 | 2 | 2.7 | 17414 | 4989
Electrical ¦ LV Distribution ¦ Distribution Board ¦ Sub | 1 | High | B | 18 | 2042 | 5 | 2 | 2.7 | 17415 | 30881
HVAC ¦ Fan ¦ Local and Special Ventilation ¦ Axial | 1 | Medium | B | 3 | 2027 | 5 | 3 | 3.2 | 30746 | 13666
Fabric ¦ Superstructure ¦ Windows and External Doors ¦ Roller Shutters ¦ Electric Roller Shutter | 1 | High | B | 10 | 2034 | 5 | 2 | 2.7 | 17416 | 22482
Water ¦ Local Hot Water ¦ Package Electric Water Heaters - Non-Drinking Water | 1 | Medium | B | 1 | 2025 | 5 | 3 | 3.2 | 30747 | 10950
HVAC ¦ Central Heating (Internally Sourced) ¦ Burner ¦ Forced draft gas burner | 1 | Medium | A | 14 | 2038 | 6 | 3 | 3.5 | 32615 | 27688
Fabric ¦ Superstructure ¦ Windows and External Doors ¦ Roller Shutters ¦ Electric Roller Shutter | 1 | High | B | 5 | 2029 | 5 | 2 | 2.7 | 17417 | 14736
Electrical ¦ Lighting ¦ Internal ¦ Emergency ¦ Self Contained ¦ Non LED | 10 | Urgent | C | 7 | 2031 | 4 | 1 | 1.9 | 743 | 19128
Electrical ¦ LV Distribution ¦ Distribution Board ¦ Main | 1 | High | B | 15 | 2039 | 5 | 2 | 2.7 | 17418 | 28293
Fabric ¦ Superstructure ¦ Windows and External Doors ¦ External Doors ¦ Entrance Doors | 1 | High | CX | 1 | 2025 | 2 | 2 | 1.8 | 549 | 443
HVAC ¦ Fan ¦ Local and Special Ventilation ¦ Fans Window or Wall Mounted | 1 | Medium | B | 11 | 2035 | 5 | 3 | 3.2 | 30748 | 25599
HVAC ¦ Fan ¦ Local and Special Ventilation ¦ Axial | 1 | Medium | B | 3 | 2027 | 5 | 3 | 3.2 | 30749 | 13667
Fabric ¦ Superstructure ¦ Windows and External Doors ¦ External Doors ¦ Manual and Automatic Doors ¦ Emergency and Panic Escape Doors | 1 | Urgent | B | 21 | 2045 | 5 | 1 | 2.2 | 8960 | 32425
HVAC ¦ Heat Emitters - Local ¦ Electric Heaters | 1 | Medium | B | 3 | 2027 | 5 | 3 | 3.2 | 30750 | 13668
Electrical ¦ Lighting ¦ External ¦ General - Non-LED | 1 | Medium | B | 1 | 2025 | 5 | 3 | 3.2 | 30751 | 10951
Fire ¦ Fire Fighting ¦ Fire Extinguishers ¦ Foam | 6 | Urgent | B | 9 | 2033 | 5 | 1 | 2.2 | 8961 | 21471
Fire ¦ Fire Fighting ¦ Fire Extinguishers ¦ Foam | 1 | Urgent | B | 8 | 2032 | 5 | 1 | 2.2 | 8962 | 20593
Fire ¦ Fire Fighting ¦ Fire Extinguishers ¦ Foam | 3 | Urgent | B | 9 | 2033 | 5 | 1 | 2.2 | 8963 | 21472
Electrical ¦ Lighting ¦ Internal ¦ General | 25 | Medium | B | 1 | 2025 | 5 | 3 | 3.2 | 30752 | 10952
Fabric ¦ Superstructure ¦ Windows and External Doors ¦ External Doors ¦ Entrance Doors | 1 | High | B | 15 | 2039 | 5 | 2 | 2.7 | 17419 | 28294
HVAC ¦ Fan ¦ Central Ventilation Systems ¦ Extract | 1 | Medium | B | 1 | 2025 | 5 | 3 | 3.2 | 30753 | 10953
Fabric ¦ Superstructure ¦ Windows and External Doors ¦ External Doors ¦ Entrance Doors | 1 | High | B | 10 | 2034 | 5 | 2 | 2.7 | 17420 | 22483
Electrical ¦ Specialist Lighting ¦ Internal ¦ Illuminated Fire Exit Signage | 6 | Urgent | B | 16 | 2040 | 5 | 1 | 2.2 | 8964 | 29008
Electrical ¦ Specialist Lighting ¦ Internal ¦ Illuminated Fire Exit Signage | 11 | Urgent | B | 16 | 2040 | 5 | 1 | 2.2 | 8965 | 29009
Fabric ¦ Superstructure ¦ Windows and External Doors ¦ External Doors ¦ Manual and Automatic Doors ¦ Auto / Powered Swing Doors | 1 | High | C | 21 | 2045 | 4 | 2 | 2.4 | 10753 | 32520
Electrical ¦ LV Distribution ¦ Distribution Board ¦ Sub | 1 | High | B | 2 | 2026 | 5 | 2 | 2.7 | 17421 | 12955
Fabric ¦ Superstructure ¦ Windows and External Doors ¦ External Doors ¦ Entrance Doors | 1 | High | B | 20 | 2044 | 5 | 2 | 2.7 | 17422 | 31656
Fabric ¦ Superstructure ¦ Windows and External Doors ¦ Roller Shutters ¦ Manual Roller Shutter | 1 | High | CX | 1 | 2025 | 2 | 2 | 1.8 | 550 | 444
HVAC ¦ Fan ¦ Local and Special Ventilation ¦ Axial | 1 | Medium | B | 1 | 2025 | 5 | 3 | 3.2 | 30754 | 10954
HVAC ¦ Fan ¦ Local and Special Ventilation ¦ Axial | 1 | Medium | B | 3 | 2027 | 5 | 3 | 3.2 | 30755 | 13669
Electrical ¦ Lighting ¦ Internal ¦ General ¦ LED Fittings & Luminaires | 13 | Medium | B | 16 | 2040 | 5 | 3 | 3.2 | 30756 | 29836
HVAC ¦ Heat Emitters - Local ¦ Electric Heaters | 2 | Medium | C | 1 | 2025 | 4 | 3 | 2.9 | 19004 | 5815
Electrical ¦ Lighting ¦ Internal ¦ Emergency ¦ Self Contained ¦ LED | 1 | Urgent | B | 21 | 2045 | 5 | 1 | 2.2 | 8966 | 32426
Electrical ¦ Lighting ¦ Internal ¦ Emergency ¦ Externally Powered ¦ Non LED | 3 | Urgent | B | 1 | 2025 | 5 | 1 | 2.2 | 8967 | 1870
Fire ¦ Fire Fighting ¦ Fire Extinguishers ¦ CO2 | 2 | Urgent | B | 6 | 2030 | 5 | 1 | 2.2 | 8968 | 17105
HVAC ¦ Fan ¦ Central Ventilation Systems ¦ Ventilating - General | 1 | Low | B | 1 | 2025 | 5 | 4 | 3.7 | 33508 | 12330
HVAC ¦ Heat Emitters - Local ¦ Electric Heaters | 5 | Medium | B | 3 | 2027 | 5 | 3 | 3.2 | 30757 | 13670
Electrical ¦ Lighting ¦ Internal ¦ Emergency ¦ Self Contained ¦ LED | 14 | Urgent | B | 22 | 2046 | 5 | 1 | 2.2 | 8969 | 32991
Electrical ¦ Lighting ¦ Internal ¦ General | 1 | Medium | C | 2 | 2026 | 4 | 3 | 2.9 | 19005 | 12987
HVAC ¦ Fan ¦ Central Ventilation Systems ¦ Ventilating - General | 1 | Low | B | 1 | 2025 | 5 | 4 | 3.7 | 33509 | 12331
HVAC ¦ Fan ¦ Local and Special Ventilation ¦ Axial | 1 | Medium | DX | 1 | 2025 | 1 | 3 | 2 | 983 | 678
Electrical ¦ Lighting ¦ Internal ¦ General | 43 | Medium | B | 10 | 2034 | 5 | 3 | 3.2 | 30758 | 23106
Electrical ¦ Specialist Lighting ¦ Internal ¦ Illuminated Fire Exit Signage | 1 | Urgent | B | 16 | 2040 | 5 | 1 | 2.2 | 8970 | 29010
Fabric ¦ Superstructure ¦ Windows and External Doors ¦ External Doors ¦ Manual and Automatic Doors ¦ Emergency and Panic Escape Doors | 1 | Urgent | B | 16 | 2040 | 5 | 1 | 2.2 | 8971 | 29011
Controls ¦ Multi-System Controls ¦ Control Panel - Electrical Services (excluding Electrical Controllers and Pneumatic Relays) | 1 | Medium | CX | 1 | 2025 | 2 | 3 | 2.3 | 10343 | 2255
Fabric ¦ Superstructure ¦ Windows and External Doors ¦ Roller Shutters ¦ Manual Roller Shutter | 1 | High | B | 5 | 2029 | 5 | 2 | 2.7 | 17423 | 14737
Fabric ¦ Superstructure ¦ Windows and External Doors ¦ Roller Shutters ¦ Electric Roller Shutter | 1 | High | B | 8 | 2032 | 5 | 2 | 2.7 | 17424 | 20766
Electrical ¦ Lighting ¦ Internal ¦ Emergency ¦ Self Contained ¦ LED | 2 | Urgent | B | 23 | 2047 | 5 | 1 | 2.2 | 8972 | 33150
Electrical ¦ Lighting ¦ Internal ¦ Emergency ¦ Self Contained ¦ LED | 9 | Urgent | B | 21 | 2045 | 5 | 1 | 2.2 | 8973 | 32427
HVAC ¦ Heat Emitters - Central ¦ Radiators ¦ Steel | 4 | Medium | B | 1 | 2025 | 5 | 3 | 3.2 | 30759 | 10955
HVAC ¦ Heat Emitters - Local ¦ Electric Heaters | 1 | Medium | B | 1 | 2025 | 5 | 3 | 3.2 | 30760 | 10956
Fire ¦ Fire Fighting ¦ Fire Extinguishers ¦ Powder | 3 | Urgent | B | 9 | 2033 | 5 | 1 | 2.2 | 8974 | 21473
Electrical ¦ LV Distribution ¦ Distribution Board ¦ Sub | 1 | High | CX | 1 | 2025 | 2 | 2 | 1.8 | 551 | 445
Water ¦ Local Hot Water ¦ Package Electric Water Heaters - Non-Drinking Water | 1 | Medium | B | 4 | 2028 | 5 | 3 | 3.2 | 30761 | 14229
Electrical ¦ Lighting ¦ Internal ¦ General | 3 | Medium | C | 2 | 2026 | 4 | 3 | 2.9 | 19006 | 12988
Fabric ¦ Superstructure ¦ Internal Doors ¦ Roller Shutters ¦ Electric Roller Shutter | 1 | Medium | B | 11 | 2035 | 5 | 3 | 3.2 | 30762 | 25600
Fabric ¦ Superstructure ¦ Windows and External Doors ¦ External Doors ¦ Manual and Automatic Doors ¦ Emergency and Panic Escape Doors | 1 | Urgent | B | 18 | 2042 | 5 | 1 | 2.2 | 8975 | 30718
HVAC ¦ Heat Emitters - Local ¦ Gas Fired Natural and Fan Assisted Heaters | 1 | Medium | B | 1 | 2025 | 5 | 3 | 3.2 | 30763 | 10957
Fabric ¦ Superstructure ¦ Windows and External Doors ¦ External Doors ¦ Entrance Doors | 1 | High | B | 21 | 2045 | 5 | 2 | 2.7 | 17425 | 32743
Fabric ¦ Superstructure ¦ Windows and External Doors ¦ Roller Shutters ¦ Electric Roller Shutter | 1 | High | B | 10 | 2034 | 5 | 2 | 2.7 | 17426 | 22484
Electrical ¦ LV Distribution ¦ Distribution Board ¦ Sub | 1 | High | B | 1 | 2025 | 5 | 2 | 2.7 | 17427 | 4990
Electrical ¦ Lighting ¦ Internal ¦ Emergency ¦ Self Contained ¦ LED | 1 | Urgent | B | 21 | 2045 | 5 | 1 | 2.2 | 8976 | 32428
Fabric ¦ Superstructure ¦ Internal Doors ¦ Roller Shutters ¦ Electric Roller Shutter | 1 | Medium | B | 5 | 2029 | 5 | 3 | 3.2 | 30764 | 15470
Fire ¦ Fire Detection ¦ Fire Alarm System | 1 | Urgent | B | 1 | 2025 | 5 | 1 | 2.2 | 8977 | 1871
Electrical ¦ Specialist Lighting ¦ Internal ¦ Illuminated Fire Exit Signage | 3 | Urgent | B | 16 | 2040 | 5 | 1 | 2.2 | 8978 | 29012
Electrical ¦ Lighting ¦ Internal ¦ General | 6 | Medium | C | 4 | 2028 | 4 | 3 | 2.9 | 19007 | 14020
Fabric ¦ Superstructure ¦ Internal Doors ¦ Roller Shutters ¦ Electric Roller Shutter | 1 | Medium | B | 11 | 2035 | 5 | 3 | 3.2 | 30765 | 25601
Fire ¦ Fire Detection ¦ Fire Alarm Panel / Repeater | 1 | Urgent | B | 1 | 2025 | 5 | 1 | 2.2 | 8979 | 1872
Electrical ¦ Specialist Lighting ¦ Internal ¦ Illuminated Fire Exit Signage | 1 | Urgent | B | 1 | 2025 | 5 | 1 | 2.2 | 8980 | 1873
Fire ¦ Fire Fighting ¦ Fire Extinguishers ¦ Foam | 5 | Urgent | B | 6 | 2030 | 5 | 1 | 2.2 | 8981 | 17106
Fabric ¦ Superstructure ¦ Windows and External Doors ¦ External Doors ¦ Manual and Automatic Doors ¦ Emergency and Panic Escape Doors | 1 | Urgent | B | 10 | 2034 | 5 | 1 | 2.2 | 8982 | 22156
Fire ¦ Fire Fighting ¦ Fire Extinguishers ¦ Foam | 3 | Urgent | B | 7 | 2031 | 5 | 1 | 2.2 | 8983 | 19488
HVAC ¦ Heat Emitters - Local ¦ Electric Heaters | 3 | Medium | B | 4 | 2028 | 5 | 3 | 3.2 | 30766 | 14230
Fabric ¦ Superstructure ¦ Windows and External Doors ¦ External Doors ¦ Manual and Automatic Doors ¦ Emergency and Panic Escape Doors | 1 | Urgent | B | 15 | 2039 | 5 | 1 | 2.2 | 8984 | 28006
HVAC ¦ Fan ¦ Central Heating & Cooling ¦ Bifurcated | 1 | Medium | B | 1 | 2025 | 5 | 3 | 3.2 | 30767 | 10958
Fabric ¦ Superstructure ¦ Windows and External Doors ¦ External Doors ¦ Manual and Automatic Doors ¦ Emergency and Panic Escape Doors | 1 | Urgent | B | 21 | 2045 | 5 | 1 | 2.2 | 8985 | 32429
Fabric ¦ Superstructure ¦ Windows and External Doors ¦ Roller Shutters ¦ Manual Roller Shutter | 1 | High | B | 1 | 2025 | 5 | 2 | 2.7 | 17428 | 4991
Electrical ¦ Lighting ¦ External ¦ General - LED | 2 | Medium | B | 5 | 2029 | 5 | 3 | 3.2 | 30768 | 15471
Fire ¦ Fire Fighting ¦ Fire Extinguishers ¦ Foam | 6 | Urgent | B | 6 | 2030 | 5 | 1 | 2.2 | 8986 | 17107
Electrical ¦ Lighting ¦ Internal ¦ General ¦ LED Fittings & Luminaires | 32 | Medium | B | 16 | 2040 | 5 | 3 | 3.2 | 30769 | 29837
Electrical ¦ Lighting ¦ Internal ¦ Emergency ¦ Self Contained ¦ LED | 7 | Urgent | B | 21 | 2045 | 5 | 1 | 2.2 | 8987 | 32430
Fire ¦ Fire Fighting ¦ Fire Extinguishers ¦ CO2 | 3 | Urgent | B | 8 | 2032 | 5 | 1 | 2.2 | 8988 | 20594
Electrical ¦ Lighting ¦ External ¦ General - Non-LED | 6 | Medium | B | 1 | 2025 | 5 | 3 | 3.2 | 30770 | 10959
Electrical ¦ LV Distribution ¦ Distribution Board ¦ Main | 1 | High | B | 1 | 2025 | 5 | 2 | 2.7 | 17429 | 4992
Electrical ¦ LV Distribution ¦ Distribution Board ¦ Main | 1 | High | B | 12 | 2036 | 5 | 2 | 2.7 | 17430 | 26259
Electrical ¦ LV Distribution ¦ Distribution Board ¦ Main | 1 | High | B | 6 | 2030 | 5 | 2 | 2.7 | 17431 | 17861
Controls ¦ Multi-System Controls ¦ Motor Control Centre (MCC) | 1 | Low | B | 1 | 2025 | 5 | 4 | 3.7 | 33510 | 12332
HVAC ¦ Local and Special Ventilation ¦ Unit extract fans. | 1 | Medium | CX | 1 | 2025 | 2 | 3 | 2.3 | 10344 | 2256
Electrical ¦ LV Distribution ¦ Distribution Board ¦ Sub | 1 | High | B | 15 | 2039 | 5 | 2 | 2.7 | 17432 | 28295
Fabric ¦ Superstructure ¦ Windows and External Doors ¦ External Doors ¦ Manual and Automatic Doors ¦ Emergency and Panic Escape Doors | 1 | Urgent | B | 10 | 2034 | 5 | 1 | 2.2 | 8989 | 22157
Fabric ¦ Superstructure ¦ Windows and External Doors ¦ Roller Shutters ¦ Manual Roller Shutter | 1 | High | B | 8 | 2032 | 5 | 2 | 2.7 | 17433 | 20767
Fire ¦ Fire Detection ¦ Fire Alarm System | 1 | Urgent | B | 6 | 2030 | 5 | 1 | 2.2 | 8990 | 17108
Electrical ¦ LV Distribution ¦ Distribution Board ¦ Sub | 1 | High | D | 8 | 2032 | 3 | 2 | 2.1 | 1320 | 20250
HVAC ¦ Fan ¦ Local and Special Ventilation ¦ Fans Window or Wall Mounted | 1 | Medium | DX | 1 | 2025 | 1 | 3 | 2 | 984 | 679
HVAC ¦ Fan ¦ Central Ventilation Systems ¦ Extract | 1 | Medium | B | 1 | 2025 | 5 | 3 | 3.2 | 30771 | 10960
Fabric ¦ Superstructure ¦ Windows and External Doors ¦ Roller Shutters ¦ Electric Roller Shutter | 1 | High | B | 10 | 2034 | 5 | 2 | 2.7 | 17434 | 22485
Fabric ¦ Superstructure ¦ Windows and External Doors ¦ Roller Shutters ¦ Electric Roller Shutter | 1 | High | B | 10 | 2034 | 5 | 2 | 2.7 | 17435 | 22486
Water ¦ Local Hot Water ¦ Package Electric Water Heaters - Non-Drinking Water | 1 | Medium | B | 2 | 2026 | 5 | 3 | 3.2 | 30772 | 13193
HVAC ¦ Heat Emitters - Local ¦ Gas Fired Unit Heaters | 1 | Medium | B | 1 | 2025 | 5 | 3 | 3.2 | 30773 | 10961
HVAC ¦ Heat Emitters - Local ¦ Electric Heaters | 3 | Medium | CX | 1 | 2025 | 2 | 3 | 2.3 | 10345 | 2257
HVAC ¦ Heat Emitters - Local ¦ Electric Heaters | 7 | Medium | B | 3 | 2027 | 5 | 3 | 3.2 | 30774 | 13671
Electrical ¦ Lighting ¦ External ¦ General - LED | 4 | Medium | B | 7 | 2031 | 5 | 3 | 3.2 | 30775 | 20154
Fire ¦ Fire Fighting ¦ Fire Extinguishers ¦ CO2 | 5 | Urgent | B | 6 | 2030 | 5 | 1 | 2.2 | 8991 | 17109
Electrical ¦ LV Distribution ¦ Distribution Board ¦ Sub | 1 | High | B | 1 | 2025 | 5 | 2 | 2.7 | 17436 | 4993
Fabric ¦ Superstructure ¦ Windows and External Doors ¦ External Doors ¦ Manual and Automatic Doors ¦ Emergency and Panic Escape Doors | 1 | Urgent | B | 15 | 2039 | 5 | 1 | 2.2 | 8992 | 28007
Electrical ¦ Lighting ¦ Internal ¦ Emergency ¦ Self Contained ¦ Non LED | 3 | Urgent | C | 7 | 2031 | 4 | 1 | 1.9 | 744 | 19129
Electrical ¦ Lighting ¦ Internal ¦ General | 2 | Medium | C | 1 | 2025 | 4 | 3 | 2.9 | 19008 | 5816
Fire ¦ Fire Fighting ¦ Fire Extinguishers ¦ CO2 | 1 | Urgent | B | 8 | 2032 | 5 | 1 | 2.2 | 8993 | 20595
HVAC ¦ Heat Emitters - Local ¦ Gas Fired Unit Heaters | 1 | Medium | B | 8 | 2032 | 5 | 3 | 3.2 | 30776 | 21125
HVAC ¦ Central Heating (Internally Sourced) ¦ Boiler ¦ Electric Boilers | 1 | Medium | B | 13 | 2037 | 5 | 3 | 3.2 | 30777 | 27246
HVAC ¦ Fan ¦ Local and Special Ventilation ¦ Axial | 1 | Medium | B | 1 | 2025 | 5 | 3 | 3.2 | 30778 | 10962
HVAC ¦ Fan ¦ Local and Special Ventilation ¦ Axial | 1 | Medium | B | 1 | 2025 | 5 | 3 | 3.2 | 30779 | 10963
HVAC ¦ Fan ¦ Local and Special Ventilation ¦ Kitchen Vent ¦ Extract | 1 | Low | B | 5 | 2029 | 5 | 4 | 3.7 | 33511 | 15677
Fabric ¦ Superstructure ¦ Windows and External Doors ¦ External Doors ¦ Entrance Doors | 1 | High | C | 7 | 2031 | 4 | 2 | 2.4 | 10754 | 19550
Fabric ¦ Superstructure ¦ Windows and External Doors ¦ External Doors ¦ Entrance Doors | 1 | High | B | 27 | 2051 | 5 | 2 | 2.7 | 17437 | 33586
Fabric ¦ Superstructure ¦ Windows and External Doors ¦ External Doors ¦ Manual and Automatic Doors ¦ Auto / Powered Swing Doors | 1 | High | C | 21 | 2045 | 4 | 2 | 2.4 | 10755 | 32521
Security ¦ Access ¦ Access Control ¦ Door ¦ Local Lock / Keypad / Manual | 1 | Medium | B | 10 | 2034 | 5 | 3 | 3.2 | 30780 | 23107
Electrical ¦ Lighting ¦ External ¦ General - LED | 3 | Medium | B | 10 | 2034 | 5 | 3 | 3.2 | 30781 | 23108
Fire ¦ Fire Fighting ¦ Fire Extinguishers ¦ CO2 | 3 | Urgent | B | 7 | 2031 | 5 | 1 | 2.2 | 8994 | 19489
HVAC ¦ Local Air Conditioning ¦ Single-Split Evaporator - Split Systems/Heat Pumps - Air-cooled with Direct Expansion Evaporator (DX) | 1 | Medium | DX | 1 | 2025 | 1 | 3 | 2 | 985 | 680
Fabric ¦ Superstructure ¦ Windows and External Doors ¦ Roller Shutters ¦ Electric Roller Shutter | 1 | High | C | 1 | 2025 | 4 | 2 | 2.4 | 10756 | 2529
Fabric ¦ Superstructure ¦ Windows and External Doors ¦ Roller Shutters ¦ Manual Roller Shutter | 1 | High | B | 5 | 2029 | 5 | 2 | 2.7 | 17438 | 14738
Fabric ¦ Superstructure ¦ Windows and External Doors ¦ External Doors ¦ Entrance Doors | 1 | High | B | 11 | 2035 | 5 | 2 | 2.7 | 17439 | 24767
Electrical ¦ Lighting ¦ Internal ¦ General ¦ LED Fittings & Luminaires | 21 | Medium | B | 16 | 2040 | 5 | 3 | 3.2 | 30782 | 29838
Fire ¦ Fire Fighting ¦ Fire Extinguishers ¦ CO2 | 3 | Urgent | B | 6 | 2030 | 5 | 1 | 2.2 | 8995 | 17110
Electrical ¦ LV Distribution ¦ Distribution Board ¦ Sub | 1 | High | D | 10 | 2034 | 3 | 2 | 2.1 | 1321 | 21969
Fabric ¦ Superstructure ¦ Internal Doors ¦ Roller Shutters ¦ Internal Manual Roller Shutter | 1 | Medium | B | 1 | 2025 | 5 | 3 | 3.2 | 30783 | 10964
Fabric ¦ Barriers and Guardrails ¦ Vehicle Crash Protection Barrier | 1 | V Low | B | 10 | 2034 | 5 | 4 | 3.7 | 33512 | 23227
Fire ¦ Fire Fighting ¦ Fire Extinguishers ¦ Foam | 5 | Urgent | B | 6 | 2030 | 5 | 1 | 2.2 | 8996 | 17111
Fabric ¦ Superstructure ¦ Windows and External Doors ¦ Roller Shutters ¦ Electric Roller Shutter | 1 | High | B | 7 | 2031 | 5 | 2 | 2.7 | 17440 | 19694
HVAC ¦ Heat Emitters - Local ¦ Gas Fired Unit Heaters | 1 | Medium | B | 1 | 2025 | 5 | 3 | 3.2 | 30784 | 10965
Fabric ¦ Superstructure ¦ Windows and External Doors ¦ External Doors ¦ Manual and Automatic Doors ¦ Emergency and Panic Escape Doors | 1 | Urgent | B | 15 | 2039 | 5 | 1 | 2.2 | 8997 | 28008
Security ¦ Access ¦ Access Control ¦ Door ¦ Local Lock / Keypad / Manual | 1 | Medium | B | 11 | 2035 | 5 | 3 | 3.2 | 30785 | 25602
Fabric ¦ Superstructure ¦ Windows and External Doors ¦ External Doors ¦ Manual and Automatic Doors ¦ Emergency and Panic Escape Doors | 1 | Urgent | B | 1 | 2025 | 5 | 1 | 2.2 | 8998 | 1874
Water ¦ Local Hot Water ¦ Package Electric Water Heaters - Non-Drinking Water | 1 | Medium | DX | 1 | 2025 | 1 | 3 | 2 | 986 | 681
HVAC ¦ Heat Emitters - Local ¦ Electric Heaters | 2 | Medium | B | 1 | 2025 | 5 | 3 | 3.2 | 30786 | 10966
HVAC ¦ Fan ¦ Local and Special Ventilation ¦ Extract | 1 | Medium | B | 1 | 2025 | 5 | 3 | 3.2 | 30787 | 10967
HVAC ¦ Central Air Conditioning ¦ Air Conditioning ¦ Multi-Split Condenser - Split Systems/Heat Pumps - Air-cooled with Direct Expansion Evaporator (DX) | 1 | Medium | B | 5 | 2029 | 5 | 3 | 3.2 | 30788 | 15472
HVAC ¦ Fan ¦ Central Ventilation Systems ¦ Extract | 1 | Medium | B | 1 | 2025 | 5 | 3 | 3.2 | 30789 | 10968
Fabric ¦ Superstructure ¦ Windows and External Doors ¦ Roller Shutters ¦ Manual Roller Shutter | 1 | High | B | 11 | 2035 | 5 | 2 | 2.7 | 17441 | 24768
HVAC ¦ Fan ¦ Central Ventilation Systems ¦ Ventilating - General | 1 | Low | B | 1 | 2025 | 5 | 4 | 3.7 | 33513 | 12333
HVAC ¦ Fan ¦ Local and Special Ventilation ¦ Fans Window or Wall Mounted | 1 | Medium | B | 5 | 2029 | 5 | 3 | 3.2 | 30790 | 15473
HVAC ¦ Fan ¦ Local and Special Ventilation ¦ Kitchen Vent ¦ Extract | 1 | Low | CX | 5 | 2029 | 2 | 4 | 2.8 | 18356 | 14775
Fabric ¦ Superstructure ¦ Windows and External Doors ¦ Roller Shutters ¦ Manual Roller Shutter | 1 | High | B | 5 | 2029 | 5 | 2 | 2.7 | 17442 | 14739
Fabric ¦ Superstructure ¦ Windows and External Doors ¦ Roller Shutters ¦ Manual Roller Shutter | 1 | High | B | 5 | 2029 | 5 | 2 | 2.7 | 17443 | 14740
HVAC ¦ Central Heating (Internally Sourced) ¦ Boiler ¦ Atmospheric Gas Burner Boiler - Small and/or Wall Hung for Light Commercial Installation | 1 | Medium | B | 1 | 2025 | 5 | 3 | 3.2 | 30791 | 10969
HVAC ¦ Fan ¦ Local and Special Ventilation ¦ Fans Window or Wall Mounted | 1 | Medium | B | 11 | 2035 | 5 | 3 | 3.2 | 30792 | 25603
Fabric ¦ Superstructure ¦ Windows and External Doors ¦ External Doors ¦ Entrance Doors | 1 | High | B | 15 | 2039 | 5 | 2 | 2.7 | 17444 | 28296
Water ¦ Local Hot Water ¦ Instantaneous Electric Water Heater - Non-Drinking Water | 1 | Medium | B | 11 | 2035 | 5 | 3 | 3.2 | 30793 | 25604
Fabric ¦ Superstructure ¦ Windows and External Doors ¦ External Doors ¦ Entrance Doors | 1 | High | B | 25 | 2049 | 5 | 2 | 2.7 | 17445 | 33434
Fabric ¦ Superstructure ¦ Windows and External Doors ¦ Roller Shutters ¦ Manual Roller Shutter | 1 | High | DX | 1 | 2025 | 1 | 2 | 1.5 | 411 | 367
Electrical ¦ Lighting ¦ Internal ¦ General | 40 | Medium | B | 17 | 2041 | 5 | 3 | 3.2 | 30794 | 30573
Electrical ¦ Lighting ¦ Internal ¦ General ¦ LED Fittings & Luminaires | 7 | Medium | B | 15 | 2039 | 5 | 3 | 3.2 | 30795 | 28529
Electrical ¦ Lighting ¦ Internal ¦ General ¦ LED Fittings & Luminaires | 15 | Medium | B | 16 | 2040 | 5 | 3 | 3.2 | 30796 | 29839
Fire ¦ Fire Fighting ¦ Fire Extinguishers ¦ Foam | 4 | Urgent | B | 6 | 2030 | 5 | 1 | 2.2 | 8999 | 17112
HVAC ¦ Fan ¦ Local and Special Ventilation ¦ Axial | 1 | Medium | B | 1 | 2025 | 5 | 3 | 3.2 | 30797 | 10970
Water ¦ Local Hot Water ¦ Package Electric Water Heaters - Non-Drinking Water | 1 | Medium | D | 8 | 2032 | 3 | 3 | 2.6 | 11248 | 20669
HVAC ¦ Fan ¦ Local and Special Ventilation ¦ Axial | 1 | Medium | B | 1 | 2025 | 5 | 3 | 3.2 | 30798 | 10971
Fabric ¦ Superstructure ¦ Internal Doors ¦ Roller Shutters ¦ Internal Manual Roller Shutter | 1 | Medium | B | 1 | 2025 | 5 | 3 | 3.2 | 30799 | 10972
Fire ¦ Fire Detection ¦ Fire Alarm Panel / Repeater | 1 | Urgent | B | 10 | 2034 | 5 | 1 | 2.2 | 9000 | 22158
Electrical ¦ Lighting ¦ External ¦ General - LED | 2 | Medium | B | 1 | 2025 | 5 | 3 | 3.2 | 30800 | 10973
Electrical ¦ LV Distribution ¦ Distribution Board ¦ Sub | 1 | High | D | 1 | 2025 | 3 | 2 | 2.1 | 1322 | 890
Water ¦ Local Hot Water ¦ Instantaneous Electric Water Heater - Non-Drinking Water | 1 | Medium | D | 1 | 2025 | 3 | 3 | 2.6 | 11249 | 2717
Electrical ¦ Specialist Lighting ¦ Internal ¦ Illuminated Fire Exit Signage | 1 | Urgent | B | 12 | 2036 | 5 | 1 | 2.2 | 9001 | 26107
Electrical ¦ Lighting ¦ Internal ¦ General | 2 | Medium | B | 1 | 2025 | 5 | 3 | 3.2 | 30801 | 10974
HVAC ¦ Fan ¦ Local and Special Ventilation ¦ Extract | 1 | Medium | B | 6 | 2030 | 5 | 3 | 3.2 | 30802 | 18990
Electrical ¦ LV Distribution ¦ Distribution Board ¦ Sub | 1 | High | B | 1 | 2025 | 5 | 2 | 2.7 | 17446 | 4994
Fabric ¦ Superstructure ¦ Windows and External Doors ¦ External Doors ¦ Manual and Automatic Doors ¦ Auto / Powered Sliding Doors | 1 | High | B | 21 | 2045 | 5 | 2 | 2.7 | 17447 | 32744
Electrical ¦ Specialist Lighting ¦ Internal ¦ Illuminated Fire Exit Signage | 2 | Urgent | B | 13 | 2037 | 5 | 1 | 2.2 | 9002 | 26896
Electrical ¦ Lighting ¦ Internal ¦ General ¦ LED Fittings & Luminaires | 8 | Medium | B | 16 | 2040 | 5 | 3 | 3.2 | 30803 | 29840
HVAC ¦ Fan ¦ Local and Special Ventilation ¦ Extract | 1 | Medium | B | 8 | 2032 | 5 | 3 | 3.2 | 30804 | 21126
Electrical ¦ LV Distribution ¦ Distribution Board ¦ Sub | 1 | High | B | 1 | 2025 | 5 | 2 | 2.7 | 17448 | 4995
HVAC ¦ Fan ¦ Central Heating ¦ Mixed Flow | 1 | High | B | 1 | 2025 | 5 | 2 | 2.7 | 17449 | 4996
Fabric ¦ Barriers and Guardrails ¦ Vehicle Crash Protection Barrier | 1 | V Low | B | 1 | 2025 | 5 | 4 | 3.7 | 33514 | 12334
Controls ¦ Building Management System (BMS) ¦ BMS Control Panel | 1 | High | B | 1 | 2025 | 5 | 2 | 2.7 | 17450 | 4997
Fabric ¦ Superstructure ¦ Windows and External Doors ¦ Roller Shutters ¦ Electric Roller Shutter | 1 | High | B | 1 | 2025 | 5 | 2 | 2.7 | 17451 | 4998
HVAC ¦ Central Heating (Internally Sourced) ¦ Boiler ¦ Atmospheric Gas Burner Boiler - Small and/or Wall Hung for Domestic Installation | 1 | Medium | B | 1 | 2025 | 5 | 3 | 3.2 | 30805 | 10975
Controls ¦ Multi-System Controls ¦ Control Panel - Electrical Services (excluding Electrical Controllers and Pneumatic Relays) | 1 | Medium | B | 5 | 2029 | 5 | 3 | 3.2 | 30806 | 15474
Fabric ¦ Superstructure ¦ Windows and External Doors ¦ External Doors ¦ Entrance Doors | 1 | High | B | 11 | 2035 | 5 | 2 | 2.7 | 17452 | 24769
Fabric ¦ Superstructure ¦ Internal Doors ¦ Roller Shutters ¦ Electric Roller Shutter | 1 | Medium | B | 21 | 2045 | 5 | 3 | 3.2 | 30807 | 32808
HVAC ¦ Fan ¦ Local and Special Ventilation ¦ Axial | 1 | Medium | B | 1 | 2025 | 5 | 3 | 3.2 | 30808 | 10976
HVAC ¦ Heat Emitters - Central ¦ Radiators ¦ Steel | 6 | Medium | B | 1 | 2025 | 5 | 3 | 3.2 | 30809 | 10977
Electrical ¦ Lighting ¦ Internal ¦ Emergency ¦ Self Contained ¦ Non LED | 17 | Urgent | B | 22 | 2046 | 5 | 1 | 2.2 | 9003 | 32992
Electrical ¦ Specialist Lighting ¦ Internal ¦ Illuminated Fire Exit Signage | 7 | Urgent | B | 11 | 2035 | 5 | 1 | 2.2 | 9004 | 23960
Electrical ¦ Lighting ¦ Internal ¦ General ¦ LED Fittings & Luminaires | 6 | Medium | B | 12 | 2036 | 5 | 3 | 3.2 | 30810 | 26737
HVAC ¦ Fan ¦ Local and Special Ventilation ¦ Fans Window or Wall Mounted | 1 | Medium | B | 1 | 2025 | 5 | 3 | 3.2 | 30811 | 10978
Electrical ¦ LV Distribution ¦ Distribution Board ¦ Sub | 1 | High | D | 8 | 2032 | 3 | 2 | 2.1 | 1323 | 20251
Fabric ¦ Superstructure ¦ Windows and External Doors ¦ Roller Shutters ¦ Electric Roller Shutter | 1 | High | B | 11 | 2035 | 5 | 2 | 2.7 | 17453 | 24770
Fabric ¦ Superstructure ¦ Windows and External Doors ¦ Roller Shutters ¦ Electric Roller Shutter | 1 | High | B | 18 | 2042 | 5 | 2 | 2.7 | 17454 | 30882
Fire ¦ Fire Detection ¦ Fire Alarm System | 1 | Urgent | B | 11 | 2035 | 5 | 1 | 2.2 | 9005 | 23961
Fire ¦ Fire Fighting ¦ Fire Extinguishers ¦ CO2 | 7 | Urgent | B | 6 | 2030 | 5 | 1 | 2.2 | 9006 | 17113
HVAC ¦ Fan ¦ Local and Special Ventilation ¦ Axial | 1 | Medium | B | 1 | 2025 | 5 | 3 | 3.2 | 30812 | 10979
Fabric ¦ Barriers and Guardrails ¦ Vehicle Crash Protection Barrier | 1 | V Low | B | 1 | 2025 | 5 | 4 | 3.7 | 33515 | 12335
Electrical ¦ Lighting ¦ Internal ¦ Emergency ¦ Self Contained ¦ LED | 16 | Urgent | B | 21 | 2045 | 5 | 1 | 2.2 | 9007 | 32431
Electrical ¦ Lighting ¦ Internal ¦ General ¦ LED Fittings & Luminaires | 8 | Medium | B | 17 | 2041 | 5 | 3 | 3.2 | 30813 | 30574
Electrical ¦ LV Distribution ¦ Distribution Board ¦ Sub | 1 | High | B | 13 | 2037 | 5 | 2 | 2.7 | 17455 | 27033
Electrical ¦ LV Distribution ¦ Distribution Board ¦ Sub | 1 | High | B | 1 | 2025 | 5 | 2 | 2.7 | 17456 | 4999
HVAC ¦ Fan ¦ Local and Special Ventilation ¦ Fans Window or Wall Mounted | 1 | Medium | B | 9 | 2033 | 5 | 3 | 3.2 | 30814 | 21885
HVAC ¦ Fan ¦ Local and Special Ventilation ¦ Axial | 1 | Medium | B | 1 | 2025 | 5 | 3 | 3.2 | 30815 | 10980
Electrical ¦ Lighting ¦ Internal ¦ General ¦ LED Fittings & Luminaires | 2 | Medium | B | 12 | 2036 | 5 | 3 | 3.2 | 30816 | 26738
HVAC ¦ Fan ¦ Local and Special Ventilation ¦ Axial | 1 | Medium | B | 1 | 2025 | 5 | 3 | 3.2 | 30817 | 10981
HVAC ¦ Fan ¦ Local and Special Ventilation ¦ Axial | 1 | Medium | B | 1 | 2025 | 5 | 3 | 3.2 | 30818 | 10982
Fire ¦ Fire Detection ¦ Fire Alarm System | 1 | Urgent | B | 6 | 2030 | 5 | 1 | 2.2 | 9008 | 17114
Electrical ¦ Lighting ¦ Internal ¦ Emergency ¦ Self Contained ¦ Non LED | 2 | Urgent | B | 1 | 2025 | 5 | 1 | 2.2 | 9009 | 1875
Electrical ¦ Lighting ¦ Internal ¦ Emergency ¦ Self Contained ¦ Non LED | 1 | Urgent | B | 1 | 2025 | 5 | 1 | 2.2 | 9010 | 1876
HVAC ¦ Fan ¦ Local and Special Ventilation ¦ Fans Window or Wall Mounted | 1 | Medium | B | 10 | 2034 | 5 | 3 | 3.2 | 30819 | 23109
Communication and Control ¦ Communication Systems ¦ Public Address (PA) System | 1 | Medium | B | 16 | 2040 | 5 | 3 | 3.2 | 30820 | 29841
Fabric ¦ Superstructure ¦ Windows and External Doors ¦ External Doors ¦ Manual and Automatic Doors ¦ Emergency and Panic Escape Doors | 1 | Urgent | B | 17 | 2041 | 5 | 1 | 2.2 | 9011 | 30231
Fabric ¦ Barriers and Guardrails ¦ Vehicle Crash Protection Barrier | 1 | V Low | B | 1 | 2025 | 5 | 4 | 3.7 | 33516 | 12336
HVAC ¦ Fan ¦ Local and Special Ventilation ¦ Extract | 1 | Medium | B | 1 | 2025 | 5 | 3 | 3.2 | 30821 | 10983
Fire ¦ Fire Detection ¦ Fire Alarm System | 1 | Urgent | B | 1 | 2025 | 5 | 1 | 2.2 | 9012 | 1877
HVAC ¦ Central Air Conditioning ¦ Air Conditioning ¦ Multi-Split Evaporator - Split Systems/Heat Pumps - Air-cooled with Direct Expansion Evaporator (DX) | 1 | Medium | B | 10 | 2034 | 5 | 3 | 3.2 | 30822 | 23110
HVAC ¦ Fan ¦ Local and Special Ventilation ¦ Fans Window or Wall Mounted | 1 | Medium | B | 1 | 2025 | 5 | 3 | 3.2 | 30823 | 10984
HVAC ¦ Fan ¦ Local and Special Ventilation ¦ Axial | 1 | Medium | B | 1 | 2025 | 5 | 3 | 3.2 | 30824 | 10985
Electrical ¦ Lighting ¦ Internal ¦ General ¦ LED Fittings & Luminaires | 21 | Medium | B | 16 | 2040 | 5 | 3 | 3.2 | 30825 | 29842
HVAC ¦ Heat Emitters - Local ¦ Electric Heaters | 1 | Medium | B | 1 | 2025 | 5 | 3 | 3.2 | 30826 | 10986
HVAC ¦ Central Air Conditioning ¦ Air Conditioning ¦ Multi-Split Evaporator - Split Systems/Heat Pumps - Air-cooled with Direct Expansion Evaporator (DX) | 1 | Medium | B | 10 | 2034 | 5 | 3 | 3.2 | 30827 | 23111
HVAC ¦ Fan ¦ Local and Special Ventilation ¦ Fans Window or Wall Mounted | 1 | Medium | B | 1 | 2025 | 5 | 3 | 3.2 | 30828 | 10987
Water ¦ Local Hot Water ¦ Instantaneous Electric Water Heater - Non-Drinking Water | 1 | Medium | B | 1 | 2025 | 5 | 3 | 3.2 | 30829 | 10988
Fabric ¦ Superstructure ¦ Windows and External Doors ¦ External Doors ¦ Entrance Doors | 1 | High | C | 17 | 2041 | 4 | 2 | 2.4 | 10757 | 30270
Fabric ¦ Superstructure ¦ Windows and External Doors ¦ External Doors ¦ Entrance Doors | 1 | High | B | 16 | 2040 | 5 | 2 | 2.7 | 17457 | 29255
HVAC ¦ Heat Emitters - Local ¦ Gas Fired Natural and Fan Assisted Heaters | 1 | Medium | B | 1 | 2025 | 5 | 3 | 3.2 | 30830 | 10989
HVAC ¦ Fan ¦ Local and Special Ventilation ¦ Axial | 1 | Medium | B | 6 | 2030 | 5 | 3 | 3.2 | 30831 | 18991
Fabric ¦ Superstructure ¦ Windows and External Doors ¦ Roller Shutters ¦ Electric Roller Shutter | 1 | High | B | 12 | 2036 | 5 | 2 | 2.7 | 17458 | 26260
Fabric ¦ Superstructure ¦ Windows and External Doors ¦ External Doors ¦ Entrance Doors | 1 | High | B | 11 | 2035 | 5 | 2 | 2.7 | 17459 | 24771
Electrical ¦ Specialist Lighting ¦ Internal ¦ Illuminated Fire Exit Signage | 1 | Urgent | B | 17 | 2041 | 5 | 1 | 2.2 | 9013 | 30232
Electrical ¦ Lighting ¦ Internal ¦ General ¦ LED Fittings & Luminaires | 6 | Medium | B | 12 | 2036 | 5 | 3 | 3.2 | 30832 | 26739
Fabric ¦ Superstructure ¦ Windows and External Doors ¦ External Doors ¦ Entrance Doors | 1 | High | C | 11 | 2035 | 4 | 2 | 2.4 | 10758 | 24063
Fabric ¦ Barriers and Guardrails ¦ Vehicle Crash Protection Barrier | 1 | V Low | B | 8 | 2032 | 5 | 4 | 3.7 | 33517 | 21194
Fabric ¦ Superstructure ¦ Windows and External Doors ¦ Roller Shutters ¦ Electric Roller Shutter | 1 | High | B | 1 | 2025 | 5 | 2 | 2.7 | 17460 | 5000
Electrical ¦ Lighting ¦ Internal ¦ General ¦ LED Fittings & Luminaires | 25 | Medium | B | 17 | 2041 | 5 | 3 | 3.2 | 30833 | 30575
Fire ¦ Fire Fighting ¦ Fire Extinguishers ¦ CO2 | 5 | Urgent | B | 6 | 2030 | 5 | 1 | 2.2 | 9014 | 17115
HVAC ¦ Heat Emitters - Local ¦ Electric Heaters | 4 | Medium | B | 1 | 2025 | 5 | 3 | 3.2 | 30834 | 10990
Electrical ¦ Lighting ¦ External ¦ General - LED | 4 | Medium | C | 1 | 2025 | 4 | 3 | 2.9 | 19009 | 5817
HVAC ¦ Fan ¦ Local and Special Ventilation ¦ Axial | 1 | Medium | B | 1 | 2025 | 5 | 3 | 3.2 | 30835 | 10991
HVAC ¦ Fan ¦ Local and Special Ventilation ¦ Extract | 1 | Medium | B | 1 | 2025 | 5 | 3 | 3.2 | 30836 | 10992
Electrical ¦ Lighting ¦ Internal ¦ General ¦ LED Fittings & Luminaires | 14 | Medium | B | 6 | 2030 | 5 | 3 | 3.2 | 30837 | 18992
Fabric ¦ Superstructure ¦ Windows and External Doors ¦ External Doors ¦ Entrance Doors | 1 | High | B | 11 | 2035 | 5 | 2 | 2.7 | 17461 | 24772
Fire ¦ Fire Fighting ¦ Fire Extinguishers ¦ CO2 | 2 | Urgent | B | 6 | 2030 | 5 | 1 | 2.2 | 9015 | 17116
HVAC ¦ Local Air Conditioning ¦ Single-Split Condenser - Split Systems/Heat Pumps - Air-cooled with Direct Expansion Evaporator (DX) | 1 | Medium | B | 1 | 2025 | 5 | 3 | 3.2 | 30838 | 10993
Electrical ¦ LV Distribution ¦ Distribution Board ¦ Sub | 1 | High | B | 1 | 2025 | 5 | 2 | 2.7 | 17462 | 5001
Electrical ¦ Specialist Lighting ¦ Internal ¦ Illuminated Fire Exit Signage | 2 | Urgent | B | 12 | 2036 | 5 | 1 | 2.2 | 9016 | 26108
Fire ¦ Fire Fighting ¦ Fire Extinguishers ¦ CO2 | 4 | Urgent | B | 2 | 2026 | 5 | 1 | 2.2 | 9017 | 12784
Fabric ¦ Superstructure ¦ Windows and External Doors ¦ External Doors ¦ Manual and Automatic Doors ¦ Auto / Powered Sliding Doors | 1 | High | B | 23 | 2047 | 5 | 2 | 2.7 | 17463 | 33216
Controls ¦ Multi-System Controls ¦ Instrument Control Panel | 1 | Medium | B | 1 | 2025 | 5 | 3 | 3.2 | 30839 | 10994
Electrical ¦ Lighting ¦ Internal ¦ General ¦ LED Fittings & Luminaires | 1 | Medium | B | 16 | 2040 | 5 | 3 | 3.2 | 30840 | 29843
HVAC ¦ Fan ¦ Local and Special Ventilation ¦ Axial | 1 | Medium | B | 1 | 2025 | 5 | 3 | 3.2 | 30841 | 10995
Fabric ¦ Superstructure ¦ Windows and External Doors ¦ External Doors ¦ Entrance Doors | 1 | High | B | 23 | 2047 | 5 | 2 | 2.7 | 17464 | 33217
Fire ¦ Fire Fighting ¦ Fire Extinguishers ¦ Powder | 3 | Urgent | B | 6 | 2030 | 5 | 1 | 2.2 | 9018 | 17117
Fire ¦ Fire Fighting ¦ Fire Extinguishers ¦ Powder | 2 | Urgent | B | 6 | 2030 | 5 | 1 | 2.2 | 9019 | 17118
Fabric ¦ Superstructure ¦ Windows and External Doors ¦ External Doors ¦ Manual and Automatic Doors ¦ Emergency and Panic Escape Doors | 1 | Urgent | B | 14 | 2038 | 5 | 1 | 2.2 | 9020 | 27394
HVAC ¦ Central Heating (Internally Sourced) ¦ Boiler ¦ Atmospheric Gas Burner Boiler - Small and/or Wall Hung for Light Commercial Installation | 1 | Medium | B | 6 | 2030 | 5 | 3 | 3.2 | 30842 | 18993
HVAC ¦ Fan ¦ Local and Special Ventilation ¦ Axial | 1 | Medium | B | 1 | 2025 | 5 | 3 | 3.2 | 30843 | 10996
HVAC ¦ Fan ¦ Local and Special Ventilation ¦ Axial | 1 | Medium | B | 1 | 2025 | 5 | 3 | 3.2 | 30844 | 10997
Electrical ¦ LV Distribution ¦ Distribution Board ¦ Sub | 1 | High | B | 1 | 2025 | 5 | 2 | 2.7 | 17465 | 5002
Electrical ¦ LV Distribution ¦ Distribution Board ¦ Main | 1 | High | B | 6 | 2030 | 5 | 2 | 2.7 | 17466 | 17862
Fabric ¦ Superstructure ¦ Windows and External Doors ¦ External Windows ¦ Roller Shutters ¦ External Window Shutters ¦ Electric | 1 | Medium | B | 6 | 2030 | 5 | 3 | 3.2 | 30845 | 18994
Fabric ¦ Superstructure ¦ Internal Doors ¦ Roller Shutters ¦ Internal Manual Roller Shutter | 1 | Medium | B | 21 | 2045 | 5 | 3 | 3.2 | 30846 | 32809
Electrical ¦ Lighting ¦ Internal ¦ General ¦ LED Fittings & Luminaires | 76 | Medium | B | 16 | 2040 | 5 | 3 | 3.2 | 30847 | 29844
Electrical ¦ LV Distribution ¦ Distribution Board ¦ Main | 1 | High | B | 6 | 2030 | 5 | 2 | 2.7 | 17467 | 17863
HVAC ¦ Central Heating (Internally Sourced) ¦ Boiler ¦ Atmospheric Gas Burner Boiler - Small and/or Wall Hung for Domestic Installation | 1 | Medium | B | 2 | 2026 | 5 | 3 | 3.2 | 30848 | 13194
HVAC ¦ Fan ¦ Local and Special Ventilation ¦ Extract | 1 | Medium | B | 1 | 2025 | 5 | 3 | 3.2 | 30849 | 10998
Electrical ¦ Lighting ¦ Internal ¦ General ¦ LED Fittings & Luminaires | 70 | Medium | B | 16 | 2040 | 5 | 3 | 3.2 | 30850 | 29845
Electrical ¦ Lighting ¦ Internal ¦ General ¦ LED Fittings & Luminaires | 54 | Medium | B | 12 | 2036 | 5 | 3 | 3.2 | 30851 | 26740
HVAC ¦ Local and Special Ventilation ¦ Unit extract fans. | 1 | Medium | C | 2 | 2026 | 4 | 3 | 2.9 | 19010 | 12989
Fabric ¦ Superstructure ¦ Windows and External Doors ¦ External Doors ¦ Entrance Doors | 1 | High | B | 11 | 2035 | 5 | 2 | 2.7 | 17468 | 24773
Fabric ¦ Superstructure ¦ Windows and External Doors ¦ Roller Shutters ¦ Manual Roller Shutter | 1 | High | B | 1 | 2025 | 5 | 2 | 2.7 | 17469 | 5003
Electrical ¦ Lighting ¦ Internal ¦ General ¦ LED Fittings & Luminaires | 14 | Medium | B | 6 | 2030 | 5 | 3 | 3.2 | 30852 | 18995
Electrical ¦ Lighting ¦ Internal ¦ Emergency ¦ Self Contained ¦ LED | 3 | Urgent | B | 17 | 2041 | 5 | 1 | 2.2 | 9021 | 30233
Electrical ¦ LV Distribution ¦ Distribution Board ¦ Sub | 1 | High | D | 1 | 2025 | 3 | 2 | 2.1 | 1324 | 891
HVAC ¦ Local and Special Ventilation ¦ Unit extract fans. | 1 | Medium | D | 2 | 2026 | 3 | 3 | 2.6 | 11250 | 12856
Fabric ¦ Superstructure ¦ Windows and External Doors ¦ External Doors ¦ Manual and Automatic Doors ¦ Auto / Powered Sliding Doors | 1 | High | B | 21 | 2045 | 5 | 2 | 2.7 | 17470 | 32745
Fire ¦ Fire Detection ¦ Fire Alarm System | 1 | Urgent | A | 13 | 2037 | 6 | 1 | 2.5 | 10988 | 26928
HVAC ¦ Fan ¦ Local and Special Ventilation ¦ Extract | 1 | Medium | B | 6 | 2030 | 5 | 3 | 3.2 | 30853 | 18996
Fabric ¦ Superstructure ¦ Windows and External Doors ¦ Roller Shutters ¦ Electric Roller Shutter | 1 | High | B | 12 | 2036 | 5 | 2 | 2.7 | 17471 | 26261
Electrical ¦ Lighting ¦ Internal ¦ General | 30 | Medium | B | 10 | 2034 | 5 | 3 | 3.2 | 30854 | 23112
Electrical ¦ Specialist Lighting ¦ Internal ¦ Illuminated Fire Exit Signage | 1 | Urgent | D | 1 | 2025 | 3 | 1 | 1.6 | 468 | 383
HVAC ¦ Heat Emitters - Local ¦ Gas Fired Natural and Fan Assisted Heaters | 1 | Medium | B | 7 | 2031 | 5 | 3 | 3.2 | 30855 | 20155
Fabric ¦ Superstructure ¦ Windows and External Doors ¦ External Doors ¦ Manual and Automatic Doors ¦ Emergency and Panic Escape Doors | 1 | Urgent | B | 31 | 2055 | 5 | 1 | 2.2 | 9022 | 33777
Fabric ¦ Barriers and Guardrails ¦ Vehicle Crash Protection Barrier | 1 | V Low | B | 8 | 2032 | 5 | 4 | 3.7 | 33518 | 21195
Fire ¦ Fire Fighting ¦ Fire Extinguishers ¦ Foam | 1 | Urgent | B | 6 | 2030 | 5 | 1 | 2.2 | 9023 | 17119
HVAC ¦ Local Air Conditioning ¦ Single-Split Condenser - Split Systems/Heat Pumps - Air-cooled with Direct Expansion Evaporator (DX) | 1 | Medium | B | 12 | 2036 | 5 | 3 | 3.2 | 30856 | 26741
Fabric ¦ Superstructure ¦ Windows and External Doors ¦ External Doors ¦ Entrance Doors | 1 | High | B | 17 | 2041 | 5 | 2 | 2.7 | 17472 | 30382
HVAC ¦ Fan ¦ Local and Special Ventilation ¦ Axial | 1 | Medium | B | 1 | 2025 | 5 | 3 | 3.2 | 30857 | 10999
Fabric ¦ Barriers and Guardrails ¦ Vehicle Crash Protection Barrier | 1 | V Low | B | 8 | 2032 | 5 | 4 | 3.7 | 33519 | 21196
Fire ¦ Fire Fighting ¦ Fire Extinguishers ¦ Foam | 3 | Urgent | B | 6 | 2030 | 5 | 1 | 2.2 | 9024 | 17120
HVAC ¦ Local Air Conditioning ¦ Single-Split Condenser - Split Systems/Heat Pumps - Air-cooled with Direct Expansion Evaporator (DX) | 1 | Medium | B | 6 | 2030 | 5 | 3 | 3.2 | 30858 | 18997
Electrical ¦ Lighting ¦ Internal ¦ General ¦ LED Fittings & Luminaires | 10 | Medium | B | 6 | 2030 | 5 | 3 | 3.2 | 30859 | 18998
Fabric ¦ Barriers and Guardrails ¦ Vehicle Crash Protection Barrier | 1 | V Low | B | 1 | 2025 | 5 | 4 | 3.7 | 33520 | 12337
HVAC ¦ Heat Emitters - Central ¦ Radiators ¦ Steel | 1 | Medium | B | 1 | 2025 | 5 | 3 | 3.2 | 30860 | 11000
Controls ¦ Multi-System Controls ¦ Instrument Control Panel | 1 | Medium | B | 1 | 2025 | 5 | 3 | 3.2 | 30861 | 11001
HVAC ¦ Heat Emitters - Central ¦ Radiators ¦ Steel | 1 | Medium | B | 1 | 2025 | 5 | 3 | 3.2 | 30862 | 11002
Electrical ¦ LV Distribution ¦ Distribution Board ¦ Main | 1 | High | C | 1 | 2025 | 4 | 2 | 2.4 | 10759 | 2530
HVAC ¦ Fan ¦ Local and Special Ventilation ¦ Axial | 1 | Medium | B | 1 | 2025 | 5 | 3 | 3.2 | 30863 | 11003
Fabric ¦ Superstructure ¦ Windows and External Doors ¦ External Doors ¦ Entrance Doors | 1 | High | B | 21 | 2045 | 5 | 2 | 2.7 | 17473 | 32746
Water ¦ Local Hot Water ¦ Instantaneous Electric Water Heater - Non-Drinking Water | 1 | Medium | C | 1 | 2025 | 4 | 3 | 2.9 | 19011 | 5818
Electrical ¦ LV Distribution ¦ Distribution Board ¦ Sub | 1 | High | B | 1 | 2025 | 5 | 2 | 2.7 | 17474 | 5004
Security ¦ Access ¦ Access Control ¦ Door ¦ Local Lock / Keypad / Manual | 1 | Medium | B | 10 | 2034 | 5 | 3 | 3.2 | 30864 | 23113
Electrical ¦ Lighting ¦ Internal ¦ Emergency ¦ Self Contained ¦ LED | 9 | Urgent | C | 11 | 2035 | 4 | 1 | 1.9 | 745 | 23304
Electrical ¦ Lighting ¦ Internal ¦ General ¦ LED Fittings & Luminaires | 24 | Medium | B | 6 | 2030 | 5 | 3 | 3.2 | 30865 | 18999
Fire ¦ Fire Fighting ¦ Fire Extinguishers ¦ Foam | 2 | Urgent | B | 1 | 2025 | 5 | 1 | 2.2 | 9025 | 1878
Fabric ¦ Superstructure ¦ Windows and External Doors ¦ Roller Shutters ¦ Electric Roller Shutter | 1 | High | B | 11 | 2035 | 5 | 2 | 2.7 | 17475 | 24774
Fabric ¦ Superstructure ¦ Windows and External Doors ¦ Roller Shutters ¦ Manual Roller Shutter | 1 | High | B | 1 | 2025 | 5 | 2 | 2.7 | 17476 | 5005
Security ¦ Access ¦ Access Control ¦ Gate Access - Local Lock / Keypad / Manual (External) | 2 | Medium | B | 1 | 2025 | 5 | 3 | 3.2 | 30866 | 11004
HVAC ¦ Central Air Conditioning ¦ Air Conditioning ¦ Multi-Split Condenser - Split Systems/Heat Pumps - Air-cooled with Direct Expansion Evaporator (DX) | 1 | Medium | B | 12 | 2036 | 5 | 3 | 3.2 | 30867 | 26742
HVAC ¦ Fan ¦ Local and Special Ventilation ¦ Axial | 1 | Medium | B | 1 | 2025 | 5 | 3 | 3.2 | 30868 | 11005
Electrical ¦ Specialist Lighting ¦ Internal ¦ Illuminated Fire Exit Signage | 3 | Urgent | B | 12 | 2036 | 5 | 1 | 2.2 | 9026 | 26109
Electrical ¦ LV Distribution ¦ Distribution Board ¦ Sub | 1 | High | B | 19 | 2043 | 5 | 2 | 2.7 | 17477 | 31261
HVAC ¦ Fan ¦ Local and Special Ventilation ¦ Axial | 1 | Medium | B | 1 | 2025 | 5 | 3 | 3.2 | 30869 | 11006
Electrical ¦ Lighting ¦ Internal ¦ Emergency ¦ Self Contained ¦ LED | 9 | Urgent | B | 16 | 2040 | 5 | 1 | 2.2 | 9027 | 29013
Fire ¦ Fire Detection ¦ Fire Alarm Panel / Repeater | 1 | Urgent | B | 1 | 2025 | 5 | 1 | 2.2 | 9028 | 1879
Electrical ¦ LV Distribution ¦ Distribution Board ¦ Sub | 1 | High | B | 8 | 2032 | 5 | 2 | 2.7 | 17478 | 20768
Transport ¦ Lifts ¦ Disabled Lift ¦ Electric | 1 | High | B | 1 | 2025 | 5 | 2 | 2.7 | 17479 | 5006
Fabric ¦ Superstructure ¦ Windows and External Doors ¦ Roller Shutters ¦ Manual Roller Shutter | 1 | High | B | 11 | 2035 | 5 | 2 | 2.7 | 17480 | 24775
Fabric ¦ Superstructure ¦ Windows and External Doors ¦ Roller Shutters ¦ Manual Roller Shutter | 1 | High | B | 1 | 2025 | 5 | 2 | 2.7 | 17481 | 5007
Fire ¦ Fire Fighting ¦ Fire Extinguishers ¦ Foam | 4 | Urgent | B | 7 | 2031 | 5 | 1 | 2.2 | 9029 | 19490
Electrical ¦ Lighting ¦ Internal ¦ General | 10 | Medium | B | 1 | 2025 | 5 | 3 | 3.2 | 30870 | 11007
HVAC ¦ Fan ¦ Local and Special Ventilation ¦ Axial | 1 | Medium | B | 1 | 2025 | 5 | 3 | 3.2 | 30871 | 11008
Controls ¦ Building Management System (BMS) ¦ BMS Control Panel | 1 | High | B | 7 | 2031 | 5 | 2 | 2.7 | 17482 | 19695
HVAC ¦ Central Air Conditioning ¦ Air Conditioning ¦ Multi-Split Condenser - Split Systems/Heat Pumps - Air-cooled with Direct Expansion Evaporator (DX) | 1 | Medium | B | 1 | 2025 | 5 | 3 | 3.2 | 30872 | 11009
HVAC ¦ Fan ¦ Central Ventilation Systems ¦ Axial | 1 | Medium | B | 5 | 2029 | 5 | 3 | 3.2 | 30873 | 15475
Electrical ¦ LV Distribution ¦ Distribution Board ¦ Sub | 1 | High | B | 1 | 2025 | 5 | 2 | 2.7 | 17483 | 5008
Fabric ¦ Superstructure ¦ Internal Doors ¦ Roller Shutters ¦ Electric Roller Shutter | 1 | Medium | B | 15 | 2039 | 5 | 3 | 3.2 | 30874 | 28530
HVAC ¦ Central Heating (Internally Sourced) ¦ Boiler ¦ Atmospheric Gas Burner - Condensing Boiler | 1 | High | B | 6 | 2030 | 5 | 2 | 2.7 | 17484 | 17864
HVAC ¦ Fan ¦ Central Ventilation Systems ¦ Ventilating - General | 1 | Low | B | 1 | 2025 | 5 | 4 | 3.7 | 33521 | 12338
Electrical ¦ LV Distribution ¦ Distribution Board ¦ Sub | 1 | High | B | 18 | 2042 | 5 | 2 | 2.7 | 17485 | 30883
Fabric ¦ Superstructure ¦ Windows and External Doors ¦ External Doors ¦ Entrance Doors | 1 | High | B | 25 | 2049 | 5 | 2 | 2.7 | 17486 | 33435
Electrical ¦ LV Distribution ¦ Distribution Board ¦ Sub | 1 | High | CX | 1 | 2025 | 2 | 2 | 1.8 | 552 | 446
Fabric ¦ Superstructure ¦ Windows and External Doors ¦ External Doors ¦ Entrance Doors | 1 | High | B | 11 | 2035 | 5 | 2 | 2.7 | 17487 | 24776
Fabric ¦ Superstructure ¦ Windows and External Doors ¦ External Doors ¦ Entrance Doors | 1 | High | B | 15 | 2039 | 5 | 2 | 2.7 | 17488 | 28297
Fabric ¦ Superstructure ¦ Windows and External Doors ¦ Roller Shutters ¦ Electric Roller Shutter | 1 | High | B | 21 | 2045 | 5 | 2 | 2.7 | 17489 | 32747
Electrical ¦ LV Distribution ¦ Distribution Board ¦ Sub | 1 | High | B | 1 | 2025 | 5 | 2 | 2.7 | 17490 | 5009
Fabric ¦ Superstructure ¦ Windows and External Doors ¦ External Doors ¦ Manual and Automatic Doors ¦ Emergency and Panic Escape Doors | 1 | Urgent | B | 11 | 2035 | 5 | 1 | 2.2 | 9030 | 23962
Fabric ¦ Superstructure ¦ Windows and External Doors ¦ Roller Shutters ¦ Electric Roller Shutter | 1 | High | B | 1 | 2025 | 5 | 2 | 2.7 | 17491 | 5010
Electrical ¦ LV Distribution ¦ Distribution Board ¦ Sub | 1 | High | B | 2 | 2026 | 5 | 2 | 2.7 | 17492 | 12956
Security ¦ Access ¦ Access Control ¦ Door ¦ Local Lock / Keypad / Manual | 1 | Medium | B | 14 | 2038 | 5 | 3 | 3.2 | 30875 | 27636
Fire ¦ Fire Fighting ¦ Fire Extinguishers ¦ Foam | 1 | Urgent | B | 6 | 2030 | 5 | 1 | 2.2 | 9031 | 17121
Controls ¦ Multi-System Controls ¦ Control Panel - Electrical Services (excluding Electrical Controllers and Pneumatic Relays) | 1 | Medium | B | 6 | 2030 | 5 | 3 | 3.2 | 30876 | 19000
Electrical ¦ Lighting ¦ Internal ¦ Emergency ¦ Self Contained ¦ LED | 6 | Urgent | B | 19 | 2043 | 5 | 1 | 2.2 | 9032 | 31109
Electrical ¦ Lighting ¦ Internal ¦ Emergency ¦ Externally Powered ¦ LED | 2 | Urgent | B | 19 | 2043 | 5 | 1 | 2.2 | 9033 | 31110
Security ¦ Access ¦ Access Control ¦ Door ¦ Local Lock / Keypad / Manual | 1 | Medium | B | 9 | 2033 | 5 | 3 | 3.2 | 30877 | 21886
HVAC ¦ Heat Emitters - Local ¦ Gas Radiant Tube Heaters | 1 | Medium | B | 1 | 2025 | 5 | 3 | 3.2 | 30878 | 11010
Electrical ¦ Lighting ¦ Internal ¦ General ¦ LED Fittings & Luminaires | 27 | Medium | B | 16 | 2040 | 5 | 3 | 3.2 | 30879 | 29846
HVAC ¦ Heat Emitters - Local ¦ Electric Heaters | 1 | Medium | B | 2 | 2026 | 5 | 3 | 3.2 | 30880 | 13195
Fire ¦ Fire Fighting ¦ Fire Extinguishers ¦ Powder | 1 | Urgent | B | 6 | 2030 | 5 | 1 | 2.2 | 9034 | 17122
Electrical ¦ LV Distribution ¦ Distribution Board ¦ Sub | 1 | High | B | 10 | 2034 | 5 | 2 | 2.7 | 17493 | 22487
HVAC ¦ Central Heating (Internally Sourced) ¦ Boiler ¦ Combination Atmospheric Burner Gas Boiler | 1 | High | B | 1 | 2025 | 5 | 2 | 2.7 | 17494 | 5011
Security ¦ Access ¦ Access Control ¦ Door ¦ Local Lock / Keypad / Manual | 2 | Medium | B | 5 | 2029 | 5 | 3 | 3.2 | 30881 | 15476
Electrical ¦ Specialist Lighting ¦ Internal ¦ Illuminated Fire Exit Signage | 3 | Urgent | B | 16 | 2040 | 5 | 1 | 2.2 | 9035 | 29014
Electrical ¦ Lighting ¦ Internal ¦ General ¦ LED Fittings & Luminaires | 12 | Medium | B | 13 | 2037 | 5 | 3 | 3.2 | 30882 | 27247
HVAC ¦ Heat Emitters - Central ¦ Radiators ¦ Steel | 3 | Medium | B | 1 | 2025 | 5 | 3 | 3.2 | 30883 | 11011
Fire ¦ Fire Fighting ¦ Fire Extinguishers ¦ Foam | 7 | Urgent | B | 6 | 2030 | 5 | 1 | 2.2 | 9036 | 17123
Fire ¦ Fire Fighting ¦ Fire Extinguishers ¦ Foam | 4 | Urgent | B | 6 | 2030 | 5 | 1 | 2.2 | 9037 | 17124
HVAC ¦ Fan ¦ Central Ventilation Systems ¦ Ventilating - General | 1 | Low | B | 1 | 2025 | 5 | 4 | 3.7 | 33522 | 12339
Fabric ¦ Superstructure ¦ Windows and External Doors ¦ External Doors ¦ Manual and Automatic Doors ¦ Auto / Powered Sliding Doors | 1 | High | B | 30 | 2054 | 5 | 2 | 2.7 | 17495 | 33727
Electrical ¦ LV Distribution ¦ Distribution Board ¦ Sub | 1 | High | B | 10 | 2034 | 5 | 2 | 2.7 | 17496 | 22488
Fabric ¦ Superstructure ¦ Windows and External Doors ¦ External Doors ¦ Manual and Automatic Doors ¦ Emergency and Panic Escape Doors | 1 | Urgent | B | 25 | 2049 | 5 | 1 | 2.2 | 9038 | 33338
Electrical ¦ Lighting ¦ Internal ¦ Emergency ¦ Self Contained ¦ LED | 2 | Urgent | B | 23 | 2047 | 5 | 1 | 2.2 | 9039 | 33151
HVAC ¦ Central Heating (Internally Sourced) ¦ Boiler ¦ Electric Boilers | 1 | Medium | B | 1 | 2025 | 5 | 3 | 3.2 | 30884 | 11012
Electrical ¦ Specialist Lighting ¦ Internal ¦ Illuminated Fire Exit Signage | 1 | Urgent | B | 18 | 2042 | 5 | 1 | 2.2 | 9040 | 30719
Electrical ¦ Lighting ¦ Internal ¦ Emergency ¦ Self Contained ¦ LED | 8 | Urgent | B | 23 | 2047 | 5 | 1 | 2.2 | 9041 | 33152
HVAC ¦ Central Air Conditioning ¦ Air Conditioning ¦ Multi-Split Evaporator - Split Systems/Heat Pumps - Air-cooled with Direct Expansion Evaporator (DX) | 1 | Medium | B | 4 | 2028 | 5 | 3 | 3.2 | 30885 | 14231
HVAC ¦ Fan ¦ Local and Special Ventilation ¦ Kitchen Vent ¦ Extract | 1 | Low | B | 14 | 2038 | 5 | 4 | 3.7 | 33523 | 27703
Fabric ¦ Superstructure ¦ Windows and External Doors ¦ External Doors ¦ Manual and Automatic Doors ¦ Auto / Powered Swing Doors | 1 | High | B | 15 | 2039 | 5 | 2 | 2.7 | 17497 | 28298
Fire ¦ Fire Detection ¦ Fire Alarm System | 1 | Urgent | B | 1 | 2025 | 5 | 1 | 2.2 | 9042 | 1880
Electrical ¦ Lighting ¦ Internal ¦ General ¦ LED Fittings & Luminaires | 77 | Medium | B | 17 | 2041 | 5 | 3 | 3.2 | 30886 | 30576
Electrical ¦ Lighting ¦ Internal ¦ General ¦ LED Fittings & Luminaires | 59 | Medium | B | 18 | 2042 | 5 | 3 | 3.2 | 30887 | 30993
Fire ¦ Fire Fighting ¦ Fire Extinguishers ¦ Foam | 3 | Urgent | B | 9 | 2033 | 5 | 1 | 2.2 | 9043 | 21474
HVAC ¦ Central Air Conditioning ¦ Air Conditioning ¦ Multi-Split Evaporator - Split Systems/Heat Pumps - Air-cooled with Direct Expansion Evaporator (DX) | 1 | Medium | B | 3 | 2027 | 5 | 3 | 3.2 | 30888 | 13672
HVAC ¦ Heat Emitters - Local ¦ Electric Heaters | 2 | Medium | B | 1 | 2025 | 5 | 3 | 3.2 | 30889 | 11013
Electrical ¦ Specialist Lighting ¦ Internal ¦ Illuminated Fire Exit Signage | 8 | Urgent | B | 11 | 2035 | 5 | 1 | 2.2 | 9044 | 23963
Electrical ¦ Lighting ¦ Internal ¦ General | 39 | Medium | B | 1 | 2025 | 5 | 3 | 3.2 | 30890 | 11014
HVAC ¦ Central Air Conditioning ¦ Air Conditioning ¦ Multi-Split Condenser - Split Systems/Heat Pumps - Air-cooled with Direct Expansion Evaporator (DX) | 1 | Medium | B | 3 | 2027 | 5 | 3 | 3.2 | 30891 | 13673
HVAC ¦ Local Air Conditioning ¦ Single-Split Condenser - Split Systems/Heat Pumps - Air-cooled with Direct Expansion Evaporator (DX) | 1 | Medium | B | 10 | 2034 | 5 | 3 | 3.2 | 30892 | 23114
Security ¦ Access ¦ Access Control ¦ Gate Access - Local Lock / Keypad / Manual (External) | 1 | Medium | DX | 1 | 2025 | 1 | 3 | 2 | 987 | 682
Fire ¦ Fire Fighting ¦ Fire Extinguishers ¦ Foam | 3 | Urgent | B | 6 | 2030 | 5 | 1 | 2.2 | 9045 | 17125
Electrical ¦ Specialist Lighting ¦ Internal ¦ Illuminated Fire Exit Signage | 5 | Urgent | B | 18 | 2042 | 5 | 1 | 2.2 | 9046 | 30720
Electrical ¦ Lighting ¦ Internal ¦ General ¦ LED Fittings & Luminaires | 6 | Medium | B | 11 | 2035 | 5 | 3 | 3.2 | 30893 | 25605
Electrical ¦ Specialist Lighting ¦ Internal ¦ Illuminated Fire Exit Signage | 3 | Urgent | B | 10 | 2034 | 5 | 1 | 2.2 | 9047 | 22159
Fabric ¦ Superstructure ¦ Windows and External Doors ¦ External Windows ¦ Roller Shutters ¦ External Window Shutters ¦ Manual | 1 | Medium | B | 1 | 2025 | 5 | 3 | 3.2 | 30894 | 11015
Electrical ¦ LV Distribution ¦ Distribution Board ¦ Sub | 1 | High | B | 1 | 2025 | 5 | 2 | 2.7 | 17498 | 5012
HVAC ¦ Fan ¦ Local and Special Ventilation ¦ Extract Fans - Twin Toilet | 1 | Medium | B | 1 | 2025 | 5 | 3 | 3.2 | 30895 | 11016
HVAC ¦ Fan ¦ Local and Special Ventilation ¦ Extract Fans - Twin Toilet | 1 | Medium | B | 8 | 2032 | 5 | 3 | 3.2 | 30896 | 21127
Electrical ¦ LV Distribution ¦ Distribution Board ¦ Main | 1 | High | B | 1 | 2025 | 5 | 2 | 2.7 | 17499 | 5013
Transport ¦ Lifts ¦ Disabled Lift ¦ Electric | 1 | High | B | 3 | 2027 | 5 | 2 | 2.7 | 17500 | 13393
Electrical ¦ Lighting ¦ Internal ¦ General | 55 | Medium | B | 3 | 2027 | 5 | 3 | 3.2 | 30897 | 13674
Electrical ¦ Lighting ¦ Internal ¦ General ¦ LED Fittings & Luminaires | 3 | Medium | B | 13 | 2037 | 5 | 3 | 3.2 | 30898 | 27248
Electrical ¦ LV Distribution ¦ Distribution Board ¦ Main | 1 | High | B | 15 | 2039 | 5 | 2 | 2.7 | 17501 | 28299
Fire ¦ Fire Detection ¦ Fire Alarm System | 1 | Urgent | C | 12 | 2036 | 4 | 1 | 1.9 | 746 | 25927
Fabric ¦ Superstructure ¦ Internal Doors ¦ Roller Shutters ¦ Electric Roller Shutter | 1 | Medium | B | 5 | 2029 | 5 | 3 | 3.2 | 30899 | 15477
Electrical ¦ Lighting ¦ Internal ¦ Emergency ¦ Self Contained ¦ LED | 7 | Urgent | B | 22 | 2046 | 5 | 1 | 2.2 | 9048 | 32993
Electrical ¦ LV Distribution ¦ Distribution Board ¦ Main | 1 | High | B | 10 | 2034 | 5 | 2 | 2.7 | 17502 | 22489
Fire ¦ Fire Detection ¦ Fire Alarm System | 1 | Urgent | A | 15 | 2039 | 6 | 1 | 2.5 | 10989 | 28063
Security ¦ Access ¦ Access Control ¦ Gate Access - Local Lock / Keypad / Manual (External) | 1 | Medium | B | 1 | 2025 | 5 | 3 | 3.2 | 30900 | 11017
HVAC ¦ Fan ¦ Local and Special Ventilation ¦ Fans Window or Wall Mounted | 1 | Medium | B | 1 | 2025 | 5 | 3 | 3.2 | 30901 | 11018
Fabric ¦ Superstructure ¦ Windows and External Doors ¦ Roller Shutters ¦ Manual Roller Shutter | 1 | High | B | 6 | 2030 | 5 | 2 | 2.7 | 17503 | 17865
HVAC ¦ Heat Emitters - Local ¦ Electric Heaters | 1 | Medium | B | 1 | 2025 | 5 | 3 | 3.2 | 30902 | 11019
Fire ¦ Fire Fighting ¦ Fire Extinguishers ¦ Foam | 1 | Urgent | B | 7 | 2031 | 5 | 1 | 2.2 | 9049 | 19491
Fire ¦ Fire Fighting ¦ Fire Extinguishers ¦ Foam | 1 | Urgent | B | 5 | 2029 | 5 | 1 | 2.2 | 9050 | 14493
Fabric ¦ Superstructure ¦ Internal Doors ¦ Roller Shutters ¦ Electric Roller Shutter | 1 | Medium | B | 1 | 2025 | 5 | 3 | 3.2 | 30903 | 11020
Fabric ¦ Superstructure ¦ Windows and External Doors ¦ External Doors ¦ Manual and Automatic Doors ¦ Emergency and Panic Escape Doors | 1 | Urgent | B | 30 | 2054 | 5 | 1 | 2.2 | 9051 | 33696
Electrical ¦ Lighting ¦ Internal ¦ Emergency ¦ Self Contained ¦ LED | 1 | Urgent | B | 21 | 2045 | 5 | 1 | 2.2 | 9052 | 32432
Electrical ¦ Lighting ¦ Internal ¦ General ¦ LED Fittings & Luminaires | 8 | Medium | B | 16 | 2040 | 5 | 3 | 3.2 | 30904 | 29847
Fire ¦ Fire Fighting ¦ Fire Extinguishers ¦ CO2 | 3 | Urgent | B | 6 | 2030 | 5 | 1 | 2.2 | 9053 | 17126
Water ¦ Local Hot Water ¦ Package Electric Water Heaters - Non-Drinking Water | 1 | Medium | CX | 1 | 2025 | 2 | 3 | 2.3 | 10346 | 2258
Water ¦ Local Hot Water ¦ Package Electric Water Heaters - Non-Drinking Water | 1 | Medium | B | 1 | 2025 | 5 | 3 | 3.2 | 30905 | 11021
HVAC ¦ Central Heating (Internally Sourced) ¦ Pressurisation Unit ¦ Gas/Oil Fired Heating System | 1 | Low | B | 1 | 2025 | 5 | 4 | 3.7 | 33524 | 12340
Fire ¦ Fire Fighting ¦ Fire Extinguishers ¦ Foam | 3 | Urgent | B | 6 | 2030 | 5 | 1 | 2.2 | 9054 | 17127
Fire ¦ Fire Fighting ¦ Fire Extinguishers ¦ CO2 | 1 | Urgent | B | 5 | 2029 | 5 | 1 | 2.2 | 9055 | 14494
HVAC ¦ Heat Emitters - Local ¦ Electric Heaters | 1 | Medium | B | 3 | 2027 | 5 | 3 | 3.2 | 30906 | 13675
HVAC ¦ Local Air Conditioning ¦ Single-Split Condenser - Split Systems/Heat Pumps - Air-cooled with Direct Expansion Evaporator (DX) | 1 | Medium | B | 5 | 2029 | 5 | 3 | 3.2 | 30907 | 15478
HVAC ¦ Heat Emitters - Local ¦ Fan Convector - Electric | 1 | Medium | B | 1 | 2025 | 5 | 3 | 3.2 | 30908 | 11022
Water ¦ Local Hot Water ¦ Package Electric Water Heaters - Non-Drinking Water | 1 | Medium | B | 7 | 2031 | 5 | 3 | 3.2 | 30909 | 20156
Fire ¦ Fire Fighting ¦ Fire Extinguishers ¦ CO2 | 4 | Urgent | B | 7 | 2031 | 5 | 1 | 2.2 | 9056 | 19492
HVAC ¦ Fan ¦ Local and Special Ventilation ¦ Fans Window or Wall Mounted | 1 | Medium | C | 11 | 2035 | 4 | 3 | 2.9 | 19012 | 24880
Fabric ¦ Superstructure ¦ Internal Doors ¦ Roller Shutters ¦ Internal Manual Roller Shutter | 1 | Medium | B | 1 | 2025 | 5 | 3 | 3.2 | 30910 | 11023
HVAC ¦ Ventilation ¦ Air Handling Unit (AHU) ¦ Internal ¦ Central Ventilation Systems ¦ Ventilation Only | 1 | Medium | B | 1 | 2025 | 5 | 3 | 3.2 | 30911 | 11024
HVAC ¦ Fan ¦ Local and Special Ventilation ¦ Kitchen Vent ¦ Fans Window or Wall Mounted | 1 | Medium | B | 5 | 2029 | 5 | 3 | 3.2 | 30912 | 15479
Electrical ¦ LV Distribution ¦ Distribution Board ¦ Sub | 1 | High | B | 16 | 2040 | 5 | 2 | 2.7 | 17504 | 29256
Electrical ¦ LV Distribution ¦ Distribution Board ¦ Sub | 1 | High | B | 15 | 2039 | 5 | 2 | 2.7 | 17505 | 28300
HVAC ¦ Fan ¦ Local and Special Ventilation ¦ Axial | 1 | Medium | B | 6 | 2030 | 5 | 3 | 3.2 | 30913 | 19001
HVAC ¦ Fan ¦ Local and Special Ventilation ¦ Axial | 1 | Medium | B | 1 | 2025 | 5 | 3 | 3.2 | 30914 | 11025
Electrical ¦ LV Distribution ¦ Distribution Board ¦ Sub | 1 | High | B | 3 | 2027 | 5 | 2 | 2.7 | 17506 | 13394
Fabric ¦ Superstructure ¦ Windows and External Doors ¦ Roller Shutters ¦ Electric Roller Shutter | 1 | High | B | 15 | 2039 | 5 | 2 | 2.7 | 17507 | 28301
Electrical ¦ LV Distribution ¦ Distribution Board ¦ Main | 1 | High | B | 1 | 2025 | 5 | 2 | 2.7 | 17508 | 5014
Electrical ¦ LV Distribution ¦ Distribution Board ¦ Sub | 1 | High | B | 1 | 2025 | 5 | 2 | 2.7 | 17509 | 5015
HVAC ¦ Heat Emitters - Local ¦ Electric Heaters | 2 | Medium | B | 1 | 2025 | 5 | 3 | 3.2 | 30915 | 11026
Fire ¦ Fire Fighting ¦ Fire Extinguishers ¦ CO2 | 2 | Urgent | B | 6 | 2030 | 5 | 1 | 2.2 | 9057 | 17128
HVAC ¦ Fan ¦ Central Ventilation Systems ¦ Ventilating - General | 1 | Low | B | 1 | 2025 | 5 | 4 | 3.7 | 33525 | 12341
Electrical ¦ LV Distribution ¦ Distribution Board ¦ Main | 1 | High | D | 1 | 2025 | 3 | 2 | 2.1 | 1325 | 892
Transport ¦ Lifts ¦ Goods Lift electric ¦ Electric | 1 | Medium | B | 2 | 2026 | 5 | 3 | 3.2 | 30916 | 13196
Fire ¦ Fire Detection ¦ Fire Alarm Panel / Repeater | 1 | Urgent | B | 1 | 2025 | 5 | 1 | 2.2 | 9058 | 1881
Electrical ¦ Lighting ¦ Internal ¦ General ¦ LED Fittings & Luminaires | 108 | Medium | B | 15 | 2039 | 5 | 3 | 3.2 | 30917 | 28531
Security ¦ Access ¦ Access Control ¦ Door ¦ Local Lock / Keypad / Manual | 1 | Medium | B | 10 | 2034 | 5 | 3 | 3.2 | 30918 | 23115
HVAC ¦ Heat Emitters - Local ¦ Electric Heaters | 1 | Medium | B | 1 | 2025 | 5 | 3 | 3.2 | 30919 | 11027
HVAC ¦ Fan ¦ Local and Special Ventilation ¦ Axial | 1 | Medium | B | 1 | 2025 | 5 | 3 | 3.2 | 30920 | 11028
HVAC ¦ Fan ¦ Local and Special Ventilation ¦ Fans Window or Wall Mounted | 1 | Medium | B | 6 | 2030 | 5 | 3 | 3.2 | 30921 | 19002
Electrical ¦ Lighting ¦ Internal ¦ General | 36 | Medium | B | 16 | 2040 | 5 | 3 | 3.2 | 30922 | 29848
HVAC ¦ Heat Emitters - Local ¦ Electric Heaters | 1 | Medium | B | 1 | 2025 | 5 | 3 | 3.2 | 30923 | 11029
HVAC ¦ Central Air Conditioning ¦ Air Conditioning ¦ Multi-Split Evaporator - Split Systems/Heat Pumps - Air-cooled with Direct Expansion Evaporator (DX) | 1 | Medium | B | 11 | 2035 | 5 | 3 | 3.2 | 30924 | 25606
Fire ¦ Fire Detection ¦ Fire Alarm System | 1 | Urgent | B | 10 | 2034 | 5 | 1 | 2.2 | 9059 | 22160
HVAC ¦ Fan ¦ Local and Special Ventilation ¦ Axial | 1 | Medium | B | 12 | 2036 | 5 | 3 | 3.2 | 30925 | 26743
Electrical ¦ LV Distribution ¦ Distribution Board ¦ Sub | 1 | High | B | 1 | 2025 | 5 | 2 | 2.7 | 17510 | 5016
Electrical ¦ LV Distribution ¦ Distribution Board ¦ Main | 1 | High | D | 1 | 2025 | 3 | 2 | 2.1 | 1326 | 893
Fire ¦ Fire Detection ¦ Fire Alarm System | 1 | Urgent | B | 1 | 2025 | 5 | 1 | 2.2 | 9060 | 1882
Fire ¦ Fire Fighting ¦ Fire Extinguishers ¦ CO2 | 2 | Urgent | B | 9 | 2033 | 5 | 1 | 2.2 | 9061 | 21475
HVAC ¦ Fan ¦ Local and Special Ventilation ¦ Kitchen Vent ¦ Extract | 1 | Low | B | 5 | 2029 | 5 | 4 | 3.7 | 33526 | 15678
Lightning Protection ¦ System | 1 | High | B | 28 | 2052 | 5 | 2 | 2.7 | 17511 | 33631
Fire ¦ Fire Fighting ¦ Fire Extinguishers ¦ CO2 | 4 | Urgent | B | 6 | 2030 | 5 | 1 | 2.2 | 9062 | 17129
HVAC ¦ Fan ¦ Central Ventilation Systems ¦ Ventilating - General | 1 | Low | B | 1 | 2025 | 5 | 4 | 3.7 | 33527 | 12342
Electrical ¦ LV Distribution ¦ Distribution Board ¦ Sub | 1 | High | B | 1 | 2025 | 5 | 2 | 2.7 | 17512 | 5017
Controls ¦ Building Management System (BMS) ¦ BMS Control Panel | 1 | High | B | 5 | 2029 | 5 | 2 | 2.7 | 17513 | 14741
Security ¦ Access ¦ Access Control ¦ Door ¦ Local Lock / Keypad / Manual | 1 | Medium | A | 15 | 2039 | 6 | 3 | 3.5 | 32616 | 28588
Fire ¦ Fire Fighting ¦ Fire Extinguishers ¦ Foam | 6 | Urgent | B | 6 | 2030 | 5 | 1 | 2.2 | 9063 | 17130
Fire ¦ Fire Fighting ¦ Fire Extinguishers ¦ CO2 | 3 | Urgent | B | 6 | 2030 | 5 | 1 | 2.2 | 9064 | 17131
HVAC ¦ Fan ¦ Central Ventilation Systems ¦ Ventilating - General | 1 | Low | B | 1 | 2025 | 5 | 4 | 3.7 | 33528 | 12343
HVAC ¦ Fan ¦ Local and Special Ventilation ¦ Kitchen Vent ¦ Extract | 1 | Low | B | 1 | 2025 | 5 | 4 | 3.7 | 33529 | 12344
Fabric ¦ Superstructure ¦ Internal Doors ¦ Roller Shutters ¦ Automatic Roller Shutter | 1 | High | C | 7 | 2031 | 4 | 2 | 2.4 | 10760 | 19551
Fire ¦ Fire Fighting ¦ Fire Extinguishers ¦ CO2 | 1 | Urgent | B | 9 | 2033 | 5 | 1 | 2.2 | 9065 | 21476
Water ¦ Local Hot Water ¦ Package Electric Water Heaters - Non-Drinking Water | 1 | Medium | B | 1 | 2025 | 5 | 3 | 3.2 | 30926 | 11030
Electrical ¦ Specialist Lighting ¦ Internal ¦ Illuminated Fire Exit Signage | 2 | Urgent | B | 18 | 2042 | 5 | 1 | 2.2 | 9066 | 30721
Fabric ¦ Superstructure ¦ Windows and External Doors ¦ External Doors ¦ Manual and Automatic Doors ¦ Auto / Powered Sliding Doors | 1 | High | B | 6 | 2030 | 5 | 2 | 2.7 | 17514 | 17866
Electrical ¦ LV Distribution ¦ Distribution Board ¦ Sub | 1 | High | B | 1 | 2025 | 5 | 2 | 2.7 | 17515 | 5018
Fabric ¦ Superstructure ¦ Internal Doors ¦ Roller Shutters ¦ Electric Roller Shutter | 1 | Medium | B | 13 | 2037 | 5 | 3 | 3.2 | 30927 | 27249
Electrical ¦ Power Generation ¦ Internal ¦ Photovoltaics (Connected to the Building) | 1 | Medium | B | 20 | 2044 | 5 | 3 | 3.2 | 30928 | 31688
Fire ¦ Fire Fighting ¦ Fire Extinguishers ¦ Foam | 3 | Urgent | B | 9 | 2033 | 5 | 1 | 2.2 | 9067 | 21477
Fire ¦ Fire Fighting ¦ Fire Extinguishers ¦ CO2 | 2 | Urgent | B | 7 | 2031 | 5 | 1 | 2.2 | 9068 | 19493
HVAC ¦ Fan ¦ Local and Special Ventilation ¦ Kitchen Vent ¦ Extract | 1 | Low | B | 5 | 2029 | 5 | 4 | 3.7 | 33530 | 15679
Fire ¦ Fire Detection ¦ Fire Alarm System | 1 | Urgent | B | 6 | 2030 | 5 | 1 | 2.2 | 9069 | 17132
Fabric ¦ Superstructure ¦ Windows and External Doors ¦ Roller Shutters ¦ Electric Roller Shutter | 1 | High | B | 1 | 2025 | 5 | 2 | 2.7 | 17516 | 5019
Electrical ¦ Lighting ¦ Internal ¦ Emergency ¦ Self Contained ¦ LED | 7 | Urgent | B | 20 | 2044 | 5 | 1 | 2.2 | 9070 | 31553
Electrical ¦ Lighting ¦ Internal ¦ Emergency ¦ Self Contained ¦ LED | 4 | Urgent | B | 20 | 2044 | 5 | 1 | 2.2 | 9071 | 31554
Fire ¦ Fire Fighting ¦ Fire Extinguishers ¦ Foam | 4 | Urgent | B | 7 | 2031 | 5 | 1 | 2.2 | 9072 | 19494
Fabric ¦ Superstructure ¦ Windows and External Doors ¦ External Doors ¦ Manual and Automatic Doors ¦ Emergency and Panic Escape Doors | 1 | Urgent | B | 17 | 2041 | 5 | 1 | 2.2 | 9073 | 30234
HVAC ¦ Heat Emitters - Local ¦ Electric Heaters | 1 | Medium | B | 4 | 2028 | 5 | 3 | 3.2 | 30929 | 14232
Electrical ¦ LV Distribution ¦ Distribution Board ¦ Main | 1 | High | D | 1 | 2025 | 3 | 2 | 2.1 | 1327 | 894
Security ¦ Access ¦ Access Control ¦ Door ¦ Local Lock / Keypad / Manual | 1 | Medium | B | 10 | 2034 | 5 | 3 | 3.2 | 30930 | 23116
Fabric ¦ Superstructure ¦ Windows and External Doors ¦ External Windows ¦ Roller Shutters ¦ External Window Shutters ¦ Manual | 1 | Medium | B | 1 | 2025 | 5 | 3 | 3.2 | 30931 | 11031
Electrical ¦ Lighting ¦ Internal ¦ Emergency ¦ Self Contained ¦ LED | 11 | Urgent | B | 19 | 2043 | 5 | 1 | 2.2 | 9074 | 31111
Electrical ¦ Specialist Lighting ¦ Internal ¦ Illuminated Fire Exit Signage | 6 | Urgent | B | 1 | 2025 | 5 | 1 | 2.2 | 9075 | 1883
Electrical ¦ Lighting ¦ Internal ¦ General | 5 | Medium | B | 4 | 2028 | 5 | 3 | 3.2 | 30932 | 14233
HVAC ¦ Fan ¦ Central Cooling ¦ Axial | 1 | Medium | B | 1 | 2025 | 5 | 3 | 3.2 | 30933 | 11032
Fabric ¦ Superstructure ¦ Windows and External Doors ¦ External Doors ¦ Entrance Doors | 1 | High | B | 11 | 2035 | 5 | 2 | 2.7 | 17517 | 24777
Fabric ¦ Superstructure ¦ Internal Doors ¦ Roller Shutters ¦ Electric Roller Shutter | 1 | Medium | B | 15 | 2039 | 5 | 3 | 3.2 | 30934 | 28532
Security ¦ Access ¦ Access Control ¦ Door ¦ Local Lock / Keypad / Manual | 1 | Medium | B | 10 | 2034 | 5 | 3 | 3.2 | 30935 | 23117
Fabric ¦ Superstructure ¦ Windows and External Doors ¦ External Doors ¦ Manual and Automatic Doors ¦ Emergency and Panic Escape Doors | 1 | Urgent | B | 15 | 2039 | 5 | 1 | 2.2 | 9076 | 28009
Fire ¦ Fire Fighting ¦ Fire Extinguishers ¦ CO2 | 3 | Urgent | B | 7 | 2031 | 5 | 1 | 2.2 | 9077 | 19495
Fire ¦ Fire Fighting ¦ Fire Extinguishers ¦ Foam | 1 | Urgent | B | 6 | 2030 | 5 | 1 | 2.2 | 9078 | 17133
HVAC ¦ Fan ¦ Central Ventilation Systems ¦ Ventilating - General | 1 | Low | B | 1 | 2025 | 5 | 4 | 3.7 | 33531 | 12345
Electrical ¦ LV Distribution ¦ Distribution Board ¦ Sub | 1 | High | B | 9 | 2033 | 5 | 2 | 2.7 | 17518 | 21644
Security ¦ Access ¦ Access Control ¦ Gate Access - Local Lock / Keypad / Manual (External) | 1 | Medium | B | 1 | 2025 | 5 | 3 | 3.2 | 30936 | 11033
Electrical ¦ Specialist Lighting ¦ Internal ¦ Illuminated Fire Exit Signage | 2 | Urgent | B | 16 | 2040 | 5 | 1 | 2.2 | 9079 | 29015
Electrical ¦ Lighting ¦ External ¦ General - LED | 1 | Medium | B | 12 | 2036 | 5 | 3 | 3.2 | 30937 | 26744
HVAC ¦ Local Air Conditioning ¦ Single-Split Condenser - Split Systems/Heat Pumps - Air-cooled with Direct Expansion Evaporator (DX) | 1 | Medium | B | 5 | 2029 | 5 | 3 | 3.2 | 30938 | 15480
HVAC ¦ Central Air Conditioning ¦ Air Conditioning ¦ Multi-Split Condenser - Split Systems/Heat Pumps - Air-cooled with Direct Expansion Evaporator (DX) | 1 | Medium | B | 3 | 2027 | 5 | 3 | 3.2 | 30939 | 13676
Transport ¦ Lifts ¦ Passenger Lift electric ¦ Electric | 1 | Medium | B | 3 | 2027 | 5 | 3 | 3.2 | 30940 | 13677
HVAC ¦ Fan ¦ Local and Special Ventilation ¦ Fans Window or Wall Mounted | 1 | Medium | B | 11 | 2035 | 5 | 3 | 3.2 | 30941 | 25607
HVAC ¦ Heat Emitters - Local ¦ Gas Fired Natural and Fan Assisted Heaters | 1 | Medium | B | 4 | 2028 | 5 | 3 | 3.2 | 30942 | 14234
Electrical ¦ Lighting ¦ Internal ¦ General | 14 | Medium | B | 6 | 2030 | 5 | 3 | 3.2 | 30943 | 19003
Electrical ¦ LV Distribution ¦ Distribution Board ¦ Sub | 1 | High | B | 10 | 2034 | 5 | 2 | 2.7 | 17519 | 22490
HVAC ¦ Local and Special Ventilation ¦ Unit extract fans. | 1 | Medium | B | 1 | 2025 | 5 | 3 | 3.2 | 30944 | 11034
Electrical ¦ Lighting ¦ Internal ¦ Emergency ¦ Self Contained ¦ Non LED | 1 | Urgent | B | 15 | 2039 | 5 | 1 | 2.2 | 9080 | 28010
Fabric ¦ Superstructure ¦ Internal Doors ¦ Roller Shutters ¦ Automatic Roller Shutter | 1 | High | B | 1 | 2025 | 5 | 2 | 2.7 | 17520 | 5020
HVAC ¦ Fan ¦ Local and Special Ventilation ¦ Centrifugal | 1 | Medium | C | 1 | 2025 | 4 | 3 | 2.9 | 19013 | 5819
HVAC ¦ Central Air Conditioning ¦ Air Conditioning ¦ Multi-Split Condenser - Split Systems/Heat Pumps - Air-cooled with Direct Expansion Evaporator (DX) | 1 | Medium | A | 14 | 2038 | 6 | 3 | 3.5 | 32617 | 27689
Electrical ¦ LV Distribution ¦ Distribution Board ¦ Sub | 1 | High | B | 1 | 2025 | 5 | 2 | 2.7 | 17521 | 5021
HVAC ¦ Fan ¦ Local and Special Ventilation ¦ Fans Window or Wall Mounted | 1 | Medium | DX | 1 | 2025 | 1 | 3 | 2 | 988 | 683
HVAC ¦ Local Air Conditioning ¦ Single-Split Evaporator - Split Systems/Heat Pumps - Air-cooled with Direct Expansion Evaporator (DX) | 1 | Medium | B | 1 | 2025 | 5 | 3 | 3.2 | 30945 | 11035
HVAC ¦ Fan ¦ Local and Special Ventilation ¦ Extract | 1 | Medium | B | 1 | 2025 | 5 | 3 | 3.2 | 30946 | 11036
HVAC ¦ Fan ¦ Local and Special Ventilation ¦ Extract | 1 | Medium | B | 1 | 2025 | 5 | 3 | 3.2 | 30947 | 11037
HVAC ¦ Fan ¦ Central Ventilation Systems ¦ Ventilating - General | 1 | Low | B | 1 | 2025 | 5 | 4 | 3.7 | 33532 | 12346
HVAC ¦ Fan ¦ Central Ventilation Systems ¦ Ventilating - General | 1 | Low | B | 1 | 2025 | 5 | 4 | 3.7 | 33533 | 12347
HVAC ¦ Fan ¦ Local and Special Ventilation ¦ Kitchen Vent ¦ Extract | 1 | Low | A | 13 | 2037 | 6 | 4 | 4 | 33836 | 27320
Fabric ¦ Barriers and Guardrails ¦ Vehicle Crash Protection Barrier | 1 | V Low | B | 1 | 2025 | 5 | 4 | 3.7 | 33534 | 12348
Fabric ¦ Barriers and Guardrails ¦ Vehicle Crash Protection Barrier | 1 | V Low | B | 1 | 2025 | 5 | 4 | 3.7 | 33535 | 12349
Electrical ¦ LV Distribution ¦ Distribution Board ¦ Sub | 1 | High | A | 19 | 2043 | 6 | 2 | 3 | 19628 | 31335
Fabric ¦ Superstructure ¦ Windows and External Doors ¦ External Doors ¦ Entrance Doors | 1 | High | B | 11 | 2035 | 5 | 2 | 2.7 | 17522 | 24778
Fabric ¦ Superstructure ¦ Windows and External Doors ¦ External Doors ¦ Manual and Automatic Doors ¦ Emergency and Panic Escape Doors | 1 | Urgent | B | 25 | 2049 | 5 | 1 | 2.2 | 9081 | 33339
Fabric ¦ Superstructure ¦ Windows and External Doors ¦ External Doors ¦ Manual and Automatic Doors ¦ Emergency and Panic Escape Doors | 1 | Urgent | B | 6 | 2030 | 5 | 1 | 2.2 | 9082 | 17134
HVAC ¦ Central Air Conditioning ¦ Air Conditioning ¦ Multi-Split Condenser - Split Systems/Heat Pumps - Air-cooled with Direct Expansion Evaporator (DX) | 1 | Medium | B | 4 | 2028 | 5 | 3 | 3.2 | 30948 | 14235
Fabric ¦ Superstructure ¦ Windows and External Doors ¦ External Doors ¦ Manual and Automatic Doors ¦ Emergency and Panic Escape Doors | 1 | Urgent | B | 21 | 2045 | 5 | 1 | 2.2 | 9083 | 32433
HVAC ¦ Fan ¦ Local and Special Ventilation ¦ Extract | 1 | Medium | B | 1 | 2025 | 5 | 3 | 3.2 | 30949 | 11038
Electrical ¦ LV Distribution ¦ Distribution Board ¦ Main | 1 | High | B | 1 | 2025 | 5 | 2 | 2.7 | 17523 | 5022
HVAC ¦ Fan ¦ Local and Special Ventilation ¦ Extract | 1 | Medium | B | 11 | 2035 | 5 | 3 | 3.2 | 30950 | 25608
Electrical ¦ Lighting ¦ Internal ¦ Emergency ¦ Self Contained ¦ LED | 7 | Urgent | A | 23 | 2047 | 6 | 1 | 2.5 | 10990 | 33178
Security ¦ Access ¦ Access Control ¦ Gate Access - Local Lock / Keypad / Manual (External) | 1 | Medium | B | 1 | 2025 | 5 | 3 | 3.2 | 30951 | 11039
Fire ¦ Fire Fighting ¦ Fire Extinguishers ¦ Foam | 4 | Urgent | B | 6 | 2030 | 5 | 1 | 2.2 | 9084 | 17135
Fabric ¦ Superstructure ¦ Windows and External Doors ¦ External Doors ¦ Entrance Doors | 1 | High | B | 11 | 2035 | 5 | 2 | 2.7 | 17524 | 24779
Fire ¦ Fire Fighting ¦ Fire Extinguishers ¦ Foam | 1 | Urgent | B | 9 | 2033 | 5 | 1 | 2.2 | 9085 | 21478
Fire ¦ Fire Fighting ¦ Fire Extinguishers ¦ Foam | 1 | Urgent | B | 7 | 2031 | 5 | 1 | 2.2 | 9086 | 19496
Electrical ¦ Lighting ¦ Internal ¦ Emergency ¦ Self Contained ¦ LED | 12 | Urgent | B | 21 | 2045 | 5 | 1 | 2.2 | 9087 | 32434
HVAC ¦ Heat Emitters - Local ¦ Electric Heaters | 1 | Medium | B | 1 | 2025 | 5 | 3 | 3.2 | 30952 | 11040
Fire ¦ Fire Fighting ¦ Fire Extinguishers ¦ CO2 | 7 | Urgent | B | 8 | 2032 | 5 | 1 | 2.2 | 9088 | 20596
Fire ¦ Fire Fighting ¦ Fire Extinguishers ¦ CO2 | 4 | Urgent | B | 9 | 2033 | 5 | 1 | 2.2 | 9089 | 21479
HVAC ¦ Fan ¦ Central Ventilation Systems ¦ Ventilating - General | 1 | Low | B | 1 | 2025 | 5 | 4 | 3.7 | 33536 | 12350
Water ¦ Local Hot Water ¦ Package Electric Water Heaters - Non-Drinking Water | 1 | Medium | B | 5 | 2029 | 5 | 3 | 3.2 | 30953 | 15481
Electrical ¦ LV Distribution ¦ Distribution Board ¦ Main | 1 | High | B | 1 | 2025 | 5 | 2 | 2.7 | 17525 | 5023
Security ¦ Access ¦ Access Control ¦ Gate Access - Local Lock / Keypad / Manual (External) | 1 | Medium | B | 1 | 2025 | 5 | 3 | 3.2 | 30954 | 11041
Electrical ¦ Lighting ¦ Internal ¦ General | 22 | Medium | B | 1 | 2025 | 5 | 3 | 3.2 | 30955 | 11042
Fabric ¦ Superstructure ¦ Windows and External Doors ¦ External Doors ¦ Manual and Automatic Doors ¦ High Security Door | 1 | High | B | 21 | 2045 | 5 | 2 | 2.7 | 17526 | 32748
Fire ¦ Fire Fighting ¦ Fire Extinguishers ¦ Foam | 4 | Urgent | B | 6 | 2030 | 5 | 1 | 2.2 | 9090 | 17136
HVAC ¦ Local Air Conditioning ¦ Single-Split Evaporator - Split Systems/Heat Pumps - Air-cooled with Direct Expansion Evaporator (DX) | 1 | Medium | B | 1 | 2025 | 5 | 3 | 3.2 | 30956 | 11043
Controls ¦ Multi-System Controls ¦ Control Panel - Electrical Services (excluding Electrical Controllers and Pneumatic Relays) | 1 | Medium | B | 1 | 2025 | 5 | 3 | 3.2 | 30957 | 11044
HVAC ¦ Fan ¦ Local and Special Ventilation ¦ Extract | 1 | Medium | CX | 1 | 2025 | 2 | 3 | 2.3 | 10347 | 2259
HVAC ¦ Central Heating (Internally Sourced) ¦ Heat Exchangers ¦ Heat Reclaim Unit (Lossnay Type) | 1 | Medium | B | 10 | 2034 | 5 | 3 | 3.2 | 30958 | 23118
HVAC ¦ Fan ¦ Central Ventilation Systems ¦ Ventilating - General | 1 | Low | B | 1 | 2025 | 5 | 4 | 3.7 | 33537 | 12351
Fabric ¦ Superstructure ¦ Internal Doors ¦ Roller Shutters ¦ Electric Roller Shutter | 1 | Medium | B | 15 | 2039 | 5 | 3 | 3.2 | 30959 | 28533
Electrical ¦ Specialist Lighting ¦ Internal ¦ Illuminated Fire Exit Signage | 3 | Urgent | B | 15 | 2039 | 5 | 1 | 2.2 | 9091 | 28011
Electrical ¦ Specialist Lighting ¦ Internal ¦ Illuminated Fire Exit Signage | 3 | Urgent | B | 16 | 2040 | 5 | 1 | 2.2 | 9092 | 29016
Fabric ¦ Superstructure ¦ Windows and External Doors ¦ External Doors ¦ Manual and Automatic Doors ¦ High Security Door | 1 | High | B | 11 | 2035 | 5 | 2 | 2.7 | 17527 | 24780
Fabric ¦ Superstructure ¦ Windows and External Doors ¦ External Doors ¦ Entrance Doors | 1 | High | B | 15 | 2039 | 5 | 2 | 2.7 | 17528 | 28302
Fabric ¦ Superstructure ¦ Windows and External Doors ¦ Roller Shutters ¦ Electric Roller Shutter | 1 | High | B | 5 | 2029 | 5 | 2 | 2.7 | 17529 | 14742
HVAC ¦ Heat Emitters - Local ¦ Electric Heaters | 2 | Medium | B | 6 | 2030 | 5 | 3 | 3.2 | 30960 | 19004
Electrical ¦ Lighting ¦ Internal ¦ Emergency ¦ Self Contained ¦ LED | 2 | Urgent | B | 15 | 2039 | 5 | 1 | 2.2 | 9093 | 28012
Electrical ¦ Lighting ¦ External ¦ General - LED | 8 | Medium | B | 11 | 2035 | 5 | 3 | 3.2 | 30961 | 25609
Electrical ¦ LV Distribution ¦ Distribution Board ¦ Sub | 1 | High | B | 1 | 2025 | 5 | 2 | 2.7 | 17530 | 5024
Electrical ¦ LV Distribution ¦ Distribution Board ¦ Sub | 1 | High | B | 10 | 2034 | 5 | 2 | 2.7 | 17531 | 22491
Fabric ¦ Superstructure ¦ Windows and External Doors ¦ Roller Shutters ¦ Manual Roller Shutter | 1 | High | B | 1 | 2025 | 5 | 2 | 2.7 | 17532 | 5025
Electrical ¦ Lighting ¦ External ¦ General - LED | 1 | Medium | B | 11 | 2035 | 5 | 3 | 3.2 | 30962 | 25610
Electrical ¦ Lighting ¦ Internal ¦ Emergency ¦ Self Contained ¦ Non LED | 2 | Urgent | B | 1 | 2025 | 5 | 1 | 2.2 | 9094 | 1884
Electrical ¦ Specialist Lighting ¦ Internal ¦ Illuminated Fire Exit Signage | 5 | Urgent | B | 18 | 2042 | 5 | 1 | 2.2 | 9095 | 30722
Fabric ¦ Superstructure ¦ Windows and External Doors ¦ Roller Shutters ¦ Manual Roller Shutter | 1 | High | B | 10 | 2034 | 5 | 2 | 2.7 | 17533 | 22492
Electrical ¦ LV Distribution ¦ Distribution Board ¦ Main | 1 | High | D | 1 | 2025 | 3 | 2 | 2.1 | 1328 | 895
HVAC ¦ Heat Emitters - Local ¦ Gas Fired Natural and Fan Assisted Heaters | 1 | Medium | B | 1 | 2025 | 5 | 3 | 3.2 | 30963 | 11045
HVAC ¦ Fan ¦ Local and Special Ventilation ¦ Kitchen Vent ¦ Extract | 1 | Low | C | 5 | 2029 | 4 | 4 | 3.4 | 32428 | 15582
Electrical ¦ Specialist Lighting ¦ Internal ¦ Illuminated Fire Exit Signage | 6 | Urgent | B | 16 | 2040 | 5 | 1 | 2.2 | 9096 | 29017
Fire ¦ Fire Detection ¦ Fire Alarm Panel / Repeater | 1 | Urgent | B | 11 | 2035 | 5 | 1 | 2.2 | 9097 | 23964
Fabric ¦ Barriers and Guardrails ¦ Vehicle Crash Protection Barrier | 1 | V Low | B | 1 | 2025 | 5 | 4 | 3.7 | 33538 | 12352
Fire ¦ Fire Detection ¦ Fire Alarm System | 1 | Urgent | B | 1 | 2025 | 5 | 1 | 2.2 | 9098 | 1885
Electrical ¦ Lighting ¦ Internal ¦ Emergency ¦ Self Contained ¦ LED | 8 | Urgent | B | 21 | 2045 | 5 | 1 | 2.2 | 9099 | 32435
HVAC ¦ Fan ¦ Central Ventilation Systems ¦ Ventilating - General | 1 | Low | B | 1 | 2025 | 5 | 4 | 3.7 | 33539 | 12353
Electrical ¦ LV Distribution ¦ Distribution Board ¦ Sub | 1 | High | B | 10 | 2034 | 5 | 2 | 2.7 | 17534 | 22493
Fabric ¦ Superstructure ¦ Internal Doors ¦ Roller Shutters ¦ Internal Manual Roller Shutter | 1 | Medium | B | 1 | 2025 | 5 | 3 | 3.2 | 30964 | 11046
Fabric ¦ Superstructure ¦ Windows and External Doors ¦ Roller Shutters ¦ Manual Roller Shutter | 1 | High | B | 1 | 2025 | 5 | 2 | 2.7 | 17535 | 5026
Fabric ¦ Superstructure ¦ Windows and External Doors ¦ Roller Shutters ¦ Manual Roller Shutter | 1 | High | B | 1 | 2025 | 5 | 2 | 2.7 | 17536 | 5027
Electrical ¦ Specialist Lighting ¦ Internal ¦ Illuminated Fire Exit Signage | 6 | Urgent | B | 16 | 2040 | 5 | 1 | 2.2 | 9100 | 29018
Fire ¦ Fire Fighting ¦ Fire Extinguishers ¦ CO2 | 2 | Urgent | B | 6 | 2030 | 5 | 1 | 2.2 | 9101 | 17137
Fire ¦ Fire Fighting ¦ Fire Extinguishers ¦ Foam | 1 | Urgent | B | 1 | 2025 | 5 | 1 | 2.2 | 9102 | 1886
HVAC ¦ Fan ¦ Central Ventilation Systems ¦ Ventilating - General | 1 | Low | B | 1 | 2025 | 5 | 4 | 3.7 | 33540 | 12354
Electrical ¦ LV Distribution ¦ Distribution Board ¦ Sub | 1 | High | B | 19 | 2043 | 5 | 2 | 2.7 | 17537 | 31262
Electrical ¦ Lighting ¦ Internal ¦ General | 8 | Medium | B | 1 | 2025 | 5 | 3 | 3.2 | 30965 | 11047
Fire ¦ Fire Fighting ¦ Fire Extinguishers ¦ Foam | 5 | Urgent | B | 9 | 2033 | 5 | 1 | 2.2 | 9103 | 21480
Fire ¦ Fire Fighting ¦ Fire Extinguishers ¦ Water | 2 | Urgent | B | 1 | 2025 | 5 | 1 | 2.2 | 9104 | 1887
Electrical ¦ LV Distribution ¦ Distribution Board ¦ Main | 1 | High | B | 1 | 2025 | 5 | 2 | 2.7 | 17538 | 5028
HVAC ¦ Fan ¦ Central Heating ¦ Axial | 1 | High | B | 2 | 2026 | 5 | 2 | 2.7 | 17539 | 12957
Fabric ¦ Barriers and Guardrails ¦ Vehicle Crash Protection Barrier | 1 | V Low | B | 1 | 2025 | 5 | 4 | 3.7 | 33541 | 12355
Fabric ¦ Superstructure ¦ Windows and External Doors ¦ Roller Shutters ¦ Electric Roller Shutter | 1 | High | B | 15 | 2039 | 5 | 2 | 2.7 | 17540 | 28303
HVAC ¦ Fan ¦ Local and Special Ventilation ¦ Kitchen Vent ¦ Extract | 1 | Low | C | 5 | 2029 | 4 | 4 | 3.4 | 32429 | 15583
Fabric ¦ Superstructure ¦ Windows and External Doors ¦ Roller Shutters ¦ Manual Roller Shutter | 1 | High | B | 1 | 2025 | 5 | 2 | 2.7 | 17541 | 5029
HVAC ¦ Heat Emitters - Local ¦ Electric Heaters | 1 | Medium | B | 1 | 2025 | 5 | 3 | 3.2 | 30966 | 11048
Electrical ¦ LV Distribution ¦ Distribution Board ¦ Sub | 1 | High | B | 10 | 2034 | 5 | 2 | 2.7 | 17542 | 22494
HVAC ¦ Fan ¦ Central Heating ¦ Axial | 1 | High | B | 5 | 2029 | 5 | 2 | 2.7 | 17543 | 14743
Fabric ¦ Superstructure ¦ Windows and External Doors ¦ External Doors ¦ Manual and Automatic Doors ¦ Emergency and Panic Escape Doors | 1 | Urgent | B | 10 | 2034 | 5 | 1 | 2.2 | 9105 | 22161
Fabric ¦ Superstructure ¦ Windows and External Doors ¦ Roller Shutters ¦ Manual Roller Shutter | 1 | High | B | 1 | 2025 | 5 | 2 | 2.7 | 17544 | 5030
Electrical ¦ Lighting ¦ Internal ¦ Emergency ¦ Self Contained ¦ LED | 5 | Urgent | B | 21 | 2045 | 5 | 1 | 2.2 | 9106 | 32436
HVAC ¦ Fan ¦ Local and Special Ventilation ¦ Extract | 1 | Medium | B | 1 | 2025 | 5 | 3 | 3.2 | 30967 | 11049
Electrical ¦ Lighting ¦ External ¦ General - Non-LED | 2 | Medium | B | 1 | 2025 | 5 | 3 | 3.2 | 30968 | 11050
Lightning Protection ¦ System | 1 | High | B | 6 | 2030 | 5 | 2 | 2.7 | 17545 | 17867
HVAC ¦ Heat Emitters - Local ¦ Electric Heaters | 1 | Medium | B | 4 | 2028 | 5 | 3 | 3.2 | 30969 | 14236
Fire ¦ Fire Fighting ¦ Fire Extinguishers ¦ CO2 | 2 | Urgent | B | 6 | 2030 | 5 | 1 | 2.2 | 9107 | 17138
Fire ¦ Fire Fighting ¦ Fire Extinguishers ¦ Foam | 4 | Urgent | B | 9 | 2033 | 5 | 1 | 2.2 | 9108 | 21481
HVAC ¦ Central Heating (Internally Sourced) ¦ Boiler ¦ Electric Boilers | 1 | Medium | B | 6 | 2030 | 5 | 3 | 3.2 | 30970 | 19005
Electrical ¦ Lighting ¦ Internal ¦ General ¦ LED Fittings & Luminaires | 114 | Medium | B | 16 | 2040 | 5 | 3 | 3.2 | 30971 | 29849
Electrical ¦ Lighting ¦ External ¦ General - LED | 2 | Medium | B | 1 | 2025 | 5 | 3 | 3.2 | 30972 | 11051
HVAC ¦ Fan ¦ Central Heating ¦ Axial | 1 | High | B | 2 | 2026 | 5 | 2 | 2.7 | 17546 | 12958
Water ¦ Local Hot Water ¦ Package Electric Water Heaters - Non-Drinking Water | 1 | Medium | A | 10 | 2034 | 6 | 3 | 3.5 | 32618 | 23209
Water ¦ Local Hot Water ¦ Instantaneous Electric Water Heater - Non-Drinking Water | 1 | Medium | B | 3 | 2027 | 5 | 3 | 3.2 | 30973 | 13678
Fabric ¦ Superstructure ¦ Internal Doors ¦ Roller Shutters ¦ Electric Roller Shutter | 1 | Medium | B | 1 | 2025 | 5 | 3 | 3.2 | 30974 | 11052
Fabric ¦ Superstructure ¦ Internal Doors ¦ Roller Shutters ¦ Internal Manual Roller Shutter | 1 | Medium | B | 1 | 2025 | 5 | 3 | 3.2 | 30975 | 11053
Fabric ¦ Barriers and Guardrails ¦ Vehicle Crash Protection Barrier | 1 | V Low | B | 1 | 2025 | 5 | 4 | 3.7 | 33542 | 12356
Electrical ¦ Specialist Lighting ¦ Internal ¦ Illuminated Fire Exit Signage | 7 | Urgent | B | 6 | 2030 | 5 | 1 | 2.2 | 9109 | 17139
HVAC ¦ Central Air Conditioning ¦ Air Conditioning ¦ Multi-Split Evaporator - Split Systems/Heat Pumps - Air-cooled with Direct Expansion Evaporator (DX) | 1 | Medium | B | 3 | 2027 | 5 | 3 | 3.2 | 30976 | 13679
Water ¦ Local Hot Water ¦ Instantaneous Electric Water Heater - Non-Drinking Water | 1 | Medium | A | 13 | 2037 | 6 | 3 | 3.5 | 32619 | 27304
Electrical ¦ LV Distribution ¦ Distribution Board ¦ Sub | 1 | High | B | 2 | 2026 | 5 | 2 | 2.7 | 17547 | 12959
HVAC ¦ Fan ¦ Central Heating ¦ Axial | 1 | High | B | 5 | 2029 | 5 | 2 | 2.7 | 17548 | 14744
Controls ¦ Multi-System Controls ¦ Multi-Input Controllers | 1 | Medium | A | 8 | 2032 | 6 | 3 | 3.5 | 32620 | 21173
Fabric ¦ Barriers and Guardrails ¦ Vehicle Crash Protection Barrier | 1 | V Low | B | 1 | 2025 | 5 | 4 | 3.7 | 33543 | 12357
HVAC ¦ Fan ¦ Local and Special Ventilation ¦ Centrifugal | 1 | Medium | B | 1 | 2025 | 5 | 3 | 3.2 | 30977 | 11054
Electrical ¦ LV Distribution ¦ Distribution Board ¦ Sub | 1 | High | B | 1 | 2025 | 5 | 2 | 2.7 | 17549 | 5031
Electrical ¦ LV Distribution ¦ Distribution Board ¦ Main | 1 | High | B | 16 | 2040 | 5 | 2 | 2.7 | 17550 | 29257
Electrical ¦ LV Distribution ¦ Distribution Board ¦ Sub | 1 | High | B | 10 | 2034 | 5 | 2 | 2.7 | 17551 | 22495
Communication and Control ¦ Communication Systems ¦ Public Address (PA) System | 1 | Medium | B | 1 | 2025 | 5 | 3 | 3.2 | 30978 | 11055
Electrical ¦ Lighting ¦ Internal ¦ Emergency ¦ Self Contained ¦ LED | 7 | Urgent | B | 22 | 2046 | 5 | 1 | 2.2 | 9110 | 32994
Electrical ¦ LV Distribution ¦ Distribution Board ¦ Main | 1 | High | B | 16 | 2040 | 5 | 2 | 2.7 | 17552 | 29258
Fabric ¦ Superstructure ¦ Windows and External Doors ¦ External Doors ¦ Manual and Automatic Doors ¦ Emergency and Panic Escape Doors | 1 | Urgent | B | 10 | 2034 | 5 | 1 | 2.2 | 9111 | 22162
HVAC ¦ Fan ¦ Local and Special Ventilation ¦ Extract | 1 | Medium | CX | 1 | 2025 | 2 | 3 | 2.3 | 10348 | 2260
HVAC ¦ Fan ¦ Local and Special Ventilation ¦ Centrifugal | 1 | Medium | B | 1 | 2025 | 5 | 3 | 3.2 | 30979 | 11056
Electrical ¦ Lighting ¦ Internal ¦ Emergency ¦ Self Contained ¦ Non LED | 2 | Urgent | D | 12 | 2036 | 3 | 1 | 1.6 | 469 | 25909
Electrical ¦ LV Distribution ¦ Distribution Board ¦ Main | 1 | High | B | 16 | 2040 | 5 | 2 | 2.7 | 17553 | 29259
Fabric ¦ Superstructure ¦ Windows and External Doors ¦ External Doors ¦ Manual and Automatic Doors ¦ Emergency and Panic Escape Doors | 1 | Urgent | B | 1 | 2025 | 5 | 1 | 2.2 | 9112 | 1888
Controls ¦ Multi-System Controls ¦ Control Panel - Electrical Services (excluding Electrical Controllers and Pneumatic Relays) | 1 | Medium | B | 1 | 2025 | 5 | 3 | 3.2 | 30980 | 11057
HVAC ¦ Local and Special Ventilation ¦ Unit extract fans. | 1 | Medium | B | 5 | 2029 | 5 | 3 | 3.2 | 30981 | 15482
Fabric ¦ Superstructure ¦ Windows and External Doors ¦ External Doors ¦ Entrance Doors | 1 | High | B | 5 | 2029 | 5 | 2 | 2.7 | 17554 | 14745
Fabric ¦ Superstructure ¦ Internal Doors ¦ Roller Shutters ¦ Automatic Roller Shutter | 1 | High | B | 11 | 2035 | 5 | 2 | 2.7 | 17555 | 24781
Fabric ¦ Superstructure ¦ Windows and External Doors ¦ External Doors ¦ Manual and Automatic Doors ¦ Auto / Powered Sliding Doors | 1 | High | B | 10 | 2034 | 5 | 2 | 2.7 | 17556 | 22496
Electrical ¦ Lighting ¦ Internal ¦ General ¦ LED Fittings & Luminaires | 37 | Medium | B | 10 | 2034 | 5 | 3 | 3.2 | 30982 | 23119
Fabric ¦ Superstructure ¦ Windows and External Doors ¦ External Doors ¦ Manual and Automatic Doors ¦ Emergency and Panic Escape Doors | 1 | Urgent | B | 11 | 2035 | 5 | 1 | 2.2 | 9113 | 23965
Fabric ¦ Superstructure ¦ Internal Doors ¦ Roller Shutters ¦ Internal Manual Roller Shutter | 1 | Medium | B | 15 | 2039 | 5 | 3 | 3.2 | 30983 | 28534
Fire ¦ Fire Detection ¦ Fire Alarm System | 1 | Urgent | B | 9 | 2033 | 5 | 1 | 2.2 | 9114 | 21482
HVAC ¦ Fan ¦ Local and Special Ventilation ¦ Extract | 1 | Medium | B | 1 | 2025 | 5 | 3 | 3.2 | 30984 | 11058
Electrical ¦ Lighting ¦ Internal ¦ General | 21 | Medium | B | 1 | 2025 | 5 | 3 | 3.2 | 30985 | 11059
Electrical ¦ LV Distribution ¦ Distribution Board ¦ Main | 1 | High | B | 1 | 2025 | 5 | 2 | 2.7 | 17557 | 5032
Electrical ¦ LV Distribution ¦ Distribution Board ¦ Main | 1 | High | B | 1 | 2025 | 5 | 2 | 2.7 | 17558 | 5033
Fabric ¦ Barriers and Guardrails ¦ Vehicle Crash Protection Barrier | 13 | V Low | B | 1 | 2025 | 5 | 4 | 3.7 | 33544 | 12358
Electrical ¦ Lighting ¦ Internal ¦ General | 10 | Medium | B | 1 | 2025 | 5 | 3 | 3.2 | 30986 | 11060
Electrical ¦ Lighting ¦ Internal ¦ Emergency ¦ Self Contained ¦ Non LED | 9 | Urgent | B | 13 | 2037 | 5 | 1 | 2.2 | 9115 | 26897
HVAC ¦ Fan ¦ Central Ventilation Systems ¦ Ventilating - General | 1 | Low | B | 1 | 2025 | 5 | 4 | 3.7 | 33545 | 12359
Electrical ¦ LV Distribution ¦ Distribution Board ¦ Sub | 1 | High | B | 15 | 2039 | 5 | 2 | 2.7 | 17559 | 28304
Electrical ¦ LV Distribution ¦ Distribution Board ¦ Main | 1 | High | B | 6 | 2030 | 5 | 2 | 2.7 | 17560 | 17868
Fabric ¦ Superstructure ¦ Windows and External Doors ¦ External Doors ¦ Manual and Automatic Doors ¦ Emergency and Panic Escape Doors | 1 | Urgent | B | 25 | 2049 | 5 | 1 | 2.2 | 9116 | 33340
HVAC ¦ Local Air Conditioning ¦ Single-Split Condenser - Split Systems/Heat Pumps - Air-cooled with Direct Expansion Evaporator (DX) | 1 | Medium | B | 2 | 2026 | 5 | 3 | 3.2 | 30987 | 13197
Electrical ¦ LV Distribution ¦ Distribution Board ¦ Sub | 1 | High | B | 3 | 2027 | 5 | 2 | 2.7 | 17561 | 13395
Fabric ¦ Superstructure ¦ Windows and External Doors ¦ External Doors ¦ Manual and Automatic Doors ¦ Emergency and Panic Escape Doors | 1 | Urgent | B | 10 | 2034 | 5 | 1 | 2.2 | 9117 | 22163
Electrical ¦ Lighting ¦ Internal ¦ Emergency ¦ Self Contained ¦ LED | 1 | Urgent | B | 20 | 2044 | 5 | 1 | 2.2 | 9118 | 31555
Fire ¦ Fire Fighting ¦ Fire Extinguishers ¦ CO2 | 2 | Urgent | B | 8 | 2032 | 5 | 1 | 2.2 | 9119 | 20597
Electrical ¦ Lighting ¦ Internal ¦ General ¦ LED Fittings & Luminaires | 94 | Medium | B | 16 | 2040 | 5 | 3 | 3.2 | 30988 | 29850
Fabric ¦ Superstructure ¦ Windows and External Doors ¦ External Doors ¦ Manual and Automatic Doors ¦ Auto / Powered Sliding Doors | 1 | High | B | 25 | 2049 | 5 | 2 | 2.7 | 17562 | 33436
Fabric ¦ Superstructure ¦ Windows and External Doors ¦ Roller Shutters ¦ Electric Roller Shutter | 1 | High | B | 1 | 2025 | 5 | 2 | 2.7 | 17563 | 5034
Electrical ¦ Lighting ¦ Internal ¦ General ¦ LED Fittings & Luminaires | 31 | Medium | B | 16 | 2040 | 5 | 3 | 3.2 | 30989 | 29851
HVAC ¦ Local Air Conditioning ¦ Single-Split Evaporator - Split Systems/Heat Pumps - Air-cooled with Direct Expansion Evaporator (DX) | 1 | Medium | B | 4 | 2028 | 5 | 3 | 3.2 | 30990 | 14237
Fabric ¦ Barriers and Guardrails ¦ Vehicle Crash Protection Barrier | 1 | V Low | B | 1 | 2025 | 5 | 4 | 3.7 | 33546 | 12360
Electrical ¦ LV Distribution ¦ Distribution Board ¦ Sub | 1 | High | B | 1 | 2025 | 5 | 2 | 2.7 | 17564 | 5035
HVAC ¦ Central Heating (Internally Sourced) ¦ Boiler ¦ Atmospheric Gas Burner - Condensing Boiler | 1 | High | B | 6 | 2030 | 5 | 2 | 2.7 | 17565 | 17869
Fabric ¦ Superstructure ¦ Windows and External Doors ¦ Roller Shutters ¦ Manual Roller Shutter | 1 | High | B | 1 | 2025 | 5 | 2 | 2.7 | 17566 | 5036
Fire ¦ Fire Detection ¦ Fire Alarm System | 1 | Urgent | B | 13 | 2037 | 5 | 1 | 2.2 | 9120 | 26898
Fabric ¦ Barriers and Guardrails ¦ Vehicle Crash Protection Barrier | 1 | V Low | B | 1 | 2025 | 5 | 4 | 3.7 | 33547 | 12361
HVAC ¦ Heat Emitters - Local ¦ Electric Heaters | 1 | Medium | CX | 1 | 2025 | 2 | 3 | 2.3 | 10349 | 2261
HVAC ¦ Local Air Conditioning ¦ Single-Split Evaporator - Split Systems/Heat Pumps - Air-cooled with Direct Expansion Evaporator (DX) | 1 | Medium | B | 8 | 2032 | 5 | 3 | 3.2 | 30991 | 21128
HVAC ¦ Central Heating (Internally Sourced) ¦ Boiler ¦ Atmospheric Gas Burner - Free Standing Boiler | 1 | Medium | B | 1 | 2025 | 5 | 3 | 3.2 | 30992 | 11061
Fabric ¦ Superstructure ¦ Windows and External Doors ¦ External Doors ¦ Manual and Automatic Doors ¦ Emergency and Panic Escape Doors | 1 | Urgent | B | 21 | 2045 | 5 | 1 | 2.2 | 9121 | 32437
Electrical ¦ Lighting ¦ Internal ¦ Emergency ¦ Self Contained ¦ LED | 3 | Urgent | B | 12 | 2036 | 5 | 1 | 2.2 | 9122 | 26110
HVAC ¦ Heat Emitters - Central ¦ Radiators ¦ Steel | 1 | Medium | B | 1 | 2025 | 5 | 3 | 3.2 | 30993 | 11062
Fire ¦ Fire Fighting ¦ Fire Extinguishers ¦ CO2 | 5 | Urgent | B | 1 | 2025 | 5 | 1 | 2.2 | 9123 | 1889
Fabric ¦ Superstructure ¦ Windows and External Doors ¦ External Doors ¦ Entrance Doors | 1 | High | B | 11 | 2035 | 5 | 2 | 2.7 | 17567 | 24782
Electrical ¦ Lighting ¦ Internal ¦ General ¦ LED Fittings & Luminaires | 30 | Medium | B | 16 | 2040 | 5 | 3 | 3.2 | 30994 | 29852
Fabric ¦ Superstructure ¦ Windows and External Doors ¦ Roller Shutters ¦ Electric Roller Shutter | 1 | High | CX | 1 | 2025 | 2 | 2 | 1.8 | 553 | 447
HVAC ¦ Ventilation ¦ Air Handling Unit (AHU) ¦ Internal ¦ Central Heating & Cooling ¦ Electric & DX | 1 | Medium | B | 1 | 2025 | 5 | 3 | 3.2 | 30995 | 11063
Fabric ¦ Barriers and Guardrails ¦ Vehicle Crash Protection Barrier | 12 | V Low | B | 1 | 2025 | 5 | 4 | 3.7 | 33548 | 12362
Electrical ¦ LV Distribution ¦ Distribution Board ¦ Sub | 1 | High | B | 1 | 2025 | 5 | 2 | 2.7 | 17568 | 5037
HVAC ¦ Fan ¦ Local and Special Ventilation ¦ Fans Window or Wall Mounted | 1 | Medium | B | 8 | 2032 | 5 | 3 | 3.2 | 30996 | 21129
Water ¦ Local Hot Water ¦ Package Electric Water Heaters - Non-Drinking Water | 1 | Medium | B | 7 | 2031 | 5 | 3 | 3.2 | 30997 | 20157
Fabric ¦ Superstructure ¦ Windows and External Doors ¦ Roller Shutters ¦ Electric Roller Shutter | 1 | High | B | 11 | 2035 | 5 | 2 | 2.7 | 17569 | 24783
Fabric ¦ Superstructure ¦ Windows and External Doors ¦ Roller Shutters ¦ Electric Roller Shutter | 1 | High | B | 8 | 2032 | 5 | 2 | 2.7 | 17570 | 20769
HVAC ¦ Fan ¦ Local and Special Ventilation ¦ Fans Window or Wall Mounted | 1 | Medium | B | 11 | 2035 | 5 | 3 | 3.2 | 30998 | 25611
Fabric ¦ Superstructure ¦ Windows and External Doors ¦ External Doors ¦ Manual and Automatic Doors ¦ Emergency and Panic Escape Doors | 1 | Urgent | B | 25 | 2049 | 5 | 1 | 2.2 | 9124 | 33341
HVAC ¦ Fan ¦ Local and Special Ventilation ¦ Fans Window or Wall Mounted | 1 | Medium | B | 7 | 2031 | 5 | 3 | 3.2 | 30999 | 20158
Fabric ¦ Superstructure ¦ Internal Doors ¦ Roller Shutters ¦ Electric Roller Shutter | 1 | Medium | B | 11 | 2035 | 5 | 3 | 3.2 | 31000 | 25612
Fabric ¦ Superstructure ¦ Windows and External Doors ¦ External Doors ¦ Manual and Automatic Doors ¦ Emergency and Panic Escape Doors | 1 | Urgent | B | 10 | 2034 | 5 | 1 | 2.2 | 9125 | 22164
Electrical ¦ LV Distribution ¦ Distribution Board ¦ Sub | 1 | High | B | 1 | 2025 | 5 | 2 | 2.7 | 17571 | 5038
Fabric ¦ Superstructure ¦ Windows and External Doors ¦ Roller Shutters ¦ Manual Roller Shutter | 1 | High | B | 1 | 2025 | 5 | 2 | 2.7 | 17572 | 5039
HVAC ¦ Fan ¦ Local and Special Ventilation ¦ Fans Window or Wall Mounted | 1 | Medium | B | 11 | 2035 | 5 | 3 | 3.2 | 31001 | 25613
Fabric ¦ Superstructure ¦ Windows and External Doors ¦ External Doors ¦ Manual and Automatic Doors ¦ Auto / Powered Sliding Doors | 1 | High | B | 25 | 2049 | 5 | 2 | 2.7 | 17573 | 33437
Fabric ¦ Superstructure ¦ Windows and External Doors ¦ External Doors ¦ Entrance Doors | 1 | High | B | 28 | 2052 | 5 | 2 | 2.7 | 17574 | 33632
Fire ¦ Fire Fighting ¦ Fire Extinguishers ¦ CO2 | 1 | Urgent | B | 1 | 2025 | 5 | 1 | 2.2 | 9126 | 1890
Electrical ¦ Lighting ¦ Internal ¦ General | 50 | Medium | B | 1 | 2025 | 5 | 3 | 3.2 | 31002 | 11064
Electrical ¦ Lighting ¦ External ¦ General - LED | 1 | Medium | B | 11 | 2035 | 5 | 3 | 3.2 | 31003 | 25614
Electrical ¦ Lighting ¦ Internal ¦ Emergency ¦ Self Contained ¦ LED | 10 | Urgent | B | 21 | 2045 | 5 | 1 | 2.2 | 9127 | 32438
Electrical ¦ Lighting ¦ Internal ¦ Emergency ¦ Externally Powered ¦ Non LED | 6 | Urgent | B | 11 | 2035 | 5 | 1 | 2.2 | 9128 | 23966
HVAC ¦ Central Heating (Internally Sourced) ¦ Boiler ¦ Atmospheric Gas Burner Boiler - Small and/or Wall Hung for Domestic Installation | 1 | Medium | B | 1 | 2025 | 5 | 3 | 3.2 | 31004 | 11065
Fabric ¦ Superstructure ¦ Windows and External Doors ¦ External Doors ¦ Entrance Doors | 1 | High | C | 16 | 2040 | 4 | 2 | 2.4 | 10761 | 29074
Fabric ¦ Superstructure ¦ Windows and External Doors ¦ Roller Shutters ¦ Electric Roller Shutter | 1 | High | B | 8 | 2032 | 5 | 2 | 2.7 | 17575 | 20770
Electrical ¦ Lighting ¦ External ¦ General - Non-LED | 2 | Medium | B | 1 | 2025 | 5 | 3 | 3.2 | 31005 | 11066
Electrical ¦ Specialist Lighting ¦ Internal ¦ Illuminated Fire Exit Signage | 2 | Urgent | B | 16 | 2040 | 5 | 1 | 2.2 | 9129 | 29019
HVAC ¦ Heat Emitters - Local ¦ Gas Fired Unit Heaters | 1 | Medium | B | 1 | 2025 | 5 | 3 | 3.2 | 31006 | 11067
Fabric ¦ Superstructure ¦ Internal Doors ¦ Roller Shutters ¦ Internal Manual Roller Shutter | 1 | Medium | B | 11 | 2035 | 5 | 3 | 3.2 | 31007 | 25615
Electrical ¦ Lighting ¦ External ¦ General - Non-LED | 3 | Medium | B | 1 | 2025 | 5 | 3 | 3.2 | 31008 | 11068
Fire ¦ Fire Fighting ¦ Fire Extinguishers ¦ CO2 | 2 | Urgent | B | 9 | 2033 | 5 | 1 | 2.2 | 9130 | 21483
HVAC ¦ Fan ¦ Smoke Extract | 1 | Urgent | B | 1 | 2025 | 5 | 1 | 2.2 | 9131 | 1891
HVAC ¦ Fan ¦ Central Heating ¦ Axial | 1 | High | B | 5 | 2029 | 5 | 2 | 2.7 | 17576 | 14746
Fabric ¦ Superstructure ¦ Windows and External Doors ¦ Roller Shutters ¦ Electric Roller Shutter | 1 | High | B | 1 | 2025 | 5 | 2 | 2.7 | 17577 | 5040
Electrical ¦ Lighting ¦ Internal ¦ Emergency ¦ Self Contained ¦ LED | 10 | Urgent | B | 15 | 2039 | 5 | 1 | 2.2 | 9132 | 28013
Electrical ¦ Lighting ¦ Internal ¦ Emergency ¦ Self Contained ¦ LED | 2 | Urgent | B | 21 | 2045 | 5 | 1 | 2.2 | 9133 | 32439
Fire ¦ Fire Fighting ¦ Fire Extinguishers ¦ CO2 | 5 | Urgent | B | 5 | 2029 | 5 | 1 | 2.2 | 9134 | 14495
Fabric ¦ Superstructure ¦ Windows and External Doors ¦ External Doors ¦ Manual and Automatic Doors ¦ Emergency and Panic Escape Doors | 1 | Urgent | B | 10 | 2034 | 5 | 1 | 2.2 | 9135 | 22165
Fire ¦ Fire Detection ¦ Fire Alarm Panel / Repeater | 1 | Urgent | B | 11 | 2035 | 5 | 1 | 2.2 | 9136 | 23967
HVAC ¦ Heat Emitters - Local ¦ Electric Heaters | 2 | Medium | B | 2 | 2026 | 5 | 3 | 3.2 | 31009 | 13198
Electrical ¦ Lighting ¦ Internal ¦ General | 5 | Medium | B | 1 | 2025 | 5 | 3 | 3.2 | 31010 | 11069
HVAC ¦ Fan ¦ Local and Special Ventilation ¦ Fans Window or Wall Mounted | 1 | Medium | B | 11 | 2035 | 5 | 3 | 3.2 | 31011 | 25616
Fabric ¦ Superstructure ¦ Windows and External Doors ¦ Roller Shutters ¦ Manual Roller Shutter | 1 | High | B | 11 | 2035 | 5 | 2 | 2.7 | 17578 | 24784
HVAC ¦ Heat Emitters - Central ¦ Radiators ¦ Steel | 1 | Medium | B | 1 | 2025 | 5 | 3 | 3.2 | 31012 | 11070
Water ¦ Local Hot Water ¦ Instantaneous Electric Water Heater - Non-Drinking Water | 1 | Medium | B | 11 | 2035 | 5 | 3 | 3.2 | 31013 | 25617
Fabric ¦ Superstructure ¦ Windows and External Doors ¦ External Doors ¦ Manual and Automatic Doors ¦ Emergency and Panic Escape Doors | 1 | Urgent | B | 21 | 2045 | 5 | 1 | 2.2 | 9137 | 32440
Fabric ¦ Superstructure ¦ Windows and External Doors ¦ Roller Shutters ¦ Manual Roller Shutter | 1 | High | B | 5 | 2029 | 5 | 2 | 2.7 | 17579 | 14747
Electrical ¦ Lighting ¦ External ¦ General - Non-LED | 1 | Medium | DX | 1 | 2025 | 1 | 3 | 2 | 989 | 684
Electrical ¦ Specialist Lighting ¦ External ¦ Illuminated External Signs | 1 | Medium | B | 12 | 2036 | 5 | 3 | 3.2 | 31014 | 26745
HVAC ¦ Heat Emitters - Local ¦ Electric Heaters | 1 | Medium | B | 2 | 2026 | 5 | 3 | 3.2 | 31015 | 13199
Fabric ¦ Superstructure ¦ Windows and External Doors ¦ Roller Shutters ¦ Manual Roller Shutter | 1 | High | B | 15 | 2039 | 5 | 2 | 2.7 | 17580 | 28305
Electrical ¦ Lighting ¦ Internal ¦ General ¦ LED Fittings & Luminaires | 41 | Medium | B | 16 | 2040 | 5 | 3 | 3.2 | 31016 | 29853
Electrical ¦ Specialist Lighting ¦ Internal ¦ Illuminated Fire Exit Signage | 2 | Urgent | B | 1 | 2025 | 5 | 1 | 2.2 | 9138 | 1892
HVAC ¦ Heat Emitters - Local ¦ Electric Heaters | 1 | Medium | B | 1 | 2025 | 5 | 3 | 3.2 | 31017 | 11071
Fabric ¦ Superstructure ¦ Windows and External Doors ¦ Roller Shutters ¦ Manual Roller Shutter | 1 | High | B | 11 | 2035 | 5 | 2 | 2.7 | 17581 | 24785
Fabric ¦ Superstructure ¦ Windows and External Doors ¦ Roller Shutters ¦ Manual Roller Shutter | 1 | High | B | 1 | 2025 | 5 | 2 | 2.7 | 17582 | 5041
Electrical ¦ Specialist Lighting ¦ Internal ¦ Illuminated Fire Exit Signage | 1 | Urgent | C | 1 | 2025 | 4 | 1 | 1.9 | 747 | 482
Electrical ¦ LV Distribution ¦ Distribution Board ¦ Main | 1 | High | A | 19 | 2043 | 6 | 2 | 3 | 19629 | 31336
Fabric ¦ Superstructure ¦ Windows and External Doors ¦ External Doors ¦ Manual and Automatic Doors ¦ Emergency and Panic Escape Doors | 1 | Urgent | B | 30 | 2054 | 5 | 1 | 2.2 | 9139 | 33697
Electrical ¦ LV Distribution ¦ Distribution Board ¦ Main | 1 | High | B | 1 | 2025 | 5 | 2 | 2.7 | 17583 | 5042
Fabric ¦ Superstructure ¦ Windows and External Doors ¦ Roller Shutters ¦ Electric Roller Shutter | 1 | High | B | 15 | 2039 | 5 | 2 | 2.7 | 17584 | 28306
Fire ¦ Fire Fighting ¦ Fire Extinguishers ¦ Foam | 2 | Urgent | B | 5 | 2029 | 5 | 1 | 2.2 | 9140 | 14496
Fabric ¦ Superstructure ¦ Windows and External Doors ¦ Roller Shutters ¦ Electric Roller Shutter | 1 | High | B | 8 | 2032 | 5 | 2 | 2.7 | 17585 | 20771
Electrical ¦ Lighting ¦ Internal ¦ Emergency ¦ Self Contained ¦ LED | 1 | Urgent | B | 21 | 2045 | 5 | 1 | 2.2 | 9141 | 32441
Security ¦ Access ¦ Access Control ¦ Door ¦ Local Lock / Keypad / Manual | 1 | Medium | B | 9 | 2033 | 5 | 3 | 3.2 | 31018 | 21887
HVAC ¦ Fan ¦ Local and Special Ventilation ¦ Fans Window or Wall Mounted | 1 | Medium | B | 11 | 2035 | 5 | 3 | 3.2 | 31019 | 25618
HVAC ¦ Heat Emitters - Local ¦ Electric Overdoor Air Curtain/Heater | 1 | Medium | B | 1 | 2025 | 5 | 3 | 3.2 | 31020 | 11072
Electrical ¦ LV Distribution ¦ Distribution Board ¦ Sub | 1 | High | B | 14 | 2038 | 5 | 2 | 2.7 | 17586 | 27496
Fire ¦ Fire Fighting ¦ Fire Extinguishers ¦ CO2 | 3 | Urgent | B | 6 | 2030 | 5 | 1 | 2.2 | 9142 | 17140
Fire ¦ Fire Fighting ¦ Fire Extinguishers ¦ Foam | 6 | Urgent | B | 6 | 2030 | 5 | 1 | 2.2 | 9143 | 17141
Electrical ¦ LV Distribution ¦ Main Switch Panel at Supply Intake | 1 | Medium | B | 10 | 2034 | 5 | 3 | 3.2 | 31021 | 23120
HVAC ¦ Fan ¦ Central Heating ¦ Axial | 1 | High | B | 1 | 2025 | 5 | 2 | 2.7 | 17587 | 5043
HVAC ¦ Heat Emitters - Local ¦ Electric Heaters | 2 | Medium | D | 1 | 2025 | 3 | 3 | 2.6 | 11251 | 2718
Electrical ¦ Lighting ¦ Internal ¦ Emergency ¦ Self Contained ¦ LED | 2 | Urgent | B | 21 | 2045 | 5 | 1 | 2.2 | 9144 | 32442
Electrical ¦ LV Distribution ¦ Distribution Board ¦ Main | 1 | High | B | 1 | 2025 | 5 | 2 | 2.7 | 17588 | 5044
Electrical ¦ Lighting ¦ Internal ¦ Emergency ¦ Self Contained ¦ LED | 13 | Urgent | B | 21 | 2045 | 5 | 1 | 2.2 | 9145 | 32443
HVAC ¦ Central Heating (Internally Sourced) ¦ Boiler ¦ Electric Boilers | 1 | Medium | B | 1 | 2025 | 5 | 3 | 3.2 | 31022 | 11073
Fire ¦ Fire Detection ¦ Fire Alarm Panel / Repeater | 1 | Urgent | B | 11 | 2035 | 5 | 1 | 2.2 | 9146 | 23968
Fabric ¦ Superstructure ¦ Windows and External Doors ¦ External Doors ¦ Manual and Automatic Doors ¦ Emergency and Panic Escape Doors | 1 | Urgent | B | 28 | 2052 | 5 | 1 | 2.2 | 9147 | 33614
HVAC ¦ Fan ¦ Local and Special Ventilation ¦ Extract | 1 | Medium | D | 5 | 2029 | 3 | 3 | 2.6 | 11252 | 14567
Fabric ¦ Superstructure ¦ Windows and External Doors ¦ Roller Shutters ¦ Manual Roller Shutter | 1 | High | B | 5 | 2029 | 5 | 2 | 2.7 | 17589 | 14748
Fire ¦ Fire Detection ¦ Fire Alarm Panel / Repeater | 1 | Urgent | B | 5 | 2029 | 5 | 1 | 2.2 | 9148 | 14497
Electrical ¦ Lighting ¦ External ¦ General - Non-LED | 2 | Medium | B | 1 | 2025 | 5 | 3 | 3.2 | 31023 | 11074
Electrical ¦ Specialist Lighting ¦ Internal ¦ Illuminated Fire Exit Signage | 1 | Urgent | B | 16 | 2040 | 5 | 1 | 2.2 | 9149 | 29020
Fire ¦ Fire Fighting ¦ Fire Extinguishers ¦ CO2 | 3 | Urgent | B | 1 | 2025 | 5 | 1 | 2.2 | 9150 | 1893
Fire ¦ Fire Detection ¦ Fire Alarm Panel / Repeater | 1 | Urgent | B | 11 | 2035 | 5 | 1 | 2.2 | 9151 | 23969
HVAC ¦ Central Heating (Internally Sourced) ¦ Boiler ¦ Atmospheric Gas Burner Boiler - Small and/or Wall Hung for Light Commercial Installation | 1 | Medium | B | 5 | 2029 | 5 | 3 | 3.2 | 31024 | 15483
Fabric ¦ Superstructure ¦ Internal Doors ¦ Roller Shutters ¦ Internal Manual Roller Shutter | 1 | Medium | B | 11 | 2035 | 5 | 3 | 3.2 | 31025 | 25619
HVAC ¦ Fan ¦ Central Heating ¦ Axial | 1 | High | B | 1 | 2025 | 5 | 2 | 2.7 | 17590 | 5045
HVAC ¦ Heat Emitters - Central ¦ Radiators ¦ Steel | 5 | Medium | B | 1 | 2025 | 5 | 3 | 3.2 | 31026 | 11075
Fire ¦ Fire Fighting ¦ Fire Extinguishers ¦ Foam | 1 | Urgent | B | 5 | 2029 | 5 | 1 | 2.2 | 9152 | 14498
Electrical ¦ Lighting ¦ Internal ¦ General | 26 | Medium | B | 1 | 2025 | 5 | 3 | 3.2 | 31027 | 11076
Fire ¦ Fire Fighting ¦ Fire Extinguishers ¦ Foam | 5 | Urgent | B | 1 | 2025 | 5 | 1 | 2.2 | 9153 | 1894
Electrical ¦ LV Distribution ¦ Distribution Board ¦ Sub | 1 | High | B | 1 | 2025 | 5 | 2 | 2.7 | 17591 | 5046
Fabric ¦ Superstructure ¦ Windows and External Doors ¦ External Doors ¦ Entrance Doors | 1 | High | B | 21 | 2045 | 5 | 2 | 2.7 | 17592 | 32749
Fabric ¦ Superstructure ¦ Windows and External Doors ¦ External Doors ¦ Entrance Doors | 1 | High | B | 21 | 2045 | 5 | 2 | 2.7 | 17593 | 32750
HVAC ¦ Heat Emitters - Local ¦ Electric Heaters | 1 | Medium | B | 6 | 2030 | 5 | 3 | 3.2 | 31028 | 19006
Fire ¦ Fire Detection ¦ Fire Alarm System | 1 | Urgent | B | 11 | 2035 | 5 | 1 | 2.2 | 9154 | 23970
Electrical ¦ LV Distribution ¦ Distribution Board ¦ Sub | 1 | High | B | 16 | 2040 | 5 | 2 | 2.7 | 17594 | 29260
HVAC ¦ Heat Emitters - Local ¦ Gas Fired Unit Heaters | 1 | Medium | B | 6 | 2030 | 5 | 3 | 3.2 | 31029 | 19007
HVAC ¦ Fan ¦ Local and Special Ventilation ¦ Fans Window or Wall Mounted | 1 | Medium | B | 11 | 2035 | 5 | 3 | 3.2 | 31030 | 25620
HVAC ¦ Fan ¦ Local and Special Ventilation ¦ Extract | 1 | Medium | B | 1 | 2025 | 5 | 3 | 3.2 | 31031 | 11077
Fabric ¦ Superstructure ¦ Windows and External Doors ¦ External Windows ¦ Roller Shutters ¦ External Window Shutters ¦ Manual | 1 | Medium | B | 14 | 2038 | 5 | 3 | 3.2 | 31032 | 27637
Fabric ¦ Superstructure ¦ Windows and External Doors ¦ Roller Shutters ¦ Manual Roller Shutter | 1 | High | B | 11 | 2035 | 5 | 2 | 2.7 | 17595 | 24786
Electrical ¦ Lighting ¦ Internal ¦ Emergency ¦ Self Contained ¦ Non LED | 2 | Urgent | B | 3 | 2027 | 5 | 1 | 2.2 | 9155 | 13309
Fire ¦ Fire Fighting ¦ Fire Extinguishers ¦ Powder | 3 | Urgent | B | 6 | 2030 | 5 | 1 | 2.2 | 9156 | 17142
Electrical ¦ LV Distribution ¦ Distribution Board ¦ Sub | 1 | High | B | 14 | 2038 | 5 | 2 | 2.7 | 17596 | 27497
Fabric ¦ Superstructure ¦ Windows and External Doors ¦ External Doors ¦ Manual and Automatic Doors ¦ Emergency and Panic Escape Doors | 1 | Urgent | B | 21 | 2045 | 5 | 1 | 2.2 | 9157 | 32444
Fabric ¦ Superstructure ¦ Windows and External Doors ¦ Roller Shutters ¦ Manual Roller Shutter | 1 | High | B | 11 | 2035 | 5 | 2 | 2.7 | 17597 | 24787
Fabric ¦ Superstructure ¦ Windows and External Doors ¦ Roller Shutters ¦ Manual Roller Shutter | 1 | High | B | 1 | 2025 | 5 | 2 | 2.7 | 17598 | 5047
Fabric ¦ Superstructure ¦ Windows and External Doors ¦ External Doors ¦ Manual and Automatic Doors ¦ Emergency and Panic Escape Doors | 1 | Urgent | B | 21 | 2045 | 5 | 1 | 2.2 | 9158 | 32445
Fabric ¦ Superstructure ¦ Windows and External Doors ¦ External Doors ¦ Entrance Doors | 1 | High | B | 11 | 2035 | 5 | 2 | 2.7 | 17599 | 24788
Security ¦ Access ¦ Access Control ¦ Door ¦ Local Lock / Keypad / Manual | 1 | Medium | B | 6 | 2030 | 5 | 3 | 3.2 | 31033 | 19008
Fire ¦ Fire Fighting ¦ Fire Extinguishers ¦ CO2 | 2 | Urgent | B | 6 | 2030 | 5 | 1 | 2.2 | 9159 | 17143
Electrical ¦ LV Distribution ¦ Distribution Board ¦ Sub | 1 | High | B | 12 | 2036 | 5 | 2 | 2.7 | 17600 | 26262
HVAC ¦ Heat Emitters - Local ¦ Gas Fired Unit Heaters | 1 | Medium | B | 1 | 2025 | 5 | 3 | 3.2 | 31034 | 11078
Lightning Protection ¦ System | 1 | High | B | 6 | 2030 | 5 | 2 | 2.7 | 17601 | 17870
Water ¦ Central Hot Water Distribution ¦ Hot water cylinders | 1 | High | B | 23 | 2047 | 5 | 2 | 2.7 | 17602 | 33218
HVAC ¦ Central Heating (Internally Sourced) ¦ Boiler ¦ Electric Boilers | 1 | Medium | B | 6 | 2030 | 5 | 3 | 3.2 | 31035 | 19009
Electrical ¦ Lighting ¦ External ¦ General - LED | 4 | Medium | B | 11 | 2035 | 5 | 3 | 3.2 | 31036 | 25621
Fabric ¦ Superstructure ¦ Windows and External Doors ¦ Roller Shutters ¦ Manual Roller Shutter | 1 | High | B | 1 | 2025 | 5 | 2 | 2.7 | 17603 | 5048
Fabric ¦ Superstructure ¦ Windows and External Doors ¦ External Doors ¦ Manual and Automatic Doors ¦ High Security Door | 1 | High | B | 32 | 2056 | 5 | 2 | 2.7 | 17604 | 33835
Fire ¦ Fire Detection ¦ Fire Alarm Panel / Repeater | 1 | Urgent | B | 3 | 2027 | 5 | 1 | 2.2 | 9160 | 13310
Fabric ¦ Superstructure ¦ Windows and External Doors ¦ Roller Shutters ¦ Electric Roller Shutter | 1 | High | B | 8 | 2032 | 5 | 2 | 2.7 | 17605 | 20772
Electrical ¦ Lighting ¦ Internal ¦ General | 23 | Medium | B | 1 | 2025 | 5 | 3 | 3.2 | 31037 | 11079
HVAC ¦ Fan ¦ Local and Special Ventilation ¦ Ventilating - General | 1 | Medium | B | 1 | 2025 | 5 | 3 | 3.2 | 31038 | 11080
HVAC ¦ Central Heating (Internally Sourced) ¦ Boiler ¦ Electric Boilers | 1 | Medium | B | 1 | 2025 | 5 | 3 | 3.2 | 31039 | 11081
HVAC ¦ Fan ¦ Local and Special Ventilation ¦ Extract | 1 | Medium | B | 1 | 2025 | 5 | 3 | 3.2 | 31040 | 11082
Water ¦ Local Hot Water ¦ Package Electric Water Heaters - Non-Drinking Water | 1 | Medium | B | 1 | 2025 | 5 | 3 | 3.2 | 31041 | 11083
Fabric ¦ Superstructure ¦ Windows and External Doors ¦ Roller Shutters ¦ Manual Roller Shutter | 1 | High | A | 23 | 2047 | 6 | 2 | 3 | 19630 | 33228
Electrical ¦ Lighting ¦ Internal ¦ General ¦ LED Fittings & Luminaires | 32 | Medium | B | 16 | 2040 | 5 | 3 | 3.2 | 31042 | 29854
Electrical ¦ Specialist Lighting ¦ Internal ¦ Illuminated Fire Exit Signage | 3 | Urgent | B | 14 | 2038 | 5 | 1 | 2.2 | 9161 | 27395
HVAC ¦ Fan ¦ Local and Special Ventilation ¦ Ventilating - General | 1 | Medium | B | 1 | 2025 | 5 | 3 | 3.2 | 31043 | 11084
Fabric ¦ Superstructure ¦ Windows and External Doors ¦ Roller Shutters ¦ Manual Roller Shutter | 1 | High | B | 1 | 2025 | 5 | 2 | 2.7 | 17606 | 5049
Fabric ¦ Superstructure ¦ Windows and External Doors ¦ External Doors ¦ Entrance Doors | 1 | High | B | 28 | 2052 | 5 | 2 | 2.7 | 17607 | 33633
HVAC ¦ Fan ¦ Local and Special Ventilation ¦ Extract | 1 | Medium | B | 5 | 2029 | 5 | 3 | 3.2 | 31044 | 15484
Electrical ¦ LV Distribution ¦ Distribution Board ¦ Sub | 1 | High | C | 11 | 2035 | 4 | 2 | 2.4 | 10762 | 24064
Fabric ¦ Superstructure ¦ Windows and External Doors ¦ External Doors ¦ Manual and Automatic Doors ¦ Emergency and Panic Escape Doors | 1 | Urgent | B | 25 | 2049 | 5 | 1 | 2.2 | 9162 | 33342
Electrical ¦ Lighting ¦ External ¦ General - LED | 3 | Medium | B | 11 | 2035 | 5 | 3 | 3.2 | 31045 | 25622
HVAC ¦ Central Air Conditioning ¦ Air Conditioning ¦ Multi-Split Condenser - Split Systems/Heat Pumps - Air-cooled with Direct Expansion Evaporator (DX) | 1 | Medium | B | 10 | 2034 | 5 | 3 | 3.2 | 31046 | 23121
Water ¦ Local Hot Water ¦ Instantaneous Electric Water Heater - Non-Drinking Water | 1 | Medium | B | 5 | 2029 | 5 | 3 | 3.2 | 31047 | 15485
Electrical ¦ Lighting ¦ External ¦ General - Non-LED | 2 | Medium | B | 1 | 2025 | 5 | 3 | 3.2 | 31048 | 11085
HVAC ¦ Local Air Conditioning ¦ Single-Split Condenser - Split Systems/Heat Pumps - Air-cooled with Direct Expansion Evaporator (DX) | 1 | Medium | B | 8 | 2032 | 5 | 3 | 3.2 | 31049 | 21130
Fabric ¦ Superstructure ¦ Internal Doors ¦ Roller Shutters ¦ Internal Manual Roller Shutter | 1 | Medium | B | 2 | 2026 | 5 | 3 | 3.2 | 31050 | 13200
Electrical ¦ LV Distribution ¦ Distribution Board ¦ Sub | 1 | High | D | 1 | 2025 | 3 | 2 | 2.1 | 1329 | 896
HVAC ¦ Fan ¦ Local and Special Ventilation ¦ Fans Window or Wall Mounted | 1 | Medium | B | 1 | 2025 | 5 | 3 | 3.2 | 31051 | 11086
Water ¦ Local Hot Water ¦ Instantaneous Electric Water Heater - Non-Drinking Water | 1 | Medium | B | 9 | 2033 | 5 | 3 | 3.2 | 31052 | 21888
Water ¦ Local Hot Water ¦ Instantaneous Electric Water Heater - Non-Drinking Water | 1 | Medium | B | 12 | 2036 | 5 | 3 | 3.2 | 31053 | 26746
Fabric ¦ Superstructure ¦ Windows and External Doors ¦ Roller Shutters ¦ Electric Roller Shutter | 1 | High | B | 19 | 2043 | 5 | 2 | 2.7 | 17608 | 31263
HVAC ¦ Fan ¦ Local and Special Ventilation ¦ Extract | 1 | Medium | B | 1 | 2025 | 5 | 3 | 3.2 | 31054 | 11087
Water ¦ Local Hot Water ¦ Package Electric Water Heaters - Non-Drinking Water | 1 | Medium | B | 7 | 2031 | 5 | 3 | 3.2 | 31055 | 20159
Fire ¦ Fire Fighting ¦ Fire Extinguishers ¦ Foam | 1 | Urgent | B | 5 | 2029 | 5 | 1 | 2.2 | 9163 | 14499
HVAC ¦ Fan ¦ Central Ventilation Systems ¦ Extract | 1 | Medium | B | 1 | 2025 | 5 | 3 | 3.2 | 31056 | 11088
HVAC ¦ Fan ¦ Local and Special Ventilation ¦ Extract | 1 | Medium | B | 1 | 2025 | 5 | 3 | 3.2 | 31057 | 11089
Fabric ¦ Superstructure ¦ Windows and External Doors ¦ External Doors ¦ Manual and Automatic Doors ¦ Emergency and Panic Escape Doors | 1 | Urgent | B | 16 | 2040 | 5 | 1 | 2.2 | 9164 | 29021
HVAC ¦ Heat Emitters - Local ¦ Gas Fired Natural and Fan Assisted Heaters | 1 | Medium | B | 1 | 2025 | 5 | 3 | 3.2 | 31058 | 11090
Electrical ¦ LV Distribution ¦ Distribution Board ¦ Sub | 1 | High | B | 6 | 2030 | 5 | 2 | 2.7 | 17609 | 17871
Fabric ¦ Superstructure ¦ Windows and External Doors ¦ Roller Shutters ¦ Manual Roller Shutter | 1 | High | B | 1 | 2025 | 5 | 2 | 2.7 | 17610 | 5050
Controls ¦ Building Management System (BMS) ¦ BMS Control Panel | 1 | High | B | 7 | 2031 | 5 | 2 | 2.7 | 17611 | 19696
Fabric ¦ Superstructure ¦ Internal Doors ¦ Roller Shutters ¦ Electric Roller Shutter | 1 | Medium | B | 11 | 2035 | 5 | 3 | 3.2 | 31059 | 25623
HVAC ¦ Fan ¦ Local and Special Ventilation ¦ Extract | 1 | Medium | B | 9 | 2033 | 5 | 3 | 3.2 | 31060 | 21889
HVAC ¦ Fan ¦ Central Ventilation Systems ¦ Extract | 1 | Medium | B | 1 | 2025 | 5 | 3 | 3.2 | 31061 | 11091
HVAC ¦ Fan ¦ Local and Special Ventilation ¦ Extract | 1 | Medium | B | 9 | 2033 | 5 | 3 | 3.2 | 31062 | 21890
Fabric ¦ Superstructure ¦ Windows and External Doors ¦ Roller Shutters ¦ Electric Roller Shutter | 1 | High | B | 21 | 2045 | 5 | 2 | 2.7 | 17612 | 32751
Fabric ¦ Superstructure ¦ Windows and External Doors ¦ External Doors ¦ Entrance Doors | 1 | High | B | 21 | 2045 | 5 | 2 | 2.7 | 17613 | 32752
Fabric ¦ Superstructure ¦ Windows and External Doors ¦ External Doors ¦ Entrance Doors | 1 | High | B | 11 | 2035 | 5 | 2 | 2.7 | 17614 | 24789
Electrical ¦ Lighting ¦ Internal ¦ General | 27 | Medium | B | 14 | 2038 | 5 | 3 | 3.2 | 31063 | 27638
Electrical ¦ Lighting ¦ Internal ¦ General ¦ LED Fittings & Luminaires | 70 | Medium | B | 13 | 2037 | 5 | 3 | 3.2 | 31064 | 27250
Security ¦ Access ¦ Access Control ¦ Gate Access - Local Lock / Keypad / Manual (External) | 1 | Medium | B | 1 | 2025 | 5 | 3 | 3.2 | 31065 | 11092
Fire ¦ Fire Fighting ¦ Fire Extinguishers ¦ CO2 | 2 | Urgent | B | 1 | 2025 | 5 | 1 | 2.2 | 9165 | 1895
Water ¦ Local Hot Water ¦ Package Electric Water Heaters - Non-Drinking Water | 1 | Medium | B | 2 | 2026 | 5 | 3 | 3.2 | 31066 | 13201
Electrical ¦ Lighting ¦ External ¦ General - Non-LED | 3 | Medium | B | 1 | 2025 | 5 | 3 | 3.2 | 31067 | 11093
Electrical ¦ Lighting ¦ External ¦ General - LED | 4 | Medium | B | 11 | 2035 | 5 | 3 | 3.2 | 31068 | 25624
Fabric ¦ Superstructure ¦ Windows and External Doors ¦ Roller Shutters ¦ Manual Roller Shutter | 1 | High | B | 2 | 2026 | 5 | 2 | 2.7 | 17615 | 12960
Electrical ¦ Specialist Lighting ¦ Internal ¦ Illuminated Fire Exit Signage | 4 | Urgent | B | 12 | 2036 | 5 | 1 | 2.2 | 9166 | 26111
Electrical ¦ Lighting ¦ External ¦ General - LED | 7 | Medium | B | 5 | 2029 | 5 | 3 | 3.2 | 31069 | 15486
Electrical ¦ Lighting ¦ Internal ¦ Emergency ¦ Self Contained ¦ Non LED | 2 | Urgent | B | 2 | 2026 | 5 | 1 | 2.2 | 9167 | 12785
Fire ¦ Fire Fighting ¦ Fire Extinguishers ¦ Foam | 5 | Urgent | B | 6 | 2030 | 5 | 1 | 2.2 | 9168 | 17144
Electrical ¦ Lighting ¦ External ¦ General - LED | 1 | Medium | B | 7 | 2031 | 5 | 3 | 3.2 | 31070 | 20160
Electrical ¦ LV Distribution ¦ Distribution Board ¦ Sub | 1 | High | B | 2 | 2026 | 5 | 2 | 2.7 | 17616 | 12961
HVAC ¦ Fan ¦ Local and Special Ventilation ¦ Ventilating - General | 1 | Medium | B | 1 | 2025 | 5 | 3 | 3.2 | 31071 | 11094
Fabric ¦ Superstructure ¦ Windows and External Doors ¦ External Doors ¦ Manual and Automatic Doors ¦ Emergency and Panic Escape Doors | 1 | Urgent | B | 11 | 2035 | 5 | 1 | 2.2 | 9169 | 23971
Fabric ¦ Superstructure ¦ Internal Doors ¦ Roller Shutters ¦ Automatic Roller Shutter | 1 | High | B | 7 | 2031 | 5 | 2 | 2.7 | 17617 | 19697
HVAC ¦ Heat Emitters - Central ¦ Radiators ¦ Steel | 1 | Medium | B | 6 | 2030 | 5 | 3 | 3.2 | 31072 | 19010
Electrical ¦ Specialist Lighting ¦ Internal ¦ Illuminated Fire Exit Signage | 2 | Urgent | B | 16 | 2040 | 5 | 1 | 2.2 | 9170 | 29022
Electrical ¦ Lighting ¦ External ¦ General - LED | 2 | Medium | B | 1 | 2025 | 5 | 3 | 3.2 | 31073 | 11095
HVAC ¦ Fan ¦ Local and Special Ventilation ¦ Fans Window or Wall Mounted | 1 | Medium | B | 1 | 2025 | 5 | 3 | 3.2 | 31074 | 11096
Transport ¦ Lifts ¦ Passenger Lift electric ¦ Electric | 1 | Medium | B | 2 | 2026 | 5 | 3 | 3.2 | 31075 | 13202
Fabric ¦ Superstructure ¦ Windows and External Doors ¦ External Doors ¦ Manual and Automatic Doors ¦ Emergency and Panic Escape Doors | 1 | Urgent | B | 12 | 2036 | 5 | 1 | 2.2 | 9171 | 26112
Electrical ¦ Lighting ¦ Internal ¦ General ¦ LED Fittings & Luminaires | 38 | Medium | B | 10 | 2034 | 5 | 3 | 3.2 | 31076 | 23122
Electrical ¦ Specialist Lighting ¦ Internal ¦ Illuminated Fire Exit Signage | 1 | Urgent | B | 12 | 2036 | 5 | 1 | 2.2 | 9172 | 26113
Electrical ¦ Specialist Lighting ¦ External ¦ Illuminated External Signs | 1 | Medium | B | 1 | 2025 | 5 | 3 | 3.2 | 31077 | 11097
Electrical ¦ Lighting ¦ Internal ¦ General ¦ LED Fittings & Luminaires | 22 | Medium | B | 15 | 2039 | 5 | 3 | 3.2 | 31078 | 28535
Fabric ¦ Superstructure ¦ Windows and External Doors ¦ External Doors ¦ Entrance Doors | 1 | High | B | 1 | 2025 | 5 | 2 | 2.7 | 17618 | 5051
Fire ¦ Fire Fighting ¦ Fire Extinguishers ¦ Foam | 3 | Urgent | B | 1 | 2025 | 5 | 1 | 2.2 | 9173 | 1896
Fire ¦ Fire Fighting ¦ Fire Extinguishers ¦ CO2 | 3 | Urgent | B | 6 | 2030 | 5 | 1 | 2.2 | 9174 | 17145
Electrical ¦ Lighting ¦ Internal ¦ General | 3 | Medium | B | 1 | 2025 | 5 | 3 | 3.2 | 31079 | 11098
Fire ¦ Fire Fighting ¦ Fire Extinguishers ¦ CO2 | 2 | Urgent | B | 5 | 2029 | 5 | 1 | 2.2 | 9175 | 14500
HVAC ¦ Central Heating (Internally Sourced) ¦ Boiler ¦ Atmospheric Gas Burner Boiler - Small and/or Wall Hung for Domestic Installation | 1 | Medium | B | 1 | 2025 | 5 | 3 | 3.2 | 31080 | 11099
Electrical ¦ Lighting ¦ Internal ¦ Emergency ¦ Self Contained ¦ Non LED | 4 | Urgent | B | 1 | 2025 | 5 | 1 | 2.2 | 9176 | 1897
Fire ¦ Fire Fighting ¦ Fire Extinguishers ¦ Foam | 10 | Urgent | B | 2 | 2026 | 5 | 1 | 2.2 | 9177 | 12786
Fire ¦ Fire Detection ¦ Fire Alarm Panel / Repeater | 1 | Urgent | B | 2 | 2026 | 5 | 1 | 2.2 | 9178 | 12787
Fabric ¦ Superstructure ¦ Windows and External Doors ¦ External Doors ¦ Manual and Automatic Doors ¦ High Security Door | 1 | High | B | 11 | 2035 | 5 | 2 | 2.7 | 17619 | 24790
HVAC ¦ Local Air Conditioning ¦ Single-Split Condenser - Split Systems/Heat Pumps - Air-cooled with Direct Expansion Evaporator (DX) | 1 | Medium | B | 1 | 2025 | 5 | 3 | 3.2 | 31081 | 11100
Electrical ¦ Lighting ¦ Internal ¦ General ¦ LED Fittings & Luminaires | 85 | Medium | B | 15 | 2039 | 5 | 3 | 3.2 | 31082 | 28536
Electrical ¦ LV Distribution ¦ Distribution Board ¦ Sub | 1 | High | B | 1 | 2025 | 5 | 2 | 2.7 | 17620 | 5052
Controls ¦ Multi-System Controls ¦ Control Panel - Electrical Services (excluding Electrical Controllers and Pneumatic Relays) | 1 | Medium | B | 2 | 2026 | 5 | 3 | 3.2 | 31083 | 13203
Fabric ¦ Superstructure ¦ Windows and External Doors ¦ External Doors ¦ Manual and Automatic Doors ¦ Emergency and Panic Escape Doors | 1 | Urgent | B | 11 | 2035 | 5 | 1 | 2.2 | 9179 | 23972
HVAC ¦ Heat Emitters - Local ¦ Gas Fired Unit Heaters | 1 | Medium | A | 15 | 2039 | 6 | 3 | 3.5 | 32621 | 28589
HVAC ¦ Central Air Conditioning ¦ Air Conditioning ¦ Multi-Split Evaporator - Split Systems/Heat Pumps - Air-cooled with Direct Expansion Evaporator (DX) | 1 | Medium | B | 1 | 2025 | 5 | 3 | 3.2 | 31084 | 11101
HVAC ¦ Central Heating (Internally Sourced) ¦ Boiler ¦ Electric Boilers | 1 | Medium | B | 6 | 2030 | 5 | 3 | 3.2 | 31085 | 19011
HVAC ¦ Local Air Conditioning ¦ Single-Split Evaporator - Split Systems/Heat Pumps - Air-cooled with Direct Expansion Evaporator (DX) | 1 | Medium | B | 1 | 2025 | 5 | 3 | 3.2 | 31086 | 11102
Fabric ¦ Superstructure ¦ Windows and External Doors ¦ External Doors ¦ Manual and Automatic Doors ¦ Emergency and Panic Escape Doors | 1 | Urgent | B | 11 | 2035 | 5 | 1 | 2.2 | 9180 | 23973
Fabric ¦ Superstructure ¦ Windows and External Doors ¦ Roller Shutters ¦ Electric Roller Shutter | 1 | High | B | 11 | 2035 | 5 | 2 | 2.7 | 17621 | 24791
Fire ¦ Fire Fighting ¦ Fire Extinguishers ¦ Foam | 4 | Urgent | B | 6 | 2030 | 5 | 1 | 2.2 | 9181 | 17146
HVAC ¦ Heat Emitters - Local ¦ Electric Heaters | 4 | Medium | B | 1 | 2025 | 5 | 3 | 3.2 | 31087 | 11103
Fire ¦ Fire Fighting ¦ Fire Extinguishers ¦ Foam | 2 | Urgent | B | 1 | 2025 | 5 | 1 | 2.2 | 9182 | 1898
Electrical ¦ LV Distribution ¦ Distribution Board ¦ Main | 1 | High | D | 6 | 2030 | 3 | 2 | 2.1 | 1330 | 15736
Water ¦ Local Hot Water ¦ Instantaneous Electric Water Heater - Non-Drinking Water | 1 | Medium | C | 1 | 2025 | 4 | 3 | 2.9 | 19014 | 5820
Electrical ¦ Lighting ¦ Internal ¦ General ¦ LED Fittings & Luminaires | 22 | Medium | B | 16 | 2040 | 5 | 3 | 3.2 | 31088 | 29855
Electrical ¦ Lighting ¦ Internal ¦ Emergency ¦ Self Contained ¦ LED | 4 | Urgent | B | 11 | 2035 | 5 | 1 | 2.2 | 9183 | 23974
HVAC ¦ Central Air Conditioning ¦ Air Conditioning ¦ Multi-Split Condenser - Split Systems/Heat Pumps - Air-cooled with Direct Expansion Evaporator (DX) | 1 | Medium | B | 8 | 2032 | 5 | 3 | 3.2 | 31089 | 21131
Fabric ¦ Superstructure ¦ Windows and External Doors ¦ Roller Shutters ¦ Manual Roller Shutter | 1 | High | B | 11 | 2035 | 5 | 2 | 2.7 | 17622 | 24792
HVAC ¦ Heat Emitters - Central ¦ Radiators ¦ Steel | 5 | Medium | D | 1 | 2025 | 3 | 3 | 2.6 | 11253 | 2719
HVAC ¦ Heat Emitters - Local ¦ Electric Overdoor Air Curtain/Heater | 1 | Medium | B | 12 | 2036 | 5 | 3 | 3.2 | 31090 | 26747
Electrical ¦ Lighting ¦ Internal ¦ General | 32 | Medium | B | 1 | 2025 | 5 | 3 | 3.2 | 31091 | 11104
Electrical ¦ Specialist Lighting ¦ Internal ¦ Illuminated Fire Exit Signage | 19 | Urgent | B | 12 | 2036 | 5 | 1 | 2.2 | 9184 | 26114
Electrical ¦ Lighting ¦ Internal ¦ General ¦ LED Fittings & Luminaires | 16 | Medium | B | 12 | 2036 | 5 | 3 | 3.2 | 31092 | 26748
Electrical ¦ Lighting ¦ Internal ¦ Emergency ¦ Self Contained ¦ LED | 7 | Urgent | B | 20 | 2044 | 5 | 1 | 2.2 | 9185 | 31556
Electrical ¦ LV Distribution ¦ Distribution Board ¦ Sub | 1 | High | B | 6 | 2030 | 5 | 2 | 2.7 | 17623 | 17872
HVAC ¦ Heat Emitters - Local ¦ Gas Fired Natural and Fan Assisted Heaters | 1 | Medium | B | 10 | 2034 | 5 | 3 | 3.2 | 31093 | 23123
Electrical ¦ Lighting ¦ Internal ¦ General ¦ LED Fittings & Luminaires | 2 | Medium | B | 12 | 2036 | 5 | 3 | 3.2 | 31094 | 26749
HVAC ¦ Fan ¦ Local and Special Ventilation ¦ Axial | 1 | Medium | B | 8 | 2032 | 5 | 3 | 3.2 | 31095 | 21132
Fabric ¦ Superstructure ¦ Internal Doors ¦ Roller Shutters ¦ Electric Roller Shutter | 1 | Medium | B | 20 | 2044 | 5 | 3 | 3.2 | 31096 | 31689
Fabric ¦ Superstructure ¦ Windows and External Doors ¦ Roller Shutters ¦ Manual Roller Shutter | 1 | High | B | 11 | 2035 | 5 | 2 | 2.7 | 17624 | 24793
Electrical ¦ Specialist Lighting ¦ Internal ¦ Illuminated Fire Exit Signage | 6 | Urgent | B | 16 | 2040 | 5 | 1 | 2.2 | 9186 | 29023
Electrical ¦ Lighting ¦ Internal ¦ Emergency ¦ Self Contained ¦ LED | 4 | Urgent | B | 11 | 2035 | 5 | 1 | 2.2 | 9187 | 23975
Electrical ¦ Lighting ¦ Internal ¦ General ¦ LED Fittings & Luminaires | 4 | Medium | B | 12 | 2036 | 5 | 3 | 3.2 | 31097 | 26750
HVAC ¦ Fan ¦ Local and Special Ventilation ¦ Ventilating - General | 1 | Medium | B | 1 | 2025 | 5 | 3 | 3.2 | 31098 | 11105
Fabric ¦ Superstructure ¦ Windows and External Doors ¦ External Doors ¦ Entrance Doors | 1 | High | B | 12 | 2036 | 5 | 2 | 2.7 | 17625 | 26263
Electrical ¦ Specialist Lighting ¦ Internal ¦ Illuminated Fire Exit Signage | 1 | Urgent | B | 8 | 2032 | 5 | 1 | 2.2 | 9188 | 20598
Electrical ¦ Lighting ¦ External ¦ General - LED | 2 | Medium | B | 7 | 2031 | 5 | 3 | 3.2 | 31099 | 20161
Electrical ¦ Lighting ¦ Internal ¦ General | 5 | Medium | B | 4 | 2028 | 5 | 3 | 3.2 | 31100 | 14238
Fire ¦ Fire Fighting ¦ Fire Blanket | 1 | Urgent | B | 4 | 2028 | 5 | 1 | 2.2 | 9189 | 13875
Electrical ¦ LV Distribution ¦ Distribution Board ¦ Sub | 1 | High | C | 1 | 2025 | 4 | 2 | 2.4 | 10763 | 2531
Electrical ¦ Specialist Lighting ¦ Internal ¦ Illuminated Fire Exit Signage | 3 | Urgent | B | 1 | 2025 | 5 | 1 | 2.2 | 9190 | 1899
HVAC ¦ Heat Emitters - Local ¦ Electric Heaters | 1 | Medium | B | 1 | 2025 | 5 | 3 | 3.2 | 31101 | 11106
Electrical ¦ Lighting ¦ Internal ¦ General | 1 | Medium | B | 1 | 2025 | 5 | 3 | 3.2 | 31102 | 11107
Fire ¦ Fire Fighting ¦ Fire Extinguishers ¦ Foam | 2 | Urgent | B | 1 | 2025 | 5 | 1 | 2.2 | 9191 | 1900
Fabric ¦ Superstructure ¦ Internal Doors ¦ Roller Shutters ¦ Electric Roller Shutter | 1 | Medium | B | 11 | 2035 | 5 | 3 | 3.2 | 31103 | 25625
Electrical ¦ Lighting ¦ Internal ¦ Emergency ¦ Self Contained ¦ LED | 17 | Urgent | B | 21 | 2045 | 5 | 1 | 2.2 | 9192 | 32446
Electrical ¦ Lighting ¦ Internal ¦ General ¦ LED Fittings & Luminaires | 41 | Medium | B | 18 | 2042 | 5 | 3 | 3.2 | 31104 | 30994
Electrical ¦ Lighting ¦ Internal ¦ Emergency ¦ Self Contained ¦ Non LED | 2 | Urgent | B | 11 | 2035 | 5 | 1 | 2.2 | 9193 | 23976
Electrical ¦ Lighting ¦ Internal ¦ Emergency ¦ Self Contained ¦ LED | 1 | Urgent | B | 1 | 2025 | 5 | 1 | 2.2 | 9194 | 1901
HVAC ¦ Local and Special Ventilation ¦ Unit extract fans. | 1 | Medium | B | 6 | 2030 | 5 | 3 | 3.2 | 31105 | 19012
HVAC ¦ Central Heating (Internally Sourced) ¦ Boiler ¦ Atmospheric Gas Burner/Condensing Combination Boiler (domestic type) | 1 | High | B | 8 | 2032 | 5 | 2 | 2.7 | 17626 | 20773
Water ¦ Local Hot Water ¦ Instantaneous Electric Water Heater - Non-Drinking Water | 1 | Medium | B | 1 | 2025 | 5 | 3 | 3.2 | 31106 | 11108
Electrical ¦ Specialist Lighting ¦ Internal ¦ Illuminated Fire Exit Signage | 2 | Urgent | B | 16 | 2040 | 5 | 1 | 2.2 | 9195 | 29024
HVAC ¦ Local Air Conditioning ¦ Single-Split Evaporator - Split Systems/Heat Pumps - Air-cooled with Direct Expansion Evaporator (DX) | 1 | Medium | B | 1 | 2025 | 5 | 3 | 3.2 | 31107 | 11109
Electrical ¦ Lighting ¦ Internal ¦ General ¦ LED Fittings & Luminaires | 7 | Medium | B | 8 | 2032 | 5 | 3 | 3.2 | 31108 | 21133
Electrical ¦ Lighting ¦ Internal ¦ Emergency ¦ Self Contained ¦ LED | 2 | Urgent | B | 17 | 2041 | 5 | 1 | 2.2 | 9196 | 30235
Fire ¦ Fire Fighting ¦ Fire Extinguishers ¦ Foam | 1 | Urgent | B | 1 | 2025 | 5 | 1 | 2.2 | 9197 | 1902
HVAC ¦ Local Air Conditioning ¦ Single-Split Condenser - Split Systems/Heat Pumps - Air-cooled with Direct Expansion Evaporator (DX) | 1 | Medium | B | 7 | 2031 | 5 | 3 | 3.2 | 31109 | 20162
Fabric ¦ Superstructure ¦ Windows and External Doors ¦ External Doors ¦ Manual and Automatic Doors ¦ Emergency and Panic Escape Doors | 1 | Urgent | C | 1 | 2025 | 4 | 1 | 1.9 | 748 | 483
Electrical ¦ LV Distribution ¦ Distribution Board ¦ Sub | 1 | High | B | 1 | 2025 | 5 | 2 | 2.7 | 17627 | 5053
Electrical ¦ LV Distribution ¦ Distribution Board ¦ Sub | 1 | High | B | 12 | 2036 | 5 | 2 | 2.7 | 17628 | 26264
HVAC ¦ Fan ¦ Local and Special Ventilation ¦ Extract | 1 | Medium | B | 7 | 2031 | 5 | 3 | 3.2 | 31110 | 20163
Electrical ¦ Lighting ¦ Internal ¦ General ¦ LED Fittings & Luminaires | 3 | Medium | B | 12 | 2036 | 5 | 3 | 3.2 | 31111 | 26751
Electrical ¦ Lighting ¦ Internal ¦ General ¦ LED Fittings & Luminaires | 1 | Medium | B | 10 | 2034 | 5 | 3 | 3.2 | 31112 | 23124
Electrical ¦ LV Distribution ¦ Distribution Board ¦ Sub | 1 | High | D | 5 | 2029 | 3 | 2 | 2.1 | 1331 | 14297
Electrical ¦ LV Distribution ¦ Distribution Board ¦ Sub | 1 | High | B | 13 | 2037 | 5 | 2 | 2.7 | 17629 | 27034
Fabric ¦ Superstructure ¦ Windows and External Doors ¦ Roller Shutters ¦ Manual Roller Shutter | 1 | High | B | 2 | 2026 | 5 | 2 | 2.7 | 17630 | 12962
HVAC ¦ Fan ¦ Local and Special Ventilation ¦ Ventilating - General | 1 | Medium | B | 1 | 2025 | 5 | 3 | 3.2 | 31113 | 11110
HVAC ¦ Fan ¦ Local and Special Ventilation ¦ Fans Window or Wall Mounted | 1 | Medium | B | 1 | 2025 | 5 | 3 | 3.2 | 31114 | 11111
HVAC ¦ Fan ¦ Local and Special Ventilation ¦ Ventilating - General | 1 | Medium | B | 1 | 2025 | 5 | 3 | 3.2 | 31115 | 11112
HVAC ¦ Local and Special Ventilation ¦ Unit extract fans. | 1 | Medium | B | 7 | 2031 | 5 | 3 | 3.2 | 31116 | 20164
HVAC ¦ Local Air Conditioning ¦ Single-Split Condenser - Split Systems/Heat Pumps - Air-cooled with Direct Expansion Evaporator (DX) | 1 | Medium | A | 13 | 2037 | 6 | 3 | 3.5 | 32622 | 27305
Controls ¦ Multi-System Controls ¦ Control Panel - Electrical Services (excluding Electrical Controllers and Pneumatic Relays) | 1 | Medium | B | 1 | 2025 | 5 | 3 | 3.2 | 31117 | 11113
Electrical ¦ Lighting ¦ Internal ¦ General | 25 | Medium | B | 6 | 2030 | 5 | 3 | 3.2 | 31118 | 19013
HVAC ¦ Heat Emitters - Local ¦ Electric Heaters | 2 | Medium | B | 1 | 2025 | 5 | 3 | 3.2 | 31119 | 11114
HVAC ¦ Heat Emitters - Local ¦ Electric Heaters | 1 | Medium | B | 1 | 2025 | 5 | 3 | 3.2 | 31120 | 11115
Electrical ¦ LV Distribution ¦ Distribution Board ¦ Sub | 1 | High | D | 13 | 2037 | 3 | 2 | 2.1 | 1332 | 26815
HVAC ¦ Local Air Conditioning ¦ Single-Split Evaporator - Split Systems/Heat Pumps - Air-cooled with Direct Expansion Evaporator (DX) | 1 | Medium | B | 1 | 2025 | 5 | 3 | 3.2 | 31121 | 11116
Fabric ¦ Superstructure ¦ Windows and External Doors ¦ External Doors ¦ Manual and Automatic Doors ¦ High Security Door | 1 | High | B | 21 | 2045 | 5 | 2 | 2.7 | 17631 | 32753
HVAC ¦ Fan ¦ Central Ventilation Systems ¦ Axial | 1 | Medium | B | 1 | 2025 | 5 | 3 | 3.2 | 31122 | 11117
Fire ¦ Fire Fighting ¦ Fire Extinguishers ¦ Foam | 2 | Urgent | B | 9 | 2033 | 5 | 1 | 2.2 | 9198 | 21484
Fire ¦ Fire Fighting ¦ Fire Extinguishers ¦ CO2 | 3 | Urgent | B | 6 | 2030 | 5 | 1 | 2.2 | 9199 | 17147
Electrical ¦ LV Distribution ¦ Distribution Board ¦ Sub | 1 | High | B | 1 | 2025 | 5 | 2 | 2.7 | 17632 | 5054
HVAC ¦ Central Heating (Internally Sourced) ¦ Boiler ¦ Atmospheric Gas Burner/Condensing Combination Boiler (domestic type) | 1 | High | B | 6 | 2030 | 5 | 2 | 2.7 | 17633 | 17873
HVAC ¦ Fan ¦ Central Cooling ¦ Axial | 1 | Medium | B | 1 | 2025 | 5 | 3 | 3.2 | 31123 | 11118
Electrical ¦ Lighting ¦ Internal ¦ General ¦ LED Fittings & Luminaires | 3 | Medium | B | 6 | 2030 | 5 | 3 | 3.2 | 31124 | 19014
Fire ¦ Fire Fighting ¦ Fire Extinguishers ¦ Foam | 3 | Urgent | B | 6 | 2030 | 5 | 1 | 2.2 | 9200 | 17148
HVAC ¦ Fan ¦ Local and Special Ventilation ¦ Fans Window or Wall Mounted | 1 | Medium | B | 1 | 2025 | 5 | 3 | 3.2 | 31125 | 11119
Electrical ¦ LV Distribution ¦ Distribution Board ¦ Sub | 1 | High | B | 1 | 2025 | 5 | 2 | 2.7 | 17634 | 5055
Fabric ¦ Superstructure ¦ Windows and External Doors ¦ Roller Shutters ¦ Manual Roller Shutter | 1 | High | B | 1 | 2025 | 5 | 2 | 2.7 | 17635 | 5056
Transport ¦ Dock and scissor lifts ¦ Dock Levellers | 1 | Medium | B | 1 | 2025 | 5 | 3 | 3.2 | 31126 | 11120
Electrical ¦ Lighting ¦ External ¦ General - LED | 1 | Medium | B | 7 | 2031 | 5 | 3 | 3.2 | 31127 | 20165
Electrical ¦ LV Distribution ¦ Distribution Board ¦ Sub | 1 | High | B | 4 | 2028 | 5 | 2 | 2.7 | 17636 | 14005
HVAC ¦ Fan ¦ Local and Special Ventilation ¦ Ventilating - General | 1 | Medium | B | 1 | 2025 | 5 | 3 | 3.2 | 31128 | 11121
HVAC ¦ Fan ¦ Central Ventilation Systems ¦ Extract | 1 | Medium | B | 1 | 2025 | 5 | 3 | 3.2 | 31129 | 11122
HVAC ¦ Heat Emitters - Local ¦ Gas Fired Natural and Fan Assisted Heaters | 1 | Medium | B | 1 | 2025 | 5 | 3 | 3.2 | 31130 | 11123
HVAC ¦ Fan ¦ Local and Special Ventilation ¦ Fans Window or Wall Mounted | 1 | Medium | B | 1 | 2025 | 5 | 3 | 3.2 | 31131 | 11124
Fabric ¦ Superstructure ¦ Windows and External Doors ¦ Roller Shutters ¦ Electric Roller Shutter | 1 | High | B | 15 | 2039 | 5 | 2 | 2.7 | 17637 | 28307
HVAC ¦ Fan ¦ Central Ventilation Systems ¦ Axial | 1 | Medium | B | 1 | 2025 | 5 | 3 | 3.2 | 31132 | 11125
Electrical ¦ Specialist Lighting ¦ Internal ¦ Illuminated Fire Exit Signage | 2 | Urgent | B | 1 | 2025 | 5 | 1 | 2.2 | 9201 | 1903
Electrical ¦ Lighting ¦ Internal ¦ General ¦ LED Fittings & Luminaires | 6 | Medium | B | 12 | 2036 | 5 | 3 | 3.2 | 31133 | 26752
Electrical ¦ Lighting ¦ Internal ¦ General | 26 | Medium | B | 6 | 2030 | 5 | 3 | 3.2 | 31134 | 19015
HVAC ¦ Heat Emitters - Local ¦ Gas Fired Natural and Fan Assisted Heaters | 1 | Medium | B | 10 | 2034 | 5 | 3 | 3.2 | 31135 | 23125
Electrical ¦ LV Distribution ¦ Distribution Board ¦ Sub | 1 | High | B | 5 | 2029 | 5 | 2 | 2.7 | 17638 | 14749
Electrical ¦ LV Distribution ¦ Distribution Board ¦ Sub | 1 | High | B | 12 | 2036 | 5 | 2 | 2.7 | 17639 | 26265
HVAC ¦ Fan ¦ Central Ventilation Systems ¦ Axial | 1 | Medium | B | 1 | 2025 | 5 | 3 | 3.2 | 31136 | 11126
Electrical ¦ Lighting ¦ Internal ¦ General ¦ LED Fittings & Luminaires | 25 | Medium | B | 12 | 2036 | 5 | 3 | 3.2 | 31137 | 26753
Electrical ¦ Lighting ¦ External ¦ General - LED | 1 | Medium | B | 11 | 2035 | 5 | 3 | 3.2 | 31138 | 25626
Fabric ¦ Superstructure ¦ Windows and External Doors ¦ External Doors ¦ Manual and Automatic Doors ¦ Emergency and Panic Escape Doors | 1 | Urgent | B | 21 | 2045 | 5 | 1 | 2.2 | 9202 | 32447
HVAC ¦ Fan ¦ Local and Special Ventilation ¦ Ventilating - General | 1 | Medium | B | 1 | 2025 | 5 | 3 | 3.2 | 31139 | 11127
HVAC ¦ Fan ¦ Local and Special Ventilation ¦ Ventilating - General | 1 | Medium | B | 1 | 2025 | 5 | 3 | 3.2 | 31140 | 11128
HVAC ¦ Local and Special Ventilation ¦ Unit extract fans. | 1 | Medium | CX | 1 | 2025 | 2 | 3 | 2.3 | 10350 | 2262
Fabric ¦ Superstructure ¦ Windows and External Doors ¦ External Doors ¦ Manual and Automatic Doors ¦ High Security Door | 1 | High | B | 11 | 2035 | 5 | 2 | 2.7 | 17640 | 24794
Fabric ¦ Superstructure ¦ Windows and External Doors ¦ External Doors ¦ Entrance Doors | 1 | High | B | 21 | 2045 | 5 | 2 | 2.7 | 17641 | 32754
HVAC ¦ Heat Emitters - Local ¦ Electric Heaters | 1 | Medium | B | 1 | 2025 | 5 | 3 | 3.2 | 31141 | 11129
Fire ¦ Fire Fighting ¦ Fire Extinguishers ¦ Powder | 2 | Urgent | B | 1 | 2025 | 5 | 1 | 2.2 | 9203 | 1904
HVAC ¦ Central Air Conditioning ¦ Air Conditioning ¦ Multi-Split Evaporator - Split Systems/Heat Pumps - Air-cooled with Direct Expansion Evaporator (DX) | 1 | Medium | B | 1 | 2025 | 5 | 3 | 3.2 | 31142 | 11130
Controls ¦ Building Management System (BMS) ¦ BMS Control Panel | 1 | High | B | 7 | 2031 | 5 | 2 | 2.7 | 17642 | 19698
Fire ¦ Fire Fighting ¦ Fire Extinguishers ¦ Foam | 1 | Urgent | B | 5 | 2029 | 5 | 1 | 2.2 | 9204 | 14501
Fire ¦ Fire Fighting ¦ Fire Extinguishers ¦ CO2 | 3 | Urgent | B | 2 | 2026 | 5 | 1 | 2.2 | 9205 | 12788
HVAC ¦ Central Air Conditioning ¦ Air Conditioning ¦ Multi-Split Condenser - Split Systems/Heat Pumps - Air-cooled with Direct Expansion Evaporator (DX) | 1 | Medium | B | 1 | 2025 | 5 | 3 | 3.2 | 31143 | 11131
HVAC ¦ Heat Emitters - Local ¦ Gas Fired Unit Heaters | 1 | Medium | B | 1 | 2025 | 5 | 3 | 3.2 | 31144 | 11132
HVAC ¦ Fan ¦ Local and Special Ventilation ¦ Axial | 1 | Medium | B | 8 | 2032 | 5 | 3 | 3.2 | 31145 | 21134
Electrical ¦ Lighting ¦ Internal ¦ General | 1 | Medium | B | 1 | 2025 | 5 | 3 | 3.2 | 31146 | 11133
Electrical ¦ Specialist Lighting ¦ Internal ¦ Illuminated Fire Exit Signage | 4 | Urgent | B | 16 | 2040 | 5 | 1 | 2.2 | 9206 | 29025
Electrical ¦ Lighting ¦ Internal ¦ General ¦ LED Fittings & Luminaires | 17 | Medium | B | 15 | 2039 | 5 | 3 | 3.2 | 31147 | 28537
Electrical ¦ Lighting ¦ Internal ¦ General | 13 | Medium | B | 6 | 2030 | 5 | 3 | 3.2 | 31148 | 19016
HVAC ¦ Heat Emitters - Central ¦ LTHW Overdoor Air Curtain/Heater | 1 | High | B | 1 | 2025 | 5 | 2 | 2.7 | 17643 | 5057
Water ¦ Local Hot Water ¦ Instantaneous Electric Water Heater - Non-Drinking Water | 1 | Medium | B | 1 | 2025 | 5 | 3 | 3.2 | 31149 | 11134
Electrical ¦ LV Distribution ¦ Distribution Board ¦ Sub | 1 | High | B | 1 | 2025 | 5 | 2 | 2.7 | 17644 | 5058
Electrical ¦ Lighting ¦ Internal ¦ General ¦ LED Fittings & Luminaires | 62 | Medium | B | 15 | 2039 | 5 | 3 | 3.2 | 31150 | 28538
Fire ¦ Fire Fighting ¦ Fire Extinguishers ¦ CO2 | 3 | Urgent | B | 2 | 2026 | 5 | 1 | 2.2 | 9207 | 12789
HVAC ¦ Heat Emitters - Local ¦ Electric Heaters | 5 | Medium | B | 1 | 2025 | 5 | 3 | 3.2 | 31151 | 11135
Electrical ¦ Lighting ¦ External ¦ General - LED | 1 | Medium | B | 11 | 2035 | 5 | 3 | 3.2 | 31152 | 25627
Electrical ¦ LV Distribution ¦ Distribution Board ¦ Sub | 1 | High | D | 18 | 2042 | 3 | 2 | 2.1 | 1333 | 30604
Electrical ¦ LV Distribution ¦ Distribution Board ¦ Sub | 1 | High | B | 6 | 2030 | 5 | 2 | 2.7 | 17645 | 17874
Electrical ¦ LV Distribution ¦ Distribution Board ¦ Sub | 1 | High | B | 1 | 2025 | 5 | 2 | 2.7 | 17646 | 5059
HVAC ¦ Fan ¦ Local and Special Ventilation ¦ Axial | 1 | Medium | B | 1 | 2025 | 5 | 3 | 3.2 | 31153 | 11136
Electrical ¦ LV Distribution ¦ Distribution Board ¦ Sub | 1 | High | B | 1 | 2025 | 5 | 2 | 2.7 | 17647 | 5060
HVAC ¦ Heat Emitters - Local ¦ Gas Fired Unit Heaters | 1 | Medium | B | 8 | 2032 | 5 | 3 | 3.2 | 31154 | 21135
HVAC ¦ Fan ¦ Local and Special Ventilation ¦ Hazardous Area Extract Fan | 1 | Medium | B | 1 | 2025 | 5 | 3 | 3.2 | 31155 | 11137
HVAC ¦ Ductwork ¦ Ductwork, Fittings and Ancillaries ¦ Central Ventilation Systems ¦ Fire Dampers ¦ Automatic | 1 | Urgent | B | 1 | 2025 | 5 | 1 | 2.2 | 9208 | 1905
Controls ¦ Multi-System Controls ¦ Instrument Control Panel | 1 | Medium | B | 1 | 2025 | 5 | 3 | 3.2 | 31156 | 11138
HVAC ¦ Local Air Conditioning ¦ Single-Split Evaporator - Split Systems/Heat Pumps - Air-cooled with Direct Expansion Evaporator (DX) | 1 | Medium | B | 5 | 2029 | 5 | 3 | 3.2 | 31157 | 15487
Electrical ¦ LV Distribution ¦ Distribution Board ¦ Main | 1 | High | B | 1 | 2025 | 5 | 2 | 2.7 | 17648 | 5061
Electrical ¦ LV Distribution ¦ Distribution Board ¦ Main | 1 | High | B | 1 | 2025 | 5 | 2 | 2.7 | 17649 | 5062
HVAC ¦ Fan ¦ Local and Special Ventilation ¦ Hazardous Area Extract Fan | 1 | Medium | B | 1 | 2025 | 5 | 3 | 3.2 | 31158 | 11139
Fabric ¦ Superstructure ¦ Windows and External Doors ¦ Roller Shutters ¦ Manual Roller Shutter | 1 | High | B | 17 | 2041 | 5 | 2 | 2.7 | 17650 | 30383
HVAC ¦ Heat Emitters - Local ¦ Electric Overdoor Air Curtain/Heater | 1 | Medium | B | 12 | 2036 | 5 | 3 | 3.2 | 31159 | 26754
Fire ¦ Fire Fighting ¦ Fire Extinguishers ¦ Foam | 2 | Urgent | B | 6 | 2030 | 5 | 1 | 2.2 | 9209 | 17149
Security ¦ Access ¦ Access Control ¦ Gate Access - Local Lock / Keypad / Manual (External) | 1 | Medium | B | 8 | 2032 | 5 | 3 | 3.2 | 31160 | 21136
Electrical ¦ Lighting ¦ External ¦ General - LED | 9 | Medium | B | 10 | 2034 | 5 | 3 | 3.2 | 31161 | 23126
Electrical ¦ LV Distribution ¦ Distribution Board ¦ Sub | 1 | High | B | 6 | 2030 | 5 | 2 | 2.7 | 17651 | 17875
Electrical ¦ LV Distribution ¦ Distribution Board ¦ Sub | 1 | High | B | 6 | 2030 | 5 | 2 | 2.7 | 17652 | 17876
Fabric ¦ Superstructure ¦ Windows and External Doors ¦ External Doors ¦ Manual and Automatic Doors ¦ Emergency and Panic Escape Doors | 1 | Urgent | B | 17 | 2041 | 5 | 1 | 2.2 | 9210 | 30236
Electrical ¦ Specialist Lighting ¦ Internal ¦ Illuminated Fire Exit Signage | 11 | Urgent | B | 16 | 2040 | 5 | 1 | 2.2 | 9211 | 29026
Fire ¦ Fire Fighting ¦ Fire Extinguishers ¦ CO2 | 3 | Urgent | B | 6 | 2030 | 5 | 1 | 2.2 | 9212 | 17150
HVAC ¦ Local Air Conditioning ¦ Single-Split Condenser - Split Systems/Heat Pumps - Air-cooled with Direct Expansion Evaporator (DX) | 1 | Medium | B | 5 | 2029 | 5 | 3 | 3.2 | 31162 | 15488
HVAC ¦ Heat Emitters - Local ¦ Electric Heaters | 1 | Medium | B | 1 | 2025 | 5 | 3 | 3.2 | 31163 | 11140
Electrical ¦ Lighting ¦ Internal ¦ General ¦ LED Fittings & Luminaires | 11 | Medium | B | 13 | 2037 | 5 | 3 | 3.2 | 31164 | 27251
Electrical ¦ LV Distribution ¦ Distribution Board ¦ Sub | 1 | High | D | 1 | 2025 | 3 | 2 | 2.1 | 1334 | 897
Electrical ¦ LV Distribution ¦ Distribution Board ¦ Sub | 1 | High | B | 3 | 2027 | 5 | 2 | 2.7 | 17653 | 13396
Fire ¦ Fire Detection ¦ Fire Alarm System | 1 | Urgent | B | 5 | 2029 | 5 | 1 | 2.2 | 9213 | 14502
Security ¦ Access ¦ Access Control ¦ Door ¦ Local Lock / Keypad / Manual | 4 | Medium | B | 9 | 2033 | 5 | 3 | 3.2 | 31165 | 21891
Electrical ¦ Lighting ¦ External ¦ General - LED | 1 | Medium | B | 8 | 2032 | 5 | 3 | 3.2 | 31166 | 21137
Fabric ¦ Superstructure ¦ Windows and External Doors ¦ External Doors ¦ Manual and Automatic Doors ¦ High Security Door | 1 | High | B | 11 | 2035 | 5 | 2 | 2.7 | 17654 | 24795
HVAC ¦ Heat Emitters - Local ¦ Electric Heaters | 4 | Medium | B | 1 | 2025 | 5 | 3 | 3.2 | 31167 | 11141
HVAC ¦ Fan ¦ Central Heating & Cooling ¦ Bifurcated | 1 | Medium | B | 1 | 2025 | 5 | 3 | 3.2 | 31168 | 11142
Water ¦ Local Hot Water ¦ Instantaneous Electric Water Heater - Non-Drinking Water | 1 | Medium | B | 1 | 2025 | 5 | 3 | 3.2 | 31169 | 11143
Fire ¦ Fire Fighting ¦ Fire Extinguishers ¦ CO2 | 2 | Urgent | B | 6 | 2030 | 5 | 1 | 2.2 | 9214 | 17151
HVAC ¦ Fan ¦ Local and Special Ventilation ¦ Axial | 1 | Medium | B | 1 | 2025 | 5 | 3 | 3.2 | 31170 | 11144
Fire ¦ Fire Fighting ¦ Fire Extinguishers ¦ Foam - P50 | 1 | Urgent | B | 8 | 2032 | 5 | 1 | 2.2 | 9215 | 20599
Electrical ¦ Lighting ¦ Internal ¦ General | 3 | Medium | B | 1 | 2025 | 5 | 3 | 3.2 | 31171 | 11145
HVAC ¦ Central Air Conditioning ¦ Air Conditioning ¦ Multi-Split Condenser - DX Split Systems (With Gas, Electric or Hot Water Heaters) | 1 | Medium | B | 1 | 2025 | 5 | 3 | 3.2 | 31172 | 11146
Fabric ¦ Superstructure ¦ Windows and External Doors ¦ External Doors ¦ Manual and Automatic Doors ¦ Emergency and Panic Escape Doors | 1 | Urgent | B | 11 | 2035 | 5 | 1 | 2.2 | 9216 | 23977
Fabric ¦ Superstructure ¦ Internal Doors ¦ Roller Shutters ¦ Electric Roller Shutter | 1 | Medium | B | 10 | 2034 | 5 | 3 | 3.2 | 31173 | 23127
Fabric ¦ Superstructure ¦ Windows and External Doors ¦ Roller Shutters ¦ Manual Roller Shutter | 1 | High | B | 7 | 2031 | 5 | 2 | 2.7 | 17655 | 19699
Electrical ¦ LV Distribution ¦ Distribution Board ¦ Main | 1 | High | D | 1 | 2025 | 3 | 2 | 2.1 | 1335 | 898
HVAC ¦ Local Air Conditioning ¦ Single-Split Evaporator - Split Systems/Heat Pumps - Air-cooled with Direct Expansion Evaporator (DX) | 1 | Medium | B | 1 | 2025 | 5 | 3 | 3.2 | 31174 | 11147
Electrical ¦ LV Distribution ¦ Distribution Board ¦ Main | 1 | High | B | 1 | 2025 | 5 | 2 | 2.7 | 17656 | 5063
HVAC ¦ Heat Emitters - Local ¦ Gas Fired Unit Heaters | 1 | Medium | B | 6 | 2030 | 5 | 3 | 3.2 | 31175 | 19017
HVAC ¦ Heat Emitters - Local ¦ Electric Overdoor Air Curtain/Heater | 1 | Medium | B | 1 | 2025 | 5 | 3 | 3.2 | 31176 | 11148
Water ¦ Local Hot Water ¦ Package Electric Water Heaters - Non-Drinking Water | 1 | Medium | B | 2 | 2026 | 5 | 3 | 3.2 | 31177 | 13204
Fabric ¦ Superstructure ¦ Windows and External Doors ¦ Roller Shutters ¦ Manual Roller Shutter | 1 | High | B | 7 | 2031 | 5 | 2 | 2.7 | 17657 | 19700
HVAC ¦ Fan ¦ Local and Special Ventilation ¦ Extract | 1 | Medium | B | 1 | 2025 | 5 | 3 | 3.2 | 31178 | 11149
Fabric ¦ Superstructure ¦ Windows and External Doors ¦ External Doors ¦ Entrance Doors | 1 | High | B | 1 | 2025 | 5 | 2 | 2.7 | 17658 | 5064
Fabric ¦ Superstructure ¦ Windows and External Doors ¦ External Doors ¦ Manual and Automatic Doors ¦ Emergency and Panic Escape Doors | 1 | Urgent | B | 19 | 2043 | 5 | 1 | 2.2 | 9217 | 31112
Fabric ¦ Superstructure ¦ Windows and External Doors ¦ Roller Shutters ¦ Manual Roller Shutter | 1 | High | B | 1 | 2025 | 5 | 2 | 2.7 | 17659 | 5065
Electrical ¦ LV Distribution ¦ Distribution Board ¦ Main | 1 | High | B | 18 | 2042 | 5 | 2 | 2.7 | 17660 | 30884
Fabric ¦ Superstructure ¦ Windows and External Doors ¦ External Doors ¦ Manual and Automatic Doors ¦ Emergency and Panic Escape Doors | 1 | Urgent | B | 19 | 2043 | 5 | 1 | 2.2 | 9218 | 31113
HVAC ¦ Fan ¦ Local and Special Ventilation ¦ Extract | 1 | Medium | B | 1 | 2025 | 5 | 3 | 3.2 | 31179 | 11150
Fabric ¦ Superstructure ¦ Windows and External Doors ¦ External Doors ¦ Manual and Automatic Doors ¦ High Security Door | 1 | High | B | 11 | 2035 | 5 | 2 | 2.7 | 17661 | 24796
Fire ¦ Fire Detection ¦ Fire Alarm System | 1 | Urgent | B | 11 | 2035 | 5 | 1 | 2.2 | 9219 | 23978
Electrical ¦ Lighting ¦ Internal ¦ Emergency ¦ Self Contained ¦ LED | 7 | Urgent | B | 21 | 2045 | 5 | 1 | 2.2 | 9220 | 32448
Security ¦ Access ¦ Access Control ¦ Gate Access - Local Lock / Keypad / Manual (External) | 2 | Medium | B | 7 | 2031 | 5 | 3 | 3.2 | 31180 | 20166
Electrical ¦ Lighting ¦ External ¦ General - LED | 7 | Medium | B | 7 | 2031 | 5 | 3 | 3.2 | 31181 | 20167
Fabric ¦ Superstructure ¦ Internal Doors ¦ Roller Shutters ¦ Electric Roller Shutter | 1 | Medium | B | 10 | 2034 | 5 | 3 | 3.2 | 31182 | 23128
Electrical ¦ Specialist Lighting ¦ Internal ¦ Illuminated Fire Exit Signage | 4 | Urgent | B | 17 | 2041 | 5 | 1 | 2.2 | 9221 | 30237
Fire ¦ Fire Fighting ¦ Fire Extinguishers ¦ Foam | 8 | Urgent | B | 6 | 2030 | 5 | 1 | 2.2 | 9222 | 17152
HVAC ¦ Heat Emitters - Local ¦ Electric Heaters | 1 | Medium | B | 1 | 2025 | 5 | 3 | 3.2 | 31183 | 11151
HVAC ¦ Central Air Conditioning ¦ Air Conditioning ¦ Multi-Split Condenser - Split Systems/Heat Pumps - Air-cooled with Direct Expansion Evaporator (DX) | 1 | Medium | B | 5 | 2029 | 5 | 3 | 3.2 | 31184 | 15489
HVAC ¦ Heat Emitters - Local ¦ Fan Convector - Electric | 1 | Medium | C | 1 | 2025 | 4 | 3 | 2.9 | 19015 | 5821
Water ¦ Local Hot Water ¦ Package Electric Water Heaters - Non-Drinking Water | 1 | Medium | B | 8 | 2032 | 5 | 3 | 3.2 | 31185 | 21138
HVAC ¦ Fan ¦ Local and Special Ventilation ¦ Fans Window or Wall Mounted | 1 | Medium | B | 8 | 2032 | 5 | 3 | 3.2 | 31186 | 21139
Electrical ¦ Lighting ¦ Internal ¦ General ¦ LED Fittings & Luminaires | 95 | Medium | B | 16 | 2040 | 5 | 3 | 3.2 | 31187 | 29856
HVAC ¦ Heat Emitters - Local ¦ Electric Heaters | 3 | Medium | B | 1 | 2025 | 5 | 3 | 3.2 | 31188 | 11152
Fire ¦ Fire Fighting ¦ Fire Extinguishers ¦ CO2 | 1 | Urgent | B | 6 | 2030 | 5 | 1 | 2.2 | 9223 | 17153
Electrical ¦ Lighting ¦ Internal ¦ General | 63 | Medium | B | 10 | 2034 | 5 | 3 | 3.2 | 31189 | 23129
Electrical ¦ Lighting ¦ Internal ¦ General ¦ LED Fittings & Luminaires | 9 | Medium | B | 12 | 2036 | 5 | 3 | 3.2 | 31190 | 26755
HVAC ¦ Fan ¦ Smoke Extract | 1 | Urgent | B | 1 | 2025 | 5 | 1 | 2.2 | 9224 | 1906
Fabric ¦ Superstructure ¦ Windows and External Doors ¦ Roller Shutters ¦ Manual Roller Shutter | 1 | High | D | 11 | 2035 | 3 | 2 | 2.1 | 1336 | 23313
Water ¦ Local Hot Water ¦ Package Electric Water Heaters - Non-Drinking Water | 1 | Medium | B | 1 | 2025 | 5 | 3 | 3.2 | 31191 | 11153
Fabric ¦ Superstructure ¦ Internal Doors ¦ Roller Shutters ¦ Electric Roller Shutter | 1 | Medium | B | 10 | 2034 | 5 | 3 | 3.2 | 31192 | 23130
HVAC ¦ Fan ¦ Local and Special Ventilation ¦ Centrifugal | 1 | Medium | CX | 1 | 2025 | 2 | 3 | 2.3 | 10351 | 2263
HVAC ¦ Local Air Conditioning ¦ Single-Split Evaporator - Split Systems/Heat Pumps - Air-cooled with Direct Expansion Evaporator (DX) | 1 | Medium | B | 5 | 2029 | 5 | 3 | 3.2 | 31193 | 15490
Electrical ¦ LV Distribution ¦ Distribution Board ¦ Main | 1 | High | B | 1 | 2025 | 5 | 2 | 2.7 | 17662 | 5066
Electrical ¦ Lighting ¦ Internal ¦ General ¦ LED Fittings & Luminaires | 14 | Medium | B | 13 | 2037 | 5 | 3 | 3.2 | 31194 | 27252
Security ¦ Access ¦ Access Control ¦ Gate Access - Local Lock / Keypad / Manual (External) | 2 | Medium | C | 1 | 2025 | 4 | 3 | 2.9 | 19016 | 5822
Fire ¦ Fire Fighting ¦ Fire Extinguishers ¦ CO2 | 2 | Urgent | B | 8 | 2032 | 5 | 1 | 2.2 | 9225 | 20600
Water ¦ Local Hot Water ¦ Package Electric Water Heaters - Non-Drinking Water | 1 | Medium | B | 5 | 2029 | 5 | 3 | 3.2 | 31195 | 15491
HVAC ¦ Fan ¦ Local and Special Ventilation ¦ Extract | 1 | Medium | CX | 1 | 2025 | 2 | 3 | 2.3 | 10352 | 2264
Fire ¦ Fire Fighting ¦ Fire Extinguishers ¦ CO2 | 4 | Urgent | B | 6 | 2030 | 5 | 1 | 2.2 | 9226 | 17154
Fire ¦ Fire Fighting ¦ Fire Extinguishers ¦ Foam | 4 | Urgent | A | 10 | 2034 | 6 | 1 | 2.5 | 10991 | 22233
HVAC ¦ Heat Emitters - Local ¦ Electric Overdoor Air Curtain/Heater | 1 | Medium | B | 1 | 2025 | 5 | 3 | 3.2 | 31196 | 11154
HVAC ¦ Fan ¦ Local and Special Ventilation ¦ Kitchen Vent ¦ Extract | 1 | Low | B | 10 | 2034 | 5 | 4 | 3.7 | 33549 | 23228
Fire ¦ Fire Detection ¦ Fire Alarm Panel / Repeater | 1 | Urgent | B | 1 | 2025 | 5 | 1 | 2.2 | 9227 | 1907
HVAC ¦ Fan ¦ Local and Special Ventilation ¦ Centrifugal | 1 | Medium | B | 1 | 2025 | 5 | 3 | 3.2 | 31197 | 11155
Fire ¦ Fire Fighting ¦ Fire Extinguishers ¦ Foam | 7 | Urgent | B | 6 | 2030 | 5 | 1 | 2.2 | 9228 | 17155
Electrical ¦ Lighting ¦ External ¦ General - LED | 1 | Medium | B | 7 | 2031 | 5 | 3 | 3.2 | 31198 | 20168
HVAC ¦ Heat Emitters - Local ¦ Gas Fired Radiant Heaters | 1 | Medium | B | 1 | 2025 | 5 | 3 | 3.2 | 31199 | 11156
Water ¦ Local Hot Water ¦ Instantaneous Electric Water Heater - Non-Drinking Water | 1 | Medium | B | 8 | 2032 | 5 | 3 | 3.2 | 31200 | 21140
Fabric ¦ Superstructure ¦ Windows and External Doors ¦ External Doors ¦ Entrance Doors | 1 | High | B | 11 | 2035 | 5 | 2 | 2.7 | 17663 | 24797
Water ¦ Local Hot Water ¦ Package Electric Water Heaters - Non-Drinking Water | 1 | Medium | B | 1 | 2025 | 5 | 3 | 3.2 | 31201 | 11157
Fabric ¦ Superstructure ¦ Windows and External Doors ¦ External Doors ¦ Manual and Automatic Doors ¦ Emergency and Panic Escape Doors | 1 | Urgent | C | 20 | 2044 | 4 | 1 | 1.9 | 749 | 31395
Electrical ¦ Lighting ¦ Internal ¦ General ¦ LED Fittings & Luminaires | 10 | Medium | B | 12 | 2036 | 5 | 3 | 3.2 | 31202 | 26756
HVAC ¦ Fan ¦ Local and Special Ventilation ¦ Kitchen Vent ¦ Extract | 1 | Low | B | 7 | 2031 | 5 | 4 | 3.7 | 33550 | 20226
Fire ¦ Fire Detection ¦ Fire Alarm System | 1 | Urgent | A | 13 | 2037 | 6 | 1 | 2.5 | 10992 | 26929
Electrical ¦ Lighting ¦ Internal ¦ Emergency ¦ Self Contained ¦ LED | 18 | Urgent | B | 17 | 2041 | 5 | 1 | 2.2 | 9229 | 30238
HVAC ¦ Local Air Conditioning ¦ Single-Split Evaporator - Split Systems/Heat Pumps - Air-cooled with Direct Expansion Evaporator (DX) | 1 | Medium | B | 1 | 2025 | 5 | 3 | 3.2 | 31203 | 11158
Electrical ¦ Lighting ¦ Internal ¦ Emergency ¦ Self Contained ¦ LED | 2 | Urgent | B | 17 | 2041 | 5 | 1 | 2.2 | 9230 | 30239
HVAC ¦ Central Air Conditioning ¦ Air Conditioning ¦ Multi-Split Condenser - Split Systems/Heat Pumps - Air-cooled with Direct Expansion Evaporator (DX) | 1 | Medium | B | 5 | 2029 | 5 | 3 | 3.2 | 31204 | 15492
HVAC ¦ Heat Emitters - Local ¦ Gas Fired Natural and Fan Assisted Heaters | 1 | Medium | DX | 1 | 2025 | 1 | 3 | 2 | 990 | 685
HVAC ¦ Heat Emitters - Local ¦ Fan Convector - Electric | 1 | Medium | C | 1 | 2025 | 4 | 3 | 2.9 | 19017 | 5823
HVAC ¦ Heat Emitters - Local ¦ Electric Overdoor Air Curtain/Heater | 1 | Medium | B | 1 | 2025 | 5 | 3 | 3.2 | 31205 | 11159
HVAC ¦ Heat Emitters - Local ¦ Electric Heaters | 5 | Medium | B | 1 | 2025 | 5 | 3 | 3.2 | 31206 | 11160
HVAC ¦ Ventilation ¦ Air Handling Unit (AHU) ¦ Internal ¦ Central Heating & Cooling ¦ Electric & DX | 1 | Medium | CX | 13 | 2037 | 2 | 3 | 2.3 | 10353 | 26908
Fire ¦ Fire Fighting ¦ Fire Extinguishers ¦ Foam | 5 | Urgent | B | 6 | 2030 | 5 | 1 | 2.2 | 9231 | 17156
Fabric ¦ Superstructure ¦ Windows and External Doors ¦ External Doors ¦ Manual and Automatic Doors ¦ Powered Sliding Doors (Push Pad) | 1 | High | B | 27 | 2051 | 5 | 2 | 2.7 | 17664 | 33587
Fire ¦ Fire Fighting ¦ Fire Extinguishers ¦ CO2 | 1 | Urgent | B | 2 | 2026 | 5 | 1 | 2.2 | 9232 | 12790
Fire ¦ Fire Detection ¦ Fire Alarm System | 1 | Urgent | B | 1 | 2025 | 5 | 1 | 2.2 | 9233 | 1908
Electrical ¦ Specialist Lighting ¦ Internal ¦ Illuminated Fire Exit Signage | 1 | Urgent | B | 16 | 2040 | 5 | 1 | 2.2 | 9234 | 29027
HVAC ¦ Heat Emitters - Local ¦ Gas Fired Natural and Fan Assisted Heaters | 1 | Medium | B | 1 | 2025 | 5 | 3 | 3.2 | 31207 | 11161
HVAC ¦ Fan ¦ Central Ventilation Systems ¦ Ventilating - General | 1 | Low | B | 1 | 2025 | 5 | 4 | 3.7 | 33551 | 12363
HVAC ¦ Local Air Conditioning ¦ Single-Split Evaporator - Split Systems/Heat Pumps - Air-cooled with Direct Expansion Evaporator (DX) | 1 | Medium | B | 1 | 2025 | 5 | 3 | 3.2 | 31208 | 11162
Fabric ¦ Superstructure ¦ Windows and External Doors ¦ External Doors ¦ Manual and Automatic Doors ¦ Auto / Powered Sliding Doors | 1 | High | B | 21 | 2045 | 5 | 2 | 2.7 | 17665 | 32755
HVAC ¦ Heat Emitters - Local ¦ Gas Fired Unit Heaters | 1 | Medium | B | 1 | 2025 | 5 | 3 | 3.2 | 31209 | 11163
Electrical ¦ LV Distribution ¦ Distribution Board ¦ Sub | 1 | High | B | 16 | 2040 | 5 | 2 | 2.7 | 17666 | 29261
Electrical ¦ LV Distribution ¦ Distribution Board ¦ Sub | 1 | High | B | 1 | 2025 | 5 | 2 | 2.7 | 17667 | 5067
Electrical ¦ LV Distribution ¦ Distribution Board ¦ Main | 1 | High | B | 12 | 2036 | 5 | 2 | 2.7 | 17668 | 26266
Fire ¦ Fire Fighting ¦ Fire Extinguishers ¦ CO2 | 4 | Urgent | B | 6 | 2030 | 5 | 1 | 2.2 | 9235 | 17157
Water ¦ Local Hot Water ¦ Package Electric Water Heaters - Non-Drinking Water | 1 | Medium | B | 1 | 2025 | 5 | 3 | 3.2 | 31210 | 11164
HVAC ¦ Fan ¦ Central Cooling ¦ Axial | 1 | Medium | B | 1 | 2025 | 5 | 3 | 3.2 | 31211 | 11165
Fabric ¦ Superstructure ¦ Internal Doors ¦ Roller Shutters ¦ Automatic Roller Shutter | 1 | High | B | 13 | 2037 | 5 | 2 | 2.7 | 17669 | 27035
Electrical ¦ Lighting ¦ Internal ¦ Emergency ¦ Self Contained ¦ Non LED | 8 | Urgent | B | 15 | 2039 | 5 | 1 | 2.2 | 9236 | 28014
Fire ¦ Fire Fighting ¦ Fire Extinguishers ¦ Foam | 3 | Urgent | B | 1 | 2025 | 5 | 1 | 2.2 | 9237 | 1909
Water ¦ Central Hot Water Distribution ¦ Hot water cylinders Domestic Type | 1 | Low | B | 1 | 2025 | 5 | 4 | 3.7 | 33552 | 12364
Electrical ¦ LV Distribution ¦ Distribution Board ¦ Sub | 1 | High | B | 4 | 2028 | 5 | 2 | 2.7 | 17670 | 14006
HVAC ¦ Ventilation ¦ Air Handling Unit (AHU) ¦ Internal ¦ Central Ventilation Systems ¦ Ventilation Only | 1 | Medium | B | 3 | 2027 | 5 | 3 | 3.2 | 31212 | 13680
Electrical ¦ LV Distribution ¦ Distribution Board ¦ Main | 1 | High | B | 15 | 2039 | 5 | 2 | 2.7 | 17671 | 28308
Fabric ¦ Superstructure ¦ Windows and External Doors ¦ Roller Shutters ¦ Manual Roller Shutter | 1 | High | B | 7 | 2031 | 5 | 2 | 2.7 | 17672 | 19701
HVAC ¦ Fan ¦ Local and Special Ventilation ¦ Centrifugal | 1 | Medium | B | 1 | 2025 | 5 | 3 | 3.2 | 31213 | 11166
Electrical ¦ Lighting ¦ Internal ¦ Emergency ¦ Self Contained ¦ LED | 5 | Urgent | B | 17 | 2041 | 5 | 1 | 2.2 | 9238 | 30240
Electrical ¦ Lighting ¦ Internal ¦ Emergency ¦ Self Contained ¦ LED | 1 | Urgent | B | 17 | 2041 | 5 | 1 | 2.2 | 9239 | 30241
Water ¦ Local Hot Water ¦ Package Electric Water Heaters - Non-Drinking Water | 1 | Medium | B | 4 | 2028 | 5 | 3 | 3.2 | 31214 | 14239
Transport ¦ Lifts ¦ Passenger Lift electric ¦ Electric | 1 | Medium | C | 11 | 2035 | 4 | 3 | 2.9 | 19018 | 24881
Controls ¦ Multi-System Controls ¦ Instrument Control Panel | 1 | Medium | B | 13 | 2037 | 5 | 3 | 3.2 | 31215 | 27253
Electrical ¦ Specialist Lighting ¦ Internal ¦ Illuminated Fire Exit Signage | 5 | Urgent | B | 16 | 2040 | 5 | 1 | 2.2 | 9240 | 29028
Fire ¦ Fire Fighting ¦ Fire Extinguishers ¦ CO2 | 1 | Urgent | B | 1 | 2025 | 5 | 1 | 2.2 | 9241 | 1910
Water ¦ Local Hot Water ¦ Instantaneous Electric Water Heater - Non-Drinking Water | 1 | Medium | B | 7 | 2031 | 5 | 3 | 3.2 | 31216 | 20169
Fabric ¦ Superstructure ¦ Windows and External Doors ¦ Roller Shutters ¦ Manual Roller Shutter | 1 | High | B | 7 | 2031 | 5 | 2 | 2.7 | 17673 | 19702
HVAC ¦ Fan ¦ Local and Special Ventilation ¦ Extract | 1 | Medium | B | 1 | 2025 | 5 | 3 | 3.2 | 31217 | 11167
Electrical ¦ Lighting ¦ Internal ¦ General ¦ LED Fittings & Luminaires | 17 | Medium | B | 13 | 2037 | 5 | 3 | 3.2 | 31218 | 27254
Fire ¦ Fire Fighting ¦ Fire Extinguishers ¦ Foam | 1 | Urgent | B | 6 | 2030 | 5 | 1 | 2.2 | 9242 | 17158
Controls ¦ Multi-System Controls ¦ Instrument Control Panel | 1 | Medium | B | 18 | 2042 | 5 | 3 | 3.2 | 31219 | 30995
HVAC ¦ Heat Emitters - Local ¦ Electric Heaters | 3 | Medium | DX | 1 | 2025 | 1 | 3 | 2 | 991 | 686
Fire ¦ Fire Fighting ¦ Fire Extinguishers ¦ Foam | 3 | Urgent | B | 2 | 2026 | 5 | 1 | 2.2 | 9243 | 12791
HVAC ¦ Fan ¦ Central Cooling ¦ Axial | 1 | Medium | B | 3 | 2027 | 5 | 3 | 3.2 | 31220 | 13681
Fabric ¦ Superstructure ¦ Internal Doors ¦ Roller Shutters ¦ Electric Roller Shutter | 1 | Medium | B | 11 | 2035 | 5 | 3 | 3.2 | 31221 | 25628
Fabric ¦ Superstructure ¦ Internal Doors ¦ Roller Shutters ¦ Electric Roller Shutter | 1 | Medium | B | 1 | 2025 | 5 | 3 | 3.2 | 31222 | 11168
Fire ¦ Fire Fighting ¦ Fire Extinguishers ¦ Foam | 3 | Urgent | B | 6 | 2030 | 5 | 1 | 2.2 | 9244 | 17159
HVAC ¦ Heat Emitters - Central ¦ Radiators ¦ Steel | 4 | Medium | B | 6 | 2030 | 5 | 3 | 3.2 | 31223 | 19018
Electrical ¦ Lighting ¦ Internal ¦ General | 24 | Medium | B | 1 | 2025 | 5 | 3 | 3.2 | 31224 | 11169
Electrical ¦ LV Distribution ¦ Distribution Board ¦ Main | 1 | High | B | 1 | 2025 | 5 | 2 | 2.7 | 17674 | 5068
Fabric ¦ Superstructure ¦ Windows and External Doors ¦ External Doors ¦ Manual and Automatic Doors ¦ High Security Door | 1 | High | B | 21 | 2045 | 5 | 2 | 2.7 | 17675 | 32756
Electrical ¦ Specialist Lighting ¦ Internal ¦ Illuminated Fire Exit Signage | 3 | Urgent | B | 12 | 2036 | 5 | 1 | 2.2 | 9245 | 26115
HVAC ¦ Local Air Conditioning ¦ Single-Split Condenser - Split Systems/Heat Pumps - Air-cooled with Direct Expansion Evaporator (DX) | 1 | Medium | B | 5 | 2029 | 5 | 3 | 3.2 | 31225 | 15493
Electrical ¦ LV Distribution ¦ Distribution Board ¦ Main | 1 | High | D | 1 | 2025 | 3 | 2 | 2.1 | 1337 | 899
HVAC ¦ Fan ¦ Local and Special Ventilation ¦ Kitchen Vent ¦ Extract | 1 | Low | B | 5 | 2029 | 5 | 4 | 3.7 | 33553 | 15680
Fabric ¦ Superstructure ¦ Windows and External Doors ¦ External Doors ¦ Entrance Doors | 1 | High | B | 11 | 2035 | 5 | 2 | 2.7 | 17676 | 24798
HVAC ¦ Local Air Conditioning ¦ Single-Split Condenser - Split Systems/Heat Pumps - Air-cooled with Direct Expansion Evaporator (DX) | 1 | Medium | B | 5 | 2029 | 5 | 3 | 3.2 | 31226 | 15494
HVAC ¦ Fan ¦ Central Cooling ¦ Axial | 1 | Medium | B | 1 | 2025 | 5 | 3 | 3.2 | 31227 | 11170
Fabric ¦ Barriers and Guardrails ¦ Vehicle Crash Protection Barrier | 1 | V Low | B | 1 | 2025 | 5 | 4 | 3.7 | 33554 | 12365
Fabric ¦ Superstructure ¦ Windows and External Doors ¦ Roller Shutters ¦ Electric Roller Shutter | 1 | High | B | 7 | 2031 | 5 | 2 | 2.7 | 17677 | 19703
Electrical ¦ Lighting ¦ External ¦ General - LED | 3 | Medium | B | 11 | 2035 | 5 | 3 | 3.2 | 31228 | 25629
Electrical ¦ LV Distribution ¦ Distribution Board ¦ Main | 1 | High | B | 19 | 2043 | 5 | 2 | 2.7 | 17678 | 31264
Electrical ¦ LV Distribution ¦ Distribution Board ¦ Sub | 1 | High | D | 1 | 2025 | 3 | 2 | 2.1 | 1338 | 900
Fabric ¦ Superstructure ¦ Windows and External Doors ¦ External Doors ¦ Manual and Automatic Doors ¦ Emergency and Panic Escape Doors | 1 | Urgent | B | 11 | 2035 | 5 | 1 | 2.2 | 9246 | 23979
Fabric ¦ Superstructure ¦ Windows and External Doors ¦ External Doors ¦ Entrance Doors | 1 | High | B | 30 | 2054 | 5 | 2 | 2.7 | 17679 | 33728
HVAC ¦ Fan ¦ Local and Special Ventilation ¦ Extract | 1 | Medium | B | 1 | 2025 | 5 | 3 | 3.2 | 31229 | 11171
Fire ¦ Fire Fighting ¦ Fire Extinguishers ¦ Powder | 1 | Urgent | B | 6 | 2030 | 5 | 1 | 2.2 | 9247 | 17160
Water ¦ Local Hot Water ¦ Package Electric Water Heaters - Non-Drinking Water | 1 | Medium | B | 7 | 2031 | 5 | 3 | 3.2 | 31230 | 20170
HVAC ¦ Local and Special Ventilation ¦ Unit extract fans. | 1 | Medium | B | 1 | 2025 | 5 | 3 | 3.2 | 31231 | 11172
HVAC ¦ Fan ¦ Central Air Conditioning ¦ Ventilating - General | 1 | Medium | B | 1 | 2025 | 5 | 3 | 3.2 | 31232 | 11173
Fabric ¦ Superstructure ¦ Windows and External Doors ¦ External Doors ¦ Manual and Automatic Doors ¦ High Security Door | 1 | High | B | 31 | 2055 | 5 | 2 | 2.7 | 17680 | 33807
Electrical ¦ Lighting ¦ Internal ¦ General ¦ LED Fittings & Luminaires | 1 | Medium | B | 12 | 2036 | 5 | 3 | 3.2 | 31233 | 26757
Electrical ¦ Lighting ¦ Internal ¦ Emergency ¦ Self Contained ¦ Non LED | 7 | Urgent | B | 18 | 2042 | 5 | 1 | 2.2 | 9248 | 30723
HVAC ¦ Fan ¦ Central Ventilation Systems ¦ Ventilating - General | 1 | Low | B | 1 | 2025 | 5 | 4 | 3.7 | 33555 | 12366
Fabric ¦ Superstructure ¦ Windows and External Doors ¦ Roller Shutters ¦ Manual Roller Shutter | 1 | High | C | 1 | 2025 | 4 | 2 | 2.4 | 10764 | 2532
Fabric ¦ Superstructure ¦ Internal Doors ¦ Roller Shutters ¦ Electric Roller Shutter | 1 | Medium | B | 5 | 2029 | 5 | 3 | 3.2 | 31234 | 15495
HVAC ¦ Fan ¦ Local and Special Ventilation ¦ Fans Window or Wall Mounted | 1 | Medium | B | 8 | 2032 | 5 | 3 | 3.2 | 31235 | 21141
Fabric ¦ Superstructure ¦ Windows and External Doors ¦ External Doors ¦ Manual and Automatic Doors ¦ Emergency and Panic Escape Doors | 1 | Urgent | B | 25 | 2049 | 5 | 1 | 2.2 | 9249 | 33343
Fire ¦ Fire Detection ¦ Fire Alarm Panel / Repeater | 1 | Urgent | B | 7 | 2031 | 5 | 1 | 2.2 | 9250 | 19497
Fire ¦ Fire Fighting ¦ Fire Extinguishers ¦ Powder | 1 | Urgent | B | 6 | 2030 | 5 | 1 | 2.2 | 9251 | 17161
Fire ¦ Fire Fighting ¦ Fire Extinguishers ¦ Powder | 3 | Urgent | B | 8 | 2032 | 5 | 1 | 2.2 | 9252 | 20601
Electrical ¦ LV Distribution ¦ Distribution Board ¦ Sub | 1 | High | B | 1 | 2025 | 5 | 2 | 2.7 | 17681 | 5069
HVAC ¦ Fan ¦ Local and Special Ventilation ¦ Extract | 1 | Medium | B | 1 | 2025 | 5 | 3 | 3.2 | 31236 | 11174
Electrical ¦ Lighting ¦ Internal ¦ Emergency ¦ Self Contained ¦ LED | 10 | Urgent | B | 21 | 2045 | 5 | 1 | 2.2 | 9253 | 32449
Security ¦ Access ¦ Access Control ¦ Door ¦ Local Lock / Keypad / Manual | 1 | Medium | B | 1 | 2025 | 5 | 3 | 3.2 | 31237 | 11175
Fire ¦ Fire Fighting ¦ Fire Extinguishers ¦ CO2 | 1 | Urgent | B | 2 | 2026 | 5 | 1 | 2.2 | 9254 | 12792
Fire ¦ Fire Fighting ¦ Fire Blanket | 1 | Urgent | B | 4 | 2028 | 5 | 1 | 2.2 | 9255 | 13876
Electrical ¦ LV Distribution ¦ Distribution Board ¦ Sub | 1 | High | B | 1 | 2025 | 5 | 2 | 2.7 | 17682 | 5070
Electrical ¦ LV Distribution ¦ Distribution Board ¦ Sub | 1 | High | B | 6 | 2030 | 5 | 2 | 2.7 | 17683 | 17877
Fire ¦ Fire Detection ¦ Fire Alarm Panel / Repeater | 1 | Urgent | B | 7 | 2031 | 5 | 1 | 2.2 | 9256 | 19498
HVAC ¦ Fan ¦ Local and Special Ventilation ¦ Centrifugal | 1 | Medium | B | 1 | 2025 | 5 | 3 | 3.2 | 31238 | 11176
Electrical ¦ Specialist Lighting ¦ Internal ¦ Illuminated Fire Exit Signage | 2 | Urgent | B | 1 | 2025 | 5 | 1 | 2.2 | 9257 | 1911
Fire ¦ Fire Fighting ¦ Fire Extinguishers ¦ Foam | 1 | Urgent | B | 2 | 2026 | 5 | 1 | 2.2 | 9258 | 12793
Fire ¦ Fire Fighting ¦ Fire Extinguishers ¦ CO2 | 3 | Urgent | B | 2 | 2026 | 5 | 1 | 2.2 | 9259 | 12794
Electrical ¦ LV Distribution ¦ Distribution Board ¦ Main | 1 | High | B | 1 | 2025 | 5 | 2 | 2.7 | 17684 | 5071
Fabric ¦ Superstructure ¦ Internal Doors ¦ Roller Shutters ¦ Electric Roller Shutter | 1 | Medium | B | 10 | 2034 | 5 | 3 | 3.2 | 31239 | 23131
Electrical ¦ LV Distribution ¦ Distribution Board ¦ Sub | 1 | High | B | 12 | 2036 | 5 | 2 | 2.7 | 17685 | 26267
Fabric ¦ Superstructure ¦ Windows and External Doors ¦ External Doors ¦ Entrance Doors | 1 | High | B | 11 | 2035 | 5 | 2 | 2.7 | 17686 | 24799
Fire ¦ Fire Detection ¦ Fire Alarm System | 1 | Urgent | B | 1 | 2025 | 5 | 1 | 2.2 | 9260 | 1912
Fire ¦ Fire Fighting ¦ Fire Extinguishers ¦ Powder | 1 | Urgent | B | 2 | 2026 | 5 | 1 | 2.2 | 9261 | 12795
Fabric ¦ Superstructure ¦ Windows and External Doors ¦ External Doors ¦ Manual and Automatic Doors ¦ High Security Door | 1 | High | B | 1 | 2025 | 5 | 2 | 2.7 | 17687 | 5072
Electrical ¦ Lighting ¦ External ¦ General - LED | 8 | Medium | B | 11 | 2035 | 5 | 3 | 3.2 | 31240 | 25630
Electrical ¦ Lighting ¦ Internal ¦ General ¦ LED Fittings & Luminaires | 5 | Medium | B | 12 | 2036 | 5 | 3 | 3.2 | 31241 | 26758
HVAC ¦ Central Heating (Internally Sourced) ¦ Boiler ¦ Atmospheric Gas Burner/Condensing Combination Boiler (domestic type) | 1 | High | B | 1 | 2025 | 5 | 2 | 2.7 | 17688 | 5073
Fabric ¦ Superstructure ¦ Windows and External Doors ¦ External Doors ¦ Manual and Automatic Doors ¦ Emergency and Panic Escape Doors | 1 | Urgent | B | 21 | 2045 | 5 | 1 | 2.2 | 9262 | 32450
HVAC ¦ Fan ¦ Local and Special Ventilation ¦ Centrifugal | 1 | Medium | B | 1 | 2025 | 5 | 3 | 3.2 | 31242 | 11177
Electrical ¦ Lighting ¦ Internal ¦ Emergency ¦ Self Contained ¦ Non LED | 2 | Urgent | B | 1 | 2025 | 5 | 1 | 2.2 | 9263 | 1913
HVAC ¦ Heat Emitters - Local ¦ Electric Heaters | 1 | Medium | B | 1 | 2025 | 5 | 3 | 3.2 | 31243 | 11178
Fire ¦ Fire Fighting ¦ Fire Extinguishers ¦ Foam | 1 | Urgent | B | 2 | 2026 | 5 | 1 | 2.2 | 9264 | 12796
Electrical ¦ LV Distribution ¦ Distribution Board ¦ Sub | 1 | High | B | 15 | 2039 | 5 | 2 | 2.7 | 17689 | 28309
HVAC ¦ Fan ¦ Local and Special Ventilation ¦ Kitchen Vent ¦ Extract | 1 | Low | B | 6 | 2030 | 5 | 4 | 3.7 | 33556 | 19112
Fabric ¦ Superstructure ¦ Windows and External Doors ¦ External Doors ¦ Manual and Automatic Doors ¦ Emergency and Panic Escape Doors | 1 | Urgent | B | 15 | 2039 | 5 | 1 | 2.2 | 9265 | 28015
Electrical ¦ Lighting ¦ Internal ¦ General | 6 | Medium | B | 6 | 2030 | 5 | 3 | 3.2 | 31244 | 19019
Electrical ¦ LV Distribution ¦ Distribution Board ¦ Sub | 1 | High | D | 1 | 2025 | 3 | 2 | 2.1 | 1339 | 901
Water ¦ Local Hot Water ¦ Instantaneous Electric Water Heater - Non-Drinking Water | 1 | Medium | B | 7 | 2031 | 5 | 3 | 3.2 | 31245 | 20171
Fabric ¦ Superstructure ¦ Windows and External Doors ¦ Roller Shutters ¦ Manual Roller Shutter | 1 | High | B | 1 | 2025 | 5 | 2 | 2.7 | 17690 | 5074
Electrical ¦ Specialist Lighting ¦ Internal ¦ Illuminated Fire Exit Signage | 3 | Urgent | C | 12 | 2036 | 4 | 1 | 1.9 | 750 | 25928
Fire ¦ Fire Fighting ¦ Fire Extinguishers ¦ CO2 | 2 | Urgent | B | 5 | 2029 | 5 | 1 | 2.2 | 9266 | 14503
HVAC ¦ Fan ¦ Central Ventilation Systems ¦ Extract | 1 | Medium | B | 1 | 2025 | 5 | 3 | 3.2 | 31246 | 11179
HVAC ¦ Heat Emitters - Local ¦ Gas Fired Natural and Fan Assisted Heaters | 1 | Medium | B | 1 | 2025 | 5 | 3 | 3.2 | 31247 | 11180
HVAC ¦ Fan ¦ Local and Special Ventilation ¦ Extract | 1 | Medium | B | 11 | 2035 | 5 | 3 | 3.2 | 31248 | 25631
Electrical ¦ Specialist Lighting ¦ Internal ¦ Illuminated Fire Exit Signage | 4 | Urgent | B | 16 | 2040 | 5 | 1 | 2.2 | 9267 | 29029
HVAC ¦ Heat Emitters - Local ¦ Electric Heaters | 1 | Medium | B | 3 | 2027 | 5 | 3 | 3.2 | 31249 | 13682
Fabric ¦ Superstructure ¦ Windows and External Doors ¦ External Doors ¦ Entrance Doors | 1 | High | B | 1 | 2025 | 5 | 2 | 2.7 | 17691 | 5075
Fabric ¦ Superstructure ¦ Windows and External Doors ¦ Roller Shutters ¦ Manual Roller Shutter | 1 | High | B | 7 | 2031 | 5 | 2 | 2.7 | 17692 | 19704
Fabric ¦ Superstructure ¦ Windows and External Doors ¦ External Doors ¦ Entrance Doors | 1 | High | B | 11 | 2035 | 5 | 2 | 2.7 | 17693 | 24800
HVAC ¦ Heat Emitters - Local ¦ Gas Fired Natural and Fan Assisted Heaters | 1 | Medium | C | 14 | 2038 | 4 | 3 | 2.9 | 19019 | 27514
Electrical ¦ Lighting ¦ Internal ¦ General ¦ LED Fittings & Luminaires | 17 | Medium | B | 16 | 2040 | 5 | 3 | 3.2 | 31250 | 29857
Fabric ¦ Superstructure ¦ Windows and External Doors ¦ External Doors ¦ Entrance Doors | 1 | High | D | 9 | 2033 | 3 | 2 | 2.1 | 1340 | 21206
HVAC ¦ Fan ¦ Local and Special Ventilation ¦ Fans Window or Wall Mounted | 1 | Medium | B | 1 | 2025 | 5 | 3 | 3.2 | 31251 | 11181
HVAC ¦ Local and Special Ventilation ¦ Unit extract fans. | 1 | Medium | B | 1 | 2025 | 5 | 3 | 3.2 | 31252 | 11182
HVAC ¦ Local Air Conditioning ¦ Single-Split Evaporator - Split Systems/Heat Pumps - Air-cooled with Direct Expansion Evaporator (DX) | 1 | Medium | C | 13 | 2037 | 4 | 3 | 2.9 | 19020 | 27052
Electrical ¦ LV Distribution ¦ Distribution Board ¦ Sub | 1 | High | B | 6 | 2030 | 5 | 2 | 2.7 | 17694 | 17878
Electrical ¦ LV Distribution ¦ Distribution Board ¦ Sub | 1 | High | B | 1 | 2025 | 5 | 2 | 2.7 | 17695 | 5076
Electrical ¦ LV Distribution ¦ Distribution Board ¦ Main | 1 | High | B | 1 | 2025 | 5 | 2 | 2.7 | 17696 | 5077
Electrical ¦ LV Distribution ¦ Distribution Board ¦ Main | 1 | High | B | 6 | 2030 | 5 | 2 | 2.7 | 17697 | 17879
HVAC ¦ Central Heating (Internally Sourced) ¦ Boiler ¦ Atmospheric Gas Burner Boiler - Small and/or Wall Hung for Domestic Installation | 1 | Medium | B | 2 | 2026 | 5 | 3 | 3.2 | 31253 | 13205
Electrical ¦ LV Distribution ¦ Distribution Board ¦ Main | 1 | High | B | 9 | 2033 | 5 | 2 | 2.7 | 17698 | 21645
Fire ¦ Fire Detection ¦ Fire Alarm System | 1 | Urgent | A | 13 | 2037 | 6 | 1 | 2.5 | 10993 | 26930
HVAC ¦ Heat Emitters - Local ¦ Gas Fired Natural and Fan Assisted Heaters | 1 | Medium | C | 1 | 2025 | 4 | 3 | 2.9 | 19021 | 5824
HVAC ¦ Local Air Conditioning ¦ Single-Split Evaporator - Split Systems/Heat Pumps - Air-cooled with Direct Expansion Evaporator (DX) | 1 | Medium | B | 5 | 2029 | 5 | 3 | 3.2 | 31254 | 15496
Electrical ¦ LV Distribution ¦ Distribution Board ¦ Sub | 1 | High | B | 14 | 2038 | 5 | 2 | 2.7 | 17699 | 27498
Electrical ¦ LV Distribution ¦ Distribution Board ¦ Sub | 1 | High | B | 15 | 2039 | 5 | 2 | 2.7 | 17700 | 28310
Fabric ¦ Superstructure ¦ Windows and External Doors ¦ Roller Shutters ¦ Manual Roller Shutter | 1 | High | B | 1 | 2025 | 5 | 2 | 2.7 | 17701 | 5078
Fabric ¦ Superstructure ¦ Windows and External Doors ¦ External Doors ¦ Manual and Automatic Doors ¦ Auto / Powered Swing Doors | 1 | High | B | 25 | 2049 | 5 | 2 | 2.7 | 17702 | 33438
Fabric ¦ Superstructure ¦ Internal Doors ¦ Roller Shutters ¦ Automatic Roller Shutter | 1 | High | B | 22 | 2046 | 5 | 2 | 2.7 | 17703 | 33041
HVAC ¦ Local Air Conditioning ¦ Single-Split Condenser - Split Systems/Heat Pumps - Air-cooled with Direct Expansion Evaporator (DX) | 1 | Medium | B | 7 | 2031 | 5 | 3 | 3.2 | 31255 | 20172
Electrical ¦ LV Distribution ¦ Distribution Board ¦ Sub | 1 | High | B | 4 | 2028 | 5 | 2 | 2.7 | 17704 | 14007
Fabric ¦ Superstructure ¦ Windows and External Doors ¦ Roller Shutters ¦ Electric Roller Shutter | 1 | High | B | 1 | 2025 | 5 | 2 | 2.7 | 17705 | 5079
Electrical ¦ Lighting ¦ Internal ¦ General ¦ LED Fittings & Luminaires | 6 | Medium | B | 16 | 2040 | 5 | 3 | 3.2 | 31256 | 29858
HVAC ¦ Heat Emitters - Local ¦ Gas Fired Unit Heaters | 1 | Medium | B | 3 | 2027 | 5 | 3 | 3.2 | 31257 | 13683
HVAC ¦ Fan ¦ Local and Special Ventilation ¦ Axial | 1 | Medium | C | 1 | 2025 | 4 | 3 | 2.9 | 19022 | 5825
Fire ¦ Fire Fighting ¦ Fire Extinguishers ¦ CO2 | 2 | Urgent | B | 5 | 2029 | 5 | 1 | 2.2 | 9268 | 14504
Fire ¦ Fire Fighting ¦ Fire Extinguishers ¦ Foam | 4 | Urgent | B | 4 | 2028 | 5 | 1 | 2.2 | 9269 | 13877
Electrical ¦ Lighting ¦ External ¦ General - LED | 6 | Medium | B | 4 | 2028 | 5 | 3 | 3.2 | 31258 | 14240
Communication and Control ¦ Communication Systems ¦ Public Address (PA) System | 1 | Medium | D | 1 | 2025 | 3 | 3 | 2.6 | 11254 | 2720
HVAC ¦ Central Air Conditioning ¦ Air Conditioning ¦ Multi-Split Condenser - Split Systems/Heat Pumps - Air-cooled with Direct Expansion Evaporator (DX) | 1 | Medium | B | 1 | 2025 | 5 | 3 | 3.2 | 31259 | 11183