Controls ¦ Multi-System Controls ¦ Control Panel - Electrical Services (excluding Electrical Controllers and Pneumatic Relays) | 1 | Medium | B | 8 | 2032 | 5 | 3 | 3.2 | 31260 | 21142
HVAC ¦ Fan ¦ Local and Special Ventilation ¦ Axial | 1 | Medium | B | 1 | 2025 | 5 | 3 | 3.2 | 31261 | 11184
HVAC ¦ Heat Emitters - Local ¦ Electric Heaters | 1 | Medium | B | 1 | 2025 | 5 | 3 | 3.2 | 31262 | 11185
HVAC ¦ Fan ¦ Central Heating ¦ Axial | 1 | High | B | 1 | 2025 | 5 | 2 | 2.7 | 17706 | 5080
HVAC ¦ Fan ¦ Local and Special Ventilation ¦ Axial | 1 | Medium | B | 9 | 2033 | 5 | 3 | 3.2 | 31263 | 21892
Fabric ¦ Superstructure ¦ Windows and External Doors ¦ Roller Shutters ¦ Manual Roller Shutter | 1 | High | B | 1 | 2025 | 5 | 2 | 2.7 | 17707 | 5081
HVAC ¦ Heat Emitters - Local ¦ Electric Heaters | 2 | Medium | B | 1 | 2025 | 5 | 3 | 3.2 | 31264 | 11186
Controls ¦ Multi-System Controls ¦ Instrument Control Panel | 1 | Medium | B | 1 | 2025 | 5 | 3 | 3.2 | 31265 | 11187
Electrical ¦ Lighting ¦ Internal ¦ General ¦ LED Fittings & Luminaires | 8 | Medium | B | 8 | 2032 | 5 | 3 | 3.2 | 31266 | 21143
Electrical ¦ Specialist Lighting ¦ Internal ¦ Illuminated Fire Exit Signage | 2 | Urgent | B | 10 | 2034 | 5 | 1 | 2.2 | 9270 | 22166
Electrical ¦ LV Distribution ¦ Distribution Board ¦ Sub | 1 | High | A | 19 | 2043 | 6 | 2 | 3 | 19631 | 31337
HVAC ¦ Fan ¦ Central Cooling ¦ Axial | 1 | Medium | B | 1 | 2025 | 5 | 3 | 3.2 | 31267 | 11188
Fire ¦ Fire Fighting ¦ Fire Extinguishers ¦ Foam | 4 | Urgent | B | 7 | 2031 | 5 | 1 | 2.2 | 9271 | 19499
Fire ¦ Fire Fighting ¦ Fire Extinguishers ¦ Powder | 1 | Urgent | B | 6 | 2030 | 5 | 1 | 2.2 | 9272 | 17162
HVAC ¦ Local Air Conditioning ¦ Single-Split Evaporator - Split Systems/Heat Pumps - Air-cooled with Direct Expansion Evaporator (DX) | 1 | Medium | B | 6 | 2030 | 5 | 3 | 3.2 | 31268 | 19020
Fabric ¦ Superstructure ¦ Windows and External Doors ¦ External Doors ¦ Manual and Automatic Doors ¦ Emergency and Panic Escape Doors | 1 | Urgent | B | 1 | 2025 | 5 | 1 | 2.2 | 9273 | 1914
Electrical ¦ Lighting ¦ Internal ¦ Emergency ¦ Self Contained ¦ LED | 9 | Urgent | B | 15 | 2039 | 5 | 1 | 2.2 | 9274 | 28016
Security ¦ Access ¦ Access Control ¦ Gate Access - Local Lock / Keypad / Manual (External) | 1 | Medium | B | 1 | 2025 | 5 | 3 | 3.2 | 31269 | 11189
Electrical ¦ Lighting ¦ Internal ¦ General ¦ LED Fittings & Luminaires | 6 | Medium | B | 6 | 2030 | 5 | 3 | 3.2 | 31270 | 19021
Electrical ¦ Lighting ¦ Internal ¦ Emergency ¦ Self Contained ¦ LED | 5 | Urgent | B | 11 | 2035 | 5 | 1 | 2.2 | 9275 | 23980
Fire ¦ Fire Fighting ¦ Fire Extinguishers ¦ Foam | 2 | Urgent | B | 1 | 2025 | 5 | 1 | 2.2 | 9276 | 1915
Fabric ¦ Superstructure ¦ Internal Doors ¦ Roller Shutters ¦ Electric Roller Shutter | 1 | Medium | B | 18 | 2042 | 5 | 3 | 3.2 | 31271 | 30996
Electrical ¦ Lighting ¦ External ¦ General - Non-LED | 3 | Medium | B | 1 | 2025 | 5 | 3 | 3.2 | 31272 | 11190
Electrical ¦ Lighting ¦ Internal ¦ Emergency ¦ Self Contained ¦ LED | 6 | Urgent | B | 20 | 2044 | 5 | 1 | 2.2 | 9277 | 31557
Fire ¦ Fire Fighting ¦ Fire Extinguishers ¦ Foam | 4 | Urgent | B | 9 | 2033 | 5 | 1 | 2.2 | 9278 | 21485
Fire ¦ Fire Fighting ¦ Fire Extinguishers ¦ CO2 | 1 | Urgent | B | 9 | 2033 | 5 | 1 | 2.2 | 9279 | 21486
HVAC ¦ Ventilation ¦ Air Handling Unit (AHU) ¦ Internal ¦ Central Heating (Externally Sourced) ¦ Gas Fired | 1 | Medium | B | 1 | 2025 | 5 | 3 | 3.2 | 31273 | 11191
Fabric ¦ Superstructure ¦ Windows and External Doors ¦ External Doors ¦ Manual and Automatic Doors ¦ High Security Door | 1 | High | B | 11 | 2035 | 5 | 2 | 2.7 | 17708 | 24801
Fabric ¦ Superstructure ¦ Windows and External Doors ¦ External Doors ¦ Entrance Doors | 1 | High | B | 19 | 2043 | 5 | 2 | 2.7 | 17709 | 31265
Fire ¦ Fire Fighting ¦ Fire Extinguishers ¦ CO2 | 5 | Urgent | B | 6 | 2030 | 5 | 1 | 2.2 | 9280 | 17163
HVAC ¦ Local Air Conditioning ¦ Single-Split Condenser - Split Systems/Heat Pumps - Air-cooled with Direct Expansion Evaporator (DX) | 1 | Medium | B | 13 | 2037 | 5 | 3 | 3.2 | 31274 | 27255
Fabric ¦ Superstructure ¦ Windows and External Doors ¦ External Doors ¦ Manual and Automatic Doors ¦ Auto / Powered Sliding Doors | 1 | High | B | 21 | 2045 | 5 | 2 | 2.7 | 17710 | 32757
Fabric ¦ Superstructure ¦ Internal Doors ¦ Roller Shutters ¦ Automatic Roller Shutter | 1 | High | B | 9 | 2033 | 5 | 2 | 2.7 | 17711 | 21646
Electrical ¦ Lighting ¦ External ¦ General - LED | 4 | Medium | B | 5 | 2029 | 5 | 3 | 3.2 | 31275 | 15497
HVAC ¦ Heat Emitters - Central ¦ Radiators ¦ Steel | 5 | Medium | B | 1 | 2025 | 5 | 3 | 3.2 | 31276 | 11192
Electrical ¦ Specialist Lighting ¦ Internal ¦ Illuminated Fire Exit Signage | 1 | Urgent | B | 16 | 2040 | 5 | 1 | 2.2 | 9281 | 29030
HVAC ¦ Heat Emitters - Central ¦ Radiators ¦ Steel | 3 | Medium | B | 13 | 2037 | 5 | 3 | 3.2 | 31277 | 27256
Fire ¦ Fire Fighting ¦ Fire Extinguishers ¦ Foam | 7 | Urgent | B | 6 | 2030 | 5 | 1 | 2.2 | 9282 | 17164
Fabric ¦ Superstructure ¦ Windows and External Doors ¦ Roller Shutters ¦ Electric Roller Shutter | 1 | High | B | 1 | 2025 | 5 | 2 | 2.7 | 17712 | 5082
Fabric ¦ Superstructure ¦ Windows and External Doors ¦ Roller Shutters ¦ Manual Roller Shutter | 1 | High | B | 1 | 2025 | 5 | 2 | 2.7 | 17713 | 5083
Communication and Control ¦ Communication Systems ¦ Public Address (PA) System | 1 | Medium | B | 1 | 2025 | 5 | 3 | 3.2 | 31278 | 11193
Electrical ¦ Specialist Lighting ¦ Internal ¦ Illuminated Fire Exit Signage | 5 | Urgent | B | 8 | 2032 | 5 | 1 | 2.2 | 9283 | 20602
Security ¦ Access ¦ Access Control ¦ Gate Access - Local Lock / Keypad / Manual (External) | 2 | Medium | B | 1 | 2025 | 5 | 3 | 3.2 | 31279 | 11194
Electrical ¦ Lighting ¦ Internal ¦ Emergency ¦ Self Contained ¦ Non LED | 2 | Urgent | B | 1 | 2025 | 5 | 1 | 2.2 | 9284 | 1916
Electrical ¦ Lighting ¦ External ¦ General - LED | 1 | Medium | B | 11 | 2035 | 5 | 3 | 3.2 | 31280 | 25632
HVAC ¦ Heat Emitters - Central ¦ Radiators ¦ Steel | 1 | Medium | B | 10 | 2034 | 5 | 3 | 3.2 | 31281 | 23132
Electrical ¦ Lighting ¦ External ¦ General - Non-LED | 7 | Medium | B | 1 | 2025 | 5 | 3 | 3.2 | 31282 | 11195
Electrical ¦ Lighting ¦ Internal ¦ General ¦ LED Fittings & Luminaires | 1 | Medium | B | 16 | 2040 | 5 | 3 | 3.2 | 31283 | 29859
HVAC ¦ Fan ¦ Central Heating & Cooling ¦ Ventilating - General | 1 | Medium | B | 1 | 2025 | 5 | 3 | 3.2 | 31284 | 11196
Fabric ¦ Superstructure ¦ Windows and External Doors ¦ External Doors ¦ Entrance Doors | 1 | High | B | 14 | 2038 | 5 | 2 | 2.7 | 17714 | 27499
HVAC ¦ Fan ¦ Smoke Extract | 1 | Urgent | B | 1 | 2025 | 5 | 1 | 2.2 | 9285 | 1917
Electrical ¦ Lighting ¦ Internal ¦ Emergency ¦ Self Contained ¦ Non LED | 4 | Urgent | B | 1 | 2025 | 5 | 1 | 2.2 | 9286 | 1918
Electrical ¦ Lighting ¦ External ¦ General - LED | 2 | Medium | B | 11 | 2035 | 5 | 3 | 3.2 | 31285 | 25633
HVAC ¦ Heat Emitters - Central ¦ Radiators ¦ Steel | 1 | Medium | B | 11 | 2035 | 5 | 3 | 3.2 | 31286 | 25634
HVAC ¦ Fan ¦ Central Air Conditioning ¦ Ventilating - General | 1 | Medium | B | 11 | 2035 | 5 | 3 | 3.2 | 31287 | 25635
HVAC ¦ Fan ¦ Local and Special Ventilation ¦ Fans Window or Wall Mounted | 1 | Medium | B | 10 | 2034 | 5 | 3 | 3.2 | 31288 | 23133
Electrical ¦ Lighting ¦ Internal ¦ General ¦ LED Fittings & Luminaires | 39 | Medium | B | 10 | 2034 | 5 | 3 | 3.2 | 31289 | 23134
Electrical ¦ Lighting ¦ Internal ¦ Emergency ¦ Self Contained ¦ LED | 4 | Urgent | B | 21 | 2045 | 5 | 1 | 2.2 | 9287 | 32451
HVAC ¦ Fan ¦ Local and Special Ventilation ¦ Extract | 1 | Medium | B | 1 | 2025 | 5 | 3 | 3.2 | 31290 | 11197
Electrical ¦ Lighting ¦ Internal ¦ General ¦ LED Fittings & Luminaires | 47 | Medium | B | 16 | 2040 | 5 | 3 | 3.2 | 31291 | 29860
Fire ¦ Fire Fighting ¦ Fire Extinguishers ¦ CO2 | 5 | Urgent | B | 6 | 2030 | 5 | 1 | 2.2 | 9288 | 17165
Electrical ¦ Specialist Lighting ¦ Internal ¦ Illuminated Fire Exit Signage | 1 | Urgent | B | 16 | 2040 | 5 | 1 | 2.2 | 9289 | 29031
Fire ¦ Fire Fighting ¦ Fire Extinguishers ¦ Foam | 1 | Urgent | A | 8 | 2032 | 6 | 1 | 2.5 | 10994 | 20666
Electrical ¦ Lighting ¦ Internal ¦ General | 42 | Medium | B | 16 | 2040 | 5 | 3 | 3.2 | 31292 | 29861
Fabric ¦ Superstructure ¦ Windows and External Doors ¦ Roller Shutters ¦ Manual Roller Shutter | 1 | High | B | 11 | 2035 | 5 | 2 | 2.7 | 17715 | 24802
Electrical ¦ Lighting ¦ Internal ¦ Emergency ¦ Self Contained ¦ LED | 6 | Urgent | B | 20 | 2044 | 5 | 1 | 2.2 | 9290 | 31558
HVAC ¦ Heat Emitters - Central ¦ Radiators ¦ Steel | 3 | Medium | B | 2 | 2026 | 5 | 3 | 3.2 | 31293 | 13206
Fire ¦ Fire Fighting ¦ Fire Extinguishers ¦ Foam | 9 | Urgent | B | 7 | 2031 | 5 | 1 | 2.2 | 9291 | 19500
Fire ¦ Fire Fighting ¦ Fire Extinguishers ¦ Foam | 4 | Urgent | B | 9 | 2033 | 5 | 1 | 2.2 | 9292 | 21487
Fire ¦ Fire Fighting ¦ Fire Extinguishers ¦ CO2 | 3 | Urgent | B | 2 | 2026 | 5 | 1 | 2.2 | 9293 | 12797
Fire ¦ Fire Fighting ¦ Fire Extinguishers ¦ CO2 | 3 | Urgent | B | 6 | 2030 | 5 | 1 | 2.2 | 9294 | 17166
HVAC ¦ Fan ¦ Central Ventilation Systems ¦ Ventilating - General | 1 | Low | A | 14 | 2038 | 6 | 4 | 4 | 33837 | 27714
Electrical ¦ LV Distribution ¦ Distribution Board ¦ Sub | 1 | High | B | 1 | 2025 | 5 | 2 | 2.7 | 17716 | 5084
Fire ¦ Fire Detection ¦ Fire Alarm System | 1 | Urgent | B | 1 | 2025 | 5 | 1 | 2.2 | 9295 | 1919
Electrical ¦ Specialist Lighting ¦ Internal ¦ Illuminated Fire Exit Signage | 4 | Urgent | B | 10 | 2034 | 5 | 1 | 2.2 | 9296 | 22167
Electrical ¦ LV Distribution ¦ Distribution Board ¦ Sub | 1 | High | D | 1 | 2025 | 3 | 2 | 2.1 | 1341 | 902
HVAC ¦ Central Heating (Internally Sourced) ¦ Boiler ¦ Atmospheric Gas Burner Boiler - Small and/or Wall Hung for Light Commercial Installation | 1 | Medium | B | 2 | 2026 | 5 | 3 | 3.2 | 31294 | 13207
HVAC ¦ Fan ¦ Central Ventilation Systems ¦ Axial | 1 | Medium | B | 1 | 2025 | 5 | 3 | 3.2 | 31295 | 11198
Fabric ¦ Superstructure ¦ Internal Doors ¦ Roller Shutters ¦ Automatic Roller Shutter | 1 | High | B | 9 | 2033 | 5 | 2 | 2.7 | 17717 | 21647
Fabric ¦ Superstructure ¦ Windows and External Doors ¦ External Doors ¦ Entrance Doors | 1 | High | CX | 7 | 2031 | 2 | 2 | 1.8 | 554 | 19123
HVAC ¦ Heat Emitters - Local ¦ Gas Fired Natural and Fan Assisted Heaters | 1 | Medium | B | 5 | 2029 | 5 | 3 | 3.2 | 31296 | 15498
Electrical ¦ Specialist Lighting ¦ External ¦ Illuminated External Signs | 1 | Medium | B | 1 | 2025 | 5 | 3 | 3.2 | 31297 | 11199
Electrical ¦ LV Distribution ¦ Distribution Board ¦ Main | 1 | High | B | 1 | 2025 | 5 | 2 | 2.7 | 17718 | 5085
HVAC ¦ Fan ¦ Local and Special Ventilation ¦ Axial | 1 | Medium | B | 1 | 2025 | 5 | 3 | 3.2 | 31298 | 11200
Electrical ¦ LV Distribution ¦ Distribution Board ¦ Sub | 1 | High | B | 6 | 2030 | 5 | 2 | 2.7 | 17719 | 17880
Water ¦ Local Hot Water ¦ Instantaneous Electric Water Heater - Non-Drinking Water | 1 | Medium | B | 7 | 2031 | 5 | 3 | 3.2 | 31299 | 20173
Fabric ¦ Superstructure ¦ Windows and External Doors ¦ Roller Shutters ¦ Manual Roller Shutter | 1 | High | B | 1 | 2025 | 5 | 2 | 2.7 | 17720 | 5086
HVAC ¦ Fan ¦ Central Heating ¦ Axial | 1 | High | B | 1 | 2025 | 5 | 2 | 2.7 | 17721 | 5087
Electrical ¦ Lighting ¦ Internal ¦ Emergency ¦ Self Contained ¦ LED | 3 | Urgent | B | 11 | 2035 | 5 | 1 | 2.2 | 9297 | 23981
HVAC ¦ Local Air Conditioning ¦ Single-Split Evaporator - Split Systems/Heat Pumps - Air-cooled with Direct Expansion Evaporator (DX) | 1 | Medium | C | 13 | 2037 | 4 | 3 | 2.9 | 19023 | 27053
Fabric ¦ Superstructure ¦ Windows and External Doors ¦ External Doors ¦ Manual and Automatic Doors ¦ Emergency and Panic Escape Doors | 1 | Urgent | B | 19 | 2043 | 5 | 1 | 2.2 | 9298 | 31114
Fire ¦ Fire Fighting ¦ Fire Extinguishers ¦ Foam | 4 | Urgent | B | 8 | 2032 | 5 | 1 | 2.2 | 9299 | 20603
Fabric ¦ Superstructure ¦ Windows and External Doors ¦ Roller Shutters ¦ Manual Roller Shutter | 1 | High | B | 1 | 2025 | 5 | 2 | 2.7 | 17722 | 5088
HVAC ¦ Local and Special Ventilation ¦ Unit extract fans. | 1 | Medium | B | 5 | 2029 | 5 | 3 | 3.2 | 31300 | 15499
Communication and Control ¦ Communication Systems ¦ Public Address (PA) System | 1 | Medium | B | 4 | 2028 | 5 | 3 | 3.2 | 31301 | 14241
Controls ¦ Building Management System (BMS) ¦ BMS Control Panel | 1 | High | B | 7 | 2031 | 5 | 2 | 2.7 | 17723 | 19705
Fabric ¦ Superstructure ¦ Windows and External Doors ¦ Roller Shutters ¦ Manual Roller Shutter | 1 | High | B | 20 | 2044 | 5 | 2 | 2.7 | 17724 | 31657
Electrical ¦ Lighting ¦ Internal ¦ General | 43 | Medium | B | 6 | 2030 | 5 | 3 | 3.2 | 31302 | 19022
Electrical ¦ Lighting ¦ Internal ¦ Emergency ¦ Self Contained ¦ LED | 2 | Urgent | B | 15 | 2039 | 5 | 1 | 2.2 | 9300 | 28017
Fire ¦ Fire Fighting ¦ Fire Extinguishers ¦ Foam | 1 | Urgent | B | 6 | 2030 | 5 | 1 | 2.2 | 9301 | 17167
HVAC ¦ Fan ¦ Local and Special Ventilation ¦ Kitchen Vent ¦ Fans Window or Wall Mounted | 1 | Medium | B | 10 | 2034 | 5 | 3 | 3.2 | 31303 | 23135
Fabric ¦ Superstructure ¦ Windows and External Doors ¦ Roller Shutters ¦ Electric Roller Shutter | 1 | High | B | 11 | 2035 | 5 | 2 | 2.7 | 17725 | 24803
Electrical ¦ Lighting ¦ External ¦ General - Non-LED | 6 | Medium | B | 1 | 2025 | 5 | 3 | 3.2 | 31304 | 11201
Electrical ¦ Specialist Lighting ¦ Internal ¦ Illuminated Fire Exit Signage | 3 | Urgent | B | 16 | 2040 | 5 | 1 | 2.2 | 9302 | 29032
Water ¦ Local Hot Water ¦ Instantaneous Electric Water Heater - Non-Drinking Water | 1 | Medium | B | 10 | 2034 | 5 | 3 | 3.2 | 31305 | 23136
Fabric ¦ Superstructure ¦ Windows and External Doors ¦ Roller Shutters ¦ Electric Roller Shutter | 1 | High | B | 13 | 2037 | 5 | 2 | 2.7 | 17726 | 27036
Controls ¦ Multi-System Controls ¦ Motor Control Centre (MCC) | 1 | Low | B | 1 | 2025 | 5 | 4 | 3.7 | 33557 | 12367
Electrical ¦ Lighting ¦ Internal ¦ Emergency ¦ Self Contained ¦ LED | 1 | Urgent | B | 11 | 2035 | 5 | 1 | 2.2 | 9303 | 23982
HVAC ¦ Heat Emitters - Local ¦ Electric Heaters | 1 | Medium | B | 3 | 2027 | 5 | 3 | 3.2 | 31306 | 13684
HVAC ¦ Fan ¦ Central Cooling ¦ Axial | 1 | Medium | B | 1 | 2025 | 5 | 3 | 3.2 | 31307 | 11202
Electrical ¦ Specialist Lighting ¦ Internal ¦ Illuminated Fire Exit Signage | 2 | Urgent | B | 12 | 2036 | 5 | 1 | 2.2 | 9304 | 26116
Fire ¦ Fire Fighting ¦ Fire Extinguishers ¦ Foam | 1 | Urgent | B | 6 | 2030 | 5 | 1 | 2.2 | 9305 | 17168
Fire ¦ Fire Fighting ¦ Fire Extinguishers ¦ Foam | 4 | Urgent | B | 6 | 2030 | 5 | 1 | 2.2 | 9306 | 17169
Electrical ¦ Lighting ¦ External ¦ General - LED | 1 | Medium | B | 9 | 2033 | 5 | 3 | 3.2 | 31308 | 21893
Electrical ¦ Lighting ¦ Internal ¦ Emergency ¦ Self Contained ¦ LED | 1 | Urgent | B | 15 | 2039 | 5 | 1 | 2.2 | 9307 | 28018
HVAC ¦ Fan ¦ Local and Special Ventilation ¦ Kitchen Vent ¦ Fans Window or Wall Mounted | 1 | Medium | B | 10 | 2034 | 5 | 3 | 3.2 | 31309 | 23137
Controls ¦ Multi-System Controls ¦ Control Panel - Electrical Services (excluding Electrical Controllers and Pneumatic Relays) | 1 | Medium | B | 6 | 2030 | 5 | 3 | 3.2 | 31310 | 19023
HVAC ¦ Central Air Conditioning ¦ Air Conditioning ¦ Multi-Split Condenser - Split Systems/Heat Pumps - Air-cooled with Direct Expansion Evaporator (DX) | 1 | Medium | B | 1 | 2025 | 5 | 3 | 3.2 | 31311 | 11203
Fire ¦ Fire Detection ¦ Fire Alarm Panel / Repeater | 1 | Urgent | B | 11 | 2035 | 5 | 1 | 2.2 | 9308 | 23983
HVAC ¦ Fan ¦ Local and Special Ventilation ¦ Fans Window or Wall Mounted | 1 | Medium | B | 1 | 2025 | 5 | 3 | 3.2 | 31312 | 11204
HVAC ¦ Fan ¦ Central Cooling ¦ Axial | 1 | Medium | B | 1 | 2025 | 5 | 3 | 3.2 | 31313 | 11205
Electrical ¦ LV Distribution ¦ Distribution Board ¦ Main | 1 | High | B | 16 | 2040 | 5 | 2 | 2.7 | 17727 | 29262
Fabric ¦ Superstructure ¦ Windows and External Doors ¦ Roller Shutters ¦ Manual Roller Shutter | 1 | High | B | 1 | 2025 | 5 | 2 | 2.7 | 17728 | 5089
HVAC ¦ Ventilation ¦ Air Handling Unit (AHU) ¦ Internal ¦ Central Air Conditioning ¦ Gas Fired | 1 | Medium | B | 1 | 2025 | 5 | 3 | 3.2 | 31314 | 11206
Electrical ¦ Lighting ¦ Internal ¦ General ¦ LED Fittings & Luminaires | 108 | Medium | B | 10 | 2034 | 5 | 3 | 3.2 | 31315 | 23138
Electrical ¦ Lighting ¦ Internal ¦ Emergency ¦ Self Contained ¦ LED | 4 | Urgent | B | 19 | 2043 | 5 | 1 | 2.2 | 9309 | 31115
Electrical ¦ LV Distribution ¦ Distribution Board ¦ Sub | 1 | High | D | 1 | 2025 | 3 | 2 | 2.1 | 1342 | 903
Fabric ¦ Superstructure ¦ Windows and External Doors ¦ External Doors ¦ Manual and Automatic Doors ¦ Emergency and Panic Escape Doors | 1 | Urgent | B | 1 | 2025 | 5 | 1 | 2.2 | 9310 | 1920
HVAC ¦ Fan ¦ Local and Special Ventilation ¦ Axial | 1 | Medium | B | 3 | 2027 | 5 | 3 | 3.2 | 31316 | 13685
HVAC ¦ Fan ¦ Central Ventilation Systems ¦ Axial | 1 | Medium | B | 1 | 2025 | 5 | 3 | 3.2 | 31317 | 11207
HVAC ¦ Central Heating (Internally Sourced) ¦ Burner ¦ Forced draft gas burner | 1 | Medium | B | 1 | 2025 | 5 | 3 | 3.2 | 31318 | 11208
Electrical ¦ Lighting ¦ Internal ¦ General ¦ LED Fittings & Luminaires | 6 | Medium | B | 12 | 2036 | 5 | 3 | 3.2 | 31319 | 26759
Water ¦ Local Hot Water ¦ Package Electric Water Heaters - Non-Drinking Water | 1 | Medium | B | 7 | 2031 | 5 | 3 | 3.2 | 31320 | 20174
Controls ¦ Multi-System Controls ¦ Control Panel - Electrical Services (excluding Electrical Controllers and Pneumatic Relays) | 1 | Medium | B | 1 | 2025 | 5 | 3 | 3.2 | 31321 | 11209
Electrical ¦ Lighting ¦ Internal ¦ General ¦ LED Fittings & Luminaires | 40 | Medium | B | 16 | 2040 | 5 | 3 | 3.2 | 31322 | 29862
Electrical ¦ Lighting ¦ Internal ¦ Emergency ¦ Externally Powered ¦ LED | 2 | Urgent | B | 22 | 2046 | 5 | 1 | 2.2 | 9311 | 32995
Electrical ¦ LV Distribution ¦ Distribution Board ¦ Sub | 1 | High | D | 13 | 2037 | 3 | 2 | 2.1 | 1343 | 26816
HVAC ¦ Heat Emitters - Local ¦ Gas Fired Unit Heaters | 1 | Medium | B | 3 | 2027 | 5 | 3 | 3.2 | 31323 | 13686
HVAC ¦ Ductwork ¦ Ductwork, Fittings and Ancillaries ¦ Central Ventilation Systems ¦ Fire Dampers ¦ Fusible Link | 1 | Urgent | B | 1 | 2025 | 5 | 1 | 2.2 | 9312 | 1921
Security ¦ Access ¦ Access Control ¦ Door ¦ Local Lock / Keypad / Manual | 1 | Medium | B | 11 | 2035 | 5 | 3 | 3.2 | 31324 | 25636
Electrical ¦ LV Distribution ¦ Distribution Board ¦ Sub | 1 | High | B | 6 | 2030 | 5 | 2 | 2.7 | 17729 | 17881
HVAC ¦ Fan ¦ Central Cooling ¦ Axial | 1 | Medium | B | 1 | 2025 | 5 | 3 | 3.2 | 31325 | 11210
HVAC ¦ Fan ¦ Central Heating ¦ Axial | 1 | High | B | 3 | 2027 | 5 | 2 | 2.7 | 17730 | 13397
Fire ¦ Fire Fighting ¦ Fire Extinguishers ¦ CO2 | 5 | Urgent | B | 6 | 2030 | 5 | 1 | 2.2 | 9313 | 17170
HVAC ¦ Local Air Conditioning ¦ Single-Split Condenser - Split Systems/Heat Pumps - Air-cooled with Direct Expansion Evaporator (DX) | 1 | Medium | B | 5 | 2029 | 5 | 3 | 3.2 | 31326 | 15500
Electrical ¦ LV Distribution ¦ Distribution Board ¦ Sub | 1 | High | C | 1 | 2025 | 4 | 2 | 2.4 | 10765 | 2533
HVAC ¦ Central Heating (Internally Sourced) ¦ Boiler ¦ Atmospheric Gas Burner Boiler - Small and/or Wall Hung for Domestic Installation | 1 | Medium | B | 2 | 2026 | 5 | 3 | 3.2 | 31327 | 13208
HVAC ¦ Fan ¦ Central Heating ¦ Axial | 1 | High | B | 1 | 2025 | 5 | 2 | 2.7 | 17731 | 5090
HVAC ¦ Fan ¦ Local and Special Ventilation ¦ Centrifugal | 1 | Medium | B | 1 | 2025 | 5 | 3 | 3.2 | 31328 | 11211
Fabric ¦ Superstructure ¦ Windows and External Doors ¦ External Doors ¦ Manual and Automatic Doors ¦ High Security Door | 1 | High | B | 23 | 2047 | 5 | 2 | 2.7 | 17732 | 33219
Fabric ¦ Superstructure ¦ Windows and External Doors ¦ External Doors ¦ Manual and Automatic Doors ¦ Emergency and Panic Escape Doors | 1 | Urgent | B | 11 | 2035 | 5 | 1 | 2.2 | 9314 | 23984
Electrical ¦ Specialist Lighting ¦ Internal ¦ Illuminated Fire Exit Signage | 3 | Urgent | B | 13 | 2037 | 5 | 1 | 2.2 | 9315 | 26899
Electrical ¦ Lighting ¦ Internal ¦ General | 4 | Medium | B | 1 | 2025 | 5 | 3 | 3.2 | 31329 | 11212
Electrical ¦ LV Distribution ¦ Distribution Board ¦ Sub | 1 | High | B | 17 | 2041 | 5 | 2 | 2.7 | 17733 | 30384
Fabric ¦ Superstructure ¦ Internal Doors ¦ Roller Shutters ¦ Electric Roller Shutter | 1 | Medium | B | 15 | 2039 | 5 | 3 | 3.2 | 31330 | 28539
Electrical ¦ LV Distribution ¦ Distribution Board ¦ Sub | 1 | High | B | 10 | 2034 | 5 | 2 | 2.7 | 17734 | 22497
Electrical ¦ LV Distribution ¦ Distribution Board ¦ Sub | 1 | High | C | 1 | 2025 | 4 | 2 | 2.4 | 10766 | 2534
Water ¦ Local Hot Water ¦ Instantaneous Electric Water Heater - Non-Drinking Water | 1 | Medium | B | 9 | 2033 | 5 | 3 | 3.2 | 31331 | 21894
Electrical ¦ Lighting ¦ Internal ¦ Emergency ¦ Self Contained ¦ LED | 7 | Urgent | B | 19 | 2043 | 5 | 1 | 2.2 | 9316 | 31116
Fire ¦ Fire Fighting ¦ Fire Extinguishers ¦ CO2 | 1 | Urgent | B | 2 | 2026 | 5 | 1 | 2.2 | 9317 | 12798
Water ¦ Local Hot Water ¦ Instantaneous Electric Water Heater - Non-Drinking Water | 1 | Medium | B | 7 | 2031 | 5 | 3 | 3.2 | 31332 | 20175
Fabric ¦ Superstructure ¦ Internal Doors ¦ Roller Shutters ¦ Automatic Roller Shutter | 1 | High | B | 1 | 2025 | 5 | 2 | 2.7 | 17735 | 5091
Electrical ¦ Lighting ¦ Internal ¦ Emergency ¦ Self Contained ¦ LED | 1 | Urgent | B | 20 | 2044 | 5 | 1 | 2.2 | 9318 | 31559
Fire ¦ Fire Fighting ¦ Fire Extinguishers ¦ Foam | 3 | Urgent | B | 1 | 2025 | 5 | 1 | 2.2 | 9319 | 1922
HVAC ¦ Heat Emitters - Local ¦ Electric Overdoor Air Curtain/Heater | 1 | Medium | B | 1 | 2025 | 5 | 3 | 3.2 | 31333 | 11213
Fabric ¦ Superstructure ¦ Windows and External Doors ¦ External Doors ¦ Manual and Automatic Doors ¦ Emergency and Panic Escape Doors | 1 | Urgent | B | 11 | 2035 | 5 | 1 | 2.2 | 9320 | 23985
Fire ¦ Fire Detection ¦ Fire Alarm Panel / Repeater | 1 | Urgent | B | 11 | 2035 | 5 | 1 | 2.2 | 9321 | 23986
Electrical ¦ Lighting ¦ Internal ¦ General ¦ LED Fittings & Luminaires | 6 | Medium | B | 16 | 2040 | 5 | 3 | 3.2 | 31334 | 29863
Electrical ¦ Lighting ¦ Internal ¦ General ¦ LED Fittings & Luminaires | 15 | Medium | B | 12 | 2036 | 5 | 3 | 3.2 | 31335 | 26760
HVAC ¦ Heat Emitters - Central ¦ Radiators ¦ Steel | 3 | Medium | B | 1 | 2025 | 5 | 3 | 3.2 | 31336 | 11214
HVAC ¦ Central Air Conditioning ¦ Air Conditioning ¦ Multi-Split Evaporator - Split Systems/Heat Pumps - Air-cooled with Direct Expansion Evaporator (DX) | 1 | Medium | B | 11 | 2035 | 5 | 3 | 3.2 | 31337 | 25637
HVAC ¦ Local Air Conditioning ¦ Single-Split Condenser - Split Systems/Heat Pumps - Air-cooled with Direct Expansion Evaporator (DX) | 1 | Medium | B | 11 | 2035 | 5 | 3 | 3.2 | 31338 | 25638
Fabric ¦ Superstructure ¦ Windows and External Doors ¦ External Doors ¦ Manual and Automatic Doors ¦ High Security Door | 1 | High | B | 28 | 2052 | 5 | 2 | 2.7 | 17736 | 33634
Electrical ¦ Lighting ¦ External ¦ General - LED | 1 | Medium | B | 10 | 2034 | 5 | 3 | 3.2 | 31339 | 23139
Electrical ¦ LV Distribution ¦ Distribution Board ¦ Sub | 1 | High | B | 13 | 2037 | 5 | 2 | 2.7 | 17737 | 27037
Fire ¦ Fire Fighting ¦ Fire Extinguishers ¦ Powder | 2 | Urgent | B | 9 | 2033 | 5 | 1 | 2.2 | 9322 | 21488
Fire ¦ Fire Fighting ¦ Fire Extinguishers ¦ Foam | 3 | Urgent | B | 1 | 2025 | 5 | 1 | 2.2 | 9323 | 1923
Fire ¦ Fire Detection ¦ Fire Alarm Panel / Repeater | 1 | Urgent | B | 9 | 2033 | 5 | 1 | 2.2 | 9324 | 21489
Electrical ¦ Lighting ¦ Internal ¦ General ¦ LED Fittings & Luminaires | 12 | Medium | B | 14 | 2038 | 5 | 3 | 3.2 | 31340 | 27639
Electrical ¦ Specialist Lighting ¦ Internal ¦ Illuminated Fire Exit Signage | 2 | Urgent | B | 16 | 2040 | 5 | 1 | 2.2 | 9325 | 29033
Electrical ¦ Specialist Lighting ¦ Internal ¦ Illuminated Fire Exit Signage | 2 | Urgent | B | 15 | 2039 | 5 | 1 | 2.2 | 9326 | 28019
HVAC ¦ Fan ¦ Local and Special Ventilation ¦ Centrifugal | 1 | Medium | B | 3 | 2027 | 5 | 3 | 3.2 | 31341 | 13687
Electrical ¦ Specialist Lighting ¦ Internal ¦ Illuminated Fire Exit Signage | 3 | Urgent | B | 10 | 2034 | 5 | 1 | 2.2 | 9327 | 22168
Electrical ¦ Lighting ¦ Internal ¦ General | 2 | Medium | B | 1 | 2025 | 5 | 3 | 3.2 | 31342 | 11215
Electrical ¦ Lighting ¦ Internal ¦ Emergency ¦ Self Contained ¦ LED | 14 | Urgent | A | 23 | 2047 | 6 | 1 | 2.5 | 10995 | 33179
Fabric ¦ Superstructure ¦ Windows and External Doors ¦ External Doors ¦ Manual and Automatic Doors ¦ Auto / Powered Swing Doors | 1 | High | D | 8 | 2032 | 3 | 2 | 2.1 | 1344 | 20252
Fabric ¦ Superstructure ¦ Windows and External Doors ¦ External Doors ¦ Manual and Automatic Doors ¦ Auto / Powered Swing Doors | 1 | High | D | 8 | 2032 | 3 | 2 | 2.1 | 1345 | 20253
Fabric ¦ Superstructure ¦ Windows and External Doors ¦ External Doors ¦ Entrance Doors | 1 | High | D | 9 | 2033 | 3 | 2 | 2.1 | 1346 | 21207
HVAC ¦ Fan ¦ Local and Special Ventilation ¦ Kitchen Vent ¦ Extract | 1 | Low | B | 5 | 2029 | 5 | 4 | 3.7 | 33558 | 15681
Controls ¦ Multi-System Controls ¦ Instrument Control Panel | 1 | Medium | B | 16 | 2040 | 5 | 3 | 3.2 | 31343 | 29864
HVAC ¦ Heat Emitters - Local ¦ Electric Heaters | 4 | Medium | B | 1 | 2025 | 5 | 3 | 3.2 | 31344 | 11216
Electrical ¦ Lighting ¦ Internal ¦ Emergency ¦ Self Contained ¦ LED | 4 | Urgent | B | 21 | 2045 | 5 | 1 | 2.2 | 9328 | 32452
Electrical ¦ LV Distribution ¦ Distribution Board ¦ Sub | 1 | High | B | 1 | 2025 | 5 | 2 | 2.7 | 17738 | 5092
Fabric ¦ Superstructure ¦ Windows and External Doors ¦ External Doors ¦ Entrance Doors | 1 | High | B | 8 | 2032 | 5 | 2 | 2.7 | 17739 | 20774
Electrical ¦ Lighting ¦ Internal ¦ General | 1 | Medium | C | 1 | 2025 | 4 | 3 | 2.9 | 19024 | 5826
HVAC ¦ Central Heating (Internally Sourced) ¦ Boiler ¦ Atmospheric Gas Burner Boiler - Small and/or Wall Hung for Domestic Installation | 1 | Medium | B | 4 | 2028 | 5 | 3 | 3.2 | 31345 | 14242
Fabric ¦ Superstructure ¦ Windows and External Doors ¦ Roller Shutters ¦ Manual Roller Shutter | 1 | High | B | 1 | 2025 | 5 | 2 | 2.7 | 17740 | 5093
Water ¦ Local Hot Water ¦ Instantaneous Electric Water Heater - Non-Drinking Water | 1 | Medium | B | 3 | 2027 | 5 | 3 | 3.2 | 31346 | 13688
Fabric ¦ Superstructure ¦ Windows and External Doors ¦ Roller Shutters ¦ Manual Roller Shutter | 1 | High | B | 1 | 2025 | 5 | 2 | 2.7 | 17741 | 5094
HVAC ¦ Heat Emitters - Local ¦ Electric Overdoor Air Curtain/Heater | 1 | Medium | B | 1 | 2025 | 5 | 3 | 3.2 | 31347 | 11217
HVAC ¦ Fan ¦ Local and Special Ventilation ¦ Ventilating - General | 1 | Medium | B | 1 | 2025 | 5 | 3 | 3.2 | 31348 | 11218
Fabric ¦ Superstructure ¦ Windows and External Doors ¦ External Windows ¦ Roller Shutters ¦ External Window Shutters ¦ Electric | 1 | Medium | CX | 1 | 2025 | 2 | 3 | 2.3 | 10354 | 2265
HVAC ¦ Heat Emitters - Local ¦ Gas Fired Unit Heaters | 1 | Medium | B | 4 | 2028 | 5 | 3 | 3.2 | 31349 | 14243
HVAC ¦ Fan ¦ Local and Special Ventilation ¦ Ventilating - General | 1 | Medium | B | 1 | 2025 | 5 | 3 | 3.2 | 31350 | 11219
Fabric ¦ Superstructure ¦ Windows and External Doors ¦ Roller Shutters ¦ Manual Roller Shutter | 1 | High | B | 1 | 2025 | 5 | 2 | 2.7 | 17742 | 5095
Electrical ¦ Lighting ¦ Internal ¦ Emergency ¦ Self Contained ¦ LED | 2 | Urgent | B | 21 | 2045 | 5 | 1 | 2.2 | 9329 | 32453
HVAC ¦ Heat Emitters - Local ¦ Electric Heaters | 1 | Medium | B | 1 | 2025 | 5 | 3 | 3.2 | 31351 | 11220
Fire ¦ Fire Fighting ¦ Fire Extinguishers ¦ Foam | 2 | Urgent | B | 6 | 2030 | 5 | 1 | 2.2 | 9330 | 17171
Fire ¦ Fire Fighting ¦ Fire Extinguishers ¦ Foam | 1 | Urgent | B | 8 | 2032 | 5 | 1 | 2.2 | 9331 | 20604
Fire ¦ Fire Fighting ¦ Fire Extinguishers ¦ CO2 | 2 | Urgent | B | 8 | 2032 | 5 | 1 | 2.2 | 9332 | 20605
Electrical ¦ Lighting ¦ Internal ¦ General | 4 | Medium | B | 5 | 2029 | 5 | 3 | 3.2 | 31352 | 15501
Electrical ¦ LV Distribution ¦ Distribution Board ¦ Sub | 1 | High | D | 6 | 2030 | 3 | 2 | 2.1 | 1347 | 15737
Electrical ¦ LV Distribution ¦ Distribution Board ¦ Sub | 1 | High | B | 1 | 2025 | 5 | 2 | 2.7 | 17743 | 5096
Electrical ¦ LV Distribution ¦ Distribution Board ¦ Main | 1 | High | B | 6 | 2030 | 5 | 2 | 2.7 | 17744 | 17882
Fabric ¦ Superstructure ¦ Windows and External Doors ¦ External Doors ¦ Entrance Doors | 1 | High | B | 1 | 2025 | 5 | 2 | 2.7 | 17745 | 5097
Security ¦ Access ¦ Access Control ¦ Gate Access - Local Lock / Keypad / Manual (External) | 1 | Medium | B | 1 | 2025 | 5 | 3 | 3.2 | 31353 | 11221
Security ¦ Access ¦ Access Control ¦ Door ¦ Local Lock / Keypad / Manual | 1 | Medium | B | 5 | 2029 | 5 | 3 | 3.2 | 31354 | 15502
Fire ¦ Fire Fighting ¦ Fire Extinguishers ¦ CO2 | 1 | Urgent | B | 2 | 2026 | 5 | 1 | 2.2 | 9333 | 12799
Fabric ¦ Superstructure ¦ Windows and External Doors ¦ Roller Shutters ¦ Manual Roller Shutter | 1 | High | D | 1 | 2025 | 3 | 2 | 2.1 | 1348 | 904
HVAC ¦ Fan ¦ Local and Special Ventilation ¦ Extract | 1 | Medium | B | 1 | 2025 | 5 | 3 | 3.2 | 31355 | 11222
Electrical ¦ Specialist Lighting ¦ Internal ¦ Illuminated Fire Exit Signage | 4 | Urgent | B | 17 | 2041 | 5 | 1 | 2.2 | 9334 | 30242
Electrical ¦ Lighting ¦ Internal ¦ General ¦ LED Fittings & Luminaires | 9 | Medium | B | 16 | 2040 | 5 | 3 | 3.2 | 31356 | 29865
Water ¦ Local Hot Water ¦ Instantaneous Electric Water Heater - Non-Drinking Water | 1 | Medium | B | 11 | 2035 | 5 | 3 | 3.2 | 31357 | 25639
Fabric ¦ Superstructure ¦ Windows and External Doors ¦ External Doors ¦ Manual and Automatic Doors ¦ Emergency and Panic Escape Doors | 1 | Urgent | D | 1 | 2025 | 3 | 1 | 1.6 | 470 | 384
Fabric ¦ Superstructure ¦ Windows and External Doors ¦ External Doors ¦ Manual and Automatic Doors ¦ High Security Door | 1 | High | B | 21 | 2045 | 5 | 2 | 2.7 | 17746 | 32758
Electrical ¦ Lighting ¦ Internal ¦ General ¦ LED Fittings & Luminaires | 36 | Medium | B | 10 | 2034 | 5 | 3 | 3.2 | 31358 | 23140
Electrical ¦ Lighting ¦ Internal ¦ Emergency ¦ Self Contained ¦ LED | 6 | Urgent | B | 22 | 2046 | 5 | 1 | 2.2 | 9335 | 32996
Electrical ¦ Specialist Lighting ¦ Internal ¦ Illuminated Fire Exit Signage | 3 | Urgent | B | 1 | 2025 | 5 | 1 | 2.2 | 9336 | 1924
Electrical ¦ Lighting ¦ Internal ¦ Emergency ¦ Self Contained ¦ LED | 2 | Urgent | B | 22 | 2046 | 5 | 1 | 2.2 | 9337 | 32997
HVAC ¦ Heat Emitters - Local ¦ Electric Heaters | 2 | Medium | B | 4 | 2028 | 5 | 3 | 3.2 | 31359 | 14244
HVAC ¦ Heat Emitters - Central ¦ Radiators ¦ Steel | 3 | Medium | B | 6 | 2030 | 5 | 3 | 3.2 | 31360 | 19024
Water ¦ Local Hot Water ¦ Instantaneous Electric Water Heater - Non-Drinking Water | 1 | Medium | B | 13 | 2037 | 5 | 3 | 3.2 | 31361 | 27257
HVAC ¦ Fan ¦ Central Ventilation Systems ¦ Ventilating - General | 1 | Low | B | 1 | 2025 | 5 | 4 | 3.7 | 33559 | 12368
Electrical ¦ LV Distribution ¦ Distribution Board ¦ Sub | 1 | High | B | 1 | 2025 | 5 | 2 | 2.7 | 17747 | 5098
Fabric ¦ Superstructure ¦ Windows and External Doors ¦ External Doors ¦ Manual and Automatic Doors ¦ Auto / Powered Sliding Doors | 1 | High | B | 20 | 2044 | 5 | 2 | 2.7 | 17748 | 31658
HVAC ¦ Fan ¦ Local and Special Ventilation ¦ Extract | 1 | Medium | B | 1 | 2025 | 5 | 3 | 3.2 | 31362 | 11223
Electrical ¦ Lighting ¦ Internal ¦ Emergency ¦ Self Contained ¦ Non LED | 8 | Urgent | B | 1 | 2025 | 5 | 1 | 2.2 | 9338 | 1925
Electrical ¦ Lighting ¦ Internal ¦ Emergency ¦ Self Contained ¦ LED | 6 | Urgent | B | 17 | 2041 | 5 | 1 | 2.2 | 9339 | 30243
Fire ¦ Fire Fighting ¦ Fire Extinguishers ¦ Foam | 3 | Urgent | B | 6 | 2030 | 5 | 1 | 2.2 | 9340 | 17172
Electrical ¦ Lighting ¦ Internal ¦ Emergency ¦ Self Contained ¦ LED | 9 | Urgent | B | 21 | 2045 | 5 | 1 | 2.2 | 9341 | 32454
Electrical ¦ Lighting ¦ Internal ¦ General | 5 | Medium | B | 1 | 2025 | 5 | 3 | 3.2 | 31363 | 11224
Fire ¦ Fire Fighting ¦ Fire Extinguishers ¦ CO2 | 3 | Urgent | B | 7 | 2031 | 5 | 1 | 2.2 | 9342 | 19501
Fabric ¦ Superstructure ¦ Windows and External Doors ¦ Roller Shutters ¦ Manual Roller Shutter | 1 | High | B | 1 | 2025 | 5 | 2 | 2.7 | 17749 | 5099
Electrical ¦ Lighting ¦ Internal ¦ General ¦ LED Fittings & Luminaires | 104 | Medium | B | 16 | 2040 | 5 | 3 | 3.2 | 31364 | 29866
Electrical ¦ Lighting ¦ Internal ¦ Emergency ¦ Self Contained ¦ Non LED | 8 | Urgent | B | 6 | 2030 | 5 | 1 | 2.2 | 9343 | 17173
Fire ¦ Fire Fighting ¦ Fire Extinguishers ¦ CO2 | 1 | Urgent | B | 7 | 2031 | 5 | 1 | 2.2 | 9344 | 19502
Fire ¦ Fire Fighting ¦ Fire Extinguishers ¦ CO2 | 4 | Urgent | B | 2 | 2026 | 5 | 1 | 2.2 | 9345 | 12800
HVAC ¦ Local Air Conditioning ¦ Single-Split Evaporator - Split Systems/Heat Pumps - Air-cooled with Direct Expansion Evaporator (DX) | 1 | Medium | B | 1 | 2025 | 5 | 3 | 3.2 | 31365 | 11225
Electrical ¦ LV Distribution ¦ Distribution Board ¦ Sub | 1 | High | B | 1 | 2025 | 5 | 2 | 2.7 | 17750 | 5100
HVAC ¦ Fan ¦ Local and Special Ventilation ¦ Extract | 1 | Medium | B | 1 | 2025 | 5 | 3 | 3.2 | 31366 | 11226
HVAC ¦ Fan ¦ Central Cooling ¦ Axial | 1 | Medium | B | 1 | 2025 | 5 | 3 | 3.2 | 31367 | 11227
Controls ¦ Building Management System (BMS) ¦ BMS Control Panel | 1 | High | B | 6 | 2030 | 5 | 2 | 2.7 | 17751 | 17883
Electrical ¦ Lighting ¦ External ¦ General - Non-LED | 3 | Medium | B | 1 | 2025 | 5 | 3 | 3.2 | 31368 | 11228
Fire ¦ Fire Fighting ¦ Fire Extinguishers ¦ Foam | 5 | Urgent | B | 8 | 2032 | 5 | 1 | 2.2 | 9346 | 20606
HVAC ¦ Heat Emitters - Local ¦ Electric Overdoor Air Curtain/Heater | 1 | Medium | B | 1 | 2025 | 5 | 3 | 3.2 | 31369 | 11229
Fabric ¦ Superstructure ¦ Internal Doors ¦ Roller Shutters ¦ Automatic Roller Shutter | 1 | High | B | 10 | 2034 | 5 | 2 | 2.7 | 17752 | 22498
Electrical ¦ LV Distribution ¦ Distribution Board ¦ Sub | 1 | High | C | 1 | 2025 | 4 | 2 | 2.4 | 10767 | 2535
HVAC ¦ Heat Emitters - Local ¦ Gas Fired Unit Heaters | 1 | Medium | B | 10 | 2034 | 5 | 3 | 3.2 | 31370 | 23141
Fire ¦ Fire Detection ¦ Fire Alarm System | 1 | Urgent | B | 11 | 2035 | 5 | 1 | 2.2 | 9347 | 23987
Fabric ¦ Superstructure ¦ Windows and External Doors ¦ Roller Shutters ¦ Electric Roller Shutter | 1 | High | B | 1 | 2025 | 5 | 2 | 2.7 | 17753 | 5101
HVAC ¦ Central Air Conditioning ¦ Air Conditioning ¦ Multi-Split Condenser - Split Systems/Heat Pumps - Air-cooled with Direct Expansion Evaporator (DX) | 1 | Medium | B | 5 | 2029 | 5 | 3 | 3.2 | 31371 | 15503
Fabric ¦ Superstructure ¦ Windows and External Doors ¦ External Doors ¦ Manual and Automatic Doors ¦ Emergency and Panic Escape Doors | 1 | Urgent | B | 21 | 2045 | 5 | 1 | 2.2 | 9348 | 32455
Fabric ¦ Superstructure ¦ Windows and External Doors ¦ External Doors ¦ Entrance Doors | 1 | High | B | 11 | 2035 | 5 | 2 | 2.7 | 17754 | 24804
Water ¦ Local Hot Water ¦ Package Electric Water Heaters - Non-Drinking Water | 1 | Medium | B | 6 | 2030 | 5 | 3 | 3.2 | 31372 | 19025
HVAC ¦ Fan ¦ Local and Special Ventilation ¦ Extract | 1 | Medium | B | 1 | 2025 | 5 | 3 | 3.2 | 31373 | 11230
Electrical ¦ Specialist Lighting ¦ Internal ¦ Illuminated Fire Exit Signage | 2 | Urgent | B | 14 | 2038 | 5 | 1 | 2.2 | 9349 | 27396
Electrical ¦ Specialist Lighting ¦ Internal ¦ Illuminated Fire Exit Signage | 2 | Urgent | B | 16 | 2040 | 5 | 1 | 2.2 | 9350 | 29034
HVAC ¦ Central Air Conditioning ¦ Air Conditioning ¦ Multi-Split Evaporator - Split Systems/Heat Pumps - Air-cooled with Direct Expansion Evaporator (DX) | 1 | Medium | B | 8 | 2032 | 5 | 3 | 3.2 | 31374 | 21144
HVAC ¦ Fan ¦ Central Ventilation Systems ¦ Ventilating - General | 1 | Low | B | 1 | 2025 | 5 | 4 | 3.7 | 33560 | 12369
Electrical ¦ Lighting ¦ Internal ¦ General | 5 | Medium | B | 15 | 2039 | 5 | 3 | 3.2 | 31375 | 28540
Fabric ¦ Superstructure ¦ Internal Doors ¦ Roller Shutters ¦ Electric Roller Shutter | 1 | Medium | B | 1 | 2025 | 5 | 3 | 3.2 | 31376 | 11231
HVAC ¦ Fan ¦ Local and Special Ventilation ¦ Extract | 1 | Medium | B | 1 | 2025 | 5 | 3 | 3.2 | 31377 | 11232
Electrical ¦ Specialist Lighting ¦ Internal ¦ Illuminated Fire Exit Signage | 1 | Urgent | B | 10 | 2034 | 5 | 1 | 2.2 | 9351 | 22169
Fabric ¦ Superstructure ¦ Windows and External Doors ¦ External Doors ¦ Manual and Automatic Doors ¦ Emergency and Panic Escape Doors | 1 | Urgent | B | 31 | 2055 | 5 | 1 | 2.2 | 9352 | 33778
Electrical ¦ Specialist Lighting ¦ Internal ¦ Illuminated Fire Exit Signage | 1 | Urgent | B | 16 | 2040 | 5 | 1 | 2.2 | 9353 | 29035
Fabric ¦ Superstructure ¦ Windows and External Doors ¦ External Windows ¦ Roller Shutters ¦ External Window Shutters ¦ Electric | 1 | Medium | B | 1 | 2025 | 5 | 3 | 3.2 | 31378 | 11233
HVAC ¦ Fan ¦ Central Cooling ¦ Axial | 1 | Medium | B | 1 | 2025 | 5 | 3 | 3.2 | 31379 | 11234
Electrical ¦ Lighting ¦ Internal ¦ General | 8 | Medium | B | 6 | 2030 | 5 | 3 | 3.2 | 31380 | 19026
Security ¦ Access ¦ Access Control ¦ Gate Access - Local Lock / Keypad / Manual (External) | 1 | Medium | B | 1 | 2025 | 5 | 3 | 3.2 | 31381 | 11235
HVAC ¦ Heat Emitters - Local ¦ Electric Heaters | 1 | Medium | B | 1 | 2025 | 5 | 3 | 3.2 | 31382 | 11236
HVAC ¦ Heat Emitters - Central ¦ Radiators ¦ Steel | 1 | Medium | B | 14 | 2038 | 5 | 3 | 3.2 | 31383 | 27640
Fabric ¦ Superstructure ¦ Windows and External Doors ¦ External Doors ¦ Entrance Doors | 1 | High | B | 11 | 2035 | 5 | 2 | 2.7 | 17755 | 24805
Fabric ¦ Superstructure ¦ Internal Doors ¦ Roller Shutters ¦ Automatic Roller Shutter | 1 | High | B | 16 | 2040 | 5 | 2 | 2.7 | 17756 | 29263
Electrical ¦ Lighting ¦ Internal ¦ Emergency ¦ Self Contained ¦ LED | 6 | Urgent | B | 21 | 2045 | 5 | 1 | 2.2 | 9354 | 32456
Fabric ¦ Superstructure ¦ Windows and External Doors ¦ Roller Shutters ¦ Electric Roller Shutter | 1 | High | B | 1 | 2025 | 5 | 2 | 2.7 | 17757 | 5102
Electrical ¦ LV Distribution ¦ Distribution Board ¦ Sub | 1 | High | D | 18 | 2042 | 3 | 2 | 2.1 | 1349 | 30605
Electrical ¦ LV Distribution ¦ Distribution Board ¦ Main | 1 | High | B | 6 | 2030 | 5 | 2 | 2.7 | 17758 | 17884
HVAC ¦ Local and Special Ventilation ¦ Unit extract fans. | 1 | Medium | B | 7 | 2031 | 5 | 3 | 3.2 | 31384 | 20176
HVAC ¦ Heat Emitters - Local ¦ Gas Radiant Tube Heaters | 1 | Medium | B | 3 | 2027 | 5 | 3 | 3.2 | 31385 | 13689
HVAC ¦ Fan ¦ Local and Special Ventilation ¦ Axial | 1 | Medium | B | 1 | 2025 | 5 | 3 | 3.2 | 31386 | 11237
HVAC ¦ Fan ¦ Local and Special Ventilation ¦ Fans Window or Wall Mounted | 1 | Medium | B | 4 | 2028 | 5 | 3 | 3.2 | 31387 | 14245
Fabric ¦ Superstructure ¦ Windows and External Doors ¦ Roller Shutters ¦ Electric Roller Shutter | 1 | High | B | 5 | 2029 | 5 | 2 | 2.7 | 17759 | 14750
Electrical ¦ Lighting ¦ Internal ¦ General ¦ LED Fittings & Luminaires | 2 | Medium | B | 16 | 2040 | 5 | 3 | 3.2 | 31388 | 29867
Fire ¦ Fire Fighting ¦ Fire Extinguishers ¦ Foam | 4 | Urgent | B | 6 | 2030 | 5 | 1 | 2.2 | 9355 | 17174
Fire ¦ Fire Fighting ¦ Fire Extinguishers ¦ Foam | 1 | Urgent | B | 8 | 2032 | 5 | 1 | 2.2 | 9356 | 20607
Fire ¦ Fire Fighting ¦ Fire Extinguishers ¦ CO2 | 4 | Urgent | B | 6 | 2030 | 5 | 1 | 2.2 | 9357 | 17175
HVAC ¦ Ventilation ¦ Air Handling Unit (AHU) ¦ Internal ¦ Central Heating & Cooling ¦ Electric & DX | 1 | Medium | B | 6 | 2030 | 5 | 3 | 3.2 | 31389 | 19027
Electrical ¦ Specialist Lighting ¦ Internal ¦ Illuminated Fire Exit Signage | 2 | Urgent | B | 1 | 2025 | 5 | 1 | 2.2 | 9358 | 1926
Electrical ¦ Specialist Lighting ¦ Internal ¦ Illuminated Fire Exit Signage | 2 | Urgent | B | 1 | 2025 | 5 | 1 | 2.2 | 9359 | 1927
Fire ¦ Fire Fighting ¦ Fire Extinguishers ¦ Foam | 1 | Urgent | B | 6 | 2030 | 5 | 1 | 2.2 | 9360 | 17176
Electrical ¦ Lighting ¦ Internal ¦ Emergency ¦ Self Contained ¦ LED | 1 | Urgent | B | 16 | 2040 | 5 | 1 | 2.2 | 9361 | 29036
HVAC ¦ Local Air Conditioning ¦ Single-Split Condenser - Split Systems/Heat Pumps - Air-cooled with Direct Expansion Evaporator (DX) | 1 | Medium | B | 4 | 2028 | 5 | 3 | 3.2 | 31390 | 14246
HVAC ¦ Fan ¦ Local and Special Ventilation ¦ Extract | 1 | Medium | B | 1 | 2025 | 5 | 3 | 3.2 | 31391 | 11238
HVAC ¦ Heat Emitters - Central ¦ Radiators ¦ Steel | 4 | Medium | B | 5 | 2029 | 5 | 3 | 3.2 | 31392 | 15504
Electrical ¦ Specialist Lighting ¦ External ¦ Illuminated External Signs | 1 | Medium | B | 1 | 2025 | 5 | 3 | 3.2 | 31393 | 11239
Fire ¦ Fire Fighting ¦ Fire Extinguishers ¦ Foam | 4 | Urgent | B | 6 | 2030 | 5 | 1 | 2.2 | 9362 | 17177
HVAC ¦ Heat Emitters - Local ¦ Gas Fired Unit Heaters | 1 | Medium | B | 6 | 2030 | 5 | 3 | 3.2 | 31394 | 19028
Electrical ¦ LV Distribution ¦ Distribution Board ¦ Sub | 1 | High | B | 6 | 2030 | 5 | 2 | 2.7 | 17760 | 17885
HVAC ¦ Heat Emitters - Local ¦ Electric Overdoor Air Curtain/Heater | 1 | Medium | B | 11 | 2035 | 5 | 3 | 3.2 | 31395 | 25640
Fabric ¦ Superstructure ¦ Windows and External Doors ¦ Roller Shutters ¦ Manual Roller Shutter | 1 | High | B | 1 | 2025 | 5 | 2 | 2.7 | 17761 | 5103
Electrical ¦ Lighting ¦ Internal ¦ Emergency ¦ Self Contained ¦ LED | 6 | Urgent | D | 15 | 2039 | 3 | 1 | 1.6 | 471 | 27716
Fabric ¦ Superstructure ¦ Windows and External Doors ¦ External Doors ¦ Manual and Automatic Doors ¦ Emergency and Panic Escape Doors | 1 | Urgent | B | 1 | 2025 | 5 | 1 | 2.2 | 9363 | 1928
Fabric ¦ Superstructure ¦ Windows and External Doors ¦ Roller Shutters ¦ Manual Roller Shutter | 1 | High | B | 1 | 2025 | 5 | 2 | 2.7 | 17762 | 5104
Fabric ¦ Superstructure ¦ Windows and External Doors ¦ External Doors ¦ Manual and Automatic Doors ¦ Emergency and Panic Escape Doors | 1 | Urgent | B | 15 | 2039 | 5 | 1 | 2.2 | 9364 | 28020
HVAC ¦ Heat Emitters - Local ¦ Electric Heaters | 3 | Medium | B | 1 | 2025 | 5 | 3 | 3.2 | 31396 | 11240
HVAC ¦ Heat Emitters - Local ¦ Electric Overdoor Air Curtain/Heater | 1 | Medium | B | 12 | 2036 | 5 | 3 | 3.2 | 31397 | 26761
Electrical ¦ LV Distribution ¦ Distribution Board ¦ Sub | 1 | High | B | 10 | 2034 | 5 | 2 | 2.7 | 17763 | 22499
Electrical ¦ Lighting ¦ Internal ¦ Emergency ¦ Self Contained ¦ LED | 5 | Urgent | B | 21 | 2045 | 5 | 1 | 2.2 | 9365 | 32457
Fabric ¦ Superstructure ¦ Windows and External Doors ¦ Roller Shutters ¦ Manual Roller Shutter | 1 | High | B | 1 | 2025 | 5 | 2 | 2.7 | 17764 | 5105
Electrical ¦ Specialist Lighting ¦ Internal ¦ Illuminated Fire Exit Signage | 2 | Urgent | B | 16 | 2040 | 5 | 1 | 2.2 | 9366 | 29037
Electrical ¦ Lighting ¦ Internal ¦ General | 35 | Medium | B | 1 | 2025 | 5 | 3 | 3.2 | 31398 | 11241
Fire ¦ Fire Fighting ¦ Fire Extinguishers ¦ CO2 | 3 | Urgent | B | 7 | 2031 | 5 | 1 | 2.2 | 9367 | 19503
HVAC ¦ Fan ¦ Local and Special Ventilation ¦ Fans Window or Wall Mounted | 1 | Medium | B | 11 | 2035 | 5 | 3 | 3.2 | 31399 | 25641
Fire ¦ Fire Detection ¦ Fire Alarm Panel / Repeater | 1 | Urgent | B | 1 | 2025 | 5 | 1 | 2.2 | 9368 | 1929
HVAC ¦ Fan ¦ Local and Special Ventilation ¦ Axial | 1 | Medium | CX | 1 | 2025 | 2 | 3 | 2.3 | 10355 | 2266
Fabric ¦ Superstructure ¦ Windows and External Doors ¦ External Doors ¦ Manual and Automatic Doors ¦ High Security Door | 1 | High | B | 6 | 2030 | 5 | 2 | 2.7 | 17765 | 17886
Fabric ¦ Superstructure ¦ Internal Doors ¦ Roller Shutters ¦ Electric Roller Shutter | 1 | Medium | B | 22 | 2046 | 5 | 3 | 3.2 | 31400 | 33053
Fire ¦ Fire Detection ¦ Fire Alarm System | 1 | Urgent | B | 13 | 2037 | 5 | 1 | 2.2 | 9369 | 26900
Electrical ¦ LV Distribution ¦ Distribution Board ¦ Sub | 1 | High | D | 6 | 2030 | 3 | 2 | 2.1 | 1350 | 15738
Fabric ¦ Superstructure ¦ Windows and External Doors ¦ External Doors ¦ Entrance Doors | 1 | High | B | 1 | 2025 | 5 | 2 | 2.7 | 17766 | 5106
Electrical ¦ Lighting ¦ Internal ¦ Emergency ¦ Self Contained ¦ LED | 6 | Urgent | B | 21 | 2045 | 5 | 1 | 2.2 | 9370 | 32458
Fire ¦ Fire Fighting ¦ Fire Extinguishers ¦ Foam | 2 | Urgent | B | 6 | 2030 | 5 | 1 | 2.2 | 9371 | 17178
Electrical ¦ LV Distribution ¦ Distribution Board ¦ Sub | 1 | High | A | 18 | 2042 | 6 | 2 | 3 | 19632 | 30917
HVAC ¦ Fan ¦ Local and Special Ventilation ¦ Fans Window or Wall Mounted | 1 | Medium | B | 8 | 2032 | 5 | 3 | 3.2 | 31401 | 21145
Fabric ¦ Barriers and Guardrails ¦ Vehicle Crash Protection Barrier | 1 | V Low | B | 1 | 2025 | 5 | 4 | 3.7 | 33561 | 12370
Fabric ¦ Superstructure ¦ Windows and External Doors ¦ External Doors ¦ Manual and Automatic Doors ¦ Emergency and Panic Escape Doors | 1 | Urgent | B | 6 | 2030 | 5 | 1 | 2.2 | 9372 | 17179
Fabric ¦ Barriers and Guardrails ¦ Vehicle Crash Protection Barrier | 18 | V Low | B | 1 | 2025 | 5 | 4 | 3.7 | 33562 | 12371
Fabric ¦ Superstructure ¦ Windows and External Doors ¦ External Doors ¦ Entrance Doors | 1 | High | B | 1 | 2025 | 5 | 2 | 2.7 | 17767 | 5107
Fabric ¦ Barriers and Guardrails ¦ Vehicle Crash Protection Barrier | 18 | V Low | B | 1 | 2025 | 5 | 4 | 3.7 | 33563 | 12372
Drainage ¦ Foul Drainage ¦ Sump Pumps-Extended Shaft | 1 | High | B | 6 | 2030 | 5 | 2 | 2.7 | 17768 | 17887
Fabric ¦ Superstructure ¦ Internal Doors ¦ Roller Shutters ¦ Electric Roller Shutter | 1 | Medium | B | 1 | 2025 | 5 | 3 | 3.2 | 31402 | 11242
Fabric ¦ Superstructure ¦ Internal Doors ¦ Roller Shutters ¦ Electric Roller Shutter | 1 | Medium | B | 1 | 2025 | 5 | 3 | 3.2 | 31403 | 11243
Fabric ¦ Superstructure ¦ Windows and External Doors ¦ Roller Shutters ¦ Electric Roller Shutter | 1 | High | B | 7 | 2031 | 5 | 2 | 2.7 | 17769 | 19706
Security ¦ Access ¦ Access Control ¦ Gate Access - Local Lock / Keypad / Manual (External) | 1 | Medium | B | 1 | 2025 | 5 | 3 | 3.2 | 31404 | 11244
Electrical ¦ Lighting ¦ Internal ¦ Emergency ¦ Self Contained ¦ Non LED | 2 | Urgent | B | 15 | 2039 | 5 | 1 | 2.2 | 9373 | 28021
Fire ¦ Fire Fighting ¦ Fire Extinguishers ¦ Water | 1 | Urgent | B | 6 | 2030 | 5 | 1 | 2.2 | 9374 | 17180
Electrical ¦ Lighting ¦ External ¦ General - LED | 6 | Medium | B | 11 | 2035 | 5 | 3 | 3.2 | 31405 | 25642
HVAC ¦ Fan ¦ Central Ventilation Systems ¦ Ventilating - General | 1 | Low | B | 1 | 2025 | 5 | 4 | 3.7 | 33564 | 12373
HVAC ¦ Fan ¦ Local and Special Ventilation ¦ Axial | 1 | Medium | B | 1 | 2025 | 5 | 3 | 3.2 | 31406 | 11245
Fabric ¦ Superstructure ¦ Windows and External Doors ¦ External Doors ¦ Manual and Automatic Doors ¦ Emergency and Panic Escape Doors | 1 | Urgent | B | 6 | 2030 | 5 | 1 | 2.2 | 9375 | 17181
HVAC ¦ Fan ¦ Local and Special Ventilation ¦ Extract | 1 | Medium | B | 1 | 2025 | 5 | 3 | 3.2 | 31407 | 11246
Fire ¦ Fire Fighting ¦ Fire Extinguishers ¦ CO2 | 4 | Urgent | B | 5 | 2029 | 5 | 1 | 2.2 | 9376 | 14505
HVAC ¦ Local Air Conditioning ¦ Single-Split Condenser - Split Systems/Heat Pumps - Air-cooled with Direct Expansion Evaporator (DX) | 1 | Medium | B | 8 | 2032 | 5 | 3 | 3.2 | 31408 | 21146
Electrical ¦ LV Distribution ¦ Distribution Board ¦ Sub | 1 | High | B | 19 | 2043 | 5 | 2 | 2.7 | 17770 | 31266
HVAC ¦ Fan ¦ Local and Special Ventilation ¦ Extract | 1 | Medium | B | 1 | 2025 | 5 | 3 | 3.2 | 31409 | 11247
Electrical ¦ Lighting ¦ Internal ¦ Emergency ¦ Self Contained ¦ Non LED | 1 | Urgent | D | 1 | 2025 | 3 | 1 | 1.6 | 472 | 385
Fire ¦ Fire Fighting ¦ Fire Extinguishers ¦ Foam | 4 | Urgent | B | 7 | 2031 | 5 | 1 | 2.2 | 9377 | 19504
Electrical ¦ Specialist Lighting ¦ Internal ¦ Illuminated Fire Exit Signage | 5 | Urgent | D | 10 | 2034 | 3 | 1 | 1.6 | 473 | 21944
Electrical ¦ Lighting ¦ Internal ¦ General ¦ LED Fittings & Luminaires | 44 | Medium | B | 17 | 2041 | 5 | 3 | 3.2 | 31410 | 30577
Water ¦ Central Hot Water Distribution ¦ Hot water cylinders | 1 | High | B | 1 | 2025 | 5 | 2 | 2.7 | 17771 | 5108
Fire ¦ Fire Fighting ¦ Fire Extinguishers ¦ CO2 | 4 | Urgent | B | 6 | 2030 | 5 | 1 | 2.2 | 9378 | 17182
HVAC ¦ Heat Emitters - Local ¦ Gas Fired Unit Heaters | 1 | Medium | B | 1 | 2025 | 5 | 3 | 3.2 | 31411 | 11248
Fabric ¦ Superstructure ¦ Windows and External Doors ¦ External Doors ¦ Manual and Automatic Doors ¦ Auto / Powered Sliding Doors | 1 | High | B | 21 | 2045 | 5 | 2 | 2.7 | 17772 | 32759
Fabric ¦ Barriers and Guardrails ¦ Vehicle Crash Protection Barrier | 1 | V Low | B | 1 | 2025 | 5 | 4 | 3.7 | 33565 | 12374
HVAC ¦ Heat Emitters - Local ¦ Electric Overdoor Air Curtain/Heater | 1 | Medium | B | 13 | 2037 | 5 | 3 | 3.2 | 31412 | 27258
Fabric ¦ Superstructure ¦ Windows and External Doors ¦ Roller Shutters ¦ Electric Roller Shutter | 1 | High | B | 1 | 2025 | 5 | 2 | 2.7 | 17773 | 5109
Fire ¦ Fire Fighting ¦ Fire Extinguishers ¦ Foam | 1 | Urgent | B | 8 | 2032 | 5 | 1 | 2.2 | 9379 | 20608
Electrical ¦ LV Distribution ¦ Distribution Board ¦ Sub | 1 | High | B | 13 | 2037 | 5 | 2 | 2.7 | 17774 | 27038
Water ¦ Local Hot Water ¦ Package Electric Water Heaters - Non-Drinking Water | 1 | Medium | B | 8 | 2032 | 5 | 3 | 3.2 | 31413 | 21147
Fabric ¦ Superstructure ¦ Windows and External Doors ¦ External Doors ¦ Manual and Automatic Doors ¦ Emergency and Panic Escape Doors | 1 | Urgent | B | 20 | 2044 | 5 | 1 | 2.2 | 9380 | 31560
HVAC ¦ Heat Emitters - Local ¦ Gas Fired Natural and Fan Assisted Heaters | 1 | Medium | B | 8 | 2032 | 5 | 3 | 3.2 | 31414 | 21148
Water ¦ Local Hot Water ¦ Package Electric Water Heaters - Non-Drinking Water | 1 | Medium | B | 4 | 2028 | 5 | 3 | 3.2 | 31415 | 14247
HVAC ¦ Fan ¦ Local and Special Ventilation ¦ Fans Window or Wall Mounted | 1 | Medium | DX | 1 | 2025 | 1 | 3 | 2 | 992 | 687
Fabric ¦ Superstructure ¦ Windows and External Doors ¦ External Doors ¦ Entrance Doors | 1 | High | B | 32 | 2056 | 5 | 2 | 2.7 | 17775 | 33836
HVAC ¦ Heat Emitters - Local ¦ Electric Heaters | 2 | Medium | CX | 1 | 2025 | 2 | 3 | 2.3 | 10356 | 2267
Fire ¦ Fire Fighting ¦ Fire Extinguishers ¦ CO2 | 4 | Urgent | B | 6 | 2030 | 5 | 1 | 2.2 | 9381 | 17183
Fire ¦ Fire Fighting ¦ Fire Extinguishers ¦ Foam | 9 | Urgent | B | 7 | 2031 | 5 | 1 | 2.2 | 9382 | 19505
HVAC ¦ Local Air Conditioning ¦ Single-Split Condenser - Split Systems/Heat Pumps - Air-cooled with Direct Expansion Evaporator (DX) | 1 | Medium | B | 1 | 2025 | 5 | 3 | 3.2 | 31416 | 11249
Electrical ¦ LV Distribution ¦ Distribution Board ¦ Sub | 1 | High | B | 1 | 2025 | 5 | 2 | 2.7 | 17776 | 5110
Fabric ¦ Barriers and Guardrails ¦ Vehicle Crash Protection Barrier | 1 | V Low | B | 1 | 2025 | 5 | 4 | 3.7 | 33566 | 12375
HVAC ¦ Heat Emitters - Local ¦ Gas Fired Unit Heaters | 1 | Medium | B | 1 | 2025 | 5 | 3 | 3.2 | 31417 | 11250
Fabric ¦ Superstructure ¦ Windows and External Doors ¦ Roller Shutters ¦ Manual Roller Shutter | 1 | High | B | 1 | 2025 | 5 | 2 | 2.7 | 17777 | 5111
Fire ¦ Fire Fighting ¦ Fire Extinguishers ¦ Foam | 7 | Urgent | B | 10 | 2034 | 5 | 1 | 2.2 | 9383 | 22170
Electrical ¦ LV Distribution ¦ Distribution Board ¦ Sub | 1 | High | B | 18 | 2042 | 5 | 2 | 2.7 | 17778 | 30885
Water ¦ Local Hot Water ¦ Instantaneous Electric Water Heater - Non-Drinking Water | 1 | Medium | B | 7 | 2031 | 5 | 3 | 3.2 | 31418 | 20177
HVAC ¦ Ventilation ¦ Air Handling Unit (AHU) ¦ Internal ¦ Central Heating & Cooling ¦ Electric & DX | 1 | Medium | B | 1 | 2025 | 5 | 3 | 3.2 | 31419 | 11251
Electrical ¦ LV Distribution ¦ Distribution Board ¦ Sub | 1 | High | B | 1 | 2025 | 5 | 2 | 2.7 | 17779 | 5112
Electrical ¦ LV Distribution ¦ Distribution Board ¦ Main | 1 | High | B | 10 | 2034 | 5 | 2 | 2.7 | 17780 | 22500
HVAC ¦ Local Air Conditioning ¦ Single-Split Condenser - Split Systems/Heat Pumps - Air-cooled with Direct Expansion Evaporator (DX) | 1 | Medium | B | 6 | 2030 | 5 | 3 | 3.2 | 31420 | 19029
Water ¦ Local Hot Water ¦ Instantaneous Electric Water Heater - Non-Drinking Water | 1 | Medium | B | 10 | 2034 | 5 | 3 | 3.2 | 31421 | 23142
Fabric ¦ Superstructure ¦ Windows and External Doors ¦ Roller Shutters ¦ Manual Roller Shutter | 1 | High | B | 15 | 2039 | 5 | 2 | 2.7 | 17781 | 28311
Fire ¦ Fire Fighting ¦ Fire Extinguishers ¦ Powder | 3 | Urgent | B | 6 | 2030 | 5 | 1 | 2.2 | 9384 | 17184
Fire ¦ Fire Fighting ¦ Fire Extinguishers ¦ Foam | 1 | Urgent | B | 6 | 2030 | 5 | 1 | 2.2 | 9385 | 17185
Electrical ¦ LV Distribution ¦ Distribution Board ¦ Sub | 1 | High | B | 14 | 2038 | 5 | 2 | 2.7 | 17782 | 27500
HVAC ¦ Fan ¦ Central Heating ¦ Axial | 1 | High | B | 5 | 2029 | 5 | 2 | 2.7 | 17783 | 14751
Electrical ¦ Lighting ¦ Internal ¦ General ¦ LED Fittings & Luminaires | 71 | Medium | B | 17 | 2041 | 5 | 3 | 3.2 | 31422 | 30578
HVAC ¦ Local and Special Ventilation ¦ Unit extract fans. | 1 | Medium | D | 1 | 2025 | 3 | 3 | 2.6 | 11255 | 2721
Controls ¦ Multi-System Controls ¦ Control Panel - Electrical Services (excluding Electrical Controllers and Pneumatic Relays) | 1 | Medium | B | 1 | 2025 | 5 | 3 | 3.2 | 31423 | 11252
Fabric ¦ Superstructure ¦ Windows and External Doors ¦ External Doors ¦ Manual and Automatic Doors ¦ Emergency and Panic Escape Doors | 1 | Urgent | B | 25 | 2049 | 5 | 1 | 2.2 | 9386 | 33344
Electrical ¦ Lighting ¦ External ¦ General - LED | 4 | Medium | B | 11 | 2035 | 5 | 3 | 3.2 | 31424 | 25643
Fire ¦ Fire Fighting ¦ Fire Extinguishers ¦ Foam | 5 | Urgent | B | 6 | 2030 | 5 | 1 | 2.2 | 9387 | 17186
Electrical ¦ Lighting ¦ Internal ¦ General ¦ LED Fittings & Luminaires | 54 | Medium | B | 10 | 2034 | 5 | 3 | 3.2 | 31425 | 23143
Electrical ¦ Lighting ¦ Internal ¦ General ¦ LED Fittings & Luminaires | 33 | Medium | B | 10 | 2034 | 5 | 3 | 3.2 | 31426 | 23144
Fire ¦ Fire Fighting ¦ Fire Extinguishers ¦ Water | 2 | Urgent | B | 6 | 2030 | 5 | 1 | 2.2 | 9388 | 17187
Electrical ¦ Lighting ¦ External ¦ General - LED | 1 | Medium | B | 11 | 2035 | 5 | 3 | 3.2 | 31427 | 25644
Fire ¦ Fire Fighting ¦ Fire Extinguishers ¦ Powder | 1 | Urgent | B | 9 | 2033 | 5 | 1 | 2.2 | 9389 | 21490
Electrical ¦ LV Distribution ¦ Distribution Board ¦ Sub | 1 | High | B | 14 | 2038 | 5 | 2 | 2.7 | 17784 | 27501
Electrical ¦ LV Distribution ¦ Distribution Board ¦ Sub | 1 | High | B | 1 | 2025 | 5 | 2 | 2.7 | 17785 | 5113
HVAC ¦ Heat Emitters - Local ¦ Gas Fired Natural and Fan Assisted Heaters | 1 | Medium | B | 1 | 2025 | 5 | 3 | 3.2 | 31428 | 11253
Water ¦ Local Hot Water ¦ Package Electric Water Heaters - Non-Drinking Water | 1 | Medium | CX | 8 | 2032 | 2 | 3 | 2.3 | 10357 | 20642
Security ¦ Access ¦ Access Control ¦ Door ¦ Local Lock / Keypad / Manual | 3 | Medium | B | 5 | 2029 | 5 | 3 | 3.2 | 31429 | 15505
Electrical ¦ Lighting ¦ Internal ¦ General ¦ LED Fittings & Luminaires | 55 | Medium | B | 16 | 2040 | 5 | 3 | 3.2 | 31430 | 29868
Water ¦ Local Hot Water ¦ Package Electric Water Heaters - Non-Drinking Water | 1 | Medium | B | 1 | 2025 | 5 | 3 | 3.2 | 31431 | 11254
Fabric ¦ Superstructure ¦ Windows and External Doors ¦ External Windows ¦ Roller Shutters ¦ External Window Shutters ¦ Manual | 1 | Medium | B | 1 | 2025 | 5 | 3 | 3.2 | 31432 | 11255
Electrical ¦ Lighting ¦ Internal ¦ General ¦ LED Fittings & Luminaires | 53 | Medium | B | 16 | 2040 | 5 | 3 | 3.2 | 31433 | 29869
Fire ¦ Fire Fighting ¦ Fire Extinguishers ¦ CO2 | 6 | Urgent | A | 10 | 2034 | 6 | 1 | 2.5 | 10996 | 22234
Water ¦ Local Hot Water ¦ Package Electric Water Heaters - Non-Drinking Water | 1 | Medium | B | 1 | 2025 | 5 | 3 | 3.2 | 31434 | 11256
HVAC ¦ Heat Emitters - Local ¦ Electric Overdoor Air Curtain/Heater | 1 | Medium | B | 5 | 2029 | 5 | 3 | 3.2 | 31435 | 15506
Fire ¦ Fire Fighting ¦ Fire Extinguishers ¦ CO2 | 1 | Urgent | B | 7 | 2031 | 5 | 1 | 2.2 | 9390 | 19506
HVAC ¦ Local Air Conditioning ¦ Single-Split Evaporator - Split Systems/Heat Pumps - Air-cooled with Direct Expansion Evaporator (DX) | 1 | Medium | B | 5 | 2029 | 5 | 3 | 3.2 | 31436 | 15507
Fabric ¦ Superstructure ¦ Internal Doors ¦ Roller Shutters ¦ Electric Roller Shutter | 1 | Medium | B | 1 | 2025 | 5 | 3 | 3.2 | 31437 | 11257
Fabric ¦ Superstructure ¦ Windows and External Doors ¦ External Doors ¦ Entrance Doors | 1 | High | B | 15 | 2039 | 5 | 2 | 2.7 | 17786 | 28312
HVAC ¦ Fan ¦ Local and Special Ventilation ¦ Extract | 1 | Medium | B | 1 | 2025 | 5 | 3 | 3.2 | 31438 | 11258
Electrical ¦ Lighting ¦ Internal ¦ Emergency ¦ Self Contained ¦ Non LED | 1 | Urgent | B | 1 | 2025 | 5 | 1 | 2.2 | 9391 | 1930
Electrical ¦ LV Distribution ¦ Distribution Board ¦ Main | 1 | High | B | 1 | 2025 | 5 | 2 | 2.7 | 17787 | 5114
Fabric ¦ Superstructure ¦ Windows and External Doors ¦ Roller Shutters ¦ Electric Roller Shutter | 1 | High | B | 1 | 2025 | 5 | 2 | 2.7 | 17788 | 5115
Electrical ¦ Specialist Lighting ¦ Internal ¦ Illuminated Fire Exit Signage | 7 | Urgent | B | 17 | 2041 | 5 | 1 | 2.2 | 9392 | 30244
HVAC ¦ Fan ¦ Central Ventilation Systems ¦ Ventilating - General | 1 | Low | B | 1 | 2025 | 5 | 4 | 3.7 | 33567 | 12376
HVAC ¦ Central Air Conditioning ¦ Air Conditioning ¦ Multi-Split Condenser - Split Systems/Heat Pumps - Air-cooled with Direct Expansion Evaporator (DX) | 1 | Medium | CX | 1 | 2025 | 2 | 3 | 2.3 | 10358 | 2268
Water ¦ Local Hot Water ¦ Package Electric Water Heaters - Non-Drinking Water | 1 | Medium | B | 1 | 2025 | 5 | 3 | 3.2 | 31439 | 11259
Electrical ¦ LV Distribution ¦ Distribution Board ¦ Main | 1 | High | B | 3 | 2027 | 5 | 2 | 2.7 | 17789 | 13398
HVAC ¦ Fan ¦ Local and Special Ventilation ¦ Kitchen Vent ¦ Extract | 1 | Low | B | 10 | 2034 | 5 | 4 | 3.7 | 33568 | 23229
Transport ¦ Lifts ¦ Passenger Lift electric ¦ Electric | 1 | Medium | B | 2 | 2026 | 5 | 3 | 3.2 | 31440 | 13209
HVAC ¦ Fan ¦ Local and Special Ventilation ¦ Kitchen Vent ¦ Extract | 1 | Low | B | 1 | 2025 | 5 | 4 | 3.7 | 33569 | 12377
Fabric ¦ Superstructure ¦ Windows and External Doors ¦ Roller Shutters ¦ Electric Roller Shutter | 1 | High | B | 5 | 2029 | 5 | 2 | 2.7 | 17790 | 14752
Electrical ¦ LV Distribution ¦ Distribution Board ¦ Main | 1 | High | B | 3 | 2027 | 5 | 2 | 2.7 | 17791 | 13399
HVAC ¦ Central Heating (Internally Sourced) ¦ Boiler ¦ Atmospheric Gas Burner Boiler - Small and/or Wall Hung for Domestic Installation | 1 | Medium | A | 9 | 2033 | 6 | 3 | 3.5 | 32623 | 21935
HVAC ¦ Central Heating (Internally Sourced) ¦ Burner ¦ Forced draft gas burner | 1 | Medium | B | 1 | 2025 | 5 | 3 | 3.2 | 31441 | 11260
Fabric ¦ Superstructure ¦ Internal Doors ¦ Roller Shutters ¦ Electric Roller Shutter | 1 | Medium | B | 1 | 2025 | 5 | 3 | 3.2 | 31442 | 11261
Fabric ¦ Superstructure ¦ Windows and External Doors ¦ Roller Shutters ¦ Electric Roller Shutter | 1 | High | B | 3 | 2027 | 5 | 2 | 2.7 | 17792 | 13400
Fabric ¦ Superstructure ¦ Windows and External Doors ¦ External Doors ¦ Entrance Doors | 1 | High | B | 21 | 2045 | 5 | 2 | 2.7 | 17793 | 32760
Fabric ¦ Superstructure ¦ Windows and External Doors ¦ External Doors ¦ Manual and Automatic Doors ¦ Emergency and Panic Escape Doors | 1 | Urgent | B | 21 | 2045 | 5 | 1 | 2.2 | 9393 | 32459
Fire ¦ Fire Fighting ¦ Fire Extinguishers ¦ Powder | 2 | Urgent | B | 6 | 2030 | 5 | 1 | 2.2 | 9394 | 17188
HVAC ¦ Heat Emitters - Central ¦ Radiators ¦ Steel | 1 | Medium | B | 10 | 2034 | 5 | 3 | 3.2 | 31443 | 23145
Electrical ¦ LV Distribution ¦ Distribution Board ¦ Sub | 1 | High | B | 19 | 2043 | 5 | 2 | 2.7 | 17794 | 31267
Fabric ¦ Superstructure ¦ Windows and External Doors ¦ External Doors ¦ Entrance Doors | 1 | High | B | 15 | 2039 | 5 | 2 | 2.7 | 17795 | 28313
Electrical ¦ Specialist Lighting ¦ Internal ¦ Illuminated Fire Exit Signage | 4 | Urgent | B | 16 | 2040 | 5 | 1 | 2.2 | 9395 | 29038
Fire ¦ Fire Fighting ¦ Fire Extinguishers ¦ Foam | 2 | Urgent | B | 6 | 2030 | 5 | 1 | 2.2 | 9396 | 17189
Electrical ¦ LV Distribution ¦ Distribution Board ¦ Sub | 1 | High | B | 18 | 2042 | 5 | 2 | 2.7 | 17796 | 30886
Fabric ¦ Superstructure ¦ Windows and External Doors ¦ Roller Shutters ¦ Manual Roller Shutter | 1 | High | B | 1 | 2025 | 5 | 2 | 2.7 | 17797 | 5116
Electrical ¦ Specialist Lighting ¦ Internal ¦ Illuminated Fire Exit Signage | 3 | Urgent | B | 16 | 2040 | 5 | 1 | 2.2 | 9397 | 29039
Electrical ¦ Lighting ¦ Internal ¦ Emergency ¦ Self Contained ¦ Non LED | 1 | Urgent | CX | 3 | 2027 | 2 | 1 | 1.3 | 361 | 13252
HVAC ¦ Heat Emitters - Central ¦ Radiators ¦ Steel | 3 | Medium | B | 5 | 2029 | 5 | 3 | 3.2 | 31444 | 15508
Fire ¦ Fire Fighting ¦ Fire Extinguishers ¦ CO2 | 2 | Urgent | B | 6 | 2030 | 5 | 1 | 2.2 | 9398 | 17190
Electrical ¦ LV Distribution ¦ Distribution Board ¦ Main | 1 | High | B | 10 | 2034 | 5 | 2 | 2.7 | 17798 | 22501
Controls ¦ Multi-System Controls ¦ Control Panel - Electrical Services (excluding Electrical Controllers and Pneumatic Relays) | 1 | Medium | B | 5 | 2029 | 5 | 3 | 3.2 | 31445 | 15509
HVAC ¦ Fan ¦ Local and Special Ventilation ¦ Extract | 1 | Medium | B | 1 | 2025 | 5 | 3 | 3.2 | 31446 | 11262
Electrical ¦ Specialist Lighting ¦ Internal ¦ Illuminated Fire Exit Signage | 3 | Urgent | B | 16 | 2040 | 5 | 1 | 2.2 | 9399 | 29040
Security ¦ Access ¦ Access Control ¦ Door ¦ Local Lock / Keypad / Manual | 1 | Medium | B | 10 | 2034 | 5 | 3 | 3.2 | 31447 | 23146
HVAC ¦ Heat Emitters - Central ¦ Radiators ¦ Steel | 5 | Medium | B | 10 | 2034 | 5 | 3 | 3.2 | 31448 | 23147
Electrical ¦ LV Distribution ¦ Distribution Board ¦ Sub | 1 | High | B | 3 | 2027 | 5 | 2 | 2.7 | 17799 | 13401
Fabric ¦ Superstructure ¦ Windows and External Doors ¦ External Doors ¦ Manual and Automatic Doors ¦ Emergency and Panic Escape Doors | 1 | Urgent | B | 20 | 2044 | 5 | 1 | 2.2 | 9400 | 31561
Security ¦ Access ¦ Access Control ¦ Door ¦ Local Lock / Keypad / Manual | 2 | Medium | B | 5 | 2029 | 5 | 3 | 3.2 | 31449 | 15510
Fire ¦ Fire Fighting ¦ Fire Extinguishers ¦ Foam | 2 | Urgent | B | 6 | 2030 | 5 | 1 | 2.2 | 9401 | 17191
Electrical ¦ Specialist Lighting ¦ Internal ¦ Illuminated Fire Exit Signage | 3 | Urgent | A | 19 | 2043 | 6 | 1 | 2.5 | 10997 | 31132
Electrical ¦ Lighting ¦ Internal ¦ General ¦ LED Fittings & Luminaires | 31 | Medium | B | 12 | 2036 | 5 | 3 | 3.2 | 31450 | 26762
Fire ¦ Fire Fighting ¦ Fire Extinguishers ¦ CO2 | 2 | Urgent | A | 10 | 2034 | 6 | 1 | 2.5 | 10998 | 22235
Electrical ¦ LV Distribution ¦ Distribution Board ¦ Main | 1 | High | B | 10 | 2034 | 5 | 2 | 2.7 | 17800 | 22502
Electrical ¦ Specialist Lighting ¦ Internal ¦ Illuminated Fire Exit Signage | 4 | Urgent | B | 16 | 2040 | 5 | 1 | 2.2 | 9402 | 29041
Electrical ¦ Lighting ¦ Internal ¦ Emergency ¦ Self Contained ¦ LED | 17 | Urgent | B | 22 | 2046 | 5 | 1 | 2.2 | 9403 | 32998
HVAC ¦ Fan ¦ Central Heating & Cooling ¦ Bifurcated | 1 | Medium | B | 1 | 2025 | 5 | 3 | 3.2 | 31451 | 11263
Fire ¦ Fire Fighting ¦ Fire Extinguishers ¦ Foam | 6 | Urgent | B | 7 | 2031 | 5 | 1 | 2.2 | 9404 | 19507
HVAC ¦ Heat Emitters - Local ¦ Gas Radiant Tube Heaters | 1 | Medium | B | 1 | 2025 | 5 | 3 | 3.2 | 31452 | 11264
Water ¦ Local Hot Water ¦ Package Electric Water Heaters - Non-Drinking Water | 1 | Medium | B | 9 | 2033 | 5 | 3 | 3.2 | 31453 | 21895
Electrical ¦ Specialist Lighting ¦ External ¦ Illuminated External Signs | 12 | Medium | B | 9 | 2033 | 5 | 3 | 3.2 | 31454 | 21896
Electrical ¦ LV Distribution ¦ Distribution Board ¦ Main | 1 | High | B | 10 | 2034 | 5 | 2 | 2.7 | 17801 | 22503
Water ¦ Local Hot Water ¦ Instantaneous Electric Water Heater - Non-Drinking Water | 1 | Medium | B | 1 | 2025 | 5 | 3 | 3.2 | 31455 | 11265
Transport ¦ Lifts ¦ Disabled Lift ¦ Electric | 1 | High | B | 1 | 2025 | 5 | 2 | 2.7 | 17802 | 5117
Electrical ¦ Lighting ¦ Internal ¦ General ¦ LED Fittings & Luminaires | 11 | Medium | B | 17 | 2041 | 5 | 3 | 3.2 | 31456 | 30579
Electrical ¦ Lighting ¦ Internal ¦ General | 97 | Medium | B | 10 | 2034 | 5 | 3 | 3.2 | 31457 | 23148
Electrical ¦ LV Distribution ¦ Distribution Board ¦ Main | 1 | High | B | 9 | 2033 | 5 | 2 | 2.7 | 17803 | 21648
HVAC ¦ Fan ¦ Central Ventilation Systems ¦ Ventilating - General | 1 | Low | B | 1 | 2025 | 5 | 4 | 3.7 | 33570 | 12378
Fire ¦ Fire Detection ¦ Fire Alarm System | 1 | Urgent | B | 12 | 2036 | 5 | 1 | 2.2 | 9405 | 26117
Electrical ¦ Specialist Lighting ¦ Internal ¦ Illuminated Fire Exit Signage | 8 | Urgent | B | 16 | 2040 | 5 | 1 | 2.2 | 9406 | 29042
Fire ¦ Fire Fighting ¦ Fire Extinguishers ¦ Foam | 4 | Urgent | B | 6 | 2030 | 5 | 1 | 2.2 | 9407 | 17192
Electrical ¦ Lighting ¦ Internal ¦ Emergency ¦ Self Contained ¦ LED | 4 | Urgent | A | 25 | 2049 | 6 | 1 | 2.5 | 10999 | 33363
HVAC ¦ Heat Emitters - Local ¦ Gas Fired Unit Heaters | 1 | Medium | DX | 1 | 2025 | 1 | 3 | 2 | 993 | 688
Water ¦ Central Hot Water Distribution ¦ Hot water cylinders Domestic Type | 1 | Low | B | 13 | 2037 | 5 | 4 | 3.7 | 33571 | 27313
HVAC ¦ Fan ¦ Local and Special Ventilation ¦ Fans Window or Wall Mounted | 1 | Medium | B | 9 | 2033 | 5 | 3 | 3.2 | 31458 | 21897
Fabric ¦ Superstructure ¦ Windows and External Doors ¦ External Doors ¦ Manual and Automatic Doors ¦ Auto / Powered Sliding Doors | 1 | High | B | 26 | 2050 | 5 | 2 | 2.7 | 17804 | 33531
Fire ¦ Fire Fighting ¦ Fire Blanket | 1 | Urgent | B | 4 | 2028 | 5 | 1 | 2.2 | 9408 | 13878
Fire ¦ Fire Fighting ¦ Fire Extinguishers ¦ Foam | 2 | Urgent | B | 6 | 2030 | 5 | 1 | 2.2 | 9409 | 17193
HVAC ¦ Heat Emitters - Local ¦ Gas Fired Natural and Fan Assisted Heaters | 1 | Medium | A | 13 | 2037 | 6 | 3 | 3.5 | 32624 | 27306
HVAC ¦ Central Air Conditioning ¦ Air Conditioning ¦ Multi-Split Evaporator - Split Systems/Heat Pumps - Air-cooled with Direct Expansion Evaporator (DX) | 1 | Medium | B | 7 | 2031 | 5 | 3 | 3.2 | 31459 | 20178
HVAC ¦ Heat Emitters - Local ¦ Gas Fired Natural and Fan Assisted Heaters | 1 | Medium | B | 8 | 2032 | 5 | 3 | 3.2 | 31460 | 21149
Electrical ¦ LV Distribution ¦ Distribution Board ¦ Sub | 1 | High | B | 10 | 2034 | 5 | 2 | 2.7 | 17805 | 22504
Electrical ¦ Lighting ¦ Internal ¦ General | 3 | Medium | B | 17 | 2041 | 5 | 3 | 3.2 | 31461 | 30580
HVAC ¦ Central Heating (Internally Sourced) ¦ Boiler ¦ Atmospheric Gas Burner/Condensing Combination Boiler (domestic type) | 1 | High | B | 2 | 2026 | 5 | 2 | 2.7 | 17806 | 12963
Fabric ¦ Superstructure ¦ Windows and External Doors ¦ External Doors ¦ Manual and Automatic Doors ¦ Emergency and Panic Escape Doors | 1 | Urgent | B | 24 | 2048 | 5 | 1 | 2.2 | 9410 | 33250
Fire ¦ Fire Fighting ¦ Fire Extinguishers ¦ Foam | 2 | Urgent | B | 6 | 2030 | 5 | 1 | 2.2 | 9411 | 17194
Electrical ¦ Lighting ¦ Internal ¦ Emergency ¦ Self Contained ¦ LED | 6 | Urgent | A | 25 | 2049 | 6 | 1 | 2.5 | 11000 | 33364
Electrical ¦ LV Distribution ¦ Distribution Board ¦ Sub | 1 | High | D | 1 | 2025 | 3 | 2 | 2.1 | 1351 | 905
HVAC ¦ Fan ¦ Central Ventilation Systems ¦ Ventilating - General | 1 | Low | B | 7 | 2031 | 5 | 4 | 3.7 | 33572 | 20227
Fire ¦ Fire Detection ¦ Fire Alarm System | 1 | Urgent | A | 14 | 2038 | 6 | 1 | 2.5 | 11001 | 27428
Electrical ¦ Lighting ¦ Internal ¦ General | 2 | Medium | B | 3 | 2027 | 5 | 3 | 3.2 | 31462 | 13690
HVAC ¦ Fan ¦ Local and Special Ventilation ¦ Ventilating - General | 1 | Medium | B | 4 | 2028 | 5 | 3 | 3.2 | 31463 | 14248
Fabric ¦ Superstructure ¦ Windows and External Doors ¦ Roller Shutters ¦ Manual Roller Shutter | 1 | High | B | 1 | 2025 | 5 | 2 | 2.7 | 17807 | 5118
Fabric ¦ Superstructure ¦ Windows and External Doors ¦ Roller Shutters ¦ Manual Roller Shutter | 1 | High | B | 1 | 2025 | 5 | 2 | 2.7 | 17808 | 5119
Security ¦ Access ¦ Access Control ¦ Door ¦ Local Lock / Keypad / Manual | 1 | Medium | B | 1 | 2025 | 5 | 3 | 3.2 | 31464 | 11266
Electrical ¦ LV Distribution ¦ Distribution Board ¦ Main | 1 | High | B | 10 | 2034 | 5 | 2 | 2.7 | 17809 | 22505
Fabric ¦ Superstructure ¦ Windows and External Doors ¦ External Doors ¦ Manual and Automatic Doors ¦ Emergency and Panic Escape Doors | 1 | Urgent | B | 20 | 2044 | 5 | 1 | 2.2 | 9412 | 31562
Fire ¦ Fire Fighting ¦ Fire Extinguishers ¦ CO2 | 2 | Urgent | B | 6 | 2030 | 5 | 1 | 2.2 | 9413 | 17195
HVAC ¦ Heat Emitters - Central ¦ Radiators ¦ Steel | 1 | Medium | B | 6 | 2030 | 5 | 3 | 3.2 | 31465 | 19030
Fabric ¦ Superstructure ¦ Internal Doors ¦ Roller Shutters ¦ Electric Roller Shutter | 1 | Medium | B | 11 | 2035 | 5 | 3 | 3.2 | 31466 | 25645
Fabric ¦ Superstructure ¦ Windows and External Doors ¦ Roller Shutters ¦ Manual Roller Shutter | 1 | High | B | 1 | 2025 | 5 | 2 | 2.7 | 17810 | 5120
Electrical ¦ Lighting ¦ Internal ¦ Emergency ¦ Self Contained ¦ LED | 14 | Urgent | B | 22 | 2046 | 5 | 1 | 2.2 | 9414 | 32999
Electrical ¦ Lighting ¦ Internal ¦ Emergency ¦ Externally Powered ¦ Non LED | 7 | Urgent | B | 1 | 2025 | 5 | 1 | 2.2 | 9415 | 1931
HVAC ¦ Local Air Conditioning ¦ Single-Split Evaporator - Split Systems/Heat Pumps - Air-cooled with Direct Expansion Evaporator (DX) | 1 | Medium | CX | 1 | 2025 | 2 | 3 | 2.3 | 10359 | 2269
Fabric ¦ Superstructure ¦ Windows and External Doors ¦ External Doors ¦ Manual and Automatic Doors ¦ Auto / Powered Sliding Doors | 1 | High | C | 28 | 2052 | 4 | 2 | 2.4 | 10768 | 33615
HVAC ¦ Fan ¦ Central Ventilation Systems ¦ Ventilating - General | 1 | Low | B | 1 | 2025 | 5 | 4 | 3.7 | 33573 | 12379
HVAC ¦ Fan ¦ Central Heating & Cooling ¦ Bifurcated | 1 | Medium | B | 1 | 2025 | 5 | 3 | 3.2 | 31467 | 11267
HVAC ¦ Heat Emitters - Central ¦ Radiators ¦ Steel | 1 | Medium | B | 9 | 2033 | 5 | 3 | 3.2 | 31468 | 21898
Electrical ¦ LV Distribution ¦ Distribution Board ¦ Main | 1 | High | B | 3 | 2027 | 5 | 2 | 2.7 | 17811 | 13402
Fabric ¦ Superstructure ¦ Windows and External Doors ¦ External Doors ¦ Entrance Doors | 1 | High | B | 11 | 2035 | 5 | 2 | 2.7 | 17812 | 24806
Fire ¦ Fire Fighting ¦ Fire Extinguishers ¦ Foam | 3 | Urgent | B | 6 | 2030 | 5 | 1 | 2.2 | 9416 | 17196
Electrical ¦ LV Distribution ¦ Distribution Board ¦ Sub | 1 | High | B | 1 | 2025 | 5 | 2 | 2.7 | 17813 | 5121
Water ¦ Local Hot Water ¦ Instantaneous Electric Water Heater - Non-Drinking Water | 1 | Medium | B | 1 | 2025 | 5 | 3 | 3.2 | 31469 | 11268
Electrical ¦ LV Distribution ¦ Distribution Board ¦ Sub | 1 | High | B | 1 | 2025 | 5 | 2 | 2.7 | 17814 | 5122
Electrical ¦ LV Distribution ¦ Distribution Board ¦ Sub | 1 | High | B | 12 | 2036 | 5 | 2 | 2.7 | 17815 | 26268
Fabric ¦ Superstructure ¦ Windows and External Doors ¦ External Doors ¦ Manual and Automatic Doors ¦ Emergency and Panic Escape Doors | 1 | Urgent | B | 21 | 2045 | 5 | 1 | 2.2 | 9417 | 32460
HVAC ¦ Fan ¦ Local and Special Ventilation ¦ Centrifugal | 1 | Medium | B | 6 | 2030 | 5 | 3 | 3.2 | 31470 | 19031
Fabric ¦ Superstructure ¦ Windows and External Doors ¦ External Doors ¦ Manual and Automatic Doors ¦ Emergency and Panic Escape Doors | 1 | Urgent | B | 6 | 2030 | 5 | 1 | 2.2 | 9418 | 17197
Electrical ¦ LV Distribution ¦ Distribution Board ¦ Main | 1 | High | B | 1 | 2025 | 5 | 2 | 2.7 | 17816 | 5123
Fabric ¦ Superstructure ¦ Windows and External Doors ¦ Roller Shutters ¦ Electric Roller Shutter | 1 | High | B | 10 | 2034 | 5 | 2 | 2.7 | 17817 | 22506
HVAC ¦ Fan ¦ Local and Special Ventilation ¦ Centrifugal | 1 | Medium | B | 1 | 2025 | 5 | 3 | 3.2 | 31471 | 11269
Electrical ¦ Lighting ¦ Internal ¦ General ¦ LED Fittings & Luminaires | 72 | Medium | B | 18 | 2042 | 5 | 3 | 3.2 | 31472 | 30997
Electrical ¦ LV Distribution ¦ Distribution Board ¦ Main | 1 | High | D | 1 | 2025 | 3 | 2 | 2.1 | 1352 | 906
Electrical ¦ Lighting ¦ Internal ¦ General | 8 | Medium | CX | 1 | 2025 | 2 | 3 | 2.3 | 10360 | 2270
Electrical ¦ Lighting ¦ Internal ¦ Emergency ¦ Self Contained ¦ LED | 8 | Urgent | B | 21 | 2045 | 5 | 1 | 2.2 | 9419 | 32461
HVAC ¦ Heat Emitters - Central ¦ Radiators ¦ Steel | 3 | Medium | B | 6 | 2030 | 5 | 3 | 3.2 | 31473 | 19032
Fabric ¦ Superstructure ¦ Windows and External Doors ¦ External Doors ¦ Entrance Doors | 1 | High | B | 11 | 2035 | 5 | 2 | 2.7 | 17818 | 24807
HVAC ¦ Heat Emitters - Local ¦ Electric Heaters | 1 | Medium | CX | 1 | 2025 | 2 | 3 | 2.3 | 10361 | 2271
Fire ¦ Fire Fighting ¦ Fire Extinguishers ¦ CO2 | 2 | Urgent | B | 9 | 2033 | 5 | 1 | 2.2 | 9420 | 21491
Fire ¦ Fire Fighting ¦ Fire Extinguishers ¦ Foam | 1 | Urgent | B | 1 | 2025 | 5 | 1 | 2.2 | 9421 | 1932
Fabric ¦ Superstructure ¦ Windows and External Doors ¦ Roller Shutters ¦ Electric Roller Shutter | 1 | High | B | 15 | 2039 | 5 | 2 | 2.7 | 17819 | 28314
Fabric ¦ Superstructure ¦ Windows and External Doors ¦ External Doors ¦ Manual and Automatic Doors ¦ Emergency and Panic Escape Doors | 1 | Urgent | B | 6 | 2030 | 5 | 1 | 2.2 | 9422 | 17198
HVAC ¦ Heat Emitters - Local ¦ Electric Heaters | 1 | Medium | B | 1 | 2025 | 5 | 3 | 3.2 | 31474 | 11270
Fabric ¦ Superstructure ¦ Windows and External Doors ¦ External Doors ¦ Manual and Automatic Doors ¦ Emergency and Panic Escape Doors | 1 | Urgent | B | 11 | 2035 | 5 | 1 | 2.2 | 9423 | 23988
Electrical ¦ LV Distribution ¦ Distribution Board ¦ Sub | 1 | High | A | 19 | 2043 | 6 | 2 | 3 | 19633 | 31338
Electrical ¦ Lighting ¦ Internal ¦ Emergency ¦ Self Contained ¦ LED | 3 | Urgent | B | 21 | 2045 | 5 | 1 | 2.2 | 9424 | 32462
Electrical ¦ Lighting ¦ Internal ¦ General | 31 | Medium | B | 1 | 2025 | 5 | 3 | 3.2 | 31475 | 11271
Electrical ¦ Lighting ¦ Internal ¦ General | 10 | Medium | B | 2 | 2026 | 5 | 3 | 3.2 | 31476 | 13210
Fire ¦ Fire Fighting ¦ Fire Extinguishers ¦ Foam | 5 | Urgent | B | 6 | 2030 | 5 | 1 | 2.2 | 9425 | 17199
Fire ¦ Fire Fighting ¦ Fire Extinguishers ¦ Foam | 5 | Urgent | B | 6 | 2030 | 5 | 1 | 2.2 | 9426 | 17200
Fabric ¦ Superstructure ¦ Windows and External Doors ¦ External Doors ¦ Manual and Automatic Doors ¦ Emergency and Panic Escape Doors | 1 | Urgent | B | 11 | 2035 | 5 | 1 | 2.2 | 9427 | 23989
Electrical ¦ Lighting ¦ External ¦ General - Non-LED | 2 | Medium | B | 1 | 2025 | 5 | 3 | 3.2 | 31477 | 11272
Electrical ¦ LV Distribution ¦ Distribution Board ¦ Main | 1 | High | B | 1 | 2025 | 5 | 2 | 2.7 | 17820 | 5124
Electrical ¦ Lighting ¦ Internal ¦ General | 4 | Medium | C | 1 | 2025 | 4 | 3 | 2.9 | 19025 | 5827
HVAC ¦ Fan ¦ Central Ventilation Systems ¦ Extract | 1 | Medium | B | 1 | 2025 | 5 | 3 | 3.2 | 31478 | 11273
HVAC ¦ Fan ¦ Local and Special Ventilation ¦ Extract | 1 | Medium | B | 1 | 2025 | 5 | 3 | 3.2 | 31479 | 11274
Electrical ¦ Specialist Lighting ¦ Internal ¦ Illuminated Fire Exit Signage | 3 | Urgent | B | 17 | 2041 | 5 | 1 | 2.2 | 9428 | 30245
Electrical ¦ Specialist Lighting ¦ Internal ¦ Illuminated Fire Exit Signage | 2 | Urgent | A | 18 | 2042 | 6 | 1 | 2.5 | 11002 | 30749
Electrical ¦ LV Distribution ¦ Distribution Board ¦ Sub | 1 | High | B | 1 | 2025 | 5 | 2 | 2.7 | 17821 | 5125
Electrical ¦ Lighting ¦ Internal ¦ Emergency ¦ Self Contained ¦ LED | 2 | Urgent | B | 18 | 2042 | 5 | 1 | 2.2 | 9429 | 30724
Electrical ¦ Lighting ¦ External ¦ General - LED | 4 | Medium | B | 10 | 2034 | 5 | 3 | 3.2 | 31480 | 23149
HVAC ¦ Local Air Conditioning ¦ Single-Split Condenser - Split Systems/Heat Pumps - Air-cooled with Direct Expansion Evaporator (DX) | 1 | Medium | B | 8 | 2032 | 5 | 3 | 3.2 | 31481 | 21150
HVAC ¦ Local Air Conditioning ¦ Single-Split Evaporator - Split Systems/Heat Pumps - Air-cooled with Direct Expansion Evaporator (DX) | 1 | Medium | B | 8 | 2032 | 5 | 3 | 3.2 | 31482 | 21151
Electrical ¦ LV Distribution ¦ Distribution Board ¦ Sub | 1 | High | B | 1 | 2025 | 5 | 2 | 2.7 | 17822 | 5126
HVAC ¦ Fan ¦ Central Ventilation Systems ¦ Ventilating - General | 1 | Low | B | 1 | 2025 | 5 | 4 | 3.7 | 33574 | 12380
Electrical ¦ Specialist Lighting ¦ Internal ¦ Illuminated Fire Exit Signage | 4 | Urgent | B | 16 | 2040 | 5 | 1 | 2.2 | 9430 | 29043
HVAC ¦ Heat Emitters - Local ¦ Electric Heaters | 4 | Medium | B | 1 | 2025 | 5 | 3 | 3.2 | 31483 | 11275
Fire ¦ Fire Fighting ¦ Fire Extinguishers ¦ CO2 | 3 | Urgent | B | 1 | 2025 | 5 | 1 | 2.2 | 9431 | 1933
HVAC ¦ Fan ¦ Local and Special Ventilation ¦ Kitchen Vent ¦ Extract | 1 | Low | B | 5 | 2029 | 5 | 4 | 3.7 | 33575 | 15682
Fabric ¦ Superstructure ¦ Windows and External Doors ¦ External Doors ¦ Entrance Doors | 1 | High | B | 1 | 2025 | 5 | 2 | 2.7 | 17823 | 5127
Fabric ¦ Superstructure ¦ Windows and External Doors ¦ External Doors ¦ Entrance Doors | 1 | High | B | 1 | 2025 | 5 | 2 | 2.7 | 17824 | 5128
Electrical ¦ Lighting ¦ Internal ¦ General | 14 | Medium | B | 6 | 2030 | 5 | 3 | 3.2 | 31484 | 19033
Electrical ¦ Lighting ¦ Internal ¦ General | 66 | Medium | B | 10 | 2034 | 5 | 3 | 3.2 | 31485 | 23150
Fire ¦ Fire Fighting ¦ Fire Extinguishers ¦ Powder | 2 | Urgent | B | 1 | 2025 | 5 | 1 | 2.2 | 9432 | 1934
HVAC ¦ Heat Emitters - Local ¦ Gas Fired Unit Heaters | 1 | Medium | B | 1 | 2025 | 5 | 3 | 3.2 | 31486 | 11276
Fire ¦ Fire Detection ¦ Fire Alarm Panel / Repeater | 1 | Urgent | B | 10 | 2034 | 5 | 1 | 2.2 | 9433 | 22171
Electrical ¦ Lighting ¦ Internal ¦ General ¦ LED Fittings & Luminaires | 22 | Medium | B | 18 | 2042 | 5 | 3 | 3.2 | 31487 | 30998
Electrical ¦ Lighting ¦ External ¦ General - LED | 1 | Medium | B | 11 | 2035 | 5 | 3 | 3.2 | 31488 | 25646
HVAC ¦ Heat Emitters - Local ¦ Electric Heaters | 1 | Medium | B | 1 | 2025 | 5 | 3 | 3.2 | 31489 | 11277
HVAC ¦ Central Air Conditioning ¦ Air Conditioning ¦ Multi-Split Condenser - Split Systems/Heat Pumps - Air-cooled with Direct Expansion Evaporator (DX) | 1 | Medium | B | 1 | 2025 | 5 | 3 | 3.2 | 31490 | 11278
HVAC ¦ Heat Emitters - Local ¦ Gas Fired Natural and Fan Assisted Heaters | 1 | Medium | B | 1 | 2025 | 5 | 3 | 3.2 | 31491 | 11279
Fabric ¦ Superstructure ¦ Windows and External Doors ¦ External Doors ¦ Entrance Doors | 1 | High | B | 11 | 2035 | 5 | 2 | 2.7 | 17825 | 24808
HVAC ¦ Heat Emitters - Local ¦ Electric Heaters | 3 | Medium | B | 1 | 2025 | 5 | 3 | 3.2 | 31492 | 11280
Electrical ¦ Lighting ¦ External ¦ General - Non-LED | 1 | Medium | B | 1 | 2025 | 5 | 3 | 3.2 | 31493 | 11281
Electrical ¦ Lighting ¦ Internal ¦ Emergency ¦ Self Contained ¦ LED | 16 | Urgent | B | 20 | 2044 | 5 | 1 | 2.2 | 9434 | 31563
HVAC ¦ Central Heating (Internally Sourced) ¦ Boiler ¦ Electric Boilers | 1 | Medium | B | 1 | 2025 | 5 | 3 | 3.2 | 31494 | 11282
Fabric ¦ Superstructure ¦ Windows and External Doors ¦ External Doors ¦ Entrance Doors | 1 | High | B | 11 | 2035 | 5 | 2 | 2.7 | 17826 | 24809
Electrical ¦ Lighting ¦ Internal ¦ General ¦ LED Fittings & Luminaires | 30 | Medium | B | 16 | 2040 | 5 | 3 | 3.2 | 31495 | 29870
HVAC ¦ Central Heating (Internally Sourced) ¦ Burner ¦ Forced draft gas burner | 1 | Medium | B | 1 | 2025 | 5 | 3 | 3.2 | 31496 | 11283
HVAC ¦ Heat Emitters - Local ¦ Gas Fired Unit Heaters | 1 | Medium | B | 8 | 2032 | 5 | 3 | 3.2 | 31497 | 21152
Water ¦ Local Hot Water ¦ Instantaneous Electric Water Heater - Non-Drinking Water | 1 | Medium | B | 1 | 2025 | 5 | 3 | 3.2 | 31498 | 11284
Fire ¦ Fire Detection ¦ Fire Alarm System | 1 | Urgent | A | 14 | 2038 | 6 | 1 | 2.5 | 11003 | 27429
Electrical ¦ Lighting ¦ Internal ¦ Emergency ¦ Self Contained ¦ LED | 4 | Urgent | B | 22 | 2046 | 5 | 1 | 2.2 | 9435 | 33000
Water ¦ Local Hot Water ¦ Instantaneous Electric Water Heater - Non-Drinking Water | 1 | Medium | B | 7 | 2031 | 5 | 3 | 3.2 | 31499 | 20179
Electrical ¦ LV Distribution ¦ Distribution Board ¦ Sub | 1 | High | B | 16 | 2040 | 5 | 2 | 2.7 | 17827 | 29264
Electrical ¦ LV Distribution ¦ Distribution Board ¦ Sub | 1 | High | B | 3 | 2027 | 5 | 2 | 2.7 | 17828 | 13403
HVAC ¦ Central Heating (Internally Sourced) ¦ Boiler ¦ Electric Boilers | 1 | Medium | B | 1 | 2025 | 5 | 3 | 3.2 | 31500 | 11285
HVAC ¦ Central Air Conditioning ¦ Air Conditioning ¦ Multi-Split Condenser - Split Systems/Heat Pumps - Air-cooled with Direct Expansion Evaporator (DX) | 1 | Medium | B | 2 | 2026 | 5 | 3 | 3.2 | 31501 | 13211
Electrical ¦ LV Distribution ¦ Distribution Board ¦ Sub | 1 | High | B | 6 | 2030 | 5 | 2 | 2.7 | 17829 | 17888
Fabric ¦ Superstructure ¦ Windows and External Doors ¦ Roller Shutters ¦ Manual Roller Shutter | 1 | High | B | 16 | 2040 | 5 | 2 | 2.7 | 17830 | 29265
HVAC ¦ Fan ¦ Local and Special Ventilation ¦ Fans Window or Wall Mounted | 1 | Medium | B | 11 | 2035 | 5 | 3 | 3.2 | 31502 | 25647
HVAC ¦ Fan ¦ Local and Special Ventilation ¦ Extract | 1 | Medium | B | 7 | 2031 | 5 | 3 | 3.2 | 31503 | 20180
HVAC ¦ Ventilation ¦ Air Handling Unit (AHU) ¦ Internal ¦ Central Air Conditioning ¦ Electric & DX | 1 | High | A | 19 | 2043 | 6 | 2 | 3 | 19634 | 31339
HVAC ¦ Heat Emitters - Central ¦ Unit Heaters | 1 | Medium | B | 1 | 2025 | 5 | 3 | 3.2 | 31504 | 11286
Fabric ¦ Superstructure ¦ Windows and External Doors ¦ External Doors ¦ Manual and Automatic Doors ¦ Emergency and Panic Escape Doors | 1 | Urgent | B | 25 | 2049 | 5 | 1 | 2.2 | 9436 | 33345
Electrical ¦ Specialist Lighting ¦ Internal ¦ Illuminated Fire Exit Signage | 9 | Urgent | A | 18 | 2042 | 6 | 1 | 2.5 | 11004 | 30750
Electrical ¦ Lighting ¦ External ¦ General - LED | 1 | Medium | B | 7 | 2031 | 5 | 3 | 3.2 | 31505 | 20181
Electrical ¦ LV Distribution ¦ Distribution Board ¦ Sub | 1 | High | B | 3 | 2027 | 5 | 2 | 2.7 | 17831 | 13404
Fabric ¦ Superstructure ¦ Internal Doors ¦ Roller Shutters ¦ Electric Roller Shutter | 1 | Medium | B | 1 | 2025 | 5 | 3 | 3.2 | 31506 | 11287
Electrical ¦ Lighting ¦ Internal ¦ General ¦ LED Fittings & Luminaires | 3 | Medium | B | 16 | 2040 | 5 | 3 | 3.2 | 31507 | 29871
Fabric ¦ Superstructure ¦ Windows and External Doors ¦ Roller Shutters ¦ Electric Roller Shutter | 1 | High | B | 1 | 2025 | 5 | 2 | 2.7 | 17832 | 5129
HVAC ¦ Fan ¦ Local and Special Ventilation ¦ Axial | 1 | Medium | B | 1 | 2025 | 5 | 3 | 3.2 | 31508 | 11288
Fire ¦ Fire Detection ¦ Fire Alarm Panel / Repeater | 1 | Urgent | B | 6 | 2030 | 5 | 1 | 2.2 | 9437 | 17201
Electrical ¦ LV Distribution ¦ Distribution Board ¦ Sub | 1 | High | B | 1 | 2025 | 5 | 2 | 2.7 | 17833 | 5130
HVAC ¦ Central Heating (Internally Sourced) ¦ Boiler ¦ Atmospheric Gas Burner/Condensing Combination Boiler | 1 | Medium | B | 6 | 2030 | 5 | 3 | 3.2 | 31509 | 19034
Fire ¦ Fire Fighting ¦ Fire Extinguishers ¦ CO2 | 1 | Urgent | B | 2 | 2026 | 5 | 1 | 2.2 | 9438 | 12801
Electrical ¦ Lighting ¦ Internal ¦ Emergency ¦ Self Contained ¦ LED | 13 | Urgent | B | 17 | 2041 | 5 | 1 | 2.2 | 9439 | 30246
HVAC ¦ Heat Emitters - Central ¦ Radiators ¦ Steel | 3 | Medium | B | 10 | 2034 | 5 | 3 | 3.2 | 31510 | 23151
Electrical ¦ Lighting ¦ Internal ¦ Emergency ¦ Self Contained ¦ LED | 10 | Urgent | B | 22 | 2046 | 5 | 1 | 2.2 | 9440 | 33001
Electrical ¦ Lighting ¦ Internal ¦ General ¦ LED Fittings & Luminaires | 30 | Medium | B | 15 | 2039 | 5 | 3 | 3.2 | 31511 | 28541
Electrical ¦ Lighting ¦ Internal ¦ Emergency ¦ Self Contained ¦ LED | 5 | Urgent | B | 21 | 2045 | 5 | 1 | 2.2 | 9441 | 32463
Electrical ¦ Lighting ¦ Internal ¦ Emergency ¦ Self Contained ¦ LED | 8 | Urgent | A | 23 | 2047 | 6 | 1 | 2.5 | 11005 | 33180
HVAC ¦ Heat Emitters - Local ¦ Fan Convector - Electric | 1 | Medium | CX | 1 | 2025 | 2 | 3 | 2.3 | 10362 | 2272
Fabric ¦ Superstructure ¦ Windows and External Doors ¦ Roller Shutters ¦ Manual Roller Shutter | 1 | High | B | 15 | 2039 | 5 | 2 | 2.7 | 17834 | 28315
Security ¦ Access ¦ Access Control ¦ Gate Access - Local Lock / Keypad / Manual (External) | 1 | Medium | B | 1 | 2025 | 5 | 3 | 3.2 | 31512 | 11289
Fire ¦ Fire Fighting ¦ Fire Extinguishers ¦ Foam | 1 | Urgent | B | 2 | 2026 | 5 | 1 | 2.2 | 9442 | 12802
Electrical ¦ LV Distribution ¦ Distribution Board ¦ Main | 1 | High | B | 10 | 2034 | 5 | 2 | 2.7 | 17835 | 22507
Communication and Control ¦ Communication Systems ¦ Public Address (PA) System | 1 | Medium | B | 6 | 2030 | 5 | 3 | 3.2 | 31513 | 19035
HVAC ¦ Fan ¦ Local and Special Ventilation ¦ Extract | 1 | Medium | B | 1 | 2025 | 5 | 3 | 3.2 | 31514 | 11290
Fabric ¦ Superstructure ¦ Internal Doors ¦ Roller Shutters ¦ Electric Roller Shutter | 1 | Medium | B | 15 | 2039 | 5 | 3 | 3.2 | 31515 | 28542
HVAC ¦ Heat Emitters - Local ¦ Electric Overdoor Air Curtain/Heater | 1 | Medium | B | 1 | 2025 | 5 | 3 | 3.2 | 31516 | 11291
Electrical ¦ LV Distribution ¦ Distribution Board ¦ Sub | 1 | High | D | 1 | 2025 | 3 | 2 | 2.1 | 1353 | 907
Electrical ¦ LV Distribution ¦ Distribution Board ¦ Main | 1 | High | B | 1 | 2025 | 5 | 2 | 2.7 | 17836 | 5131
Fabric ¦ Superstructure ¦ Windows and External Doors ¦ Roller Shutters ¦ Manual Roller Shutter | 1 | High | B | 1 | 2025 | 5 | 2 | 2.7 | 17837 | 5132
HVAC ¦ Fan ¦ Central Heating & Cooling ¦ Bifurcated | 1 | Medium | B | 1 | 2025 | 5 | 3 | 3.2 | 31517 | 11292
HVAC ¦ Fan ¦ Central Heating & Cooling ¦ Bifurcated | 1 | Medium | B | 2 | 2026 | 5 | 3 | 3.2 | 31518 | 13212
Electrical ¦ Specialist Lighting ¦ Internal ¦ Illuminated Fire Exit Signage | 3 | Urgent | B | 1 | 2025 | 5 | 1 | 2.2 | 9443 | 1935
Electrical ¦ Specialist Lighting ¦ External ¦ Illuminated External Signs | 1 | Medium | B | 6 | 2030 | 5 | 3 | 3.2 | 31519 | 19036
Electrical ¦ Specialist Lighting ¦ Internal ¦ Illuminated Fire Exit Signage | 1 | Urgent | B | 12 | 2036 | 5 | 1 | 2.2 | 9444 | 26118
Fire ¦ Fire Fighting ¦ Fire Extinguishers ¦ Foam | 5 | Urgent | B | 6 | 2030 | 5 | 1 | 2.2 | 9445 | 17202
Electrical ¦ Lighting ¦ External ¦ General - LED | 2 | Medium | B | 7 | 2031 | 5 | 3 | 3.2 | 31520 | 20182
HVAC ¦ Fan ¦ Central Ventilation Systems ¦ Ventilating - General | 1 | Low | B | 1 | 2025 | 5 | 4 | 3.7 | 33576 | 12381
Fabric ¦ Superstructure ¦ Windows and External Doors ¦ Roller Shutters ¦ Manual Roller Shutter | 1 | High | B | 1 | 2025 | 5 | 2 | 2.7 | 17838 | 5133
HVAC ¦ Local Air Conditioning ¦ Single-Split Condenser - Split Systems/Heat Pumps - Air-cooled with Direct Expansion Evaporator (DX) | 1 | Medium | B | 1 | 2025 | 5 | 3 | 3.2 | 31521 | 11293
Fabric ¦ Superstructure ¦ Windows and External Doors ¦ External Doors ¦ Manual and Automatic Doors ¦ Auto / Powered Sliding Doors | 1 | High | B | 21 | 2045 | 5 | 2 | 2.7 | 17839 | 32761
HVAC ¦ Fan ¦ Local and Special Ventilation ¦ Fans Window or Wall Mounted | 1 | Medium | B | 9 | 2033 | 5 | 3 | 3.2 | 31522 | 21899
Fabric ¦ Superstructure ¦ Windows and External Doors ¦ Roller Shutters ¦ Manual Roller Shutter | 1 | High | B | 1 | 2025 | 5 | 2 | 2.7 | 17840 | 5134
Electrical ¦ LV Distribution ¦ Distribution Board ¦ Sub | 1 | High | B | 14 | 2038 | 5 | 2 | 2.7 | 17841 | 27502
HVAC ¦ Heat Emitters - Local ¦ Electric Overdoor Air Curtain/Heater | 1 | Medium | B | 1 | 2025 | 5 | 3 | 3.2 | 31523 | 11294
Electrical ¦ Lighting ¦ Internal ¦ Emergency ¦ Self Contained ¦ Non LED | 4 | Urgent | B | 5 | 2029 | 5 | 1 | 2.2 | 9446 | 14506
Electrical ¦ LV Distribution ¦ Distribution Board ¦ Sub | 1 | High | B | 15 | 2039 | 5 | 2 | 2.7 | 17842 | 28316
HVAC ¦ Heat Emitters - Central ¦ Unit Heaters | 1 | Medium | B | 6 | 2030 | 5 | 3 | 3.2 | 31524 | 19037
Security ¦ Access ¦ Access Control ¦ Gate Access - Local Lock / Keypad / Manual (External) | 1 | Medium | B | 1 | 2025 | 5 | 3 | 3.2 | 31525 | 11295
Electrical ¦ Specialist Lighting ¦ Internal ¦ Illuminated Fire Exit Signage | 3 | Urgent | B | 16 | 2040 | 5 | 1 | 2.2 | 9447 | 29044
Electrical ¦ Lighting ¦ Internal ¦ General ¦ LED Fittings & Luminaires | 18 | Medium | B | 12 | 2036 | 5 | 3 | 3.2 | 31526 | 26763
Electrical ¦ LV Distribution ¦ Distribution Board ¦ Main | 1 | High | B | 1 | 2025 | 5 | 2 | 2.7 | 17843 | 5135
Fabric ¦ Superstructure ¦ Windows and External Doors ¦ External Doors ¦ Manual and Automatic Doors ¦ Emergency and Panic Escape Doors | 1 | Urgent | B | 27 | 2051 | 5 | 1 | 2.2 | 9448 | 33556
Electrical ¦ Lighting ¦ Internal ¦ General ¦ LED Fittings & Luminaires | 10 | Medium | B | 12 | 2036 | 5 | 3 | 3.2 | 31527 | 26764
Electrical ¦ Lighting ¦ Internal ¦ Emergency ¦ Self Contained ¦ LED | 2 | Urgent | B | 20 | 2044 | 5 | 1 | 2.2 | 9449 | 31564
Fire ¦ Fire Fighting ¦ Fire Extinguishers ¦ CO2 | 5 | Urgent | B | 6 | 2030 | 5 | 1 | 2.2 | 9450 | 17203
HVAC ¦ Ventilation ¦ Air Handling Unit (AHU) ¦ Internal ¦ Central Ventilation Systems ¦ Ventilation Only | 1 | Medium | B | 1 | 2025 | 5 | 3 | 3.2 | 31528 | 11296
HVAC ¦ Fan ¦ Local and Special Ventilation ¦ Fans Window or Wall Mounted | 1 | Medium | CX | 9 | 2033 | 2 | 3 | 2.3 | 10363 | 21523
HVAC ¦ Central Air Conditioning ¦ Air Conditioning ¦ Multi-Split Condenser - DX Split Systems (With Gas, Electric or Hot Water Heaters) | 1 | Medium | CX | 1 | 2025 | 2 | 3 | 2.3 | 10364 | 2273
Electrical ¦ LV Distribution ¦ Distribution Board ¦ Sub | 1 | High | B | 2 | 2026 | 5 | 2 | 2.7 | 17844 | 12964
Electrical ¦ LV Distribution ¦ Distribution Board ¦ Sub | 1 | High | B | 1 | 2025 | 5 | 2 | 2.7 | 17845 | 5136
Fabric ¦ Superstructure ¦ Windows and External Doors ¦ Roller Shutters ¦ Electric Roller Shutter | 1 | High | B | 11 | 2035 | 5 | 2 | 2.7 | 17846 | 24810
HVAC ¦ Fan ¦ Local and Special Ventilation ¦ Extract | 1 | Medium | B | 1 | 2025 | 5 | 3 | 3.2 | 31529 | 11297
Fire ¦ Fire Fighting ¦ Fire Extinguishers ¦ CO2 | 1 | Urgent | B | 2 | 2026 | 5 | 1 | 2.2 | 9451 | 12803
HVAC ¦ Fan ¦ Local and Special Ventilation ¦ Extract | 1 | Medium | D | 1 | 2025 | 3 | 3 | 2.6 | 11256 | 2722
Water ¦ Local Hot Water ¦ Instantaneous Electric Water Heater - Non-Drinking Water | 1 | Medium | B | 1 | 2025 | 5 | 3 | 3.2 | 31530 | 11298
Fabric ¦ Superstructure ¦ Windows and External Doors ¦ External Doors ¦ Manual and Automatic Doors ¦ Emergency and Panic Escape Doors | 1 | Urgent | B | 1 | 2025 | 5 | 1 | 2.2 | 9452 | 1936
Electrical ¦ Lighting ¦ Internal ¦ Emergency ¦ Self Contained ¦ Non LED | 3 | Urgent | B | 1 | 2025 | 5 | 1 | 2.2 | 9453 | 1937
Water ¦ Local Hot Water ¦ Package Electric Water Heaters - Non-Drinking Water | 1 | Medium | B | 9 | 2033 | 5 | 3 | 3.2 | 31531 | 21900
Fabric ¦ Superstructure ¦ Windows and External Doors ¦ External Doors ¦ Manual and Automatic Doors ¦ High Security Door | 1 | High | B | 11 | 2035 | 5 | 2 | 2.7 | 17847 | 24811
Electrical ¦ Lighting ¦ Internal ¦ General ¦ LED Fittings & Luminaires | 34 | Medium | B | 15 | 2039 | 5 | 3 | 3.2 | 31532 | 28543
Electrical ¦ Lighting ¦ Internal ¦ General ¦ LED Fittings & Luminaires | 41 | Medium | B | 17 | 2041 | 5 | 3 | 3.2 | 31533 | 30581
Electrical ¦ LV Distribution ¦ Distribution Board ¦ Main | 1 | High | B | 1 | 2025 | 5 | 2 | 2.7 | 17848 | 5137
Fire ¦ Fire Fighting ¦ Fire Extinguishers ¦ Foam | 2 | Urgent | B | 6 | 2030 | 5 | 1 | 2.2 | 9454 | 17204
Fabric ¦ Superstructure ¦ Windows and External Doors ¦ Roller Shutters ¦ Electric Roller Shutter | 1 | High | B | 15 | 2039 | 5 | 2 | 2.7 | 17849 | 28317
Fabric ¦ Superstructure ¦ Windows and External Doors ¦ Roller Shutters ¦ Manual Roller Shutter | 1 | High | B | 10 | 2034 | 5 | 2 | 2.7 | 17850 | 22508
Fabric ¦ Superstructure ¦ Windows and External Doors ¦ Roller Shutters ¦ Manual Roller Shutter | 1 | High | B | 1 | 2025 | 5 | 2 | 2.7 | 17851 | 5138
Electrical ¦ Specialist Lighting ¦ Internal ¦ Illuminated Fire Exit Signage | 4 | Urgent | B | 18 | 2042 | 5 | 1 | 2.2 | 9455 | 30725
Electrical ¦ Lighting ¦ Internal ¦ General | 15 | Medium | C | 1 | 2025 | 4 | 3 | 2.9 | 19026 | 5828
Electrical ¦ Lighting ¦ Internal ¦ Emergency ¦ Self Contained ¦ LED | 12 | Urgent | B | 17 | 2041 | 5 | 1 | 2.2 | 9456 | 30247
Electrical ¦ LV Distribution ¦ Distribution Board ¦ Sub | 1 | High | B | 1 | 2025 | 5 | 2 | 2.7 | 17852 | 5139
Fabric ¦ Superstructure ¦ Windows and External Doors ¦ External Doors ¦ Manual and Automatic Doors ¦ Auto / Powered Sliding Doors | 1 | High | C | 1 | 2025 | 4 | 2 | 2.4 | 10769 | 2536
Electrical ¦ LV Distribution ¦ Distribution Board ¦ Sub | 1 | High | B | 6 | 2030 | 5 | 2 | 2.7 | 17853 | 17889
Fabric ¦ Superstructure ¦ Windows and External Doors ¦ Roller Shutters ¦ Manual Roller Shutter | 1 | High | B | 1 | 2025 | 5 | 2 | 2.7 | 17854 | 5140
Security ¦ Access ¦ Access Control ¦ Gate Access - Local Lock / Keypad / Manual (External) | 3 | Medium | B | 11 | 2035 | 5 | 3 | 3.2 | 31534 | 25648
HVAC ¦ Heat Emitters - Local ¦ Electric Heaters | 1 | Medium | B | 1 | 2025 | 5 | 3 | 3.2 | 31535 | 11299
Fire ¦ Fire Fighting ¦ Fire Extinguishers ¦ CO2 | 3 | Urgent | B | 2 | 2026 | 5 | 1 | 2.2 | 9457 | 12804
HVAC ¦ Ventilation ¦ Air Handling Unit (AHU) ¦ Internal ¦ Central Ventilation Systems ¦ Ventilation Only | 1 | Medium | B | 1 | 2025 | 5 | 3 | 3.2 | 31536 | 11300
Electrical ¦ LV Distribution ¦ Distribution Board ¦ Sub | 1 | High | B | 1 | 2025 | 5 | 2 | 2.7 | 17855 | 5141
Electrical ¦ Lighting ¦ Internal ¦ Emergency ¦ Self Contained ¦ LED | 10 | Urgent | B | 21 | 2045 | 5 | 1 | 2.2 | 9458 | 32464
Fire ¦ Fire Fighting ¦ Fire Extinguishers ¦ Foam | 2 | Urgent | B | 6 | 2030 | 5 | 1 | 2.2 | 9459 | 17205
HVAC ¦ Ventilation ¦ Air Handling Unit (AHU) ¦ Internal ¦ Central Heating (Internally Sourced) ¦ Gas Fired | 1 | Medium | B | 1 | 2025 | 5 | 3 | 3.2 | 31537 | 11301
Electrical ¦ LV Distribution ¦ Distribution Board ¦ Sub | 1 | High | B | 1 | 2025 | 5 | 2 | 2.7 | 17856 | 5142
Water ¦ Local Hot Water ¦ Instantaneous Electric Water Heater - Non-Drinking Water | 1 | Medium | B | 11 | 2035 | 5 | 3 | 3.2 | 31538 | 25649
Electrical ¦ LV Distribution ¦ Distribution Board ¦ Sub | 1 | High | B | 1 | 2025 | 5 | 2 | 2.7 | 17857 | 5143
HVAC ¦ Heat Emitters - Local ¦ Gas Fired Radiant Heaters | 1 | Medium | B | 1 | 2025 | 5 | 3 | 3.2 | 31539 | 11302
HVAC ¦ Fan ¦ Local and Special Ventilation ¦ Centrifugal | 1 | Medium | B | 1 | 2025 | 5 | 3 | 3.2 | 31540 | 11303
Electrical ¦ Lighting ¦ Internal ¦ General ¦ LED Fittings & Luminaires | 4 | Medium | B | 10 | 2034 | 5 | 3 | 3.2 | 31541 | 23152
HVAC ¦ Fan ¦ Local and Special Ventilation ¦ Axial | 1 | Medium | B | 3 | 2027 | 5 | 3 | 3.2 | 31542 | 13691
HVAC ¦ Fan ¦ Central Cooling ¦ Axial | 1 | Medium | B | 1 | 2025 | 5 | 3 | 3.2 | 31543 | 11304
Fabric ¦ Superstructure ¦ Windows and External Doors ¦ External Doors ¦ Entrance Doors | 1 | High | B | 30 | 2054 | 5 | 2 | 2.7 | 17858 | 33729
Electrical ¦ Lighting ¦ Internal ¦ General | 5 | Medium | B | 4 | 2028 | 5 | 3 | 3.2 | 31544 | 14249
Electrical ¦ Lighting ¦ Internal ¦ General | 6 | Medium | B | 1 | 2025 | 5 | 3 | 3.2 | 31545 | 11305
HVAC ¦ Heat Emitters - Central ¦ Radiators ¦ Steel | 1 | Medium | B | 1 | 2025 | 5 | 3 | 3.2 | 31546 | 11306
Fabric ¦ Superstructure ¦ Internal Doors ¦ Roller Shutters ¦ Automatic Roller Shutter | 1 | High | B | 8 | 2032 | 5 | 2 | 2.7 | 17859 | 20775
Electrical ¦ Lighting ¦ Internal ¦ General ¦ LED Fittings & Luminaires | 56 | Medium | B | 14 | 2038 | 5 | 3 | 3.2 | 31547 | 27641
Electrical ¦ Lighting ¦ Internal ¦ Emergency ¦ Self Contained ¦ LED | 3 | Urgent | B | 20 | 2044 | 5 | 1 | 2.2 | 9460 | 31565
Electrical ¦ Lighting ¦ Internal ¦ Emergency ¦ Self Contained ¦ Non LED | 6 | Urgent | B | 7 | 2031 | 5 | 1 | 2.2 | 9461 | 19508
Electrical ¦ Lighting ¦ Internal ¦ General ¦ LED Fittings & Luminaires | 77 | Medium | B | 16 | 2040 | 5 | 3 | 3.2 | 31548 | 29872
Fire ¦ Fire Fighting ¦ Fire Extinguishers ¦ CO2 | 1 | Urgent | B | 2 | 2026 | 5 | 1 | 2.2 | 9462 | 12805
Electrical ¦ LV Distribution ¦ Distribution Board ¦ Sub | 1 | High | C | 1 | 2025 | 4 | 2 | 2.4 | 10770 | 2537
Electrical ¦ LV Distribution ¦ Distribution Board ¦ Main | 1 | High | B | 1 | 2025 | 5 | 2 | 2.7 | 17860 | 5144
HVAC ¦ Heat Emitters - Local ¦ Gas Fired Natural and Fan Assisted Heaters | 1 | Medium | B | 1 | 2025 | 5 | 3 | 3.2 | 31549 | 11307
Fabric ¦ Superstructure ¦ Windows and External Doors ¦ External Doors ¦ Manual and Automatic Doors ¦ Emergency and Panic Escape Doors | 1 | Urgent | B | 11 | 2035 | 5 | 1 | 2.2 | 9463 | 23990
Fabric ¦ Superstructure ¦ Internal Doors ¦ Roller Shutters ¦ Electric Roller Shutter | 1 | Medium | B | 22 | 2046 | 5 | 3 | 3.2 | 31550 | 33054
Fabric ¦ Superstructure ¦ Windows and External Doors ¦ Roller Shutters ¦ Manual Roller Shutter | 1 | High | B | 1 | 2025 | 5 | 2 | 2.7 | 17861 | 5145
Controls ¦ Building Management System (BMS) ¦ BMS Control Panel | 1 | High | B | 6 | 2030 | 5 | 2 | 2.7 | 17862 | 17890
HVAC ¦ Fan ¦ Local and Special Ventilation ¦ Extract | 1 | Medium | B | 1 | 2025 | 5 | 3 | 3.2 | 31551 | 11308
Electrical ¦ LV Distribution ¦ Distribution Board ¦ Sub | 1 | High | B | 12 | 2036 | 5 | 2 | 2.7 | 17863 | 26269
HVAC ¦ Fan ¦ Central Ventilation Systems ¦ Ventilating - General | 1 | Low | B | 1 | 2025 | 5 | 4 | 3.7 | 33577 | 12382
Fabric ¦ Superstructure ¦ Windows and External Doors ¦ Roller Shutters ¦ Manual Roller Shutter | 1 | High | B | 1 | 2025 | 5 | 2 | 2.7 | 17864 | 5146
Fabric ¦ Superstructure ¦ Internal Doors ¦ Roller Shutters ¦ Automatic Roller Shutter | 1 | High | B | 10 | 2034 | 5 | 2 | 2.7 | 17865 | 22509
Fabric ¦ Superstructure ¦ Windows and External Doors ¦ External Doors ¦ Entrance Doors | 1 | High | B | 11 | 2035 | 5 | 2 | 2.7 | 17866 | 24812
Fabric ¦ Superstructure ¦ Windows and External Doors ¦ External Doors ¦ Manual and Automatic Doors ¦ Emergency and Panic Escape Doors | 1 | Urgent | B | 21 | 2045 | 5 | 1 | 2.2 | 9464 | 32465
Electrical ¦ Lighting ¦ External ¦ General - LED | 3 | Medium | B | 9 | 2033 | 5 | 3 | 3.2 | 31552 | 21901
HVAC ¦ Heat Emitters - Local ¦ Gas Fired Natural and Fan Assisted Heaters | 1 | Medium | B | 8 | 2032 | 5 | 3 | 3.2 | 31553 | 21153
Water ¦ Local Hot Water ¦ Package Electric Water Heaters - Non-Drinking Water | 1 | Medium | B | 8 | 2032 | 5 | 3 | 3.2 | 31554 | 21154
Fire ¦ Fire Detection ¦ Fire Alarm System | 1 | Urgent | A | 13 | 2037 | 6 | 1 | 2.5 | 11006 | 26931
HVAC ¦ Heat Emitters - Local ¦ Electric Heaters | 1 | Medium | B | 3 | 2027 | 5 | 3 | 3.2 | 31555 | 13692
HVAC ¦ Fan ¦ Central Ventilation Systems ¦ Ventilating - General | 1 | Low | B | 1 | 2025 | 5 | 4 | 3.7 | 33578 | 12383
Electrical ¦ LV Distribution ¦ Distribution Board ¦ Sub | 1 | High | B | 12 | 2036 | 5 | 2 | 2.7 | 17867 | 26270
HVAC ¦ Central Heating (Internally Sourced) ¦ Boiler ¦ Atmospheric Gas Burner/Condensing Combination Boiler (domestic type) | 1 | High | B | 7 | 2031 | 5 | 2 | 2.7 | 17868 | 19707
Water ¦ Local Hot Water ¦ Package Electric Water Heaters - Non-Drinking Water | 1 | Medium | B | 1 | 2025 | 5 | 3 | 3.2 | 31556 | 11309
HVAC ¦ Heat Emitters - Local ¦ Electric Heaters | 1 | Medium | B | 3 | 2027 | 5 | 3 | 3.2 | 31557 | 13693
Fire ¦ Fire Fighting ¦ Fire Extinguishers ¦ CO2 | 5 | Urgent | B | 6 | 2030 | 5 | 1 | 2.2 | 9465 | 17206
Electrical ¦ LV Distribution ¦ Distribution Board ¦ Sub | 1 | High | B | 1 | 2025 | 5 | 2 | 2.7 | 17869 | 5147
HVAC ¦ Ductwork ¦ Ductwork, Fittings and Ancillaries ¦ Central Ventilation Systems ¦ Fire Dampers ¦ Fusible Link | 1 | Urgent | B | 4 | 2028 | 5 | 1 | 2.2 | 9466 | 13879
Electrical ¦ Lighting ¦ Internal ¦ Emergency ¦ Self Contained ¦ LED | 9 | Urgent | B | 19 | 2043 | 5 | 1 | 2.2 | 9467 | 31117
HVAC ¦ Heat Emitters - Local ¦ Electric Heaters | 1 | Medium | B | 1 | 2025 | 5 | 3 | 3.2 | 31558 | 11310
Electrical ¦ Lighting ¦ Internal ¦ General | 13 | Medium | B | 18 | 2042 | 5 | 3 | 3.2 | 31559 | 30999
HVAC ¦ Fan ¦ Central Cooling ¦ Axial | 1 | Medium | B | 1 | 2025 | 5 | 3 | 3.2 | 31560 | 11311
Fire ¦ Fire Fighting ¦ Fire Extinguishers ¦ Powder | 1 | Urgent | B | 2 | 2026 | 5 | 1 | 2.2 | 9468 | 12806
Water ¦ Central Hot Water Distribution ¦ Hot water cylinders | 1 | High | B | 1 | 2025 | 5 | 2 | 2.7 | 17870 | 5148
Electrical ¦ Lighting ¦ Internal ¦ Emergency ¦ Self Contained ¦ Non LED | 5 | Urgent | B | 11 | 2035 | 5 | 1 | 2.2 | 9469 | 23991
Fire ¦ Fire Fighting ¦ Fire Extinguishers ¦ Foam | 4 | Urgent | B | 7 | 2031 | 5 | 1 | 2.2 | 9470 | 19509
Electrical ¦ LV Distribution ¦ Distribution Board ¦ Sub | 1 | High | A | 18 | 2042 | 6 | 2 | 3 | 19635 | 30918
HVAC ¦ Heat Emitters - Local ¦ Gas Fired Natural and Fan Assisted Heaters | 1 | Medium | B | 1 | 2025 | 5 | 3 | 3.2 | 31561 | 11312
Fabric ¦ Superstructure ¦ Windows and External Doors ¦ Roller Shutters ¦ Electric Roller Shutter | 1 | High | B | 15 | 2039 | 5 | 2 | 2.7 | 17871 | 28318
HVAC ¦ Fan ¦ Local and Special Ventilation ¦ Ventilating - General | 1 | Medium | B | 1 | 2025 | 5 | 3 | 3.2 | 31562 | 11313
Fire ¦ Fire Fighting ¦ Fire Extinguishers ¦ Foam | 2 | Urgent | B | 8 | 2032 | 5 | 1 | 2.2 | 9471 | 20609
Fire ¦ Fire Fighting ¦ Fire Extinguishers ¦ CO2 | 2 | Urgent | B | 2 | 2026 | 5 | 1 | 2.2 | 9472 | 12807
Fire ¦ Fire Detection ¦ Fire Alarm Panel / Repeater | 1 | Urgent | B | 11 | 2035 | 5 | 1 | 2.2 | 9473 | 23992
Water ¦ Local Hot Water ¦ Instantaneous Electric Water Heater - Non-Drinking Water | 1 | Medium | B | 10 | 2034 | 5 | 3 | 3.2 | 31563 | 23153
HVAC ¦ Heat Emitters - Local ¦ Gas Fired Natural and Fan Assisted Heaters | 1 | Medium | B | 9 | 2033 | 5 | 3 | 3.2 | 31564 | 21902
Electrical ¦ Lighting ¦ Internal ¦ Emergency ¦ Self Contained ¦ LED | 12 | Urgent | B | 21 | 2045 | 5 | 1 | 2.2 | 9474 | 32466
Electrical ¦ LV Distribution ¦ Distribution Board ¦ Sub | 1 | High | B | 1 | 2025 | 5 | 2 | 2.7 | 17872 | 5149
Electrical ¦ Lighting ¦ Internal ¦ Emergency ¦ Self Contained ¦ LED | 24 | Urgent | B | 21 | 2045 | 5 | 1 | 2.2 | 9475 | 32467
Electrical ¦ Lighting ¦ External ¦ General - LED | 5 | Medium | B | 9 | 2033 | 5 | 3 | 3.2 | 31565 | 21903
Fire ¦ Fire Fighting ¦ Fire Extinguishers ¦ CO2 | 5 | Urgent | B | 9 | 2033 | 5 | 1 | 2.2 | 9476 | 21492
HVAC ¦ Ventilation ¦ Air Handling Unit (AHU) ¦ Internal ¦ Central Air Conditioning ¦ Gas Fired | 1 | Medium | B | 1 | 2025 | 5 | 3 | 3.2 | 31566 | 11314
Fabric ¦ Superstructure ¦ Windows and External Doors ¦ Roller Shutters ¦ Electric Roller Shutter | 1 | High | B | 1 | 2025 | 5 | 2 | 2.7 | 17873 | 5150
HVAC ¦ Heat Emitters - Central ¦ Radiators ¦ Steel | 1 | Medium | B | 14 | 2038 | 5 | 3 | 3.2 | 31567 | 27642
HVAC ¦ Heat Emitters - Local ¦ Gas Fired Unit Heaters | 1 | Medium | B | 6 | 2030 | 5 | 3 | 3.2 | 31568 | 19038
Electrical ¦ Lighting ¦ Internal ¦ General ¦ LED Fittings & Luminaires | 2 | Medium | B | 10 | 2034 | 5 | 3 | 3.2 | 31569 | 23154
Electrical ¦ Lighting ¦ Internal ¦ Emergency ¦ Self Contained ¦ LED | 4 | Urgent | B | 17 | 2041 | 5 | 1 | 2.2 | 9477 | 30248
Fabric ¦ Superstructure ¦ Internal Doors ¦ Roller Shutters ¦ Internal Manual Roller Shutter | 1 | Medium | C | 1 | 2025 | 4 | 3 | 2.9 | 19027 | 5829
Fire ¦ Fire Fighting ¦ Fire Extinguishers ¦ Foam | 6 | Urgent | B | 7 | 2031 | 5 | 1 | 2.2 | 9478 | 19510
Fabric ¦ Superstructure ¦ Windows and External Doors ¦ Roller Shutters ¦ Electric Roller Shutter | 1 | High | B | 1 | 2025 | 5 | 2 | 2.7 | 17874 | 5151
Fabric ¦ Superstructure ¦ Windows and External Doors ¦ External Doors ¦ Manual and Automatic Doors ¦ Emergency and Panic Escape Doors | 1 | Urgent | B | 9 | 2033 | 5 | 1 | 2.2 | 9479 | 21493
Fire ¦ Fire Detection ¦ Fire Alarm Panel / Repeater | 1 | Urgent | B | 3 | 2027 | 5 | 1 | 2.2 | 9480 | 13311
Fabric ¦ Superstructure ¦ Windows and External Doors ¦ External Doors ¦ Entrance Doors | 1 | High | B | 20 | 2044 | 5 | 2 | 2.7 | 17875 | 31659
Fire ¦ Fire Detection ¦ Fire Alarm System | 1 | Urgent | B | 11 | 2035 | 5 | 1 | 2.2 | 9481 | 23993
Electrical ¦ LV Distribution ¦ Distribution Board ¦ Main | 1 | High | B | 5 | 2029 | 5 | 2 | 2.7 | 17876 | 14753
Fabric ¦ Superstructure ¦ Windows and External Doors ¦ External Doors ¦ Manual and Automatic Doors ¦ Emergency and Panic Escape Doors | 1 | Urgent | B | 21 | 2045 | 5 | 1 | 2.2 | 9482 | 32468
Electrical ¦ Lighting ¦ Internal ¦ General ¦ LED Fittings & Luminaires | 20 | Medium | B | 16 | 2040 | 5 | 3 | 3.2 | 31570 | 29873
HVAC ¦ Heat Emitters - Local ¦ Gas Fired Unit Heaters | 1 | Medium | B | 1 | 2025 | 5 | 3 | 3.2 | 31571 | 11315
Electrical ¦ Lighting ¦ External ¦ General - Non-LED | 3 | Medium | B | 1 | 2025 | 5 | 3 | 3.2 | 31572 | 11316
HVAC ¦ Heat Emitters - Local ¦ Electric Heaters | 1 | Medium | B | 5 | 2029 | 5 | 3 | 3.2 | 31573 | 15511
Fire ¦ Fire Fighting ¦ Fire Extinguishers ¦ CO2 | 5 | Urgent | B | 6 | 2030 | 5 | 1 | 2.2 | 9483 | 17207
HVAC ¦ Heat Emitters - Central ¦ Radiators ¦ Aluminium | 3 | Medium | B | 1 | 2025 | 5 | 3 | 3.2 | 31574 | 11317
HVAC ¦ Heat Emitters - Central ¦ Radiators ¦ Steel | 1 | Medium | B | 14 | 2038 | 5 | 3 | 3.2 | 31575 | 27643
Electrical ¦ LV Distribution ¦ Distribution Board ¦ Main | 1 | High | A | 18 | 2042 | 6 | 2 | 3 | 19636 | 30919
HVAC ¦ Fan ¦ Local and Special Ventilation ¦ Axial | 1 | Medium | B | 1 | 2025 | 5 | 3 | 3.2 | 31576 | 11318
Fabric ¦ Superstructure ¦ Windows and External Doors ¦ External Doors ¦ Manual and Automatic Doors ¦ High Security Door | 1 | High | B | 31 | 2055 | 5 | 2 | 2.7 | 17877 | 33808
Fabric ¦ Superstructure ¦ Windows and External Doors ¦ External Doors ¦ Entrance Doors | 1 | High | B | 26 | 2050 | 5 | 2 | 2.7 | 17878 | 33532
Electrical ¦ LV Distribution ¦ Distribution Board ¦ Main | 1 | High | B | 1 | 2025 | 5 | 2 | 2.7 | 17879 | 5152
Fabric ¦ Superstructure ¦ Windows and External Doors ¦ Roller Shutters ¦ Manual Roller Shutter | 1 | High | B | 1 | 2025 | 5 | 2 | 2.7 | 17880 | 5153
Fabric ¦ Superstructure ¦ Internal Doors ¦ Roller Shutters ¦ Electric Roller Shutter | 1 | Medium | B | 11 | 2035 | 5 | 3 | 3.2 | 31577 | 25650
Electrical ¦ Specialist Lighting ¦ Internal ¦ Illuminated Fire Exit Signage | 1 | Urgent | B | 17 | 2041 | 5 | 1 | 2.2 | 9484 | 30249
HVAC ¦ Central Heating (Internally Sourced) ¦ Boiler ¦ Atmospheric Gas Burner/Condensing Combination Boiler (domestic type) | 1 | High | B | 4 | 2028 | 5 | 2 | 2.7 | 17881 | 14008
Fabric ¦ Superstructure ¦ Windows and External Doors ¦ External Doors ¦ Manual and Automatic Doors ¦ Emergency and Panic Escape Doors | 1 | Urgent | B | 11 | 2035 | 5 | 1 | 2.2 | 9485 | 23994
Fabric ¦ Superstructure ¦ Windows and External Doors ¦ External Doors ¦ Entrance Doors | 1 | High | B | 11 | 2035 | 5 | 2 | 2.7 | 17882 | 24813
Security ¦ Access ¦ Access Control ¦ Gate Access - Local Lock / Keypad / Manual (External) | 2 | Medium | B | 1 | 2025 | 5 | 3 | 3.2 | 31578 | 11319
Security ¦ Access ¦ Access Control ¦ Door ¦ Local Lock / Keypad / Manual | 1 | Medium | B | 10 | 2034 | 5 | 3 | 3.2 | 31579 | 23155
HVAC ¦ Local and Special Ventilation ¦ Unit extract fans. | 1 | Medium | CX | 1 | 2025 | 2 | 3 | 2.3 | 10365 | 2274
Electrical ¦ LV Distribution ¦ Distribution Board ¦ Sub | 1 | High | B | 6 | 2030 | 5 | 2 | 2.7 | 17883 | 17891
Fabric ¦ Superstructure ¦ Windows and External Doors ¦ External Doors ¦ Entrance Doors | 1 | High | B | 25 | 2049 | 5 | 2 | 2.7 | 17884 | 33439
HVAC ¦ Local and Special Ventilation ¦ Unit extract fans. | 1 | Medium | B | 1 | 2025 | 5 | 3 | 3.2 | 31580 | 11320
Electrical ¦ Lighting ¦ Internal ¦ General | 25 | Medium | C | 1 | 2025 | 4 | 3 | 2.9 | 19028 | 5830
Electrical ¦ Lighting ¦ Internal ¦ Emergency ¦ Self Contained ¦ Non LED | 1 | Urgent | B | 6 | 2030 | 5 | 1 | 2.2 | 9486 | 17208
Fire ¦ Fire Fighting ¦ Fire Extinguishers ¦ CO2 | 3 | Urgent | B | 6 | 2030 | 5 | 1 | 2.2 | 9487 | 17209
HVAC ¦ Heat Emitters - Local ¦ Electric Heaters | 4 | Medium | B | 1 | 2025 | 5 | 3 | 3.2 | 31581 | 11321
Fire ¦ Fire Fighting ¦ Fire Extinguishers ¦ Water | 1 | Urgent | B | 8 | 2032 | 5 | 1 | 2.2 | 9488 | 20610
HVAC ¦ Fan ¦ Local and Special Ventilation ¦ Fans Window or Wall Mounted | 1 | Medium | B | 5 | 2029 | 5 | 3 | 3.2 | 31582 | 15512
HVAC ¦ Central Heating (Internally Sourced) ¦ Boiler ¦ Atmospheric Gas Burner - Condensing Boiler | 1 | High | B | 13 | 2037 | 5 | 2 | 2.7 | 17885 | 27039
Fabric ¦ Superstructure ¦ Windows and External Doors ¦ External Doors ¦ Manual and Automatic Doors ¦ Auto / Powered Sliding Doors | 1 | High | B | 25 | 2049 | 5 | 2 | 2.7 | 17886 | 33440
Controls ¦ Building Management System (BMS) ¦ BMS Control Panel | 1 | High | C | 9 | 2033 | 4 | 2 | 2.4 | 10771 | 21529
Fabric ¦ Superstructure ¦ Windows and External Doors ¦ Roller Shutters ¦ Manual Roller Shutter | 1 | High | B | 1 | 2025 | 5 | 2 | 2.7 | 17887 | 5154
HVAC ¦ Heat Emitters - Central ¦ Radiators ¦ Aluminium | 2 | Medium | B | 1 | 2025 | 5 | 3 | 3.2 | 31583 | 11322
Electrical ¦ LV Distribution ¦ Distribution Board ¦ Sub | 1 | High | B | 17 | 2041 | 5 | 2 | 2.7 | 17888 | 30385
HVAC ¦ Local Air Conditioning ¦ Single-Split Condenser - Split Systems/Heat Pumps - Air-cooled with Direct Expansion Evaporator (DX) | 1 | Medium | B | 10 | 2034 | 5 | 3 | 3.2 | 31584 | 23156
HVAC ¦ Local Air Conditioning ¦ Single-Split Evaporator - Split Systems/Heat Pumps - Air-cooled with Direct Expansion Evaporator (DX) | 1 | Medium | B | 4 | 2028 | 5 | 3 | 3.2 | 31585 | 14250
HVAC ¦ Central Heating (Internally Sourced) ¦ Boiler ¦ Combination Atmospheric Burner Gas Boiler | 1 | High | B | 7 | 2031 | 5 | 2 | 2.7 | 17889 | 19708
Electrical ¦ LV Distribution ¦ Distribution Board ¦ Sub | 1 | High | D | 1 | 2025 | 3 | 2 | 2.1 | 1354 | 908
Fabric ¦ Superstructure ¦ Windows and External Doors ¦ External Doors ¦ Manual and Automatic Doors ¦ Emergency and Panic Escape Doors | 1 | Urgent | B | 15 | 2039 | 5 | 1 | 2.2 | 9489 | 28022
Fabric ¦ Superstructure ¦ Windows and External Doors ¦ External Doors ¦ Manual and Automatic Doors ¦ Emergency and Panic Escape Doors | 1 | Urgent | B | 13 | 2037 | 5 | 1 | 2.2 | 9490 | 26901
HVAC ¦ Fan ¦ Local and Special Ventilation ¦ Extract | 1 | Medium | CX | 1 | 2025 | 2 | 3 | 2.3 | 10366 | 2275
Electrical ¦ LV Distribution ¦ Distribution Board ¦ Main | 1 | High | B | 1 | 2025 | 5 | 2 | 2.7 | 17890 | 5155
Fabric ¦ Superstructure ¦ Internal Doors ¦ Roller Shutters ¦ Internal Manual Roller Shutter | 1 | Medium | B | 15 | 2039 | 5 | 3 | 3.2 | 31586 | 28544
Electrical ¦ Lighting ¦ Internal ¦ Emergency ¦ Self Contained ¦ LED | 9 | Urgent | B | 15 | 2039 | 5 | 1 | 2.2 | 9491 | 28023
Electrical ¦ Specialist Lighting ¦ Internal ¦ Illuminated Fire Exit Signage | 2 | Urgent | B | 16 | 2040 | 5 | 1 | 2.2 | 9492 | 29045
Electrical ¦ Lighting ¦ Internal ¦ General ¦ LED Fittings & Luminaires | 30 | Medium | B | 6 | 2030 | 5 | 3 | 3.2 | 31587 | 19039
Fire ¦ Fire Fighting ¦ Fire Blanket | 1 | Urgent | B | 4 | 2028 | 5 | 1 | 2.2 | 9493 | 13880
Fire ¦ Fire Detection ¦ Fire Alarm System | 1 | Urgent | B | 1 | 2025 | 5 | 1 | 2.2 | 9494 | 1938
Fire ¦ Fire Fighting ¦ Fire Extinguishers ¦ Powder | 2 | Urgent | B | 6 | 2030 | 5 | 1 | 2.2 | 9495 | 17210
Fire ¦ Fire Fighting ¦ Fire Extinguishers ¦ Dry Chemical | 1 | Urgent | B | 8 | 2032 | 5 | 1 | 2.2 | 9496 | 20611
HVAC ¦ Fan ¦ Central Ventilation Systems ¦ Ventilating - General | 1 | Low | B | 8 | 2032 | 5 | 4 | 3.7 | 33579 | 21197
Fabric ¦ Superstructure ¦ Windows and External Doors ¦ Roller Shutters ¦ Electric Roller Shutter | 1 | High | B | 6 | 2030 | 5 | 2 | 2.7 | 17891 | 17892
HVAC ¦ Heat Emitters - Local ¦ Electric Overdoor Air Curtain/Heater | 1 | Medium | B | 1 | 2025 | 5 | 3 | 3.2 | 31588 | 11323
Fabric ¦ Superstructure ¦ Windows and External Doors ¦ External Doors ¦ Entrance Doors | 1 | High | B | 10 | 2034 | 5 | 2 | 2.7 | 17892 | 22510
Fabric ¦ Superstructure ¦ Windows and External Doors ¦ External Doors ¦ Entrance Doors | 1 | High | B | 21 | 2045 | 5 | 2 | 2.7 | 17893 | 32762
Fire ¦ Fire Fighting ¦ Fire Extinguishers ¦ Foam | 6 | Urgent | B | 6 | 2030 | 5 | 1 | 2.2 | 9497 | 17211
HVAC ¦ Local Air Conditioning ¦ Single-Split Evaporator - Split Systems/Heat Pumps - Air-cooled with Direct Expansion Evaporator (DX) | 1 | Medium | B | 1 | 2025 | 5 | 3 | 3.2 | 31589 | 11324
HVAC ¦ Local Air Conditioning ¦ Single-Split Evaporator - Split Systems/Heat Pumps - Air-cooled with Direct Expansion Evaporator (DX) | 1 | Medium | B | 1 | 2025 | 5 | 3 | 3.2 | 31590 | 11325
HVAC ¦ Fan ¦ Local and Special Ventilation ¦ Fans Window or Wall Mounted | 1 | Medium | B | 10 | 2034 | 5 | 3 | 3.2 | 31591 | 23157
Electrical ¦ Lighting ¦ Internal ¦ Emergency ¦ Self Contained ¦ LED | 6 | Urgent | B | 22 | 2046 | 5 | 1 | 2.2 | 9498 | 33002
Electrical ¦ Lighting ¦ External ¦ General - Non-LED | 4 | Medium | B | 1 | 2025 | 5 | 3 | 3.2 | 31592 | 11326
Electrical ¦ LV Distribution ¦ Distribution Board ¦ Sub | 1 | High | B | 1 | 2025 | 5 | 2 | 2.7 | 17894 | 5156
Electrical ¦ LV Distribution ¦ Distribution Board ¦ Sub | 1 | High | B | 12 | 2036 | 5 | 2 | 2.7 | 17895 | 26271
Fabric ¦ Superstructure ¦ Windows and External Doors ¦ External Doors ¦ Manual and Automatic Doors ¦ Emergency and Panic Escape Doors | 1 | Urgent | B | 1 | 2025 | 5 | 1 | 2.2 | 9499 | 1939
HVAC ¦ Fan ¦ Central Ventilation Systems ¦ Extract | 1 | Medium | B | 1 | 2025 | 5 | 3 | 3.2 | 31593 | 11327
Fabric ¦ Superstructure ¦ Windows and External Doors ¦ External Doors ¦ Entrance Doors | 1 | High | B | 1 | 2025 | 5 | 2 | 2.7 | 17896 | 5157
Fabric ¦ Superstructure ¦ Windows and External Doors ¦ Roller Shutters ¦ Manual Roller Shutter | 1 | High | B | 1 | 2025 | 5 | 2 | 2.7 | 17897 | 5158
Fabric ¦ Superstructure ¦ Windows and External Doors ¦ External Doors ¦ Entrance Doors | 1 | High | B | 10 | 2034 | 5 | 2 | 2.7 | 17898 | 22511
Fabric ¦ Barriers and Guardrails ¦ Vehicle Crash Protection Barrier | 1 | V Low | B | 1 | 2025 | 5 | 4 | 3.7 | 33580 | 12384
Electrical ¦ Lighting ¦ Internal ¦ General | 68 | Medium | B | 1 | 2025 | 5 | 3 | 3.2 | 31594 | 11328
Electrical ¦ Specialist Lighting ¦ Internal ¦ Illuminated Fire Exit Signage | 2 | Urgent | B | 1 | 2025 | 5 | 1 | 2.2 | 9500 | 1940
Fire ¦ Fire Fighting ¦ Fire Extinguishers ¦ CO2 | 4 | Urgent | B | 6 | 2030 | 5 | 1 | 2.2 | 9501 | 17212
HVAC ¦ Heat Emitters - Central ¦ Radiators ¦ Steel | 5 | Medium | CX | 1 | 2025 | 2 | 3 | 2.3 | 10367 | 2276
Fire ¦ Fire Fighting ¦ Fire Extinguishers ¦ CO2 | 5 | Urgent | B | 7 | 2031 | 5 | 1 | 2.2 | 9502 | 19511
Fire ¦ Fire Fighting ¦ Fire Extinguishers ¦ Foam | 3 | Urgent | B | 1 | 2025 | 5 | 1 | 2.2 | 9503 | 1941
Fabric ¦ Superstructure ¦ Windows and External Doors ¦ External Doors ¦ Entrance Doors | 1 | High | B | 15 | 2039 | 5 | 2 | 2.7 | 17899 | 28319
Fire ¦ Fire Detection ¦ Fire Alarm System | 1 | Urgent | B | 1 | 2025 | 5 | 1 | 2.2 | 9504 | 1942
Electrical ¦ Lighting ¦ External ¦ General - LED | 2 | Medium | B | 5 | 2029 | 5 | 3 | 3.2 | 31595 | 15513
HVAC ¦ Central Heating (Internally Sourced) ¦ Boiler ¦ Electric Boilers | 1 | Medium | B | 6 | 2030 | 5 | 3 | 3.2 | 31596 | 19040
HVAC ¦ Fan ¦ Local and Special Ventilation ¦ Centrifugal | 1 | Medium | B | 1 | 2025 | 5 | 3 | 3.2 | 31597 | 11329
Electrical ¦ Lighting ¦ Internal ¦ Emergency ¦ Self Contained ¦ LED | 10 | Urgent | B | 21 | 2045 | 5 | 1 | 2.2 | 9505 | 32469
HVAC ¦ Local Air Conditioning ¦ Single-Split Evaporator - Split Systems/Heat Pumps - Air-cooled with Direct Expansion Evaporator (DX) | 1 | Medium | B | 1 | 2025 | 5 | 3 | 3.2 | 31598 | 11330
Electrical ¦ LV Distribution ¦ Distribution Board ¦ Main | 1 | High | B | 1 | 2025 | 5 | 2 | 2.7 | 17900 | 5159
Electrical ¦ Lighting ¦ Internal ¦ Emergency ¦ Self Contained ¦ Non LED | 15 | Urgent | B | 11 | 2035 | 5 | 1 | 2.2 | 9506 | 23995
Fabric ¦ Superstructure ¦ Windows and External Doors ¦ External Doors ¦ Entrance Doors | 1 | High | B | 21 | 2045 | 5 | 2 | 2.7 | 17901 | 32763
Transport ¦ Lifts ¦ Disabled Lift ¦ Electric | 1 | High | B | 1 | 2025 | 5 | 2 | 2.7 | 17902 | 5160
Electrical ¦ Lighting ¦ Internal ¦ General ¦ LED Fittings & Luminaires | 90 | Medium | B | 10 | 2034 | 5 | 3 | 3.2 | 31599 | 23158
Electrical ¦ Specialist Lighting ¦ Internal ¦ Illuminated Fire Exit Signage | 3 | Urgent | B | 16 | 2040 | 5 | 1 | 2.2 | 9507 | 29046
HVAC ¦ Heat Emitters - Local ¦ Electric Heaters | 5 | Medium | B | 1 | 2025 | 5 | 3 | 3.2 | 31600 | 11331
Water ¦ Local Hot Water ¦ Instantaneous Electric Water Heater - Non-Drinking Water | 1 | Medium | B | 12 | 2036 | 5 | 3 | 3.2 | 31601 | 26765
HVAC ¦ Fan ¦ Local and Special Ventilation ¦ Axial | 1 | Medium | B | 1 | 2025 | 5 | 3 | 3.2 | 31602 | 11332
Fabric ¦ Superstructure ¦ Windows and External Doors ¦ External Doors ¦ Manual and Automatic Doors ¦ Emergency and Panic Escape Doors | 1 | Urgent | B | 27 | 2051 | 5 | 1 | 2.2 | 9508 | 33557
Fire ¦ Fire Fighting ¦ Fire Extinguishers ¦ CO2 | 4 | Urgent | B | 6 | 2030 | 5 | 1 | 2.2 | 9509 | 17213
Fire ¦ Fire Fighting ¦ Fire Extinguishers ¦ Foam | 2 | Urgent | B | 7 | 2031 | 5 | 1 | 2.2 | 9510 | 19512
Fire ¦ Fire Fighting ¦ Fire Extinguishers ¦ Foam | 4 | Urgent | B | 6 | 2030 | 5 | 1 | 2.2 | 9511 | 17214
Fire ¦ Fire Fighting ¦ Fire Extinguishers ¦ CO2 | 1 | Urgent | B | 7 | 2031 | 5 | 1 | 2.2 | 9512 | 19513
Fabric ¦ Superstructure ¦ Windows and External Doors ¦ External Windows ¦ Roller Shutters ¦ External Window Shutters ¦ Manual | 1 | Medium | B | 15 | 2039 | 5 | 3 | 3.2 | 31603 | 28545
Electrical ¦ Lighting ¦ Internal ¦ Emergency ¦ Self Contained ¦ Non LED | 1 | Urgent | B | 1 | 2025 | 5 | 1 | 2.2 | 9513 | 1943
Electrical ¦ LV Distribution ¦ Distribution Board ¦ Sub | 1 | High | B | 1 | 2025 | 5 | 2 | 2.7 | 17903 | 5161
Controls ¦ Multi-System Controls ¦ Control Panel - Electrical Services (excluding Electrical Controllers and Pneumatic Relays) | 1 | Medium | B | 1 | 2025 | 5 | 3 | 3.2 | 31604 | 11333
HVAC ¦ Central Air Conditioning ¦ Air Conditioning ¦ Multi-Split Evaporator - Split Systems/Heat Pumps - Air-cooled with Direct Expansion Evaporator (DX) | 1 | Medium | B | 1 | 2025 | 5 | 3 | 3.2 | 31605 | 11334
HVAC ¦ Heat Emitters - Central ¦ Radiators ¦ Steel | 3 | Medium | B | 1 | 2025 | 5 | 3 | 3.2 | 31606 | 11335
HVAC ¦ Fan ¦ Local and Special Ventilation ¦ Extract | 1 | Medium | B | 1 | 2025 | 5 | 3 | 3.2 | 31607 | 11336
Fabric ¦ Superstructure ¦ Windows and External Doors ¦ External Doors ¦ Manual and Automatic Doors ¦ Auto / Powered Sliding Doors | 1 | High | B | 10 | 2034 | 5 | 2 | 2.7 | 17904 | 22512
Electrical ¦ LV Distribution ¦ Distribution Board ¦ Sub | 1 | High | B | 2 | 2026 | 5 | 2 | 2.7 | 17905 | 12965
Electrical ¦ LV Distribution ¦ Distribution Board ¦ Main | 1 | High | B | 19 | 2043 | 5 | 2 | 2.7 | 17906 | 31268
HVAC ¦ Fan ¦ Local and Special Ventilation ¦ Kitchen Vent ¦ Extract | 1 | Low | B | 10 | 2034 | 5 | 4 | 3.7 | 33581 | 23230
Fire ¦ Fire Detection ¦ Fire Alarm Panel / Repeater | 1 | Urgent | B | 1 | 2025 | 5 | 1 | 2.2 | 9514 | 1944
HVAC ¦ Local and Special Ventilation ¦ Unit extract fans. | 1 | Medium | D | 1 | 2025 | 3 | 3 | 2.6 | 11257 | 2723
Fire ¦ Fire Detection ¦ Fire Alarm Panel / Repeater | 1 | Urgent | B | 1 | 2025 | 5 | 1 | 2.2 | 9515 | 1945
Electrical ¦ Lighting ¦ Internal ¦ General | 17 | Medium | B | 6 | 2030 | 5 | 3 | 3.2 | 31608 | 19041
Fabric ¦ Superstructure ¦ Windows and External Doors ¦ External Doors ¦ Manual and Automatic Doors ¦ Emergency and Panic Escape Doors | 1 | Urgent | B | 15 | 2039 | 5 | 1 | 2.2 | 9516 | 28024
Fabric ¦ Superstructure ¦ Windows and External Doors ¦ External Doors ¦ Manual and Automatic Doors ¦ Auto / Powered Swing Doors | 1 | High | B | 11 | 2035 | 5 | 2 | 2.7 | 17907 | 24814
Electrical ¦ Lighting ¦ Internal ¦ Emergency ¦ Self Contained ¦ Non LED | 7 | Urgent | B | 5 | 2029 | 5 | 1 | 2.2 | 9517 | 14507
HVAC ¦ Heat Emitters - Local ¦ Gas Fired Unit Heaters | 1 | Medium | DX | 1 | 2025 | 1 | 3 | 2 | 994 | 689
Fabric ¦ Superstructure ¦ Internal Doors ¦ Roller Shutters ¦ Internal Manual Roller Shutter | 1 | Medium | B | 1 | 2025 | 5 | 3 | 3.2 | 31609 | 11337
Fabric ¦ Superstructure ¦ Windows and External Doors ¦ Roller Shutters ¦ Electric Roller Shutter | 1 | High | B | 1 | 2025 | 5 | 2 | 2.7 | 17908 | 5162
Electrical ¦ Lighting ¦ External ¦ General - LED | 9 | Medium | B | 11 | 2035 | 5 | 3 | 3.2 | 31610 | 25651
HVAC ¦ Central Heating (Internally Sourced) ¦ Burner ¦ Forced draft gas burner | 1 | Medium | CX | 1 | 2025 | 2 | 3 | 2.3 | 10368 | 2277
Fabric ¦ Barriers and Guardrails ¦ Vehicle Crash Protection Barrier | 1 | V Low | B | 1 | 2025 | 5 | 4 | 3.7 | 33582 | 12385
HVAC ¦ Fan ¦ Central Heating ¦ Axial | 1 | High | B | 1 | 2025 | 5 | 2 | 2.7 | 17909 | 5163
Fabric ¦ Superstructure ¦ Windows and External Doors ¦ External Doors ¦ Manual and Automatic Doors ¦ Emergency and Panic Escape Doors | 1 | Urgent | B | 20 | 2044 | 5 | 1 | 2.2 | 9518 | 31566
Fabric ¦ Superstructure ¦ Windows and External Doors ¦ External Doors ¦ Manual and Automatic Doors ¦ Emergency and Panic Escape Doors | 1 | Urgent | B | 11 | 2035 | 5 | 1 | 2.2 | 9519 | 23996
Fire ¦ Fire Fighting ¦ Fire Extinguishers ¦ Foam | 3 | Urgent | B | 1 | 2025 | 5 | 1 | 2.2 | 9520 | 1946
Fire ¦ Fire Fighting ¦ Fire Extinguishers ¦ Foam | 3 | Urgent | B | 1 | 2025 | 5 | 1 | 2.2 | 9521 | 1947
Water ¦ Local Hot Water ¦ Package Electric Water Heaters - Non-Drinking Water | 1 | Medium | B | 9 | 2033 | 5 | 3 | 3.2 | 31611 | 21904
HVAC ¦ Heat Emitters - Local ¦ Gas Fired Natural and Fan Assisted Heaters | 1 | Medium | B | 8 | 2032 | 5 | 3 | 3.2 | 31612 | 21155
Fabric ¦ Superstructure ¦ Windows and External Doors ¦ Roller Shutters ¦ Electric Roller Shutter | 1 | High | B | 15 | 2039 | 5 | 2 | 2.7 | 17910 | 28320
Electrical ¦ Lighting ¦ Internal ¦ General ¦ LED Fittings & Luminaires | 136 | Medium | B | 10 | 2034 | 5 | 3 | 3.2 | 31613 | 23159
Fabric ¦ Superstructure ¦ Windows and External Doors ¦ External Doors ¦ Manual and Automatic Doors ¦ Emergency and Panic Escape Doors | 1 | Urgent | B | 10 | 2034 | 5 | 1 | 2.2 | 9522 | 22172
Fabric ¦ Superstructure ¦ Windows and External Doors ¦ Roller Shutters ¦ Manual Roller Shutter | 1 | High | B | 1 | 2025 | 5 | 2 | 2.7 | 17911 | 5164
Electrical ¦ Lighting ¦ Internal ¦ General ¦ LED Fittings & Luminaires | 53 | Medium | B | 17 | 2041 | 5 | 3 | 3.2 | 31614 | 30582
Electrical ¦ Lighting ¦ External ¦ General - LED | 2 | Medium | B | 13 | 2037 | 5 | 3 | 3.2 | 31615 | 27259
Electrical ¦ Lighting ¦ Internal ¦ Emergency ¦ Self Contained ¦ LED | 3 | Urgent | B | 15 | 2039 | 5 | 1 | 2.2 | 9523 | 28025
Electrical ¦ LV Distribution ¦ Distribution Board ¦ Main | 1 | High | B | 1 | 2025 | 5 | 2 | 2.7 | 17912 | 5165
Fire ¦ Fire Detection ¦ Fire Alarm System | 1 | Urgent | B | 1 | 2025 | 5 | 1 | 2.2 | 9524 | 1948
HVAC ¦ Heat Emitters - Local ¦ Electric Heaters | 1 | Medium | B | 1 | 2025 | 5 | 3 | 3.2 | 31616 | 11338
Electrical ¦ LV Distribution ¦ Distribution Board ¦ Sub | 1 | High | B | 1 | 2025 | 5 | 2 | 2.7 | 17913 | 5166
Security ¦ Access ¦ Access Control ¦ Door ¦ Local Lock / Keypad / Manual | 3 | Medium | B | 1 | 2025 | 5 | 3 | 3.2 | 31617 | 11339
Electrical ¦ Specialist Lighting ¦ Internal ¦ Illuminated Fire Exit Signage | 2 | Urgent | B | 16 | 2040 | 5 | 1 | 2.2 | 9525 | 29047
HVAC ¦ Heat Emitters - Central ¦ Radiators ¦ Steel | 4 | Medium | B | 1 | 2025 | 5 | 3 | 3.2 | 31618 | 11340
Fire ¦ Fire Fighting ¦ Fire Extinguishers ¦ Powder | 1 | Urgent | B | 6 | 2030 | 5 | 1 | 2.2 | 9526 | 17215
HVAC ¦ Central Heating (Internally Sourced) ¦ Burner ¦ Forced draft gas burner | 1 | Medium | B | 5 | 2029 | 5 | 3 | 3.2 | 31619 | 15514
Electrical ¦ LV Distribution ¦ Distribution Board ¦ Sub | 1 | High | B | 18 | 2042 | 5 | 2 | 2.7 | 17914 | 30887
Fabric ¦ Superstructure ¦ Windows and External Doors ¦ Roller Shutters ¦ Electric Roller Shutter | 1 | High | B | 21 | 2045 | 5 | 2 | 2.7 | 17915 | 32764
Fire ¦ Fire Fighting ¦ Fire Extinguishers ¦ Foam | 3 | Urgent | B | 6 | 2030 | 5 | 1 | 2.2 | 9527 | 17216
Fire ¦ Fire Fighting ¦ Fire Extinguishers ¦ Foam | 1 | Urgent | B | 6 | 2030 | 5 | 1 | 2.2 | 9528 | 17217
Fire ¦ Fire Fighting ¦ Fire Extinguishers ¦ Foam | 6 | Urgent | B | 6 | 2030 | 5 | 1 | 2.2 | 9529 | 17218
HVAC ¦ Fan ¦ Local and Special Ventilation ¦ Kitchen Vent ¦ Extract | 1 | Low | B | 13 | 2037 | 5 | 4 | 3.7 | 33583 | 27314
Fabric ¦ Superstructure ¦ Windows and External Doors ¦ Roller Shutters ¦ Manual Roller Shutter | 1 | High | B | 11 | 2035 | 5 | 2 | 2.7 | 17916 | 24815
Fabric ¦ Superstructure ¦ Windows and External Doors ¦ External Doors ¦ Entrance Doors | 1 | High | B | 25 | 2049 | 5 | 2 | 2.7 | 17917 | 33441
Fabric ¦ Superstructure ¦ Windows and External Doors ¦ External Doors ¦ Entrance Doors | 1 | High | B | 11 | 2035 | 5 | 2 | 2.7 | 17918 | 24816
Electrical ¦ Lighting ¦ Internal ¦ Emergency ¦ Self Contained ¦ Non LED | 1 | Urgent | B | 1 | 2025 | 5 | 1 | 2.2 | 9530 | 1949
Fabric ¦ Superstructure ¦ Windows and External Doors ¦ External Doors ¦ Manual and Automatic Doors ¦ Emergency and Panic Escape Doors | 1 | Urgent | B | 10 | 2034 | 5 | 1 | 2.2 | 9531 | 22173
Fabric ¦ Superstructure ¦ Windows and External Doors ¦ Roller Shutters ¦ Electric Roller Shutter | 1 | High | B | 15 | 2039 | 5 | 2 | 2.7 | 17919 | 28321
Electrical ¦ Lighting ¦ Internal ¦ Emergency ¦ Self Contained ¦ Non LED | 2 | Urgent | B | 1 | 2025 | 5 | 1 | 2.2 | 9532 | 1950
Fire ¦ Fire Detection ¦ Fire Alarm System | 1 | Urgent | A | 13 | 2037 | 6 | 1 | 2.5 | 11007 | 26932
Electrical ¦ Lighting ¦ Internal ¦ General | 23 | Medium | B | 5 | 2029 | 5 | 3 | 3.2 | 31620 | 15515
Electrical ¦ LV Distribution ¦ Distribution Board ¦ Main | 1 | High | B | 10 | 2034 | 5 | 2 | 2.7 | 17920 | 22513
HVAC ¦ Fan ¦ Local and Special Ventilation ¦ Axial | 1 | Medium | B | 1 | 2025 | 5 | 3 | 3.2 | 31621 | 11341
HVAC ¦ Central Air Conditioning ¦ Air Conditioning ¦ Multi-Split Condenser - Split Systems/Heat Pumps - Air-cooled with Direct Expansion Evaporator (DX) | 1 | Medium | B | 4 | 2028 | 5 | 3 | 3.2 | 31622 | 14251
Electrical ¦ LV Distribution ¦ Distribution Board ¦ Main | 1 | High | B | 1 | 2025 | 5 | 2 | 2.7 | 17921 | 5167
Controls ¦ Building Management System (BMS) ¦ BMS Control Panel | 1 | High | A | 9 | 2033 | 6 | 2 | 3 | 19637 | 21674
HVAC ¦ Heat Emitters - Local ¦ Gas Fired Natural and Fan Assisted Heaters | 1 | Medium | C | 1 | 2025 | 4 | 3 | 2.9 | 19029 | 5831
HVAC ¦ Smoke Extract ¦ Control Panel - smoke ventilation systems. | 1 | Urgent | B | 12 | 2036 | 5 | 1 | 2.2 | 9533 | 26119
Fabric ¦ Superstructure ¦ Windows and External Doors ¦ External Doors ¦ Manual and Automatic Doors ¦ Emergency and Panic Escape Doors | 1 | Urgent | B | 10 | 2034 | 5 | 1 | 2.2 | 9534 | 22174
Fabric ¦ Superstructure ¦ Windows and External Doors ¦ Roller Shutters ¦ Manual Roller Shutter | 1 | High | B | 1 | 2025 | 5 | 2 | 2.7 | 17922 | 5168
Fabric ¦ Superstructure ¦ Windows and External Doors ¦ External Doors ¦ Entrance Doors | 1 | High | B | 20 | 2044 | 5 | 2 | 2.7 | 17923 | 31660
HVAC ¦ Central Air Conditioning ¦ Air Conditioning ¦ Multi-Split Condenser - Split Systems/Heat Pumps - Air-cooled with Direct Expansion Evaporator (DX) | 1 | Medium | B | 3 | 2027 | 5 | 3 | 3.2 | 31623 | 13694
HVAC ¦ Central Air Conditioning ¦ Air Conditioning ¦ Multi-Split Evaporator - Split Systems/Heat Pumps - Air-cooled with Direct Expansion Evaporator (DX) | 1 | Medium | B | 5 | 2029 | 5 | 3 | 3.2 | 31624 | 15516
Fabric ¦ Superstructure ¦ Windows and External Doors ¦ Roller Shutters ¦ Electric Roller Shutter | 1 | High | B | 8 | 2032 | 5 | 2 | 2.7 | 17924 | 20776
HVAC ¦ Fan ¦ Local and Special Ventilation ¦ Kitchen Vent ¦ Fans Window or Wall Mounted | 1 | Medium | B | 5 | 2029 | 5 | 3 | 3.2 | 31625 | 15517
HVAC ¦ Fan ¦ Local and Special Ventilation ¦ Kitchen Vent ¦ Extract | 1 | Low | B | 5 | 2029 | 5 | 4 | 3.7 | 33584 | 15683
Security ¦ Access ¦ Access Control ¦ Door ¦ Local Lock / Keypad / Manual | 1 | Medium | B | 6 | 2030 | 5 | 3 | 3.2 | 31626 | 19042
Fire ¦ Fire Fighting ¦ Fire Extinguishers ¦ Foam | 5 | Urgent | B | 6 | 2030 | 5 | 1 | 2.2 | 9535 | 17219
HVAC ¦ Heat Emitters - Local ¦ Electric Heaters | 1 | Medium | B | 3 | 2027 | 5 | 3 | 3.2 | 31627 | 13695
Electrical ¦ Lighting ¦ Internal ¦ Emergency ¦ Externally Powered ¦ LED | 4 | Urgent | B | 1 | 2025 | 5 | 1 | 2.2 | 9536 | 1951
HVAC ¦ Fan ¦ Local and Special Ventilation ¦ Extract | 1 | Medium | B | 1 | 2025 | 5 | 3 | 3.2 | 31628 | 11342
HVAC ¦ Fan ¦ Local and Special Ventilation ¦ Kitchen Vent ¦ Fans Window or Wall Mounted | 1 | Medium | B | 12 | 2036 | 5 | 3 | 3.2 | 31629 | 26766
Fabric ¦ Superstructure ¦ Windows and External Doors ¦ Roller Shutters ¦ Manual Roller Shutter | 1 | High | B | 5 | 2029 | 5 | 2 | 2.7 | 17925 | 14754
Electrical ¦ Specialist Lighting ¦ Internal ¦ Illuminated Fire Exit Signage | 4 | Urgent | B | 16 | 2040 | 5 | 1 | 2.2 | 9537 | 29048
Electrical ¦ Specialist Lighting ¦ Internal ¦ Illuminated Fire Exit Signage | 1 | Urgent | A | 20 | 2044 | 6 | 1 | 2.5 | 11008 | 31586
Electrical ¦ Lighting ¦ External ¦ General - LED | 1 | Medium | B | 11 | 2035 | 5 | 3 | 3.2 | 31630 | 25652
Fabric ¦ Superstructure ¦ Windows and External Doors ¦ External Doors ¦ Manual and Automatic Doors ¦ Auto / Powered Sliding Doors | 1 | High | B | 28 | 2052 | 5 | 2 | 2.7 | 17926 | 33635
Electrical ¦ Lighting ¦ Internal ¦ Emergency ¦ Self Contained ¦ LED | 14 | Urgent | B | 21 | 2045 | 5 | 1 | 2.2 | 9538 | 32470
Electrical ¦ Lighting ¦ Internal ¦ General | 6 | Medium | B | 10 | 2034 | 5 | 3 | 3.2 | 31631 | 23160
Fire ¦ Fire Fighting ¦ Fire Extinguishers ¦ Powder | 1 | Urgent | B | 1 | 2025 | 5 | 1 | 2.2 | 9539 | 1952
HVAC ¦ Local Air Conditioning ¦ Single-Split Evaporator - Split Systems/Heat Pumps - Air-cooled with Direct Expansion Evaporator (DX) | 1 | Medium | B | 13 | 2037 | 5 | 3 | 3.2 | 31632 | 27260
HVAC ¦ Heat Emitters - Central ¦ Radiators ¦ Steel | 1 | Medium | B | 6 | 2030 | 5 | 3 | 3.2 | 31633 | 19043
HVAC ¦ Fan ¦ Local and Special Ventilation ¦ Fans Window or Wall Mounted | 1 | Medium | B | 5 | 2029 | 5 | 3 | 3.2 | 31634 | 15518
Fabric ¦ Superstructure ¦ Windows and External Doors ¦ External Doors ¦ Manual and Automatic Doors ¦ Emergency and Panic Escape Doors | 1 | Urgent | B | 15 | 2039 | 5 | 1 | 2.2 | 9540 | 28026
Electrical ¦ Specialist Lighting ¦ Internal ¦ Illuminated Fire Exit Signage | 6 | Urgent | B | 17 | 2041 | 5 | 1 | 2.2 | 9541 | 30250
Fire ¦ Fire Fighting ¦ Fire Extinguishers ¦ Inert Gas | 1 | Urgent | B | 14 | 2038 | 5 | 1 | 2.2 | 9542 | 27397
Electrical ¦ Lighting ¦ External ¦ General - Non-LED | 4 | Medium | B | 1 | 2025 | 5 | 3 | 3.2 | 31635 | 11343
HVAC ¦ Central Air Conditioning ¦ Air Conditioning ¦ Multi-Split Evaporator - Split Systems/Heat Pumps - Air-cooled with Direct Expansion Evaporator (DX) | 1 | Medium | B | 11 | 2035 | 5 | 3 | 3.2 | 31636 | 25653
Fabric ¦ Superstructure ¦ Windows and External Doors ¦ Roller Shutters ¦ Manual Roller Shutter | 1 | High | B | 5 | 2029 | 5 | 2 | 2.7 | 17927 | 14755
Electrical ¦ Lighting ¦ Internal ¦ Emergency ¦ Self Contained ¦ LED | 20 | Urgent | B | 22 | 2046 | 5 | 1 | 2.2 | 9543 | 33003
HVAC ¦ Heat Emitters - Local ¦ Electric Heaters | 1 | Medium | B | 3 | 2027 | 5 | 3 | 3.2 | 31637 | 13696
HVAC ¦ Heat Emitters - Local ¦ Electric Heaters | 4 | Medium | B | 1 | 2025 | 5 | 3 | 3.2 | 31638 | 11344
Fabric ¦ Superstructure ¦ Windows and External Doors ¦ External Doors ¦ Manual and Automatic Doors ¦ Auto / Powered Sliding Doors | 1 | High | B | 25 | 2049 | 5 | 2 | 2.7 | 17928 | 33442
Electrical ¦ Lighting ¦ Internal ¦ Emergency ¦ Self Contained ¦ Non LED | 7 | Urgent | B | 11 | 2035 | 5 | 1 | 2.2 | 9544 | 23997
Electrical ¦ LV Distribution ¦ Distribution Board ¦ Sub | 1 | High | C | 10 | 2034 | 4 | 2 | 2.4 | 10772 | 22197
Electrical ¦ LV Distribution ¦ Distribution Board ¦ Main | 1 | High | B | 16 | 2040 | 5 | 2 | 2.7 | 17929 | 29266
HVAC ¦ Fan ¦ Local and Special Ventilation ¦ Axial | 1 | Medium | B | 1 | 2025 | 5 | 3 | 3.2 | 31639 | 11345
Electrical ¦ Lighting ¦ Internal ¦ Emergency ¦ Self Contained ¦ LED | 40 | Urgent | B | 22 | 2046 | 5 | 1 | 2.2 | 9545 | 33004
Electrical ¦ LV Distribution ¦ Distribution Board ¦ Main | 1 | High | B | 10 | 2034 | 5 | 2 | 2.7 | 17930 | 22514
Fabric ¦ Superstructure ¦ Windows and External Doors ¦ Roller Shutters ¦ Electric Roller Shutter | 1 | High | B | 19 | 2043 | 5 | 2 | 2.7 | 17931 | 31269
Fire ¦ Fire Detection ¦ Fire Alarm System | 1 | Urgent | B | 12 | 2036 | 5 | 1 | 2.2 | 9546 | 26120
Electrical ¦ Lighting ¦ Internal ¦ General | 26 | Medium | B | 11 | 2035 | 5 | 3 | 3.2 | 31640 | 25654
HVAC ¦ Heat Emitters - Local ¦ Electric Heaters | 1 | Medium | B | 5 | 2029 | 5 | 3 | 3.2 | 31641 | 15519
Fabric ¦ Superstructure ¦ Windows and External Doors ¦ External Doors ¦ Manual and Automatic Doors ¦ Emergency and Panic Escape Doors | 1 | Urgent | B | 10 | 2034 | 5 | 1 | 2.2 | 9547 | 22175
HVAC ¦ Fan ¦ Local and Special Ventilation ¦ Axial | 1 | Medium | B | 5 | 2029 | 5 | 3 | 3.2 | 31642 | 15520
Fabric ¦ Superstructure ¦ Internal Doors ¦ Roller Shutters ¦ Electric Roller Shutter | 1 | Medium | B | 16 | 2040 | 5 | 3 | 3.2 | 31643 | 29874
Electrical ¦ Lighting ¦ Internal ¦ General ¦ LED Fittings & Luminaires | 25 | Medium | B | 16 | 2040 | 5 | 3 | 3.2 | 31644 | 29875
Fire ¦ Fire Fighting ¦ Fire Extinguishers ¦ Foam | 6 | Urgent | B | 9 | 2033 | 5 | 1 | 2.2 | 9548 | 21494
HVAC ¦ Heat Emitters - Local ¦ Electric Heaters | 1 | Medium | B | 5 | 2029 | 5 | 3 | 3.2 | 31645 | 15521
Electrical ¦ Lighting ¦ Internal ¦ Emergency ¦ Self Contained ¦ LED | 2 | Urgent | B | 15 | 2039 | 5 | 1 | 2.2 | 9549 | 28027
Electrical ¦ Lighting ¦ Internal ¦ Emergency ¦ Self Contained ¦ LED | 24 | Urgent | B | 21 | 2045 | 5 | 1 | 2.2 | 9550 | 32471
HVAC ¦ Fan ¦ Central Heating & Cooling ¦ Bifurcated | 1 | Medium | B | 1 | 2025 | 5 | 3 | 3.2 | 31646 | 11346
Electrical ¦ Specialist Lighting ¦ Internal ¦ Illuminated Fire Exit Signage | 3 | Urgent | B | 17 | 2041 | 5 | 1 | 2.2 | 9551 | 30251
Electrical ¦ Specialist Lighting ¦ Internal ¦ Illuminated Fire Exit Signage | 9 | Urgent | B | 16 | 2040 | 5 | 1 | 2.2 | 9552 | 29049
HVAC ¦ Heat Emitters - Local ¦ Electric Heaters | 4 | Medium | B | 1 | 2025 | 5 | 3 | 3.2 | 31647 | 11347
Electrical ¦ Lighting ¦ Internal ¦ General | 4 | Medium | B | 10 | 2034 | 5 | 3 | 3.2 | 31648 | 23161
Fabric ¦ Superstructure ¦ Windows and External Doors ¦ External Doors ¦ Manual and Automatic Doors ¦ Emergency and Panic Escape Doors | 1 | Urgent | B | 11 | 2035 | 5 | 1 | 2.2 | 9553 | 23998
Fabric ¦ Superstructure ¦ Windows and External Doors ¦ External Doors ¦ Manual and Automatic Doors ¦ Auto / Powered Sliding Doors | 1 | High | B | 21 | 2045 | 5 | 2 | 2.7 | 17932 | 32765
Fabric ¦ Superstructure ¦ Internal Doors ¦ Roller Shutters ¦ Electric Roller Shutter | 1 | Medium | B | 15 | 2039 | 5 | 3 | 3.2 | 31649 | 28546
HVAC ¦ Fan ¦ Local and Special Ventilation ¦ Extract | 1 | Medium | B | 1 | 2025 | 5 | 3 | 3.2 | 31650 | 11348
Fire ¦ Fire Fighting ¦ Fire Extinguishers ¦ Powder | 2 | Urgent | B | 6 | 2030 | 5 | 1 | 2.2 | 9554 | 17220
HVAC ¦ Fan ¦ Central Heating & Cooling ¦ Bifurcated | 1 | Medium | B | 1 | 2025 | 5 | 3 | 3.2 | 31651 | 11349
Transport ¦ Lifts ¦ Passenger Lift electric ¦ Electric | 1 | Medium | B | 11 | 2035 | 5 | 3 | 3.2 | 31652 | 25655
Fabric ¦ Superstructure ¦ Windows and External Doors ¦ Roller Shutters ¦ Manual Roller Shutter | 1 | High | B | 1 | 2025 | 5 | 2 | 2.7 | 17933 | 5169
Electrical ¦ Lighting ¦ Internal ¦ General ¦ LED Fittings & Luminaires | 60 | Medium | B | 16 | 2040 | 5 | 3 | 3.2 | 31653 | 29876
Electrical ¦ Specialist Lighting ¦ External ¦ Illuminated External Signs | 1 | Medium | B | 6 | 2030 | 5 | 3 | 3.2 | 31654 | 19044
Electrical ¦ Lighting ¦ Internal ¦ Emergency ¦ Self Contained ¦ LED | 4 | Urgent | B | 22 | 2046 | 5 | 1 | 2.2 | 9555 | 33005
Fabric ¦ Superstructure ¦ Windows and External Doors ¦ Roller Shutters ¦ Manual Roller Shutter | 1 | High | B | 1 | 2025 | 5 | 2 | 2.7 | 17934 | 5170
HVAC ¦ Fan ¦ Central Heating & Cooling ¦ Bifurcated | 1 | Medium | B | 1 | 2025 | 5 | 3 | 3.2 | 31655 | 11350
Electrical ¦ Specialist Lighting ¦ Internal ¦ Illuminated Fire Exit Signage | 3 | Urgent | B | 17 | 2041 | 5 | 1 | 2.2 | 9556 | 30252
Electrical ¦ Lighting ¦ External ¦ General - Non-LED | 4 | Medium | B | 1 | 2025 | 5 | 3 | 3.2 | 31656 | 11351
HVAC ¦ Local Air Conditioning ¦ Single-Split Condenser - Split Systems/Heat Pumps - Air-cooled with Direct Expansion Evaporator (DX) | 1 | Medium | A | 13 | 2037 | 6 | 3 | 3.5 | 32625 | 27307
Fabric ¦ Superstructure ¦ Windows and External Doors ¦ External Doors ¦ Entrance Doors | 1 | High | B | 15 | 2039 | 5 | 2 | 2.7 | 17935 | 28322
Fire ¦ Fire Fighting ¦ Fire Extinguishers ¦ CO2 | 1 | Urgent | B | 6 | 2030 | 5 | 1 | 2.2 | 9557 | 17221
HVAC ¦ Heat Emitters - Local ¦ Electric Heaters | 1 | Medium | CX | 1 | 2025 | 2 | 3 | 2.3 | 10369 | 2278
Electrical ¦ LV Distribution ¦ Distribution Board ¦ Main | 1 | High | B | 2 | 2026 | 5 | 2 | 2.7 | 17936 | 12966
HVAC ¦ Fan ¦ Central Ventilation Systems ¦ Ventilating - General | 1 | Low | B | 1 | 2025 | 5 | 4 | 3.7 | 33585 | 12386
HVAC ¦ Fan ¦ Local and Special Ventilation ¦ Kitchen Vent ¦ Extract | 1 | Low | B | 10 | 2034 | 5 | 4 | 3.7 | 33586 | 23231
Fabric ¦ Superstructure ¦ Windows and External Doors ¦ External Doors ¦ Manual and Automatic Doors ¦ Emergency and Panic Escape Doors | 1 | Urgent | B | 11 | 2035 | 5 | 1 | 2.2 | 9558 | 23999
Fire ¦ Fire Fighting ¦ Fire Extinguishers ¦ CO2 | 2 | Urgent | B | 6 | 2030 | 5 | 1 | 2.2 | 9559 | 17222
Water ¦ Local Hot Water ¦ Package Electric Water Heaters - Non-Drinking Water | 1 | Medium | B | 7 | 2031 | 5 | 3 | 3.2 | 31657 | 20183
HVAC ¦ Heat Emitters - Local ¦ Gas Fired Natural and Fan Assisted Heaters | 1 | Medium | B | 5 | 2029 | 5 | 3 | 3.2 | 31658 | 15522
HVAC ¦ Heat Emitters - Local ¦ Gas Fired Unit Heaters | 1 | Medium | B | 10 | 2034 | 5 | 3 | 3.2 | 31659 | 23162
Fabric ¦ Superstructure ¦ Windows and External Doors ¦ Roller Shutters ¦ Electric Roller Shutter | 1 | High | B | 5 | 2029 | 5 | 2 | 2.7 | 17937 | 14756
HVAC ¦ Heat Emitters - Local ¦ Electric Heaters | 4 | Medium | B | 1 | 2025 | 5 | 3 | 3.2 | 31660 | 11352
Electrical ¦ LV Distribution ¦ Distribution Board ¦ Main | 1 | High | B | 1 | 2025 | 5 | 2 | 2.7 | 17938 | 5171
HVAC ¦ Fan ¦ Local and Special Ventilation ¦ Kitchen Vent ¦ Extract | 1 | Low | B | 10 | 2034 | 5 | 4 | 3.7 | 33587 | 23232
HVAC ¦ Fan ¦ Central Heating & Cooling ¦ Bifurcated | 1 | Medium | B | 1 | 2025 | 5 | 3 | 3.2 | 31661 | 11353
Electrical ¦ Lighting ¦ External ¦ General - LED | 3 | Medium | A | 14 | 2038 | 6 | 3 | 3.5 | 32626 | 27690
Fabric ¦ Superstructure ¦ Windows and External Doors ¦ External Doors ¦ Manual and Automatic Doors ¦ Emergency and Panic Escape Doors | 1 | Urgent | B | 25 | 2049 | 5 | 1 | 2.2 | 9560 | 33346
HVAC ¦ Fan ¦ Local and Special Ventilation ¦ Extract | 1 | Medium | B | 1 | 2025 | 5 | 3 | 3.2 | 31662 | 11354
HVAC ¦ Fan ¦ Central Ventilation Systems ¦ Ventilating - General | 1 | Low | B | 1 | 2025 | 5 | 4 | 3.7 | 33588 | 12387
Electrical ¦ LV Distribution ¦ Distribution Board ¦ Sub | 1 | High | B | 1 | 2025 | 5 | 2 | 2.7 | 17939 | 5172
Fabric ¦ Superstructure ¦ Windows and External Doors ¦ External Doors ¦ Entrance Doors | 1 | High | B | 25 | 2049 | 5 | 2 | 2.7 | 17940 | 33443
Fire ¦ Fire Detection ¦ Fire Alarm System | 1 | Urgent | B | 1 | 2025 | 5 | 1 | 2.2 | 9561 | 1953
Electrical ¦ LV Distribution ¦ Distribution Board ¦ Main | 1 | High | B | 5 | 2029 | 5 | 2 | 2.7 | 17941 | 14757
HVAC ¦ Central Heating (Internally Sourced) ¦ Boiler ¦ Electric Boilers | 1 | Medium | B | 1 | 2025 | 5 | 3 | 3.2 | 31663 | 11355
Fabric ¦ Superstructure ¦ Windows and External Doors ¦ External Doors ¦ Entrance Doors | 1 | High | B | 10 | 2034 | 5 | 2 | 2.7 | 17942 | 22515
Electrical ¦ Lighting ¦ External ¦ General - Non-LED | 3 | Medium | CX | 1 | 2025 | 2 | 3 | 2.3 | 10370 | 2279
HVAC ¦ Central Air Conditioning ¦ Air Conditioning ¦ Multi-Split Condenser - Split Systems/Heat Pumps - Air-cooled with Direct Expansion Evaporator (DX) | 1 | Medium | B | 4 | 2028 | 5 | 3 | 3.2 | 31664 | 14252
Fabric ¦ Superstructure ¦ Internal Doors ¦ Roller Shutters ¦ Electric Roller Shutter | 1 | Medium | B | 10 | 2034 | 5 | 3 | 3.2 | 31665 | 23163
Electrical ¦ Lighting ¦ External ¦ General - LED | 1 | Medium | B | 13 | 2037 | 5 | 3 | 3.2 | 31666 | 27261
Fire ¦ Fire Fighting ¦ Fire Extinguishers ¦ Foam | 1 | Urgent | B | 6 | 2030 | 5 | 1 | 2.2 | 9562 | 17223
Fire ¦ Fire Fighting ¦ Fire Extinguishers ¦ CO2 | 3 | Urgent | B | 8 | 2032 | 5 | 1 | 2.2 | 9563 | 20612
Electrical ¦ LV Distribution ¦ Distribution Board ¦ Main | 1 | High | B | 9 | 2033 | 5 | 2 | 2.7 | 17943 | 21649
Water ¦ Local Hot Water ¦ Package Electric Water Heaters - Non-Drinking Water | 1 | Medium | B | 8 | 2032 | 5 | 3 | 3.2 | 31667 | 21156
HVAC ¦ Central Air Conditioning ¦ Air Conditioning ¦ Multi-Split Condenser - Split Systems/Heat Pumps - Air-cooled with Direct Expansion Evaporator (DX) | 1 | Medium | B | 1 | 2025 | 5 | 3 | 3.2 | 31668 | 11356
HVAC ¦ Local Air Conditioning ¦ Single-Split Condenser - Split Systems/Heat Pumps - Air-cooled with Direct Expansion Evaporator (DX) | 1 | Medium | B | 8 | 2032 | 5 | 3 | 3.2 | 31669 | 21157
HVAC ¦ Local Air Conditioning ¦ Single-Split Condenser - Split Systems/Heat Pumps - Air-cooled with Direct Expansion Evaporator (DX) | 1 | Medium | B | 1 | 2025 | 5 | 3 | 3.2 | 31670 | 11357
Electrical ¦ LV Distribution ¦ Distribution Board ¦ Sub | 1 | High | B | 14 | 2038 | 5 | 2 | 2.7 | 17944 | 27503
Electrical ¦ LV Distribution ¦ Distribution Board ¦ Main | 1 | High | B | 1 | 2025 | 5 | 2 | 2.7 | 17945 | 5173
Electrical ¦ LV Distribution ¦ Distribution Board ¦ Main | 1 | High | B | 4 | 2028 | 5 | 2 | 2.7 | 17946 | 14009
HVAC ¦ Fan ¦ Local and Special Ventilation ¦ Kitchen Vent ¦ Extract | 1 | Low | A | 15 | 2039 | 6 | 4 | 4 | 33838 | 28590
Fire ¦ Fire Detection ¦ Fire Alarm System | 1 | Urgent | B | 1 | 2025 | 5 | 1 | 2.2 | 9564 | 1954
HVAC ¦ Heat Emitters - Local ¦ Gas Fired Natural and Fan Assisted Heaters | 1 | Medium | B | 1 | 2025 | 5 | 3 | 3.2 | 31671 | 11358
Fire ¦ Fire Detection ¦ Fire Alarm Panel / Repeater | 1 | Urgent | B | 6 | 2030 | 5 | 1 | 2.2 | 9565 | 17224
Fabric ¦ Superstructure ¦ Windows and External Doors ¦ External Doors ¦ Manual and Automatic Doors ¦ Emergency and Panic Escape Doors | 1 | Urgent | B | 32 | 2056 | 5 | 1 | 2.2 | 9566 | 33821
HVAC ¦ Fan ¦ Local and Special Ventilation ¦ Axial | 1 | Medium | B | 4 | 2028 | 5 | 3 | 3.2 | 31672 | 14253
Fire ¦ Fire Fighting ¦ Fire Extinguishers ¦ Foam | 2 | Urgent | B | 6 | 2030 | 5 | 1 | 2.2 | 9567 | 17225
Electrical ¦ Lighting ¦ Internal ¦ General ¦ LED Fittings & Luminaires | 75 | Medium | B | 15 | 2039 | 5 | 3 | 3.2 | 31673 | 28547
Electrical ¦ Lighting ¦ Internal ¦ General | 46 | Medium | C | 10 | 2034 | 4 | 3 | 2.9 | 19030 | 22539
Electrical ¦ Lighting ¦ External ¦ General - LED | 8 | Medium | B | 10 | 2034 | 5 | 3 | 3.2 | 31674 | 23164
Fire ¦ Fire Fighting ¦ Fire Extinguishers ¦ CO2 | 6 | Urgent | B | 6 | 2030 | 5 | 1 | 2.2 | 9568 | 17226
HVAC ¦ Local Air Conditioning ¦ Single-Split Condenser - Split Systems/Heat Pumps - Air-cooled with Direct Expansion Evaporator (DX) | 1 | Medium | B | 2 | 2026 | 5 | 3 | 3.2 | 31675 | 13213
Fabric ¦ Superstructure ¦ Windows and External Doors ¦ Roller Shutters ¦ Electric Roller Shutter | 1 | High | B | 11 | 2035 | 5 | 2 | 2.7 | 17947 | 24817
Electrical ¦ Lighting ¦ External ¦ General - Non-LED | 3 | Medium | B | 1 | 2025 | 5 | 3 | 3.2 | 31676 | 11359
HVAC ¦ Heat Emitters - Local ¦ Electric Heaters | 1 | Medium | B | 1 | 2025 | 5 | 3 | 3.2 | 31677 | 11360
Electrical ¦ Lighting ¦ Internal ¦ Emergency ¦ Self Contained ¦ LED | 2 | Urgent | B | 23 | 2047 | 5 | 1 | 2.2 | 9569 | 33153
Fire ¦ Fire Fighting ¦ Fire Extinguishers ¦ CO2 | 1 | Urgent | B | 3 | 2027 | 5 | 1 | 2.2 | 9570 | 13312
Fabric ¦ Superstructure ¦ Windows and External Doors ¦ Roller Shutters ¦ Electric Roller Shutter | 1 | High | B | 1 | 2025 | 5 | 2 | 2.7 | 17948 | 5174
Electrical ¦ Lighting ¦ Internal ¦ Emergency ¦ Self Contained ¦ Non LED | 4 | Urgent | C | 1 | 2025 | 4 | 1 | 1.9 | 751 | 484
Fire ¦ Fire Fighting ¦ Fire Extinguishers ¦ Foam | 5 | Urgent | B | 6 | 2030 | 5 | 1 | 2.2 | 9571 | 17227
Electrical ¦ Lighting ¦ Internal ¦ Emergency ¦ Self Contained ¦ LED | 11 | Urgent | B | 16 | 2040 | 5 | 1 | 2.2 | 9572 | 29050
Fire ¦ Fire Fighting ¦ Fire Extinguishers ¦ Powder | 1 | Urgent | B | 6 | 2030 | 5 | 1 | 2.2 | 9573 | 17228
Fire ¦ Fire Fighting ¦ Fire Extinguishers ¦ Foam | 2 | Urgent | B | 6 | 2030 | 5 | 1 | 2.2 | 9574 | 17229
HVAC ¦ Heat Emitters - Central ¦ Radiators ¦ Steel | 5 | Medium | B | 1 | 2025 | 5 | 3 | 3.2 | 31678 | 11361
HVAC ¦ Local Air Conditioning ¦ Single-Split Evaporator - Split Systems/Heat Pumps - Air-cooled with Direct Expansion Evaporator (DX) | 1 | Medium | B | 5 | 2029 | 5 | 3 | 3.2 | 31679 | 15523
Fabric ¦ Superstructure ¦ Windows and External Doors ¦ External Doors ¦ Manual and Automatic Doors ¦ Emergency and Panic Escape Doors | 1 | Urgent | D | 11 | 2035 | 3 | 1 | 1.6 | 474 | 23247
Fabric ¦ Superstructure ¦ Windows and External Doors ¦ External Doors ¦ Manual and Automatic Doors ¦ Emergency and Panic Escape Doors | 1 | Urgent | B | 6 | 2030 | 5 | 1 | 2.2 | 9575 | 17230
HVAC ¦ Central Heating (Internally Sourced) ¦ Boiler ¦ Atmospheric Gas Burner Boiler - Small and/or Wall Hung for Domestic Installation | 1 | Medium | B | 1 | 2025 | 5 | 3 | 3.2 | 31680 | 11362
Electrical ¦ LV Distribution ¦ Distribution Board ¦ Main | 1 | High | B | 1 | 2025 | 5 | 2 | 2.7 | 17949 | 5175
Electrical ¦ Lighting ¦ Internal ¦ General ¦ LED Fittings & Luminaires | 109 | Medium | B | 16 | 2040 | 5 | 3 | 3.2 | 31681 | 29877
Electrical ¦ Lighting ¦ Internal ¦ General | 32 | Medium | B | 1 | 2025 | 5 | 3 | 3.2 | 31682 | 11363
Fabric ¦ Superstructure ¦ Internal Doors ¦ Roller Shutters ¦ Electric Roller Shutter | 1 | Medium | B | 5 | 2029 | 5 | 3 | 3.2 | 31683 | 15524
Security ¦ Access ¦ Access Control ¦ Gate Access - Local Lock / Keypad / Manual (External) | 1 | Medium | B | 1 | 2025 | 5 | 3 | 3.2 | 31684 | 11364
HVAC ¦ Heat Emitters - Local ¦ Electric Heaters | 2 | Medium | B | 4 | 2028 | 5 | 3 | 3.2 | 31685 | 14254
Water ¦ Local Hot Water ¦ Instantaneous Electric Water Heater - Non-Drinking Water | 1 | Medium | B | 13 | 2037 | 5 | 3 | 3.2 | 31686 | 27262
Fabric ¦ Superstructure ¦ Internal Doors ¦ Roller Shutters ¦ Electric Roller Shutter | 1 | Medium | B | 1 | 2025 | 5 | 3 | 3.2 | 31687 | 11365
HVAC ¦ Heat Emitters - Local ¦ Electric Heaters | 3 | Medium | B | 1 | 2025 | 5 | 3 | 3.2 | 31688 | 11366
Fire ¦ Fire Fighting ¦ Fire Extinguishers ¦ Powder | 2 | Urgent | B | 1 | 2025 | 5 | 1 | 2.2 | 9576 | 1955
HVAC ¦ Heat Emitters - Local ¦ Fan Convector - Electric | 1 | Medium | B | 1 | 2025 | 5 | 3 | 3.2 | 31689 | 11367
HVAC ¦ Fan ¦ Local and Special Ventilation ¦ Kitchen Vent ¦ Extract | 1 | Low | B | 10 | 2034 | 5 | 4 | 3.7 | 33589 | 23233
Fabric ¦ Superstructure ¦ Windows and External Doors ¦ Roller Shutters ¦ Electric Roller Shutter | 1 | High | B | 16 | 2040 | 5 | 2 | 2.7 | 17950 | 29267
HVAC ¦ Central Heating (Internally Sourced) ¦ Boiler ¦ Atmospheric Gas Burner/Condensing Combination Boiler | 1 | Medium | B | 2 | 2026 | 5 | 3 | 3.2 | 31690 | 13214
HVAC ¦ Local Air Conditioning ¦ Single-Split Condenser - Split Systems/Heat Pumps - Air-cooled with Direct Expansion Evaporator (DX) | 1 | Medium | B | 4 | 2028 | 5 | 3 | 3.2 | 31691 | 14255
HVAC ¦ Local Air Conditioning ¦ Single-Split Evaporator - Split Systems/Heat Pumps - Air-cooled with Direct Expansion Evaporator (DX) | 1 | Medium | B | 7 | 2031 | 5 | 3 | 3.2 | 31692 | 20184
Fabric ¦ Superstructure ¦ Windows and External Doors ¦ External Doors ¦ Manual and Automatic Doors ¦ High Security Door | 1 | High | B | 11 | 2035 | 5 | 2 | 2.7 | 17951 | 24818
Fire ¦ Fire Detection ¦ Fire Alarm Panel / Repeater | 1 | Urgent | B | 8 | 2032 | 5 | 1 | 2.2 | 9577 | 20613
HVAC ¦ Fan ¦ Local and Special Ventilation ¦ Extract | 1 | Medium | B | 5 | 2029 | 5 | 3 | 3.2 | 31693 | 15525
Fire ¦ Fire Fighting ¦ Fire Extinguishers ¦ CO2 | 3 | Urgent | B | 6 | 2030 | 5 | 1 | 2.2 | 9578 | 17231
Fabric ¦ Superstructure ¦ Windows and External Doors ¦ External Doors ¦ Entrance Doors | 1 | High | A | 34 | 2058 | 6 | 2 | 3 | 19638 | 33873
Fabric ¦ Superstructure ¦ Internal Doors ¦ Roller Shutters ¦ Electric Roller Shutter | 1 | Medium | B | 11 | 2035 | 5 | 3 | 3.2 | 31694 | 25656
Fabric ¦ Superstructure ¦ Internal Doors ¦ Roller Shutters ¦ Electric Roller Shutter | 1 | Medium | B | 1 | 2025 | 5 | 3 | 3.2 | 31695 | 11368
Fabric ¦ Superstructure ¦ Windows and External Doors ¦ External Doors ¦ Entrance Doors | 1 | High | B | 21 | 2045 | 5 | 2 | 2.7 | 17952 | 32766
Electrical ¦ Lighting ¦ Internal ¦ General | 1 | Medium | B | 6 | 2030 | 5 | 3 | 3.2 | 31696 | 19045
Electrical ¦ LV Distribution ¦ Distribution Board ¦ Sub | 1 | High | B | 6 | 2030 | 5 | 2 | 2.7 | 17953 | 17893
HVAC ¦ Fan ¦ Local and Special Ventilation ¦ Extract | 1 | Medium | B | 1 | 2025 | 5 | 3 | 3.2 | 31697 | 11369
Electrical ¦ LV Distribution ¦ Distribution Board ¦ Main | 1 | High | B | 1 | 2025 | 5 | 2 | 2.7 | 17954 | 5176
Fabric ¦ Superstructure ¦ Windows and External Doors ¦ Roller Shutters ¦ Electric Roller Shutter | 1 | High | B | 24 | 2048 | 5 | 2 | 2.7 | 17955 | 33270
Fabric ¦ Superstructure ¦ Windows and External Doors ¦ External Doors ¦ Entrance Doors | 1 | High | B | 11 | 2035 | 5 | 2 | 2.7 | 17956 | 24819
Fabric ¦ Superstructure ¦ Windows and External Doors ¦ External Doors ¦ Manual and Automatic Doors ¦ Emergency and Panic Escape Doors | 1 | Urgent | B | 6 | 2030 | 5 | 1 | 2.2 | 9579 | 17232
Electrical ¦ LV Distribution ¦ Distribution Board ¦ Sub | 1 | High | B | 1 | 2025 | 5 | 2 | 2.7 | 17957 | 5177
Fabric ¦ Superstructure ¦ Windows and External Doors ¦ Roller Shutters ¦ Electric Roller Shutter | 1 | High | B | 11 | 2035 | 5 | 2 | 2.7 | 17958 | 24820
Electrical ¦ LV Distribution ¦ Distribution Board ¦ Main | 1 | High | B | 18 | 2042 | 5 | 2 | 2.7 | 17959 | 30888
Fabric ¦ Superstructure ¦ Windows and External Doors ¦ External Doors ¦ Entrance Doors | 1 | High | B | 21 | 2045 | 5 | 2 | 2.7 | 17960 | 32767
HVAC ¦ Central Heating (Internally Sourced) ¦ Burner ¦ Forced draft gas burner | 1 | Medium | B | 1 | 2025 | 5 | 3 | 3.2 | 31698 | 11370
HVAC ¦ Central Heating (Internally Sourced) ¦ Burner ¦ Forced draft gas burner | 1 | Medium | B | 2 | 2026 | 5 | 3 | 3.2 | 31699 | 13215
Electrical ¦ LV Distribution ¦ Distribution Board ¦ Sub | 1 | High | B | 1 | 2025 | 5 | 2 | 2.7 | 17961 | 5178
Fire ¦ Fire Detection ¦ Fire Alarm Panel / Repeater | 1 | Urgent | B | 11 | 2035 | 5 | 1 | 2.2 | 9580 | 24000
Water ¦ Local Hot Water ¦ Package Electric Water Heaters - Non-Drinking Water | 1 | Medium | B | 4 | 2028 | 5 | 3 | 3.2 | 31700 | 14256
HVAC ¦ Heat Emitters - Local ¦ Gas Fired Natural and Fan Assisted Heaters | 1 | Medium | B | 7 | 2031 | 5 | 3 | 3.2 | 31701 | 20185
HVAC ¦ Fan ¦ Local and Special Ventilation ¦ Extract | 1 | Medium | B | 1 | 2025 | 5 | 3 | 3.2 | 31702 | 11371
Fabric ¦ Superstructure ¦ Windows and External Doors ¦ External Doors ¦ Manual and Automatic Doors ¦ Emergency and Panic Escape Doors | 1 | Urgent | B | 11 | 2035 | 5 | 1 | 2.2 | 9581 | 24001
Fabric ¦ Superstructure ¦ Windows and External Doors ¦ External Doors ¦ Manual and Automatic Doors ¦ High Security Door | 1 | High | B | 1 | 2025 | 5 | 2 | 2.7 | 17962 | 5179
Fabric ¦ Superstructure ¦ Internal Doors ¦ Roller Shutters ¦ Electric Roller Shutter | 1 | Medium | B | 11 | 2035 | 5 | 3 | 3.2 | 31703 | 25657
HVAC ¦ Central Air Conditioning ¦ Air Conditioning ¦ Multi-Split Evaporator - Split Systems/Heat Pumps - Air-cooled with Direct Expansion Evaporator (DX) | 1 | Medium | B | 8 | 2032 | 5 | 3 | 3.2 | 31704 | 21158
HVAC ¦ Fan ¦ Local and Special Ventilation ¦ Axial | 1 | Medium | B | 1 | 2025 | 5 | 3 | 3.2 | 31705 | 11372
Fabric ¦ Superstructure ¦ Windows and External Doors ¦ Roller Shutters ¦ Manual Roller Shutter | 1 | High | B | 7 | 2031 | 5 | 2 | 2.7 | 17963 | 19709
Fire ¦ Fire Detection ¦ Fire Alarm System | 1 | Urgent | B | 5 | 2029 | 5 | 1 | 2.2 | 9582 | 14508
Electrical ¦ Lighting ¦ Internal ¦ Emergency ¦ Self Contained ¦ LED | 6 | Urgent | B | 22 | 2046 | 5 | 1 | 2.2 | 9583 | 33006
Security ¦ Access ¦ Access Control ¦ Door ¦ Local Lock / Keypad / Manual | 1 | Medium | B | 1 | 2025 | 5 | 3 | 3.2 | 31706 | 11373
Fire ¦ Fire Fighting ¦ Fire Extinguishers ¦ CO2 | 4 | Urgent | B | 6 | 2030 | 5 | 1 | 2.2 | 9584 | 17233
Fire ¦ Fire Fighting ¦ Fire Extinguishers ¦ CO2 | 1 | Urgent | B | 6 | 2030 | 5 | 1 | 2.2 | 9585 | 17234
Fire ¦ Fire Fighting ¦ Fire Extinguishers ¦ CO2 | 1 | Urgent | B | 2 | 2026 | 5 | 1 | 2.2 | 9586 | 12808
Fire ¦ Fire Fighting ¦ Fire Extinguishers ¦ Foam | 4 | Urgent | B | 1 | 2025 | 5 | 1 | 2.2 | 9587 | 1956
HVAC ¦ Fan ¦ Local and Special Ventilation ¦ Extract | 1 | Medium | C | 1 | 2025 | 4 | 3 | 2.9 | 19031 | 5832
Electrical ¦ LV Distribution ¦ Distribution Board ¦ Sub | 1 | High | B | 1 | 2025 | 5 | 2 | 2.7 | 17964 | 5180
Fabric ¦ Superstructure ¦ Internal Doors ¦ Roller Shutters ¦ Internal Manual Roller Shutter | 1 | Medium | B | 11 | 2035 | 5 | 3 | 3.2 | 31707 | 25658
Water ¦ Local Hot Water ¦ Instantaneous Electric Water Heater - Non-Drinking Water | 1 | Medium | B | 10 | 2034 | 5 | 3 | 3.2 | 31708 | 23165
Electrical ¦ Lighting ¦ Internal ¦ General ¦ LED Fittings & Luminaires | 12 | Medium | B | 12 | 2036 | 5 | 3 | 3.2 | 31709 | 26767
Fabric ¦ Superstructure ¦ Internal Doors ¦ Roller Shutters ¦ Electric Roller Shutter | 1 | Medium | B | 9 | 2033 | 5 | 3 | 3.2 | 31710 | 21905
Water ¦ Local Hot Water ¦ Package Electric Water Heaters - Non-Drinking Water | 1 | Medium | B | 7 | 2031 | 5 | 3 | 3.2 | 31711 | 20186
Fabric ¦ Superstructure ¦ Windows and External Doors ¦ Roller Shutters ¦ Manual Roller Shutter | 1 | High | B | 1 | 2025 | 5 | 2 | 2.7 | 17965 | 5181
Fire ¦ Fire Detection ¦ Fire Alarm System | 1 | Urgent | B | 13 | 2037 | 5 | 1 | 2.2 | 9588 | 26902
Fire ¦ Fire Fighting ¦ Fire Extinguishers ¦ Foam | 4 | Urgent | B | 2 | 2026 | 5 | 1 | 2.2 | 9589 | 12809
HVAC ¦ Fan ¦ Local and Special Ventilation ¦ Kitchen Vent ¦ Extract | 1 | Low | B | 1 | 2025 | 5 | 4 | 3.7 | 33590 | 12388
Transport ¦ Lifts ¦ Passenger Lift electric ¦ Electric | 1 | Medium | B | 5 | 2029 | 5 | 3 | 3.2 | 31712 | 15526
Electrical ¦ Lighting ¦ Internal ¦ General ¦ LED Fittings & Luminaires | 57 | Medium | A | 18 | 2042 | 6 | 3 | 3.5 | 32627 | 31026
Electrical ¦ Lighting ¦ External ¦ General - LED | 1 | Medium | B | 12 | 2036 | 5 | 3 | 3.2 | 31713 | 26768
Controls ¦ Building Management System (BMS) ¦ BMS Control Panel | 1 | High | B | 1 | 2025 | 5 | 2 | 2.7 | 17966 | 5182
HVAC ¦ Heat Emitters - Local ¦ Gas Fired Radiant Heaters | 1 | Medium | B | 2 | 2026 | 5 | 3 | 3.2 | 31714 | 13216
Electrical ¦ Lighting ¦ Internal ¦ Emergency ¦ Self Contained ¦ LED | 14 | Urgent | B | 20 | 2044 | 5 | 1 | 2.2 | 9590 | 31567
Fire ¦ Fire Fighting ¦ Fire Extinguishers ¦ Foam | 4 | Urgent | B | 6 | 2030 | 5 | 1 | 2.2 | 9591 | 17235
HVAC ¦ Fan ¦ Local and Special Ventilation ¦ Extract | 1 | Medium | B | 1 | 2025 | 5 | 3 | 3.2 | 31715 | 11374
Electrical ¦ Lighting ¦ Internal ¦ General | 51 | Medium | B | 1 | 2025 | 5 | 3 | 3.2 | 31716 | 11375
Fire ¦ Fire Fighting ¦ Fire Extinguishers ¦ Foam | 5 | Urgent | B | 2 | 2026 | 5 | 1 | 2.2 | 9592 | 12810
HVAC ¦ Heat Emitters - Local ¦ Gas Fired Natural and Fan Assisted Heaters | 1 | Medium | B | 5 | 2029 | 5 | 3 | 3.2 | 31717 | 15527
HVAC ¦ Heat Emitters - Local ¦ Gas Fired Unit Heaters | 1 | Medium | B | 7 | 2031 | 5 | 3 | 3.2 | 31718 | 20187
Electrical ¦ Specialist Lighting ¦ Internal ¦ Illuminated Fire Exit Signage | 3 | Urgent | A | 18 | 2042 | 6 | 1 | 2.5 | 11009 | 30751
Electrical ¦ Lighting ¦ Internal ¦ General ¦ LED Fittings & Luminaires | 4 | Medium | B | 17 | 2041 | 5 | 3 | 3.2 | 31719 | 30583
Electrical ¦ Lighting ¦ Internal ¦ General | 32 | Medium | B | 6 | 2030 | 5 | 3 | 3.2 | 31720 | 19046
Electrical ¦ Lighting ¦ External ¦ General - LED | 1 | Medium | B | 11 | 2035 | 5 | 3 | 3.2 | 31721 | 25659
Fire ¦ Fire Detection ¦ Fire Alarm Panel / Repeater | 1 | Urgent | B | 1 | 2025 | 5 | 1 | 2.2 | 9593 | 1957
Fire ¦ Fire Detection ¦ Fire Alarm Panel / Repeater | 1 | Urgent | B | 7 | 2031 | 5 | 1 | 2.2 | 9594 | 19514
Fire ¦ Fire Fighting ¦ Fire Extinguishers ¦ Foam | 4 | Urgent | B | 2 | 2026 | 5 | 1 | 2.2 | 9595 | 12811
Electrical ¦ LV Distribution ¦ Distribution Board ¦ Sub | 1 | High | B | 1 | 2025 | 5 | 2 | 2.7 | 17967 | 5183
Electrical ¦ LV Distribution ¦ Distribution Board ¦ Main | 1 | High | B | 6 | 2030 | 5 | 2 | 2.7 | 17968 | 17894
Electrical ¦ LV Distribution ¦ Distribution Board ¦ Sub | 1 | High | B | 1 | 2025 | 5 | 2 | 2.7 | 17969 | 5184
Fabric ¦ Superstructure ¦ Windows and External Doors ¦ External Doors ¦ Manual and Automatic Doors ¦ Emergency and Panic Escape Doors | 1 | Urgent | B | 11 | 2035 | 5 | 1 | 2.2 | 9596 | 24002
HVAC ¦ Central Heating (Internally Sourced) ¦ Boiler ¦ Atmospheric Gas Burner/Condensing Combination Boiler (domestic type) | 1 | High | B | 5 | 2029 | 5 | 2 | 2.7 | 17970 | 14758
HVAC ¦ Fan ¦ Central Ventilation Systems ¦ Extract | 1 | Medium | B | 1 | 2025 | 5 | 3 | 3.2 | 31722 | 11376
Fire ¦ Fire Fighting ¦ Fire Extinguishers ¦ Water | 1 | Urgent | B | 2 | 2026 | 5 | 1 | 2.2 | 9597 | 12812
Electrical ¦ LV Distribution ¦ Distribution Board ¦ Sub | 1 | High | A | 19 | 2043 | 6 | 2 | 3 | 19639 | 31340
Water ¦ Local Hot Water ¦ Instantaneous Electric Water Heater - Non-Drinking Water | 1 | Medium | B | 7 | 2031 | 5 | 3 | 3.2 | 31723 | 20188
Fabric ¦ Superstructure ¦ Internal Doors ¦ Roller Shutters ¦ Electric Roller Shutter | 1 | Medium | B | 1 | 2025 | 5 | 3 | 3.2 | 31724 | 11377
HVAC ¦ Heat Emitters - Local ¦ Electric Heaters | 1 | Medium | B | 1 | 2025 | 5 | 3 | 3.2 | 31725 | 11378
Fire ¦ Fire Fighting ¦ Fire Extinguishers ¦ Foam | 4 | Urgent | B | 6 | 2030 | 5 | 1 | 2.2 | 9598 | 17236
HVAC ¦ Heat Emitters - Local ¦ Gas Fired Radiant Heaters | 1 | Medium | B | 2 | 2026 | 5 | 3 | 3.2 | 31726 | 13217
Electrical ¦ Lighting ¦ Internal ¦ General ¦ LED Fittings & Luminaires | 24 | Medium | B | 12 | 2036 | 5 | 3 | 3.2 | 31727 | 26769
HVAC ¦ Fan ¦ Local and Special Ventilation ¦ Fans Window or Wall Mounted | 1 | Medium | B | 11 | 2035 | 5 | 3 | 3.2 | 31728 | 25660
HVAC ¦ Heat Emitters - Central ¦ Unit Heaters | 1 | Medium | B | 6 | 2030 | 5 | 3 | 3.2 | 31729 | 19047
Fabric ¦ Superstructure ¦ Windows and External Doors ¦ External Doors ¦ Manual and Automatic Doors ¦ Emergency and Panic Escape Doors | 1 | Urgent | B | 14 | 2038 | 5 | 1 | 2.2 | 9599 | 27398
HVAC ¦ Fan ¦ Local and Special Ventilation ¦ Axial | 1 | Medium | B | 4 | 2028 | 5 | 3 | 3.2 | 31730 | 14257
Fabric ¦ Superstructure ¦ Windows and External Doors ¦ External Doors ¦ Entrance Doors | 1 | High | B | 15 | 2039 | 5 | 2 | 2.7 | 17971 | 28323
Fabric ¦ Superstructure ¦ Windows and External Doors ¦ External Doors ¦ Manual and Automatic Doors ¦ Emergency and Panic Escape Doors | 1 | Urgent | B | 21 | 2045 | 5 | 1 | 2.2 | 9600 | 32472
HVAC ¦ Local Air Conditioning ¦ Single-Split Evaporator - Split Systems/Heat Pumps - Air-cooled with Direct Expansion Evaporator (DX) | 1 | Medium | B | 10 | 2034 | 5 | 3 | 3.2 | 31731 | 23166
Fabric ¦ Superstructure ¦ Windows and External Doors ¦ Roller Shutters ¦ Manual Roller Shutter | 1 | High | B | 1 | 2025 | 5 | 2 | 2.7 | 17972 | 5185
Fabric ¦ Superstructure ¦ Windows and External Doors ¦ Roller Shutters ¦ Electric Roller Shutter | 1 | High | B | 15 | 2039 | 5 | 2 | 2.7 | 17973 | 28324
Fire ¦ Fire Fighting ¦ Fire Extinguishers ¦ CO2 | 1 | Urgent | B | 6 | 2030 | 5 | 1 | 2.2 | 9601 | 17237
HVAC ¦ Fan ¦ Local and Special Ventilation ¦ Axial | 1 | Medium | B | 6 | 2030 | 5 | 3 | 3.2 | 31732 | 19048
Controls ¦ Multi-System Controls ¦ Control Panel - Electrical Services (excluding Electrical Controllers and Pneumatic Relays) | 1 | Medium | B | 6 | 2030 | 5 | 3 | 3.2 | 31733 | 19049
Fabric ¦ Superstructure ¦ Windows and External Doors ¦ External Doors ¦ Entrance Doors | 1 | High | B | 11 | 2035 | 5 | 2 | 2.7 | 17974 | 24821
Electrical ¦ Lighting ¦ Internal ¦ Emergency ¦ Self Contained ¦ LED | 12 | Urgent | B | 20 | 2044 | 5 | 1 | 2.2 | 9602 | 31568
Electrical ¦ LV Distribution ¦ Distribution Board ¦ Sub | 1 | High | B | 1 | 2025 | 5 | 2 | 2.7 | 17975 | 5186
HVAC ¦ Central Heating (Internally Sourced) ¦ Boiler ¦ Electrode Boilers | 1 | Medium | B | 1 | 2025 | 5 | 3 | 3.2 | 31734 | 11379
Fabric ¦ Superstructure ¦ Internal Doors ¦ Roller Shutters ¦ Internal Manual Roller Shutter | 1 | Medium | B | 1 | 2025 | 5 | 3 | 3.2 | 31735 | 11380
HVAC ¦ Heat Emitters - Central ¦ Radiators ¦ Steel | 3 | Medium | B | 11 | 2035 | 5 | 3 | 3.2 | 31736 | 25661
Security ¦ Access ¦ Access Control ¦ Door ¦ Local Lock / Keypad / Manual | 1 | Medium | B | 11 | 2035 | 5 | 3 | 3.2 | 31737 | 25662
Electrical ¦ LV Distribution ¦ Distribution Board ¦ Sub | 1 | High | B | 1 | 2025 | 5 | 2 | 2.7 | 17976 | 5187
Fire ¦ Fire Detection ¦ Fire Alarm Panel / Repeater | 1 | Urgent | B | 11 | 2035 | 5 | 1 | 2.2 | 9603 | 24003
HVAC ¦ Fan ¦ Local and Special Ventilation ¦ Fans Window or Wall Mounted | 1 | Medium | B | 9 | 2033 | 5 | 3 | 3.2 | 31738 | 21906
HVAC ¦ Fan ¦ Local and Special Ventilation ¦ Kitchen Vent ¦ Extract | 1 | Low | B | 1 | 2025 | 5 | 4 | 3.7 | 33591 | 12389
Transport ¦ Lifts ¦ Disabled Lift ¦ Electric | 1 | High | B | 1 | 2025 | 5 | 2 | 2.7 | 17977 | 5188
Fire ¦ Fire Fighting ¦ Fire Extinguishers ¦ Powder | 1 | Urgent | B | 6 | 2030 | 5 | 1 | 2.2 | 9604 | 17238
Electrical ¦ LV Distribution ¦ Distribution Board ¦ Sub | 1 | High | B | 6 | 2030 | 5 | 2 | 2.7 | 17978 | 17895
Sanitary ¦ Shower ¦ Pumps ¦ Showers Booster Pumps | 1 | Medium | B | 14 | 2038 | 5 | 3 | 3.2 | 31739 | 27644
Fabric ¦ Superstructure ¦ Windows and External Doors ¦ External Doors ¦ Manual and Automatic Doors ¦ Emergency and Panic Escape Doors | 1 | Urgent | B | 21 | 2045 | 5 | 1 | 2.2 | 9605 | 32473
Fabric ¦ Superstructure ¦ Windows and External Doors ¦ Roller Shutters ¦ Manual Roller Shutter | 1 | High | B | 17 | 2041 | 5 | 2 | 2.7 | 17979 | 30386
Fabric ¦ Superstructure ¦ Windows and External Doors ¦ External Doors ¦ Manual and Automatic Doors ¦ High Security Door | 1 | High | B | 11 | 2035 | 5 | 2 | 2.7 | 17980 | 24822
Electrical ¦ Lighting ¦ Internal ¦ General ¦ LED Fittings & Luminaires | 67 | Medium | B | 17 | 2041 | 5 | 3 | 3.2 | 31740 | 30584
HVAC ¦ Heat Emitters - Local ¦ Gas Fired Natural and Fan Assisted Heaters | 1 | Medium | CX | 1 | 2025 | 2 | 3 | 2.3 | 10371 | 2280
HVAC ¦ Fan ¦ Local and Special Ventilation ¦ Axial | 1 | Medium | B | 1 | 2025 | 5 | 3 | 3.2 | 31741 | 11381
Fabric ¦ Superstructure ¦ Windows and External Doors ¦ External Doors ¦ Manual and Automatic Doors ¦ High Security Door | 1 | High | B | 11 | 2035 | 5 | 2 | 2.7 | 17981 | 24823
Fire ¦ Fire Detection ¦ Fire Alarm System | 1 | Urgent | B | 12 | 2036 | 5 | 1 | 2.2 | 9606 | 26121
Electrical ¦ LV Distribution ¦ Distribution Board ¦ Sub | 1 | High | B | 1 | 2025 | 5 | 2 | 2.7 | 17982 | 5189
Water ¦ Local Hot Water ¦ Package Electric Water Heaters - Non-Drinking Water | 1 | Medium | B | 7 | 2031 | 5 | 3 | 3.2 | 31742 | 20189
HVAC ¦ Central Heating (Internally Sourced) ¦ Burner ¦ Forced draft gas burner | 1 | Medium | B | 1 | 2025 | 5 | 3 | 3.2 | 31743 | 11382
Fabric ¦ Superstructure ¦ Windows and External Doors ¦ Roller Shutters ¦ Electric Roller Shutter | 1 | High | B | 11 | 2035 | 5 | 2 | 2.7 | 17983 | 24824
Fire ¦ Fire Detection ¦ Fire Alarm System | 1 | Urgent | B | 13 | 2037 | 5 | 1 | 2.2 | 9607 | 26903
HVAC ¦ Pump ¦ Central Heating (Internally Sourced) ¦ Condensate Pumps | 1 | Medium | B | 11 | 2035 | 5 | 3 | 3.2 | 31744 | 25663
HVAC ¦ Fan ¦ Local and Special Ventilation ¦ Fans Window or Wall Mounted | 1 | Medium | CX | 9 | 2033 | 2 | 3 | 2.3 | 10372 | 21524
Fire ¦ Fire Fighting ¦ Fire Extinguishers ¦ Powder | 1 | Urgent | B | 6 | 2030 | 5 | 1 | 2.2 | 9608 | 17239
Fire ¦ Fire Fighting ¦ Fire Extinguishers ¦ CO2 | 2 | Urgent | B | 8 | 2032 | 5 | 1 | 2.2 | 9609 | 20614
HVAC ¦ Heat Emitters - Local ¦ Gas Fired Unit Heaters | 1 | Medium | B | 8 | 2032 | 5 | 3 | 3.2 | 31745 | 21159
HVAC ¦ Fan ¦ Central Heating & Cooling ¦ Bifurcated | 1 | Medium | B | 1 | 2025 | 5 | 3 | 3.2 | 31746 | 11383
Fabric ¦ Superstructure ¦ Windows and External Doors ¦ External Doors ¦ Manual and Automatic Doors ¦ Emergency and Panic Escape Doors | 1 | Urgent | B | 11 | 2035 | 5 | 1 | 2.2 | 9610 | 24004
Fire ¦ Fire Fighting ¦ Fire Extinguishers ¦ CO2 | 5 | Urgent | B | 8 | 2032 | 5 | 1 | 2.2 | 9611 | 20615
Water ¦ Local Hot Water ¦ Package Electric Water Heaters - Non-Drinking Water | 1 | Medium | B | 6 | 2030 | 5 | 3 | 3.2 | 31747 | 19050
HVAC ¦ Ventilation ¦ Air Handling Unit (AHU) ¦ Internal ¦ Central Air Conditioning ¦ Gas Fired | 1 | Medium | B | 3 | 2027 | 5 | 3 | 3.2 | 31748 | 13697
Fabric ¦ Superstructure ¦ Windows and External Doors ¦ External Windows ¦ Roller Shutters ¦ External Window Shutters ¦ Electric | 1 | Medium | B | 6 | 2030 | 5 | 3 | 3.2 | 31749 | 19051
Electrical ¦ LV Distribution ¦ Distribution Board ¦ Main | 1 | High | D | 1 | 2025 | 3 | 2 | 2.1 | 1355 | 909
Water ¦ Local Hot Water ¦ Package Electric Water Heaters - Non-Drinking Water | 1 | Medium | B | 5 | 2029 | 5 | 3 | 3.2 | 31750 | 15528
HVAC ¦ Fan ¦ Local and Special Ventilation ¦ Extract | 1 | Medium | B | 1 | 2025 | 5 | 3 | 3.2 | 31751 | 11384
Electrical ¦ Specialist Lighting ¦ Internal ¦ Illuminated Fire Exit Signage | 3 | Urgent | C | 15 | 2039 | 4 | 1 | 1.9 | 752 | 27720
HVAC ¦ Central Air Conditioning ¦ Air Conditioning ¦ Multi-Split Evaporator - Split Systems/Heat Pumps - Air-cooled with Direct Expansion Evaporator (DX) | 1 | Medium | B | 1 | 2025 | 5 | 3 | 3.2 | 31752 | 11385
HVAC ¦ Fan ¦ Central Ventilation Systems ¦ Extract | 1 | Medium | B | 1 | 2025 | 5 | 3 | 3.2 | 31753 | 11386
Fabric ¦ Superstructure ¦ Windows and External Doors ¦ Roller Shutters ¦ Manual Roller Shutter | 1 | High | B | 1 | 2025 | 5 | 2 | 2.7 | 17984 | 5190
HVAC ¦ Central Air Conditioning ¦ Air Conditioning ¦ Multi-Split Condenser - Split Systems/Heat Pumps - Air-cooled with Direct Expansion Evaporator (DX) | 1 | Medium | B | 9 | 2033 | 5 | 3 | 3.2 | 31754 | 21907
Water ¦ Local Hot Water ¦ Package Electric Water Heaters - Non-Drinking Water | 1 | Medium | D | 1 | 2025 | 3 | 3 | 2.6 | 11258 | 2724
Fabric ¦ Superstructure ¦ Windows and External Doors ¦ External Doors ¦ Manual and Automatic Doors ¦ Auto / Powered Sliding Doors | 1 | High | B | 11 | 2035 | 5 | 2 | 2.7 | 17985 | 24825
HVAC ¦ Fan ¦ Central Heating & Cooling ¦ Mixed Flow | 1 | Medium | B | 1 | 2025 | 5 | 3 | 3.2 | 31755 | 11387
Electrical ¦ LV Distribution ¦ Distribution Board ¦ Main | 1 | High | B | 1 | 2025 | 5 | 2 | 2.7 | 17986 | 5191
Water ¦ Local Hot Water ¦ Instantaneous Electric Water Heater - Non-Drinking Water | 1 | Medium | B | 8 | 2032 | 5 | 3 | 3.2 | 31756 | 21160
HVAC ¦ Central Heating (Internally Sourced) ¦ Burner ¦ Atmospheric Gas Burner | 1 | Medium | B | 6 | 2030 | 5 | 3 | 3.2 | 31757 | 19052
Fabric ¦ Superstructure ¦ Windows and External Doors ¦ External Doors ¦ Manual and Automatic Doors ¦ Emergency and Panic Escape Doors | 1 | Urgent | C | 17 | 2041 | 4 | 1 | 1.9 | 753 | 29982
Fire ¦ Fire Detection ¦ Fire Alarm System | 1 | Urgent | B | 1 | 2025 | 5 | 1 | 2.2 | 9612 | 1958
Fabric ¦ Superstructure ¦ Internal Doors ¦ Roller Shutters ¦ Electric Roller Shutter | 1 | Medium | B | 5 | 2029 | 5 | 3 | 3.2 | 31758 | 15529
Fabric ¦ Superstructure ¦ Windows and External Doors ¦ External Doors ¦ Entrance Doors | 1 | High | B | 20 | 2044 | 5 | 2 | 2.7 | 17987 | 31661
Fabric ¦ Superstructure ¦ Windows and External Doors ¦ External Doors ¦ Entrance Doors | 1 | High | B | 15 | 2039 | 5 | 2 | 2.7 | 17988 | 28325
HVAC ¦ Ductwork ¦ Ductwork, Fittings and Ancillaries ¦ Central Ventilation Systems ¦ Fire Dampers ¦ Fusible Link | 1 | Urgent | B | 1 | 2025 | 5 | 1 | 2.2 | 9613 | 1959
HVAC ¦ Central Heating (Internally Sourced) ¦ Boiler ¦ Atmospheric Gas Burner/Condensing Combination Boiler (domestic type) | 1 | High | B | 8 | 2032 | 5 | 2 | 2.7 | 17989 | 20777
HVAC ¦ Heat Emitters - Local ¦ Gas Fired Unit Heaters | 1 | Medium | B | 9 | 2033 | 5 | 3 | 3.2 | 31759 | 21908
Electrical ¦ Lighting ¦ Internal ¦ Emergency ¦ Self Contained ¦ LED | 8 | Urgent | B | 17 | 2041 | 5 | 1 | 2.2 | 9614 | 30253
Electrical ¦ Lighting ¦ Internal ¦ Emergency ¦ Self Contained ¦ Non LED | 6 | Urgent | C | 1 | 2025 | 4 | 1 | 1.9 | 754 | 485
Security ¦ Access ¦ Access Control ¦ Door ¦ Local Lock / Keypad / Manual | 1 | Medium | B | 1 | 2025 | 5 | 3 | 3.2 | 31760 | 11388
HVAC ¦ Heat Emitters - Local ¦ Electric Heaters | 2 | Medium | B | 4 | 2028 | 5 | 3 | 3.2 | 31761 | 14258
Fire ¦ Fire Fighting ¦ Fire Extinguishers ¦ CO2 | 2 | Urgent | B | 1 | 2025 | 5 | 1 | 2.2 | 9615 | 1960
Electrical ¦ Specialist Lighting ¦ Internal ¦ Illuminated Fire Exit Signage | 1 | Urgent | C | 1 | 2025 | 4 | 1 | 1.9 | 755 | 486
Fabric ¦ Superstructure ¦ Windows and External Doors ¦ External Doors ¦ Manual and Automatic Doors ¦ High Security Door | 1 | High | B | 27 | 2051 | 5 | 2 | 2.7 | 17990 | 33588
Electrical ¦ Lighting ¦ External ¦ General - Non-LED | 2 | Medium | B | 1 | 2025 | 5 | 3 | 3.2 | 31762 | 11389
Electrical ¦ Lighting ¦ External ¦ General - LED | 1 | Medium | B | 10 | 2034 | 5 | 3 | 3.2 | 31763 | 23167
Fire ¦ Fire Fighting ¦ Fire Extinguishers ¦ Foam | 3 | Urgent | B | 2 | 2026 | 5 | 1 | 2.2 | 9616 | 12813
Fabric ¦ Superstructure ¦ Windows and External Doors ¦ External Doors ¦ Manual and Automatic Doors ¦ Emergency and Panic Escape Doors | 1 | Urgent | B | 27 | 2051 | 5 | 1 | 2.2 | 9617 | 33558
HVAC ¦ Fan ¦ Local and Special Ventilation ¦ Extract | 1 | Medium | C | 7 | 2031 | 4 | 3 | 2.9 | 19032 | 19730
Fire ¦ Fire Fighting ¦ Fire Extinguishers ¦ CO2 | 3 | Urgent | B | 6 | 2030 | 5 | 1 | 2.2 | 9618 | 17240
Fire ¦ Fire Fighting ¦ Fire Extinguishers ¦ CO2 | 3 | Urgent | B | 2 | 2026 | 5 | 1 | 2.2 | 9619 | 12814
Fire ¦ Fire Fighting ¦ Fire Extinguishers ¦ Foam | 5 | Urgent | B | 1 | 2025 | 5 | 1 | 2.2 | 9620 | 1961
HVAC ¦ Fan ¦ Central Ventilation Systems ¦ Ventilating - General | 1 | Low | B | 1 | 2025 | 5 | 4 | 3.7 | 33592 | 12390
Electrical ¦ LV Distribution ¦ Distribution Board ¦ Main | 1 | High | B | 10 | 2034 | 5 | 2 | 2.7 | 17991 | 22516
Electrical ¦ Lighting ¦ Internal ¦ General ¦ LED Fittings & Luminaires | 50 | Medium | B | 17 | 2041 | 5 | 3 | 3.2 | 31764 | 30585
Electrical ¦ Lighting ¦ Internal ¦ General | 11 | Medium | B | 6 | 2030 | 5 | 3 | 3.2 | 31765 | 19053
Electrical ¦ LV Distribution ¦ Distribution Board ¦ Sub | 1 | High | B | 6 | 2030 | 5 | 2 | 2.7 | 17992 | 17896
Electrical ¦ LV Distribution ¦ Distribution Board ¦ Sub | 1 | High | B | 6 | 2030 | 5 | 2 | 2.7 | 17993 | 17897
Fire ¦ Fire Detection ¦ Fire Alarm Panel / Repeater (Vesda) | 1 | Urgent | B | 11 | 2035 | 5 | 1 | 2.2 | 9621 | 24005
Fire ¦ Fire Detection ¦ Fire Alarm System | 1 | Urgent | B | 11 | 2035 | 5 | 1 | 2.2 | 9622 | 24006
Electrical ¦ Lighting ¦ External ¦ General - Non-LED | 1 | Medium | B | 1 | 2025 | 5 | 3 | 3.2 | 31766 | 11390
Security ¦ Access ¦ Access Control ¦ Door ¦ Local Lock / Keypad / Manual | 1 | Medium | B | 7 | 2031 | 5 | 3 | 3.2 | 31767 | 20190
Fire ¦ Fire Fighting ¦ Fire Extinguishers ¦ Foam | 6 | Urgent | B | 6 | 2030 | 5 | 1 | 2.2 | 9623 | 17241
Fire ¦ Fire Fighting ¦ Fire Extinguishers ¦ Foam | 3 | Urgent | B | 2 | 2026 | 5 | 1 | 2.2 | 9624 | 12815
Electrical ¦ LV Distribution ¦ Distribution Board ¦ Main | 1 | High | B | 15 | 2039 | 5 | 2 | 2.7 | 17994 | 28326
Water ¦ Local Hot Water ¦ Package Electric Water Heaters - Non-Drinking Water | 1 | Medium | B | 7 | 2031 | 5 | 3 | 3.2 | 31768 | 20191
Fabric ¦ Superstructure ¦ Windows and External Doors ¦ External Doors ¦ Entrance Doors | 1 | High | B | 11 | 2035 | 5 | 2 | 2.7 | 17995 | 24826
Electrical ¦ Specialist Lighting ¦ Internal ¦ Illuminated Fire Exit Signage | 2 | Urgent | B | 15 | 2039 | 5 | 1 | 2.2 | 9625 | 28028
Security ¦ Access ¦ Access Control ¦ Door ¦ Local Lock / Keypad / Manual | 1 | Medium | C | 1 | 2025 | 4 | 3 | 2.9 | 19033 | 5833
Electrical ¦ Lighting ¦ Internal ¦ Emergency ¦ Externally Powered ¦ Non LED | 10 | Urgent | B | 11 | 2035 | 5 | 1 | 2.2 | 9626 | 24007
HVAC ¦ Central Air Conditioning ¦ Air Conditioning ¦ Multi-Split Condenser - Split Systems/Heat Pumps - Air-cooled with Direct Expansion Evaporator (DX) | 1 | Medium | C | 1 | 2025 | 4 | 3 | 2.9 | 19034 | 5834
Electrical ¦ LV Distribution ¦ Distribution Board ¦ Sub | 1 | High | B | 1 | 2025 | 5 | 2 | 2.7 | 17996 | 5192
Fabric ¦ Superstructure ¦ Windows and External Doors ¦ Roller Shutters ¦ Manual Roller Shutter | 1 | High | B | 5 | 2029 | 5 | 2 | 2.7 | 17997 | 14759
Security ¦ Access ¦ Access Control ¦ Door ¦ Local Lock / Keypad / Manual | 1 | Medium | B | 1 | 2025 | 5 | 3 | 3.2 | 31769 | 11391
Electrical ¦ Lighting ¦ Internal ¦ General | 6 | Medium | B | 1 | 2025 | 5 | 3 | 3.2 | 31770 | 11392
Electrical ¦ Lighting ¦ Internal ¦ Emergency ¦ Self Contained ¦ LED | 2 | Urgent | B | 20 | 2044 | 5 | 1 | 2.2 | 9627 | 31569
HVAC ¦ Local and Special Ventilation ¦ Unit extract fans. | 1 | Medium | B | 1 | 2025 | 5 | 3 | 3.2 | 31771 | 11393
Fabric ¦ Superstructure ¦ Windows and External Doors ¦ External Doors ¦ Manual and Automatic Doors ¦ Emergency and Panic Escape Doors | 1 | Urgent | B | 11 | 2035 | 5 | 1 | 2.2 | 9628 | 24008
HVAC ¦ Fan ¦ Local and Special Ventilation ¦ Extract | 1 | Medium | B | 7 | 2031 | 5 | 3 | 3.2 | 31772 | 20192
HVAC ¦ Fan ¦ Local and Special Ventilation ¦ Extract | 1 | Medium | B | 7 | 2031 | 5 | 3 | 3.2 | 31773 | 20193
HVAC ¦ Heat Emitters - Central ¦ Radiators ¦ Aluminium | 3 | Medium | B | 1 | 2025 | 5 | 3 | 3.2 | 31774 | 11394
HVAC ¦ Heat Emitters - Central ¦ Radiators ¦ Steel | 5 | Medium | B | 1 | 2025 | 5 | 3 | 3.2 | 31775 | 11395
HVAC ¦ Local Air Conditioning ¦ Single-Split Evaporator - Split Systems/Heat Pumps - Air-cooled with Direct Expansion Evaporator (DX) | 1 | Medium | D | 7 | 2031 | 3 | 3 | 2.6 | 11259 | 19555
HVAC ¦ Heat Emitters - Local ¦ Electric Heaters | 3 | Medium | B | 3 | 2027 | 5 | 3 | 3.2 | 31776 | 13698
HVAC ¦ Heat Emitters - Central ¦ Radiators ¦ Steel | 4 | Medium | B | 1 | 2025 | 5 | 3 | 3.2 | 31777 | 11396
Electrical ¦ Lighting ¦ Internal ¦ Emergency ¦ Self Contained ¦ LED | 3 | Urgent | B | 20 | 2044 | 5 | 1 | 2.2 | 9629 | 31570
HVAC ¦ Heat Emitters - Local ¦ Electric Heaters | 3 | Medium | B | 1 | 2025 | 5 | 3 | 3.2 | 31778 | 11397
Fire ¦ Fire Fighting ¦ Fire Extinguishers ¦ CO2 | 1 | Urgent | B | 1 | 2025 | 5 | 1 | 2.2 | 9630 | 1962
HVAC ¦ Heat Emitters - Local ¦ Electric Heaters | 5 | Medium | CX | 1 | 2025 | 2 | 3 | 2.3 | 10373 | 2281
Electrical ¦ Lighting ¦ Internal ¦ General | 33 | Medium | B | 1 | 2025 | 5 | 3 | 3.2 | 31779 | 11398
Electrical ¦ Specialist Lighting ¦ Internal ¦ Illuminated Fire Exit Signage | 3 | Urgent | B | 15 | 2039 | 5 | 1 | 2.2 | 9631 | 28029
Fire ¦ Fire Fighting ¦ Fire Extinguishers ¦ Powder | 2 | Urgent | B | 5 | 2029 | 5 | 1 | 2.2 | 9632 | 14509
Electrical ¦ Lighting ¦ Internal ¦ General | 6 | Medium | B | 1 | 2025 | 5 | 3 | 3.2 | 31780 | 11399
HVAC ¦ Heat Emitters - Local ¦ Electric Heaters | 3 | Medium | B | 6 | 2030 | 5 | 3 | 3.2 | 31781 | 19054
Fire ¦ Fire Fighting ¦ Fire Extinguishers ¦ Foam | 3 | Urgent | B | 2 | 2026 | 5 | 1 | 2.2 | 9633 | 12816
Fabric ¦ Superstructure ¦ Windows and External Doors ¦ Roller Shutters ¦ Electric Roller Shutter | 1 | High | B | 18 | 2042 | 5 | 2 | 2.7 | 17998 | 30889
Fabric ¦ Superstructure ¦ Windows and External Doors ¦ Roller Shutters ¦ Manual Roller Shutter | 1 | High | B | 10 | 2034 | 5 | 2 | 2.7 | 17999 | 22517
Fire ¦ Fire Detection ¦ Fire Alarm Panel / Repeater | 1 | Urgent | B | 7 | 2031 | 5 | 1 | 2.2 | 9634 | 19515
HVAC ¦ Fan ¦ Local and Special Ventilation ¦ Extract | 1 | Medium | CX | 1 | 2025 | 2 | 3 | 2.3 | 10374 | 2282
Electrical ¦ Lighting ¦ External ¦ General - LED | 7 | Medium | B | 5 | 2029 | 5 | 3 | 3.2 | 31782 | 15530
HVAC ¦ Central Heating (Internally Sourced) ¦ Boiler ¦ Atmospheric Gas Burner/Condensing Combination Boiler (domestic type) | 1 | High | B | 3 | 2027 | 5 | 2 | 2.7 | 18000 | 13405
Fabric ¦ Superstructure ¦ Windows and External Doors ¦ Roller Shutters ¦ Manual Roller Shutter | 1 | High | B | 1 | 2025 | 5 | 2 | 2.7 | 18001 | 5193
Fabric ¦ Superstructure ¦ Windows and External Doors ¦ Roller Shutters ¦ Manual Roller Shutter | 1 | High | B | 10 | 2034 | 5 | 2 | 2.7 | 18002 | 22518
HVAC ¦ Fan ¦ Local and Special Ventilation ¦ Extract | 1 | Medium | B | 1 | 2025 | 5 | 3 | 3.2 | 31783 | 11400
Electrical ¦ Lighting ¦ Internal ¦ General ¦ LED Fittings & Luminaires | 32 | Medium | B | 16 | 2040 | 5 | 3 | 3.2 | 31784 | 29878
Fabric ¦ Superstructure ¦ Windows and External Doors ¦ External Doors ¦ Manual and Automatic Doors ¦ Auto / Powered Sliding Doors | 1 | High | B | 16 | 2040 | 5 | 2 | 2.7 | 18003 | 29268
HVAC ¦ Central Heating (Internally Sourced) ¦ Boiler ¦ Electric Boilers | 1 | Medium | B | 10 | 2034 | 5 | 3 | 3.2 | 31785 | 23168
Electrical ¦ Lighting ¦ Internal ¦ General | 28 | Medium | C | 6 | 2030 | 4 | 3 | 2.9 | 19035 | 17950
Fire ¦ Fire Fighting ¦ Fire Extinguishers ¦ CO2 | 2 | Urgent | B | 2 | 2026 | 5 | 1 | 2.2 | 9635 | 12817
Fabric ¦ Superstructure ¦ Windows and External Doors ¦ External Doors ¦ Entrance Doors | 1 | High | B | 30 | 2054 | 5 | 2 | 2.7 | 18004 | 33730
HVAC ¦ Ductwork ¦ Ductwork, Fittings and Ancillaries ¦ Central Ventilation Systems ¦ Fire Dampers ¦ Fusible Link | 1 | Urgent | B | 1 | 2025 | 5 | 1 | 2.2 | 9636 | 1963
Fabric ¦ Superstructure ¦ Windows and External Doors ¦ External Doors ¦ Entrance Doors | 1 | High | B | 21 | 2045 | 5 | 2 | 2.7 | 18005 | 32768
Electrical ¦ Lighting ¦ Internal ¦ Emergency ¦ Self Contained ¦ LED | 5 | Urgent | B | 22 | 2046 | 5 | 1 | 2.2 | 9637 | 33007
HVAC ¦ Central Air Conditioning ¦ Air Conditioning ¦ Multi-Split Evaporator - Split Systems/Heat Pumps - Air-cooled with Direct Expansion Evaporator (DX) | 1 | Medium | B | 9 | 2033 | 5 | 3 | 3.2 | 31786 | 21909
Electrical ¦ LV Distribution ¦ Distribution Board ¦ Main | 1 | High | B | 6 | 2030 | 5 | 2 | 2.7 | 18006 | 17898
HVAC ¦ Fan ¦ Local and Special Ventilation ¦ Kitchen Vent ¦ Extract | 1 | Low | B | 5 | 2029 | 5 | 4 | 3.7 | 33593 | 15684
HVAC ¦ Fan ¦ Local and Special Ventilation ¦ Kitchen Vent ¦ Extract | 1 | Low | B | 1 | 2025 | 5 | 4 | 3.7 | 33594 | 12391
Fabric ¦ Superstructure ¦ Windows and External Doors ¦ External Doors ¦ Entrance Doors | 1 | High | B | 21 | 2045 | 5 | 2 | 2.7 | 18007 | 32769
HVAC ¦ Central Air Conditioning ¦ Air Conditioning ¦ Multi-Split Evaporator - Split Systems/Heat Pumps - Air-cooled with Direct Expansion Evaporator (DX) | 1 | Medium | CX | 1 | 2025 | 2 | 3 | 2.3 | 10375 | 2283
Electrical ¦ Lighting ¦ Internal ¦ Emergency ¦ Self Contained ¦ LED | 2 | Urgent | B | 20 | 2044 | 5 | 1 | 2.2 | 9638 | 31571
Electrical ¦ Lighting ¦ Internal ¦ General | 56 | Medium | B | 1 | 2025 | 5 | 3 | 3.2 | 31787 | 11401
HVAC ¦ Central Heating (Internally Sourced) ¦ Boiler ¦ Atmospheric Gas Burner/Condensing Combination Boiler (domestic type) | 1 | High | B | 1 | 2025 | 5 | 2 | 2.7 | 18008 | 5194
Fabric ¦ Superstructure ¦ Windows and External Doors ¦ Roller Shutters ¦ Electric Roller Shutter | 1 | High | B | 10 | 2034 | 5 | 2 | 2.7 | 18009 | 22519
HVAC ¦ Heat Emitters - Central ¦ Radiators ¦ Aluminium | 4 | Medium | B | 1 | 2025 | 5 | 3 | 3.2 | 31788 | 11402
Fire ¦ Fire Fighting ¦ Fire Extinguishers ¦ Foam | 2 | Urgent | B | 2 | 2026 | 5 | 1 | 2.2 | 9639 | 12818
HVAC ¦ Ductwork ¦ Ductwork, Fittings and Ancillaries ¦ Central Ventilation Systems ¦ Fire Dampers ¦ Fusible Link | 1 | Urgent | B | 1 | 2025 | 5 | 1 | 2.2 | 9640 | 1964
Fabric ¦ Superstructure ¦ Internal Doors ¦ Roller Shutters ¦ Electric Roller Shutter | 1 | Medium | B | 1 | 2025 | 5 | 3 | 3.2 | 31789 | 11403
Fabric ¦ Superstructure ¦ Windows and External Doors ¦ Roller Shutters ¦ Electric Roller Shutter | 1 | High | B | 18 | 2042 | 5 | 2 | 2.7 | 18010 | 30890
Electrical ¦ Lighting ¦ Internal ¦ General ¦ LED Fittings & Luminaires | 5 | Medium | B | 17 | 2041 | 5 | 3 | 3.2 | 31790 | 30586
HVAC ¦ Heat Emitters - Central ¦ Radiators ¦ Aluminium | 7 | Medium | B | 12 | 2036 | 5 | 3 | 3.2 | 31791 | 26770
Fire ¦ Fire Fighting ¦ Fire Extinguishers ¦ CO2 | 2 | Urgent | B | 2 | 2026 | 5 | 1 | 2.2 | 9641 | 12819
Electrical ¦ Lighting ¦ External ¦ General - LED | 9 | Medium | B | 7 | 2031 | 5 | 3 | 3.2 | 31792 | 20194
Fire ¦ Fire Fighting ¦ Fire Extinguishers ¦ CO2 | 4 | Urgent | B | 1 | 2025 | 5 | 1 | 2.2 | 9642 | 1965
Fabric ¦ Superstructure ¦ Windows and External Doors ¦ External Doors ¦ Manual and Automatic Doors ¦ Emergency and Panic Escape Doors | 1 | Urgent | C | 21 | 2045 | 4 | 1 | 1.9 | 756 | 31713
Fabric ¦ Superstructure ¦ Windows and External Doors ¦ Roller Shutters ¦ Electric Roller Shutter | 1 | High | B | 18 | 2042 | 5 | 2 | 2.7 | 18011 | 30891
Fabric ¦ Superstructure ¦ Windows and External Doors ¦ Roller Shutters ¦ Manual Roller Shutter | 1 | High | CX | 1 | 2025 | 2 | 2 | 1.8 | 555 | 448
Electrical ¦ Lighting ¦ External ¦ General - Non-LED | 3 | Medium | B | 5 | 2029 | 5 | 3 | 3.2 | 31793 | 15531
Fire ¦ Fire Fighting ¦ Fire Extinguishers ¦ CO2 | 2 | Urgent | B | 6 | 2030 | 5 | 1 | 2.2 | 9643 | 17242
Electrical ¦ Lighting ¦ Internal ¦ Emergency ¦ Self Contained ¦ LED | 10 | Urgent | B | 17 | 2041 | 5 | 1 | 2.2 | 9644 | 30254
Fabric ¦ Superstructure ¦ Windows and External Doors ¦ External Doors ¦ Manual and Automatic Doors ¦ Emergency and Panic Escape Doors | 1 | Urgent | B | 21 | 2045 | 5 | 1 | 2.2 | 9645 | 32474
HVAC ¦ Central Heating (Internally Sourced) ¦ Burner ¦ Forced draft gas burner | 1 | Medium | B | 1 | 2025 | 5 | 3 | 3.2 | 31794 | 11404
HVAC ¦ Central Heating (Internally Sourced) ¦ Boiler ¦ Combination Atmospheric Burner Gas Boiler | 1 | High | B | 1 | 2025 | 5 | 2 | 2.7 | 18012 | 5195
Electrical ¦ Lighting ¦ Internal ¦ General ¦ LED Fittings & Luminaires | 9 | Medium | C | 12 | 2036 | 4 | 3 | 2.9 | 19036 | 26300
Electrical ¦ LV Distribution ¦ Distribution Board ¦ Main | 1 | High | D | 14 | 2038 | 3 | 2 | 2.1 | 1356 | 27326
HVAC ¦ Fan ¦ Central Ventilation Systems ¦ Extract | 1 | Medium | B | 5 | 2029 | 5 | 3 | 3.2 | 31795 | 15532
Security ¦ Access ¦ Access Control ¦ Gate Access - Local Lock / Keypad / Manual (External) | 1 | Medium | B | 1 | 2025 | 5 | 3 | 3.2 | 31796 | 11405
Electrical ¦ Lighting ¦ Internal ¦ General | 10 | Medium | B | 12 | 2036 | 5 | 3 | 3.2 | 31797 | 26771
Fabric ¦ Superstructure ¦ Windows and External Doors ¦ External Doors ¦ Manual and Automatic Doors ¦ Emergency and Panic Escape Doors | 1 | Urgent | B | 25 | 2049 | 5 | 1 | 2.2 | 9646 | 33347
Water ¦ Local Hot Water ¦ Electric Water Heater - Drinking Water ¦ Instantaneous Potable Combination Hot, Chilled and Carbonated Water Tap (Fluorinated Gas) | 1 | Low | A | 14 | 2038 | 6 | 4 | 4 | 33839 | 27715
Fire ¦ Fire Detection ¦ Fire Alarm Panel / Repeater | 1 | Urgent | B | 1 | 2025 | 5 | 1 | 2.2 | 9647 | 1966
Fire ¦ Fire Fighting ¦ Fire Extinguishers ¦ Foam | 3 | Urgent | B | 5 | 2029 | 5 | 1 | 2.2 | 9648 | 14510
Fabric ¦ Superstructure ¦ Windows and External Doors ¦ Roller Shutters ¦ Manual Roller Shutter | 1 | High | C | 1 | 2025 | 4 | 2 | 2.4 | 10773 | 2538
HVAC ¦ Ductwork ¦ Ductwork, Fittings and Ancillaries ¦ Central Ventilation Systems ¦ Fire Dampers ¦ Fusible Link | 1 | Urgent | B | 1 | 2025 | 5 | 1 | 2.2 | 9649 | 1967
HVAC ¦ Ductwork ¦ Ductwork, Fittings and Ancillaries ¦ Central Ventilation Systems ¦ Fire Dampers ¦ Fusible Link | 1 | Urgent | B | 1 | 2025 | 5 | 1 | 2.2 | 9650 | 1968
Fabric ¦ Superstructure ¦ Windows and External Doors ¦ Roller Shutters ¦ Manual Roller Shutter | 1 | High | B | 10 | 2034 | 5 | 2 | 2.7 | 18013 | 22520
Electrical ¦ Lighting ¦ Internal ¦ General ¦ LED Fittings & Luminaires | 8 | Medium | B | 15 | 2039 | 5 | 3 | 3.2 | 31798 | 28548
Water ¦ Central Hot Water Distribution ¦ Hot water cylinders | 1 | High | B | 5 | 2029 | 5 | 2 | 2.7 | 18014 | 14760
HVAC ¦ Fan ¦ Local and Special Ventilation ¦ Fans Window or Wall Mounted | 1 | Medium | B | 10 | 2034 | 5 | 3 | 3.2 | 31799 | 23169
Electrical ¦ Lighting ¦ Internal ¦ General ¦ LED Fittings & Luminaires | 29 | Medium | C | 15 | 2039 | 4 | 3 | 2.9 | 19037 | 28340
HVAC ¦ Central Air Conditioning ¦ Air Conditioning ¦ Multi-Split Condenser - Split Systems/Heat Pumps - Air-cooled with Direct Expansion Evaporator (DX) | 1 | Medium | B | 9 | 2033 | 5 | 3 | 3.2 | 31800 | 21910
Fabric ¦ Superstructure ¦ Internal Doors ¦ Roller Shutters ¦ Internal Manual Roller Shutter | 1 | Medium | B | 1 | 2025 | 5 | 3 | 3.2 | 31801 | 11406
Electrical ¦ Specialist Lighting ¦ Internal ¦ Illuminated Fire Exit Signage | 4 | Urgent | B | 17 | 2041 | 5 | 1 | 2.2 | 9651 | 30255
HVAC ¦ Local Air Conditioning ¦ Single-Split Condenser - Split Systems/Heat Pumps - Air-cooled with Direct Expansion Evaporator (DX) | 1 | Medium | B | 7 | 2031 | 5 | 3 | 3.2 | 31802 | 20195
Fabric ¦ Superstructure ¦ Windows and External Doors ¦ External Doors ¦ Manual and Automatic Doors ¦ Auto / Powered Sliding Doors | 1 | High | B | 21 | 2045 | 5 | 2 | 2.7 | 18015 | 32770
Water ¦ Local Hot Water ¦ Package Electric Water Heaters - Non-Drinking Water | 1 | Medium | B | 5 | 2029 | 5 | 3 | 3.2 | 31803 | 15533
Fabric ¦ Superstructure ¦ Windows and External Doors ¦ External Doors ¦ Manual and Automatic Doors ¦ Emergency and Panic Escape Doors | 1 | Urgent | B | 27 | 2051 | 5 | 1 | 2.2 | 9652 | 33559
HVAC ¦ Heat Emitters - Local ¦ Gas Fired Natural and Fan Assisted Heaters | 1 | Medium | B | 7 | 2031 | 5 | 3 | 3.2 | 31804 | 20196
HVAC ¦ Ventilation ¦ Air Handling Unit (AHU) ¦ Internal ¦ Central Air Conditioning ¦ Gas Fired | 1 | Medium | B | 1 | 2025 | 5 | 3 | 3.2 | 31805 | 11407
Fabric ¦ Superstructure ¦ Windows and External Doors ¦ External Doors ¦ Manual and Automatic Doors ¦ Emergency and Panic Escape Doors | 1 | Urgent | B | 11 | 2035 | 5 | 1 | 2.2 | 9653 | 24009
Water ¦ Local Hot Water ¦ Package Electric Water Heaters - Non-Drinking Water | 1 | Medium | B | 7 | 2031 | 5 | 3 | 3.2 | 31806 | 20197
Fabric ¦ Superstructure ¦ Internal Doors ¦ Roller Shutters ¦ Internal Manual Roller Shutter | 1 | Medium | B | 1 | 2025 | 5 | 3 | 3.2 | 31807 | 11408
Electrical ¦ Lighting ¦ Internal ¦ General ¦ LED Fittings & Luminaires | 31 | Medium | B | 16 | 2040 | 5 | 3 | 3.2 | 31808 | 29879
Water ¦ Local Hot Water ¦ Instantaneous Electric Water Heater - Non-Drinking Water | 1 | Medium | B | 10 | 2034 | 5 | 3 | 3.2 | 31809 | 23170
Water ¦ Central Hot Water Distribution ¦ Hot water cylinders | 1 | High | B | 5 | 2029 | 5 | 2 | 2.7 | 18016 | 14761
HVAC ¦ Fan ¦ Central Ventilation Systems ¦ Extract | 1 | Medium | B | 5 | 2029 | 5 | 3 | 3.2 | 31810 | 15534
Fire ¦ Fire Fighting ¦ Fire Extinguishers ¦ CO2 | 2 | Urgent | B | 2 | 2026 | 5 | 1 | 2.2 | 9654 | 12820
HVAC ¦ Local Air Conditioning ¦ Single-Split Condenser - Split Systems/Heat Pumps - Air-cooled with Direct Expansion Evaporator (DX) | 1 | Medium | B | 1 | 2025 | 5 | 3 | 3.2 | 31811 | 11409
Fabric ¦ Superstructure ¦ Internal Doors ¦ Roller Shutters ¦ Electric Roller Shutter | 1 | Medium | B | 20 | 2044 | 5 | 3 | 3.2 | 31812 | 31690
Fabric ¦ Superstructure ¦ Windows and External Doors ¦ External Doors ¦ Entrance Doors | 1 | High | B | 11 | 2035 | 5 | 2 | 2.7 | 18017 | 24827
Fire ¦ Fire Detection ¦ Fire Alarm System | 1 | Urgent | B | 11 | 2035 | 5 | 1 | 2.2 | 9655 | 24010
Fabric ¦ Superstructure ¦ Windows and External Doors ¦ External Doors ¦ Manual and Automatic Doors ¦ Emergency and Panic Escape Doors | 1 | Urgent | DX | 16 | 2040 | 1 | 1 | 1 | 17 | 28592
HVAC ¦ Local and Special Ventilation ¦ Unit extract fans. | 1 | Medium | C | 1 | 2025 | 4 | 3 | 2.9 | 19038 | 5835
HVAC ¦ Heat Emitters - Local ¦ Electric Overdoor Air Curtain/Heater | 1 | Medium | B | 3 | 2027 | 5 | 3 | 3.2 | 31813 | 13699
Electrical ¦ LV Distribution ¦ Distribution Board ¦ Sub | 1 | High | B | 14 | 2038 | 5 | 2 | 2.7 | 18018 | 27504
HVAC ¦ Heat Emitters - Local ¦ Gas Fired Natural and Fan Assisted Heaters | 1 | Medium | B | 7 | 2031 | 5 | 3 | 3.2 | 31814 | 20198
Electrical ¦ LV Distribution ¦ Distribution Board ¦ Sub | 1 | High | B | 1 | 2025 | 5 | 2 | 2.7 | 18019 | 5196
Electrical ¦ LV Distribution ¦ Distribution Board ¦ Sub | 1 | High | B | 1 | 2025 | 5 | 2 | 2.7 | 18020 | 5197
Fabric ¦ Superstructure ¦ Windows and External Doors ¦ External Doors ¦ Manual and Automatic Doors ¦ Emergency and Panic Escape Doors | 1 | Urgent | B | 6 | 2030 | 5 | 1 | 2.2 | 9656 | 17243
Fabric ¦ Superstructure ¦ Windows and External Doors ¦ External Doors ¦ Manual and Automatic Doors ¦ Emergency and Panic Escape Doors | 1 | Urgent | B | 6 | 2030 | 5 | 1 | 2.2 | 9657 | 17244
Electrical ¦ LV Distribution ¦ Distribution Board ¦ Sub | 1 | High | C | 1 | 2025 | 4 | 2 | 2.4 | 10774 | 2539
Electrical ¦ LV Distribution ¦ Distribution Board ¦ Main | 1 | High | B | 15 | 2039 | 5 | 2 | 2.7 | 18021 | 28327
HVAC ¦ Local Air Conditioning ¦ Single-Split Condenser - Split Systems/Heat Pumps - Air-cooled with Direct Expansion Evaporator (DX) | 1 | Medium | B | 10 | 2034 | 5 | 3 | 3.2 | 31815 | 23171
Electrical ¦ LV Distribution ¦ Distribution Board ¦ Sub | 1 | High | C | 1 | 2025 | 4 | 2 | 2.4 | 10775 | 2540
HVAC ¦ Central Heating (Internally Sourced) ¦ Boiler ¦ Atmospheric Gas Burner Boiler - Small and/or Wall Hung for Domestic Installation | 1 | Medium | B | 6 | 2030 | 5 | 3 | 3.2 | 31816 | 19055
Water ¦ Local Hot Water ¦ Instantaneous Electric Water Heater - Non-Drinking Water | 1 | Medium | D | 1 | 2025 | 3 | 3 | 2.6 | 11260 | 2725
Electrical ¦ LV Distribution ¦ Distribution Board ¦ Sub | 1 | High | B | 6 | 2030 | 5 | 2 | 2.7 | 18022 | 17899
Fabric ¦ Superstructure ¦ Internal Doors ¦ Roller Shutters ¦ Internal Manual Roller Shutter | 1 | Medium | B | 1 | 2025 | 5 | 3 | 3.2 | 31817 | 11410
Fabric ¦ Superstructure ¦ Windows and External Doors ¦ External Doors ¦ Manual and Automatic Doors ¦ Auto / Powered Sliding Doors | 1 | High | B | 6 | 2030 | 5 | 2 | 2.7 | 18023 | 17900
Electrical ¦ LV Distribution ¦ Distribution Board ¦ Sub | 1 | High | B | 6 | 2030 | 5 | 2 | 2.7 | 18024 | 17901
HVAC ¦ Local and Special Ventilation ¦ Unit extract fans. | 1 | Medium | B | 1 | 2025 | 5 | 3 | 3.2 | 31818 | 11411
HVAC ¦ Local and Special Ventilation ¦ Unit extract fans. | 1 | Medium | DX | 1 | 2025 | 1 | 3 | 2 | 995 | 690
Fabric ¦ Superstructure ¦ Windows and External Doors ¦ Roller Shutters ¦ Manual Roller Shutter | 1 | High | B | 1 | 2025 | 5 | 2 | 2.7 | 18025 | 5198
HVAC ¦ Heat Emitters - Central ¦ Radiators ¦ Steel | 5 | Medium | CX | 1 | 2025 | 2 | 3 | 2.3 | 10376 | 2284
HVAC ¦ Fan ¦ Local and Special Ventilation ¦ Kitchen Vent ¦ Ventilating - General | 1 | Medium | B | 1 | 2025 | 5 | 3 | 3.2 | 31819 | 11412
Fabric ¦ Superstructure ¦ Windows and External Doors ¦ Roller Shutters ¦ Manual Roller Shutter | 1 | High | DX | 1 | 2025 | 1 | 2 | 1.5 | 412 | 368
Fabric ¦ Superstructure ¦ Internal Doors ¦ Fire Doors ¦ Internal Roller Shutter- Fire Rated | 1 | Urgent | B | 20 | 2044 | 5 | 1 | 2.2 | 9658 | 31572
Fire ¦ Fire Fighting ¦ Fire Extinguishers ¦ Foam | 2 | Urgent | B | 5 | 2029 | 5 | 1 | 2.2 | 9659 | 14511
Fire ¦ Fire Fighting ¦ Fire Extinguishers ¦ Foam | 5 | Urgent | B | 8 | 2032 | 5 | 1 | 2.2 | 9660 | 20616
Electrical ¦ LV Distribution ¦ Distribution Board ¦ Sub | 1 | High | B | 1 | 2025 | 5 | 2 | 2.7 | 18026 | 5199
Fabric ¦ Superstructure ¦ Internal Doors ¦ Roller Shutters ¦ Internal Manual Roller Shutter | 1 | Medium | B | 1 | 2025 | 5 | 3 | 3.2 | 31820 | 11413
Fabric ¦ Superstructure ¦ Windows and External Doors ¦ External Windows ¦ Roller Shutters ¦ External Window Shutters ¦ Electric | 1 | Medium | B | 1 | 2025 | 5 | 3 | 3.2 | 31821 | 11414
Controls ¦ Building Management System (BMS) ¦ BMS Control Panel | 1 | High | B | 4 | 2028 | 5 | 2 | 2.7 | 18027 | 14010
Electrical ¦ Lighting ¦ Internal ¦ General | 7 | Medium | C | 1 | 2025 | 4 | 3 | 2.9 | 19039 | 5836
Electrical ¦ Lighting ¦ Internal ¦ Emergency ¦ Self Contained ¦ Non LED | 3 | Urgent | B | 15 | 2039 | 5 | 1 | 2.2 | 9661 | 28030
Electrical ¦ Lighting ¦ Internal ¦ Emergency ¦ Self Contained ¦ LED | 1 | Urgent | B | 15 | 2039 | 5 | 1 | 2.2 | 9662 | 28031
Fabric ¦ Superstructure ¦ Windows and External Doors ¦ External Doors ¦ Entrance Doors | 1 | High | B | 6 | 2030 | 5 | 2 | 2.7 | 18028 | 17902
Fabric ¦ Superstructure ¦ Internal Doors ¦ Roller Shutters ¦ Electric Roller Shutter | 1 | Medium | B | 11 | 2035 | 5 | 3 | 3.2 | 31822 | 25664
Controls ¦ Building Management System (BMS) ¦ BMS Control Panel | 1 | High | B | 6 | 2030 | 5 | 2 | 2.7 | 18029 | 17903
Electrical ¦ Lighting ¦ Internal ¦ Emergency ¦ Self Contained ¦ Non LED | 11 | Urgent | B | 15 | 2039 | 5 | 1 | 2.2 | 9663 | 28032
HVAC ¦ Fan ¦ Local and Special Ventilation ¦ Axial | 1 | Medium | B | 1 | 2025 | 5 | 3 | 3.2 | 31823 | 11415
Fire ¦ Fire Fighting ¦ Fire Extinguishers ¦ Foam | 1 | Urgent | B | 7 | 2031 | 5 | 1 | 2.2 | 9664 | 19516
Water ¦ Local Hot Water ¦ Instantaneous Electric Water Heater - Non-Drinking Water | 1 | Medium | D | 1 | 2025 | 3 | 3 | 2.6 | 11261 | 2726
Fabric ¦ Superstructure ¦ Windows and External Doors ¦ External Doors ¦ Manual and Automatic Doors ¦ High Security Door | 1 | High | B | 16 | 2040 | 5 | 2 | 2.7 | 18030 | 29269
Fire ¦ Fire Fighting ¦ Fire Extinguishers ¦ CO2 | 5 | Urgent | B | 9 | 2033 | 5 | 1 | 2.2 | 9665 | 21495
Electrical ¦ LV Distribution ¦ Distribution Board ¦ Sub | 1 | High | D | 18 | 2042 | 3 | 2 | 2.1 | 1357 | 30606
Electrical ¦ LV Distribution ¦ Distribution Board ¦ Sub | 1 | High | B | 1 | 2025 | 5 | 2 | 2.7 | 18031 | 5200
Fabric ¦ Superstructure ¦ Windows and External Doors ¦ Roller Shutters ¦ Manual Roller Shutter | 1 | High | B | 1 | 2025 | 5 | 2 | 2.7 | 18032 | 5201
Fire ¦ Fire Detection ¦ Fire Alarm System | 1 | Urgent | B | 11 | 2035 | 5 | 1 | 2.2 | 9666 | 24011
Electrical ¦ LV Distribution ¦ Distribution Board ¦ Sub | 1 | High | B | 1 | 2025 | 5 | 2 | 2.7 | 18033 | 5202
Fabric ¦ Superstructure ¦ Windows and External Doors ¦ Roller Shutters ¦ Automatic Roller Shutter | 1 | High | B | 1 | 2025 | 5 | 2 | 2.7 | 18034 | 5203
HVAC ¦ Local and Special Ventilation ¦ Unit extract fans. | 1 | Medium | DX | 1 | 2025 | 1 | 3 | 2 | 996 | 691
Fire ¦ Fire Detection ¦ Fire Alarm System | 1 | Urgent | B | 11 | 2035 | 5 | 1 | 2.2 | 9667 | 24012
Electrical ¦ Lighting ¦ Internal ¦ Emergency ¦ Self Contained ¦ LED | 8 | Urgent | B | 19 | 2043 | 5 | 1 | 2.2 | 9668 | 31118
Electrical ¦ Lighting ¦ External ¦ General - LED | 2 | Medium | B | 5 | 2029 | 5 | 3 | 3.2 | 31824 | 15535
Fabric ¦ Superstructure ¦ Windows and External Doors ¦ Roller Shutters ¦ Automatic Roller Shutter | 1 | High | B | 1 | 2025 | 5 | 2 | 2.7 | 18035 | 5204
Electrical ¦ LV Distribution ¦ Distribution Board ¦ Sub | 1 | High | B | 1 | 2025 | 5 | 2 | 2.7 | 18036 | 5205
Fabric ¦ Superstructure ¦ Windows and External Doors ¦ Roller Shutters ¦ Manual Roller Shutter | 1 | High | CX | 1 | 2025 | 2 | 2 | 1.8 | 556 | 449
Electrical ¦ Lighting ¦ Internal ¦ General | 23 | Medium | C | 1 | 2025 | 4 | 3 | 2.9 | 19040 | 5837
Fire ¦ Fire Fighting ¦ Fire Extinguishers ¦ CO2 | 2 | Urgent | B | 9 | 2033 | 5 | 1 | 2.2 | 9669 | 21496
Electrical ¦ Lighting ¦ Internal ¦ Emergency ¦ Self Contained ¦ LED | 1 | Urgent | B | 15 | 2039 | 5 | 1 | 2.2 | 9670 | 28033
Fabric ¦ Superstructure ¦ Windows and External Doors ¦ External Doors ¦ Manual and Automatic Doors ¦ Emergency and Panic Escape Doors | 1 | Urgent | B | 30 | 2054 | 5 | 1 | 2.2 | 9671 | 33698
HVAC ¦ Fan ¦ Local and Special Ventilation ¦ Axial | 1 | Medium | B | 10 | 2034 | 5 | 3 | 3.2 | 31825 | 23172
Electrical ¦ Lighting ¦ External ¦ General - Non-LED | 2 | Medium | C | 1 | 2025 | 4 | 3 | 2.9 | 19041 | 5838
Water ¦ Central Hot Water Distribution ¦ Hot water cylinders | 1 | High | B | 1 | 2025 | 5 | 2 | 2.7 | 18037 | 5206
Electrical ¦ LV Distribution ¦ Distribution Board ¦ Main | 1 | High | B | 10 | 2034 | 5 | 2 | 2.7 | 18038 | 22521
Electrical ¦ Lighting ¦ Internal ¦ General | 11 | Medium | B | 1 | 2025 | 5 | 3 | 3.2 | 31826 | 11416
Fabric ¦ Superstructure ¦ Windows and External Doors ¦ Roller Shutters ¦ Manual Roller Shutter | 1 | High | B | 11 | 2035 | 5 | 2 | 2.7 | 18039 | 24828
Fabric ¦ Superstructure ¦ Internal Doors ¦ Roller Shutters ¦ Electric Roller Shutter | 1 | Medium | B | 20 | 2044 | 5 | 3 | 3.2 | 31827 | 31691
Electrical ¦ Specialist Lighting ¦ Internal ¦ Illuminated Fire Exit Signage | 1 | Urgent | DX | 1 | 2025 | 1 | 1 | 1 | 18 | 10
Electrical ¦ Lighting ¦ Internal ¦ General ¦ LED Fittings & Luminaires | 2 | Medium | B | 14 | 2038 | 5 | 3 | 3.2 | 31828 | 27645
Electrical ¦ Lighting ¦ External ¦ General - LED | 1 | Medium | A | 13 | 2037 | 6 | 3 | 3.5 | 32628 | 27308
Fabric ¦ Superstructure ¦ Internal Doors ¦ Roller Shutters ¦ Electric Roller Shutter | 1 | Medium | C | 1 | 2025 | 4 | 3 | 2.9 | 19042 | 5839
Electrical ¦ LV Distribution ¦ Distribution Board ¦ Sub | 1 | High | B | 15 | 2039 | 5 | 2 | 2.7 | 18040 | 28328
Fabric ¦ Superstructure ¦ Internal Doors ¦ Roller Shutters ¦ Electric Roller Shutter | 1 | Medium | B | 1 | 2025 | 5 | 3 | 3.2 | 31829 | 11417
Fire ¦ Fire Fighting ¦ Fire Extinguishers ¦ Foam | 7 | Urgent | B | 6 | 2030 | 5 | 1 | 2.2 | 9672 | 17245
HVAC ¦ Heat Emitters - Local ¦ Gas Fired Natural and Fan Assisted Heaters | 1 | Medium | B | 1 | 2025 | 5 | 3 | 3.2 | 31830 | 11418
HVAC ¦ Local and Special Ventilation ¦ Unit extract fans. | 1 | Medium | B | 5 | 2029 | 5 | 3 | 3.2 | 31831 | 15536
Fire ¦ Fire Detection ¦ Fire Alarm Panel / Repeater | 1 | Urgent | B | 5 | 2029 | 5 | 1 | 2.2 | 9673 | 14512
Electrical ¦ Lighting ¦ Internal ¦ General ¦ LED Fittings & Luminaires | 16 | Medium | D | 20 | 2044 | 3 | 3 | 2.6 | 11262 | 31588
Fire ¦ Fire Fighting ¦ Fire Extinguishers ¦ CO2 | 3 | Urgent | B | 5 | 2029 | 5 | 1 | 2.2 | 9674 | 14513
Water ¦ Local Hot Water ¦ Instantaneous Electric Water Heater - Non-Drinking Water | 1 | Medium | CX | 1 | 2025 | 2 | 3 | 2.3 | 10377 | 2285
HVAC ¦ Local and Special Ventilation ¦ Unit extract fans. | 1 | Medium | B | 1 | 2025 | 5 | 3 | 3.2 | 31832 | 11419
Fire ¦ Fire Detection ¦ Fire Alarm Panel / Repeater | 1 | Urgent | B | 10 | 2034 | 5 | 1 | 2.2 | 9675 | 22176
Fabric ¦ Superstructure ¦ Windows and External Doors ¦ External Doors ¦ Manual and Automatic Doors ¦ Emergency and Panic Escape Doors | 1 | Urgent | DX | 11 | 2035 | 1 | 1 | 1 | 19 | 23236
Fabric ¦ Superstructure ¦ Internal Doors ¦ Roller Shutters ¦ Electric Roller Shutter | 1 | Medium | B | 11 | 2035 | 5 | 3 | 3.2 | 31833 | 25665
HVAC ¦ Fan ¦ Central Heating ¦ Axial | 1 | High | CX | 1 | 2025 | 2 | 2 | 1.8 | 557 | 450
Fabric ¦ Superstructure ¦ Windows and External Doors ¦ External Doors ¦ Manual and Automatic Doors ¦ Emergency and Panic Escape Doors | 1 | Urgent | D | 8 | 2032 | 3 | 1 | 1.6 | 475 | 20233
HVAC ¦ Fan ¦ Local and Special Ventilation ¦ Fans Window or Wall Mounted | 1 | Medium | B | 2 | 2026 | 5 | 3 | 3.2 | 31834 | 13218
HVAC ¦ Local Air Conditioning ¦ Single-Split Condenser - Split Systems/Heat Pumps - Air-cooled with Direct Expansion Evaporator (DX) | 1 | Medium | B | 1 | 2025 | 5 | 3 | 3.2 | 31835 | 11420
Fabric ¦ Superstructure ¦ Internal Doors ¦ Roller Shutters ¦ Internal Manual Roller Shutter | 1 | Medium | B | 1 | 2025 | 5 | 3 | 3.2 | 31836 | 11421
Electrical ¦ LV Distribution ¦ Distribution Board ¦ Sub | 1 | High | B | 1 | 2025 | 5 | 2 | 2.7 | 18041 | 5207
Security ¦ Access ¦ Access Control ¦ Gate Access - Local Lock / Keypad / Manual (External) | 1 | Medium | B | 1 | 2025 | 5 | 3 | 3.2 | 31837 | 11422
Fire ¦ Fire Fighting ¦ Fire Extinguishers ¦ Foam | 2 | Urgent | B | 9 | 2033 | 5 | 1 | 2.2 | 9676 | 21497
Electrical ¦ LV Distribution ¦ Distribution Board ¦ Sub | 1 | High | D | 14 | 2038 | 3 | 2 | 2.1 | 1358 | 27327
Fabric ¦ Superstructure ¦ Internal Doors ¦ Roller Shutters ¦ Automatic Roller Shutter | 1 | High | B | 1 | 2025 | 5 | 2 | 2.7 | 18042 | 5208
Fire ¦ Fire Fighting ¦ Fire Extinguishers ¦ Foam | 5 | Urgent | B | 7 | 2031 | 5 | 1 | 2.2 | 9677 | 19517
Electrical ¦ Lighting ¦ Internal ¦ General ¦ LED Fittings & Luminaires | 1 | Medium | B | 17 | 2041 | 5 | 3 | 3.2 | 31838 | 30587
Fabric ¦ Superstructure ¦ Internal Doors ¦ Roller Shutters ¦ Internal Manual Roller Shutter | 1 | Medium | C | 1 | 2025 | 4 | 3 | 2.9 | 19043 | 5840
Fire ¦ Fire Detection ¦ Fire Alarm System | 1 | Urgent | B | 12 | 2036 | 5 | 1 | 2.2 | 9678 | 26122
Electrical ¦ Specialist Lighting ¦ Internal ¦ Illuminated Fire Exit Signage | 3 | Urgent | B | 15 | 2039 | 5 | 1 | 2.2 | 9679 | 28034
Fire ¦ Fire Fighting ¦ Fire Extinguishers ¦ Foam | 1 | Urgent | B | 5 | 2029 | 5 | 1 | 2.2 | 9680 | 14514
Fabric ¦ Superstructure ¦ Windows and External Doors ¦ Roller Shutters ¦ Manual Roller Shutter | 1 | High | B | 1 | 2025 | 5 | 2 | 2.7 | 18043 | 5209
Fabric ¦ Superstructure ¦ Windows and External Doors ¦ Roller Shutters ¦ Manual Roller Shutter | 1 | High | B | 1 | 2025 | 5 | 2 | 2.7 | 18044 | 5210
Electrical ¦ LV Distribution ¦ Feeder Pillar | 1 | Urgent | B | 1 | 2025 | 5 | 1 | 2.2 | 9681 | 1969
HVAC ¦ Fan ¦ Local and Special Ventilation ¦ Axial | 1 | Medium | B | 1 | 2025 | 5 | 3 | 3.2 | 31839 | 11423
HVAC ¦ Central Air Conditioning ¦ Air Conditioning ¦ Multi-Split Condenser - Split Systems/Heat Pumps - Air-cooled with Direct Expansion Evaporator (DX) | 1 | Medium | B | 11 | 2035 | 5 | 3 | 3.2 | 31840 | 25666
HVAC ¦ Local Air Conditioning ¦ Single-Split Evaporator - Split Systems/Heat Pumps - Air-cooled with Direct Expansion Evaporator (DX) | 1 | Medium | B | 5 | 2029 | 5 | 3 | 3.2 | 31841 | 15537
Electrical ¦ LV Distribution ¦ Distribution Board ¦ Sub | 1 | High | B | 6 | 2030 | 5 | 2 | 2.7 | 18045 | 17904
Water ¦ Local Hot Water ¦ Instantaneous Electric Water Heater - Non-Drinking Water | 1 | Medium | B | 9 | 2033 | 5 | 3 | 3.2 | 31842 | 21911
Water ¦ Local Hot Water ¦ Instantaneous Electric Water Heater - Non-Drinking Water | 1 | Medium | B | 1 | 2025 | 5 | 3 | 3.2 | 31843 | 11424
Fire ¦ Fire Fighting ¦ Fire Extinguishers ¦ CO2 | 4 | Urgent | B | 7 | 2031 | 5 | 1 | 2.2 | 9682 | 19518
Fabric ¦ Superstructure ¦ Windows and External Doors ¦ Roller Shutters ¦ Electric Roller Shutter | 1 | High | B | 22 | 2046 | 5 | 2 | 2.7 | 18046 | 33042
Fabric ¦ Superstructure ¦ Windows and External Doors ¦ Roller Shutters ¦ Manual Roller Shutter | 1 | High | B | 1 | 2025 | 5 | 2 | 2.7 | 18047 | 5211
HVAC ¦ Fan ¦ Local and Special Ventilation ¦ Fans Window or Wall Mounted | 1 | Medium | B | 10 | 2034 | 5 | 3 | 3.2 | 31844 | 23173
HVAC ¦ Local and Special Ventilation ¦ Unit extract fans. | 1 | Medium | B | 1 | 2025 | 5 | 3 | 3.2 | 31845 | 11425
Electrical ¦ LV Distribution ¦ Feeder Pillar | 1 | Urgent | B | 1 | 2025 | 5 | 1 | 2.2 | 9683 | 1970
Security ¦ Access ¦ Access Control ¦ Door ¦ Local Lock / Keypad / Manual | 1 | Medium | B | 13 | 2037 | 5 | 3 | 3.2 | 31846 | 27263
Fire ¦ Fire Fighting ¦ Fire Extinguishers ¦ Foam | 2 | Urgent | B | 7 | 2031 | 5 | 1 | 2.2 | 9684 | 19519
Fabric ¦ Superstructure ¦ Windows and External Doors ¦ Roller Shutters ¦ Electric Roller Shutter | 1 | High | B | 13 | 2037 | 5 | 2 | 2.7 | 18048 | 27040
Electrical ¦ Lighting ¦ Internal ¦ Emergency ¦ Self Contained ¦ LED | 10 | Urgent | B | 15 | 2039 | 5 | 1 | 2.2 | 9685 | 28035
Electrical ¦ Specialist Lighting ¦ Internal ¦ Illuminated Fire Exit Signage | 2 | Urgent | A | 18 | 2042 | 6 | 1 | 2.5 | 11010 | 30752
Security ¦ Access ¦ Access Control ¦ Gate Access - Local Lock / Keypad / Manual (External) | 1 | Medium | B | 1 | 2025 | 5 | 3 | 3.2 | 31847 | 11426
Electrical ¦ Lighting ¦ Internal ¦ Emergency ¦ Self Contained ¦ LED | 1 | Urgent | A | 23 | 2047 | 6 | 1 | 2.5 | 11011 | 33181
Fire ¦ Fire Fighting ¦ Fire Extinguishers ¦ CO2 | 5 | Urgent | B | 9 | 2033 | 5 | 1 | 2.2 | 9686 | 21498
Electrical ¦ Lighting ¦ External ¦ General - LED | 6 | Medium | A | 13 | 2037 | 6 | 3 | 3.5 | 32629 | 27309
Electrical ¦ Lighting ¦ Internal ¦ Emergency ¦ Self Contained ¦ LED | 15 | Urgent | B | 21 | 2045 | 5 | 1 | 2.2 | 9687 | 32475
Fire ¦ Fire Fighting ¦ Fire Extinguishers ¦ CO2 | 5 | Urgent | B | 5 | 2029 | 5 | 1 | 2.2 | 9688 | 14515
Fabric ¦ Superstructure ¦ Windows and External Doors ¦ Roller Shutters ¦ Manual Roller Shutter | 1 | High | B | 1 | 2025 | 5 | 2 | 2.7 | 18049 | 5212
HVAC ¦ Fan ¦ Local and Special Ventilation ¦ Extract | 1 | Medium | B | 1 | 2025 | 5 | 3 | 3.2 | 31848 | 11427
HVAC ¦ Local and Special Ventilation ¦ Unit extract fans. | 1 | Medium | D | 1 | 2025 | 3 | 3 | 2.6 | 11263 | 2727
HVAC ¦ Heat Emitters - Local ¦ Gas Fired Unit Heaters | 1 | Medium | B | 1 | 2025 | 5 | 3 | 3.2 | 31849 | 11428
Fabric ¦ Superstructure ¦ Windows and External Doors ¦ External Doors ¦ Entrance Doors | 1 | High | B | 6 | 2030 | 5 | 2 | 2.7 | 18050 | 17905
Water ¦ Local Hot Water ¦ Instantaneous Electric Water Heater - Non-Drinking Water | 1 | Medium | B | 10 | 2034 | 5 | 3 | 3.2 | 31850 | 23174
Electrical ¦ LV Distribution ¦ Distribution Board ¦ Sub | 1 | High | B | 1 | 2025 | 5 | 2 | 2.7 | 18051 | 5213
HVAC ¦ Fan ¦ Local and Special Ventilation ¦ Extract | 1 | Medium | C | 1 | 2025 | 4 | 3 | 2.9 | 19044 | 5841
Fabric ¦ Superstructure ¦ Windows and External Doors ¦ Roller Shutters ¦ Manual Roller Shutter | 1 | High | B | 1 | 2025 | 5 | 2 | 2.7 | 18052 | 5214
Fabric ¦ Superstructure ¦ Windows and External Doors ¦ Roller Shutters ¦ Manual Roller Shutter | 1 | High | C | 1 | 2025 | 4 | 2 | 2.4 | 10776 | 2541
HVAC ¦ Fan ¦ Local and Special Ventilation ¦ Axial | 1 | Medium | B | 1 | 2025 | 5 | 3 | 3.2 | 31851 | 11429
HVAC ¦ Heat Emitters - Local ¦ Gas Fired Unit Heaters | 1 | Medium | D | 1 | 2025 | 3 | 3 | 2.6 | 11264 | 2728
HVAC ¦ Central Air Conditioning ¦ Air Conditioning ¦ Multi-Split Condenser - Split Systems/Heat Pumps - Air-cooled with Direct Expansion Evaporator (DX) | 1 | Medium | B | 1 | 2025 | 5 | 3 | 3.2 | 31852 | 11430
Electrical ¦ LV Distribution ¦ Distribution Board ¦ Sub | 1 | High | C | 1 | 2025 | 4 | 2 | 2.4 | 10777 | 2542
HVAC ¦ Fan ¦ Local and Special Ventilation ¦ Extract | 1 | Medium | C | 1 | 2025 | 4 | 3 | 2.9 | 19045 | 5842
Fire ¦ Fire Fighting ¦ Fire Extinguishers ¦ CO2 | 3 | Urgent | B | 7 | 2031 | 5 | 1 | 2.2 | 9689 | 19520
HVAC ¦ Heat Emitters - Local ¦ Gas Fired Natural and Fan Assisted Heaters | 1 | Medium | C | 1 | 2025 | 4 | 3 | 2.9 | 19046 | 5843
Fabric ¦ Superstructure ¦ Windows and External Doors ¦ Roller Shutters ¦ Manual Roller Shutter | 1 | High | B | 6 | 2030 | 5 | 2 | 2.7 | 18053 | 17906
Fabric ¦ Superstructure ¦ Windows and External Doors ¦ Roller Shutters ¦ Manual Roller Shutter | 1 | High | B | 11 | 2035 | 5 | 2 | 2.7 | 18054 | 24829
Fabric ¦ Superstructure ¦ Windows and External Doors ¦ External Doors ¦ Manual and Automatic Doors ¦ Auto / Powered Sliding Doors | 1 | High | B | 21 | 2045 | 5 | 2 | 2.7 | 18055 | 32771
HVAC ¦ Heat Emitters - Central ¦ Radiators ¦ Steel | 1 | Medium | B | 3 | 2027 | 5 | 3 | 3.2 | 31853 | 13700
Fabric ¦ Superstructure ¦ Internal Doors ¦ Roller Shutters ¦ Internal Manual Roller Shutter | 1 | Medium | B | 9 | 2033 | 5 | 3 | 3.2 | 31854 | 21912
Electrical ¦ LV Distribution ¦ Distribution Board ¦ Sub | 1 | High | C | 1 | 2025 | 4 | 2 | 2.4 | 10778 | 2543
Fabric ¦ Superstructure ¦ Windows and External Doors ¦ Roller Shutters ¦ Electric Roller Shutter | 1 | High | B | 1 | 2025 | 5 | 2 | 2.7 | 18056 | 5215
Fire ¦ Fire Detection ¦ Fire Alarm System | 1 | Urgent | B | 11 | 2035 | 5 | 1 | 2.2 | 9690 | 24013
Electrical ¦ Specialist Lighting ¦ Internal ¦ Illuminated Fire Exit Signage | 5 | Urgent | B | 10 | 2034 | 5 | 1 | 2.2 | 9691 | 22177
HVAC ¦ Local Air Conditioning ¦ Single-Split Condenser - Split Systems/Heat Pumps - Air-cooled with Direct Expansion Evaporator (DX) | 1 | Medium | B | 10 | 2034 | 5 | 3 | 3.2 | 31855 | 23175
Electrical ¦ LV Distribution ¦ Distribution Board ¦ Sub | 1 | High | B | 1 | 2025 | 5 | 2 | 2.7 | 18057 | 5216
HVAC ¦ Fan ¦ Local and Special Ventilation ¦ Axial | 1 | Medium | B | 1 | 2025 | 5 | 3 | 3.2 | 31856 | 11431
Electrical ¦ LV Distribution ¦ Distribution Board ¦ Sub | 1 | High | B | 1 | 2025 | 5 | 2 | 2.7 | 18058 | 5217
HVAC ¦ Heat Emitters - Local ¦ Electric Heaters | 3 | Medium | B | 3 | 2027 | 5 | 3 | 3.2 | 31857 | 13701
Electrical ¦ LV Distribution ¦ Distribution Board ¦ Sub | 1 | High | D | 1 | 2025 | 3 | 2 | 2.1 | 1359 | 910
Fabric ¦ Superstructure ¦ Windows and External Doors ¦ External Doors ¦ Manual and Automatic Doors ¦ Auto / Powered Sliding Doors | 1 | High | B | 6 | 2030 | 5 | 2 | 2.7 | 18059 | 17907
HVAC ¦ Fan ¦ Smoke Extract | 1 | Urgent | B | 1 | 2025 | 5 | 1 | 2.2 | 9692 | 1971
HVAC ¦ Fan ¦ Local and Special Ventilation ¦ Axial | 1 | Medium | B | 1 | 2025 | 5 | 3 | 3.2 | 31858 | 11432
Electrical ¦ Lighting ¦ Internal ¦ Emergency ¦ Self Contained ¦ Non LED | 10 | Urgent | B | 15 | 2039 | 5 | 1 | 2.2 | 9693 | 28036
HVAC ¦ Local and Special Ventilation ¦ Unit extract fans. | 1 | Medium | B | 1 | 2025 | 5 | 3 | 3.2 | 31859 | 11433
Fabric ¦ Superstructure ¦ Internal Doors ¦ Roller Shutters ¦ Electric Roller Shutter | 1 | Medium | B | 6 | 2030 | 5 | 3 | 3.2 | 31860 | 19056
Electrical ¦ Specialist Lighting ¦ Internal ¦ Illuminated Fire Exit Signage | 3 | Urgent | B | 10 | 2034 | 5 | 1 | 2.2 | 9694 | 22178
HVAC ¦ Heat Emitters - Local ¦ Electric Heaters | 2 | Medium | B | 1 | 2025 | 5 | 3 | 3.2 | 31861 | 11434
Fire ¦ Fire Fighting ¦ Fire Extinguishers ¦ Foam | 2 | Urgent | B | 8 | 2032 | 5 | 1 | 2.2 | 9695 | 20617
Electrical ¦ LV Distribution ¦ Distribution Board ¦ Sub | 1 | High | B | 6 | 2030 | 5 | 2 | 2.7 | 18060 | 17908
HVAC ¦ Fan ¦ Local and Special Ventilation ¦ Extract | 1 | Medium | C | 1 | 2025 | 4 | 3 | 2.9 | 19047 | 5844
HVAC ¦ Fan ¦ Local and Special Ventilation ¦ Axial | 1 | Medium | B | 1 | 2025 | 5 | 3 | 3.2 | 31862 | 11435
Electrical ¦ Lighting ¦ Internal ¦ General ¦ LED Fittings & Luminaires | 8 | Medium | B | 15 | 2039 | 5 | 3 | 3.2 | 31863 | 28549
Fire ¦ Fire Fighting ¦ Fire Extinguishers ¦ Foam | 4 | Urgent | B | 5 | 2029 | 5 | 1 | 2.2 | 9696 | 14516
Electrical ¦ Lighting ¦ Internal ¦ Emergency ¦ Self Contained ¦ LED | 2 | Urgent | B | 15 | 2039 | 5 | 1 | 2.2 | 9697 | 28037
Fire ¦ Fire Fighting ¦ Fire Extinguishers ¦ CO2 | 4 | Urgent | B | 7 | 2031 | 5 | 1 | 2.2 | 9698 | 19521
Electrical ¦ LV Distribution ¦ Distribution Board ¦ Sub | 1 | High | D | 1 | 2025 | 3 | 2 | 2.1 | 1360 | 911
Electrical ¦ LV Distribution ¦ Distribution Board ¦ Sub | 1 | High | C | 1 | 2025 | 4 | 2 | 2.4 | 10779 | 2544
Electrical ¦ LV Distribution ¦ Distribution Board ¦ Sub | 1 | High | B | 6 | 2030 | 5 | 2 | 2.7 | 18061 | 17909
Fire ¦ Fire Fighting ¦ Fire Extinguishers ¦ Foam | 5 | Urgent | B | 6 | 2030 | 5 | 1 | 2.2 | 9699 | 17246
HVAC ¦ Ventilation ¦ Air Handling Unit (AHU) ¦ Internal ¦ Central Heating (Internally Sourced) ¦ Gas Fired | 1 | Medium | B | 10 | 2034 | 5 | 3 | 3.2 | 31864 | 23176
Electrical ¦ LV Distribution ¦ Distribution Board ¦ Sub | 1 | High | B | 1 | 2025 | 5 | 2 | 2.7 | 18062 | 5218
Fabric ¦ Barriers and Guardrails ¦ Vehicle Crash Protection Barrier | 1 | V Low | B | 1 | 2025 | 5 | 4 | 3.7 | 33595 | 12392
Electrical ¦ Lighting ¦ External ¦ General - LED | 1 | Medium | B | 1 | 2025 | 5 | 3 | 3.2 | 31865 | 11436
Electrical ¦ Lighting ¦ Internal ¦ Emergency ¦ Self Contained ¦ Non LED | 2 | Urgent | DX | 1 | 2025 | 1 | 1 | 1 | 20 | 11
Electrical ¦ LV Distribution ¦ Distribution Board ¦ Sub | 1 | High | B | 8 | 2032 | 5 | 2 | 2.7 | 18063 | 20778
Fabric ¦ Superstructure ¦ Windows and External Doors ¦ External Doors ¦ Entrance Doors | 1 | High | B | 11 | 2035 | 5 | 2 | 2.7 | 18064 | 24830
HVAC ¦ Central Heating (Internally Sourced) ¦ Boiler ¦ Atmospheric Gas Burner - Condensing Boiler | 1 | High | DX | 1 | 2025 | 1 | 2 | 1.5 | 413 | 369
HVAC ¦ Local and Special Ventilation ¦ Unit extract fans. | 1 | Medium | B | 12 | 2036 | 5 | 3 | 3.2 | 31866 | 26772
Security ¦ Access ¦ Access Control ¦ Gate Access - Local Lock / Keypad / Manual (External) | 1 | Medium | B | 1 | 2025 | 5 | 3 | 3.2 | 31867 | 11437
Electrical ¦ LV Distribution ¦ Distribution Board ¦ Sub | 1 | High | D | 1 | 2025 | 3 | 2 | 2.1 | 1361 | 912
Electrical ¦ LV Distribution ¦ Distribution Board ¦ Sub | 1 | High | C | 1 | 2025 | 4 | 2 | 2.4 | 10780 | 2545
Security ¦ Access ¦ Access Control ¦ Gate Access - Local Lock / Keypad / Manual (External) | 3 | Medium | B | 1 | 2025 | 5 | 3 | 3.2 | 31868 | 11438
Electrical ¦ Lighting ¦ Internal ¦ Emergency ¦ Self Contained ¦ LED | 15 | Urgent | B | 20 | 2044 | 5 | 1 | 2.2 | 9700 | 31573
Electrical ¦ LV Distribution ¦ Distribution Board ¦ Sub | 1 | High | B | 1 | 2025 | 5 | 2 | 2.7 | 18065 | 5219
HVAC ¦ Fan ¦ Central Heating ¦ Axial | 1 | High | CX | 1 | 2025 | 2 | 2 | 1.8 | 558 | 451
HVAC ¦ Fan ¦ Local and Special Ventilation ¦ Axial | 1 | Medium | B | 1 | 2025 | 5 | 3 | 3.2 | 31869 | 11439
Fabric ¦ Superstructure ¦ Windows and External Doors ¦ Roller Shutters ¦ Manual Roller Shutter | 1 | High | C | 1 | 2025 | 4 | 2 | 2.4 | 10781 | 2546
Water ¦ Local Hot Water ¦ Instantaneous Electric Water Heater - Non-Drinking Water | 1 | Medium | B | 10 | 2034 | 5 | 3 | 3.2 | 31870 | 23177
Fabric ¦ Superstructure ¦ Windows and External Doors ¦ Roller Shutters ¦ Manual Roller Shutter | 1 | High | B | 1 | 2025 | 5 | 2 | 2.7 | 18066 | 5220
Electrical ¦ Lighting ¦ Internal ¦ General | 28 | Medium | C | 1 | 2025 | 4 | 3 | 2.9 | 19048 | 5845
Electrical ¦ Lighting ¦ Internal ¦ General ¦ LED Fittings & Luminaires | 23 | Medium | B | 10 | 2034 | 5 | 3 | 3.2 | 31871 | 23178
Fire ¦ Fire Fighting ¦ Fire Extinguishers ¦ Foam | 6 | Urgent | B | 7 | 2031 | 5 | 1 | 2.2 | 9701 | 19522
Electrical ¦ LV Distribution ¦ Distribution Board ¦ Main | 1 | High | B | 15 | 2039 | 5 | 2 | 2.7 | 18067 | 28329
Electrical ¦ LV Distribution ¦ Distribution Board ¦ Sub | 1 | High | B | 1 | 2025 | 5 | 2 | 2.7 | 18068 | 5221
Water ¦ Local Hot Water ¦ Instantaneous Electric Water Heater - Non-Drinking Water | 1 | Medium | B | 9 | 2033 | 5 | 3 | 3.2 | 31872 | 21913
Electrical ¦ Lighting ¦ Internal ¦ General | 5 | Medium | B | 1 | 2025 | 5 | 3 | 3.2 | 31873 | 11440
Fire ¦ Fire Fighting ¦ Fire Extinguishers ¦ CO2 | 3 | Urgent | B | 6 | 2030 | 5 | 1 | 2.2 | 9702 | 17247
Fire ¦ Fire Fighting ¦ Fire Extinguishers ¦ Foam | 4 | Urgent | B | 6 | 2030 | 5 | 1 | 2.2 | 9703 | 17248
Water ¦ Local Hot Water ¦ Instantaneous Electric Water Heater - Non-Drinking Water | 1 | Medium | B | 1 | 2025 | 5 | 3 | 3.2 | 31874 | 11441
Electrical ¦ LV Distribution ¦ Distribution Board ¦ Sub | 1 | High | B | 1 | 2025 | 5 | 2 | 2.7 | 18069 | 5222
Electrical ¦ LV Distribution ¦ Distribution Board ¦ Sub | 1 | High | B | 13 | 2037 | 5 | 2 | 2.7 | 18070 | 27041
HVAC ¦ Central Heating (Internally Sourced) ¦ Boiler ¦ Atmospheric Gas Burner/Condensing Combination Boiler (domestic type) | 1 | High | B | 1 | 2025 | 5 | 2 | 2.7 | 18071 | 5223
Fabric ¦ Superstructure ¦ Windows and External Doors ¦ External Doors ¦ Manual and Automatic Doors ¦ Emergency and Panic Escape Doors | 1 | Urgent | B | 21 | 2045 | 5 | 1 | 2.2 | 9704 | 32476
Electrical ¦ Lighting ¦ Internal ¦ Emergency ¦ Self Contained ¦ LED | 15 | Urgent | B | 15 | 2039 | 5 | 1 | 2.2 | 9705 | 28038
HVAC ¦ Heat Emitters - Local ¦ Gas Fired Unit Heaters | 1 | Medium | DX | 9 | 2033 | 1 | 3 | 2 | 997 | 21205
Electrical ¦ Lighting ¦ Internal ¦ General | 5 | Medium | B | 6 | 2030 | 5 | 3 | 3.2 | 31875 | 19057
HVAC ¦ Heat Emitters - Local ¦ Electric Overdoor Air Curtain/Heater | 1 | Medium | DX | 1 | 2025 | 1 | 3 | 2 | 998 | 692
Fabric ¦ Superstructure ¦ Windows and External Doors ¦ External Doors ¦ Manual and Automatic Doors ¦ High Security Door | 1 | High | B | 11 | 2035 | 5 | 2 | 2.7 | 18072 | 24831
Electrical ¦ Specialist Lighting ¦ External ¦ Illuminated External Signs | 6 | Medium | CX | 6 | 2030 | 2 | 3 | 2.3 | 10378 | 17324
Electrical ¦ Lighting ¦ Internal ¦ Emergency ¦ Self Contained ¦ LED | 3 | Urgent | B | 21 | 2045 | 5 | 1 | 2.2 | 9706 | 32477
Electrical ¦ Lighting ¦ Internal ¦ General | 4 | Medium | CX | 1 | 2025 | 2 | 3 | 2.3 | 10379 | 2286
Electrical ¦ LV Distribution ¦ Distribution Board ¦ Main | 1 | High | DX | 1 | 2025 | 1 | 2 | 1.5 | 414 | 370
Electrical ¦ LV Distribution ¦ Distribution Board ¦ Sub | 1 | High | B | 16 | 2040 | 5 | 2 | 2.7 | 18073 | 29270
HVAC ¦ Fan ¦ Local and Special Ventilation ¦ Fans Window or Wall Mounted | 1 | Medium | DX | 1 | 2025 | 1 | 3 | 2 | 999 | 693
Fabric ¦ Superstructure ¦ Windows and External Doors ¦ Roller Shutters ¦ Manual Roller Shutter | 1 | High | B | 1 | 2025 | 5 | 2 | 2.7 | 18074 | 5224
Electrical ¦ LV Distribution ¦ Distribution Board ¦ Main | 1 | High | C | 16 | 2040 | 4 | 2 | 2.4 | 10782 | 29075
Electrical ¦ LV Distribution ¦ Distribution Board ¦ Main | 1 | High | B | 1 | 2025 | 5 | 2 | 2.7 | 18075 | 5225
HVAC ¦ Fan ¦ Local and Special Ventilation ¦ Extract | 1 | Medium | B | 9 | 2033 | 5 | 3 | 3.2 | 31876 | 21914
HVAC ¦ Fan ¦ Local and Special Ventilation ¦ Axial | 1 | Medium | B | 13 | 2037 | 5 | 3 | 3.2 | 31877 | 27264
Fabric ¦ Barriers and Guardrails ¦ Vehicle Crash Protection Barrier | 1 | V Low | B | 1 | 2025 | 5 | 4 | 3.7 | 33596 | 12393
Fabric ¦ Barriers and Guardrails ¦ Vehicle Crash Protection Barrier | 1 | V Low | B | 1 | 2025 | 5 | 4 | 3.7 | 33597 | 12394
HVAC ¦ Local Air Conditioning ¦ Single-Split Evaporator - Split Systems/Heat Pumps - Air-cooled with Direct Expansion Evaporator (DX) | 1 | Medium | B | 13 | 2037 | 5 | 3 | 3.2 | 31878 | 27265
HVAC ¦ Fan ¦ Local and Special Ventilation ¦ Fans Window or Wall Mounted | 1 | Medium | B | 9 | 2033 | 5 | 3 | 3.2 | 31879 | 21915
HVAC ¦ Fan ¦ Local and Special Ventilation ¦ Fans Window or Wall Mounted | 1 | Medium | B | 9 | 2033 | 5 | 3 | 3.2 | 31880 | 21916
HVAC ¦ Local Air Conditioning ¦ Single-Split Evaporator - Split Systems/Heat Pumps - Air-cooled with Direct Expansion Evaporator (DX) | 1 | Medium | B | 1 | 2025 | 5 | 3 | 3.2 | 31881 | 11442
Communication and Control ¦ Communication Systems ¦ Public Address (PA) System | 1 | Medium | B | 1 | 2025 | 5 | 3 | 3.2 | 31882 | 11443
HVAC ¦ Local Air Conditioning ¦ Single-Split Evaporator - Split Systems/Heat Pumps - Air-cooled with Direct Expansion Evaporator (DX) | 1 | Medium | B | 1 | 2025 | 5 | 3 | 3.2 | 31883 | 11444
Electrical ¦ LV Distribution ¦ Distribution Board ¦ Sub | 1 | High | B | 14 | 2038 | 5 | 2 | 2.7 | 18076 | 27505
HVAC ¦ Fan ¦ Local and Special Ventilation ¦ Fans Window or Wall Mounted | 1 | Medium | B | 10 | 2034 | 5 | 3 | 3.2 | 31884 | 23179
HVAC ¦ Heat Emitters - Local ¦ Electric Heaters | 2 | Medium | B | 1 | 2025 | 5 | 3 | 3.2 | 31885 | 11445
Fabric ¦ Superstructure ¦ Windows and External Doors ¦ Roller Shutters ¦ Electric Roller Shutter | 1 | High | DX | 6 | 2030 | 1 | 2 | 1.5 | 415 | 15693
HVAC ¦ Fan ¦ Local and Special Ventilation ¦ Extract | 1 | Medium | B | 1 | 2025 | 5 | 3 | 3.2 | 31886 | 11446
HVAC ¦ Fan ¦ Local and Special Ventilation ¦ Fans Window or Wall Mounted | 1 | Medium | B | 6 | 2030 | 5 | 3 | 3.2 | 31887 | 19058
HVAC ¦ Fan ¦ Local and Special Ventilation ¦ Extract | 1 | Medium | B | 1 | 2025 | 5 | 3 | 3.2 | 31888 | 11447
Fabric ¦ Superstructure ¦ Windows and External Doors ¦ External Doors ¦ Manual and Automatic Doors ¦ Emergency and Panic Escape Doors | 1 | Urgent | B | 29 | 2053 | 5 | 1 | 2.2 | 9707 | 33645
Fabric ¦ Superstructure ¦ Windows and External Doors ¦ Roller Shutters ¦ Electric Roller Shutter | 1 | High | DX | 6 | 2030 | 1 | 2 | 1.5 | 416 | 15694
Fabric ¦ Superstructure ¦ Windows and External Doors ¦ External Doors ¦ Entrance Doors | 1 | High | B | 11 | 2035 | 5 | 2 | 2.7 | 18077 | 24832
Electrical ¦ LV Distribution ¦ Distribution Board ¦ Main | 1 | High | D | 1 | 2025 | 3 | 2 | 2.1 | 1362 | 913
HVAC ¦ Fan ¦ Local and Special Ventilation ¦ Extract | 1 | Medium | B | 1 | 2025 | 5 | 3 | 3.2 | 31889 | 11448
HVAC ¦ Heat Emitters - Local ¦ Electric Overdoor Air Curtain/Heater | 1 | Medium | B | 1 | 2025 | 5 | 3 | 3.2 | 31890 | 11449
Fabric ¦ Barriers and Guardrails ¦ Vehicle Crash Protection Barrier | 1 | V Low | B | 1 | 2025 | 5 | 4 | 3.7 | 33598 | 12395
Fabric ¦ Superstructure ¦ Windows and External Doors ¦ External Doors ¦ Entrance Doors | 1 | High | B | 1 | 2025 | 5 | 2 | 2.7 | 18078 | 5226
Fabric ¦ Superstructure ¦ Windows and External Doors ¦ Roller Shutters ¦ Manual Roller Shutter | 1 | High | B | 11 | 2035 | 5 | 2 | 2.7 | 18079 | 24833
Water ¦ Local Hot Water ¦ Instantaneous Electric Water Heater - Non-Drinking Water | 1 | Medium | B | 12 | 2036 | 5 | 3 | 3.2 | 31891 | 26773
Electrical ¦ Lighting ¦ Internal ¦ General ¦ LED Fittings & Luminaires | 15 | Medium | B | 16 | 2040 | 5 | 3 | 3.2 | 31892 | 29880
Electrical ¦ Lighting ¦ Internal ¦ General ¦ LED Fittings & Luminaires | 30 | Medium | B | 19 | 2043 | 5 | 3 | 3.2 | 31893 | 31376
Electrical ¦ Lighting ¦ Internal ¦ Emergency ¦ Self Contained ¦ Non LED | 15 | Urgent | B | 11 | 2035 | 5 | 1 | 2.2 | 9708 | 24014
Fire ¦ Fire Fighting ¦ Fire Extinguishers ¦ CO2 | 2 | Urgent | B | 6 | 2030 | 5 | 1 | 2.2 | 9709 | 17249
Fire ¦ Fire Fighting ¦ Fire Extinguishers ¦ CO2 | 5 | Urgent | B | 7 | 2031 | 5 | 1 | 2.2 | 9710 | 19523
HVAC ¦ Central Air Conditioning ¦ Air Conditioning ¦ Multi-Split Condenser - Split Systems/Heat Pumps - Air-cooled with Direct Expansion Evaporator (DX) | 1 | Medium | B | 1 | 2025 | 5 | 3 | 3.2 | 31894 | 11450
Electrical ¦ LV Distribution ¦ Distribution Board ¦ Sub | 1 | High | CX | 4 | 2028 | 2 | 2 | 1.8 | 559 | 13742
HVAC ¦ Heat Emitters - Local ¦ Gas Fired Unit Heaters | 1 | Medium | B | 11 | 2035 | 5 | 3 | 3.2 | 31895 | 25667
Fabric ¦ Superstructure ¦ Windows and External Doors ¦ External Doors ¦ Manual and Automatic Doors ¦ Auto / Powered Sliding Doors | 1 | High | B | 6 | 2030 | 5 | 2 | 2.7 | 18080 | 17910
HVAC ¦ Heat Emitters - Local ¦ Electric Heaters | 1 | Medium | A | 7 | 2031 | 6 | 3 | 3.5 | 32630 | 20214
Electrical ¦ Lighting ¦ Internal ¦ Emergency ¦ Self Contained ¦ LED | 3 | Urgent | B | 21 | 2045 | 5 | 1 | 2.2 | 9711 | 32478
Transport ¦ Lifts ¦ Disabled Lift ¦ Electric | 1 | High | C | 1 | 2025 | 4 | 2 | 2.4 | 10783 | 2547
HVAC ¦ Heat Emitters - Local ¦ Electric Overdoor Air Curtain/Heater | 1 | Medium | B | 6 | 2030 | 5 | 3 | 3.2 | 31896 | 19059
HVAC ¦ Fan ¦ Local and Special Ventilation ¦ Ventilating - General | 1 | Medium | B | 6 | 2030 | 5 | 3 | 3.2 | 31897 | 19060
HVAC ¦ Heat Emitters - Local ¦ Electric Overdoor Air Curtain/Heater | 1 | Medium | B | 9 | 2033 | 5 | 3 | 3.2 | 31898 | 21917
Fabric ¦ Superstructure ¦ Internal Doors ¦ Roller Shutters ¦ Internal Manual Roller Shutter | 1 | Medium | B | 19 | 2043 | 5 | 3 | 3.2 | 31899 | 31377
Electrical ¦ LV Distribution ¦ Distribution Board ¦ Sub | 1 | High | B | 16 | 2040 | 5 | 2 | 2.7 | 18081 | 29271
HVAC ¦ Heat Emitters - Local ¦ Gas Fired Unit Heaters | 1 | Medium | B | 1 | 2025 | 5 | 3 | 3.2 | 31900 | 11451
Fire ¦ Fire Detection ¦ Fire Alarm Panel / Repeater | 1 | Urgent | B | 1 | 2025 | 5 | 1 | 2.2 | 9712 | 1972
Fire ¦ Fire Detection ¦ Fire Alarm Panel / Repeater | 1 | Urgent | B | 12 | 2036 | 5 | 1 | 2.2 | 9713 | 26123
Fabric ¦ Barriers and Guardrails ¦ Vehicle Crash Protection Barrier | 1 | V Low | B | 1 | 2025 | 5 | 4 | 3.7 | 33599 | 12396
Electrical ¦ Lighting ¦ Internal ¦ Emergency ¦ Self Contained ¦ LED | 10 | Urgent | B | 21 | 2045 | 5 | 1 | 2.2 | 9714 | 32479
Electrical ¦ LV Distribution ¦ Distribution Board ¦ Sub | 1 | High | B | 1 | 2025 | 5 | 2 | 2.7 | 18082 | 5227
HVAC ¦ Heat Emitters - Local ¦ Gas Fired Unit Heaters | 1 | Medium | B | 1 | 2025 | 5 | 3 | 3.2 | 31901 | 11452
HVAC ¦ Fan ¦ Local and Special Ventilation ¦ Ventilating - General | 1 | Medium | B | 6 | 2030 | 5 | 3 | 3.2 | 31902 | 19061
Water ¦ Local Hot Water ¦ Package Electric Water Heaters - Non-Drinking Water | 1 | Medium | B | 3 | 2027 | 5 | 3 | 3.2 | 31903 | 13702
Communication and Control ¦ Communication Systems ¦ Public Address (PA) System | 1 | Medium | B | 19 | 2043 | 5 | 3 | 3.2 | 31904 | 31378
Electrical ¦ Specialist Lighting ¦ Internal ¦ Illuminated Fire Exit Signage | 6 | Urgent | B | 6 | 2030 | 5 | 1 | 2.2 | 9715 | 17250
Electrical ¦ Lighting ¦ Internal ¦ General ¦ LED Fittings & Luminaires | 8 | Medium | B | 16 | 2040 | 5 | 3 | 3.2 | 31905 | 29881
HVAC ¦ Local Air Conditioning ¦ Single-Split Condenser - Split Systems/Heat Pumps - Air-cooled with Direct Expansion Evaporator (DX) | 1 | Medium | B | 1 | 2025 | 5 | 3 | 3.2 | 31906 | 11453
HVAC ¦ Local Air Conditioning ¦ Single-Split Condenser - Split Systems/Heat Pumps - Air-cooled with Direct Expansion Evaporator (DX) | 1 | Medium | B | 9 | 2033 | 5 | 3 | 3.2 | 31907 | 21918
HVAC ¦ Fan ¦ Local and Special Ventilation ¦ Extract | 1 | Medium | B | 1 | 2025 | 5 | 3 | 3.2 | 31908 | 11454
HVAC ¦ Fan ¦ Local and Special Ventilation ¦ Extract | 1 | Medium | B | 7 | 2031 | 5 | 3 | 3.2 | 31909 | 20199
Electrical ¦ Specialist Lighting ¦ Internal ¦ Illuminated Fire Exit Signage | 5 | Urgent | B | 16 | 2040 | 5 | 1 | 2.2 | 9716 | 29051
Electrical ¦ Lighting ¦ External ¦ General - Non-LED | 12 | Medium | CX | 1 | 2025 | 2 | 3 | 2.3 | 10380 | 2287
HVAC ¦ Heat Emitters - Central ¦ Radiators ¦ Steel | 4 | Medium | B | 1 | 2025 | 5 | 3 | 3.2 | 31910 | 11455
Fabric ¦ Barriers and Guardrails ¦ Vehicle Crash Protection Barrier | 1 | V Low | B | 1 | 2025 | 5 | 4 | 3.7 | 33600 | 12397
Electrical ¦ Lighting ¦ Internal ¦ General ¦ LED Fittings & Luminaires | 8 | Medium | B | 16 | 2040 | 5 | 3 | 3.2 | 31911 | 29882
Electrical ¦ Lighting ¦ External ¦ General - Non-LED | 1 | Medium | B | 1 | 2025 | 5 | 3 | 3.2 | 31912 | 11456
Electrical ¦ LV Distribution ¦ Distribution Board ¦ Main | 1 | High | C | 19 | 2043 | 4 | 2 | 2.4 | 10784 | 31125
Fabric ¦ Superstructure ¦ Windows and External Doors ¦ Roller Shutters ¦ Manual Roller Shutter | 1 | High | B | 1 | 2025 | 5 | 2 | 2.7 | 18083 | 5228
Fire ¦ Fire Fighting ¦ Fire Extinguishers ¦ Foam | 1 | Urgent | B | 6 | 2030 | 5 | 1 | 2.2 | 9717 | 17251
Fabric ¦ Barriers and Guardrails ¦ Vehicle Crash Protection Barrier | 1 | V Low | B | 1 | 2025 | 5 | 4 | 3.7 | 33601 | 12398
Fabric ¦ Barriers and Guardrails ¦ Vehicle Crash Protection Barrier | 1 | V Low | B | 1 | 2025 | 5 | 4 | 3.7 | 33602 | 12399
HVAC ¦ Fan ¦ Local and Special Ventilation ¦ Ventilating - General | 1 | Medium | DX | 1 | 2025 | 1 | 3 | 2 | 1000 | 694
Water ¦ Local Hot Water ¦ Instantaneous Electric Water Heater - Non-Drinking Water | 1 | Medium | B | 1 | 2025 | 5 | 3 | 3.2 | 31913 | 11457
HVAC ¦ Central Heating (Internally Sourced) ¦ Boiler ¦ Combination Atmospheric Burner Gas Boiler | 1 | High | B | 6 | 2030 | 5 | 2 | 2.7 | 18084 | 17911
HVAC ¦ Central Heating (Internally Sourced) ¦ Boiler ¦ Combination Atmospheric Burner Gas Boiler | 1 | High | B | 4 | 2028 | 5 | 2 | 2.7 | 18085 | 14011
HVAC ¦ Ventilation ¦ Air Handling Unit (AHU) ¦ Internal ¦ Central Heating (Internally Sourced) ¦ Gas Fired | 1 | Medium | B | 1 | 2025 | 5 | 3 | 3.2 | 31914 | 11458
Water ¦ Local Hot Water ¦ Package Electric Water Heaters - Non-Drinking Water | 1 | Medium | A | 11 | 2035 | 6 | 3 | 3.5 | 32631 | 25719
Electrical ¦ Lighting ¦ Internal ¦ General ¦ LED Fittings & Luminaires | 61 | Medium | B | 16 | 2040 | 5 | 3 | 3.2 | 31915 | 29883
Electrical ¦ Specialist Lighting ¦ Internal ¦ Illuminated Fire Exit Signage | 1 | Urgent | B | 16 | 2040 | 5 | 1 | 2.2 | 9718 | 29052
Security ¦ Access ¦ Access Control ¦ Door ¦ Local Lock / Keypad / Manual | 1 | Medium | B | 11 | 2035 | 5 | 3 | 3.2 | 31916 | 25668
HVAC ¦ Central Heating (Internally Sourced) ¦ Boiler ¦ Atmospheric Gas Burner Boiler - Small and/or Wall Hung for Light Commercial Installation | 1 | Medium | DX | 1 | 2025 | 1 | 3 | 2 | 1001 | 695
Electrical ¦ LV Distribution ¦ Distribution Board ¦ Sub | 1 | High | B | 19 | 2043 | 5 | 2 | 2.7 | 18086 | 31270
HVAC ¦ Heat Emitters - Local ¦ Gas Fired Unit Heaters | 1 | Medium | B | 1 | 2025 | 5 | 3 | 3.2 | 31917 | 11459
Electrical ¦ LV Distribution ¦ Distribution Board ¦ Main | 1 | High | B | 11 | 2035 | 5 | 2 | 2.7 | 18087 | 24834
Fire ¦ Fire Fighting ¦ Fire Extinguishers ¦ Foam | 6 | Urgent | B | 6 | 2030 | 5 | 1 | 2.2 | 9719 | 17252
HVAC ¦ Local Air Conditioning ¦ Single-Split Condenser - Split Systems/Heat Pumps - Air-cooled with Direct Expansion Evaporator (DX) | 1 | Medium | DX | 1 | 2025 | 1 | 3 | 2 | 1002 | 696
Electrical ¦ LV Distribution ¦ Distribution Board ¦ Sub | 1 | High | C | 19 | 2043 | 4 | 2 | 2.4 | 10785 | 31126
Electrical ¦ Specialist Lighting ¦ Internal ¦ Illuminated Fire Exit Signage | 1 | Urgent | B | 14 | 2038 | 5 | 1 | 2.2 | 9720 | 27399
Fabric ¦ Superstructure ¦ Internal Doors ¦ Roller Shutters ¦ Internal Manual Roller Shutter | 1 | Medium | B | 21 | 2045 | 5 | 3 | 3.2 | 31918 | 32810
HVAC ¦ Ventilation ¦ Air Handling Unit (AHU) ¦ Internal ¦ Central Heating & Cooling ¦ Electric & DX | 1 | Medium | B | 1 | 2025 | 5 | 3 | 3.2 | 31919 | 11460
Electrical ¦ LV Distribution ¦ Distribution Board ¦ Main | 1 | High | B | 1 | 2025 | 5 | 2 | 2.7 | 18088 | 5229
HVAC ¦ Heat Emitters - Local ¦ Gas Fired Unit Heaters | 1 | Medium | B | 7 | 2031 | 5 | 3 | 3.2 | 31920 | 20200
HVAC ¦ Fan ¦ Local and Special Ventilation ¦ Fans Window or Wall Mounted | 1 | Medium | B | 6 | 2030 | 5 | 3 | 3.2 | 31921 | 19062
Fabric ¦ Superstructure ¦ Windows and External Doors ¦ Roller Shutters ¦ Manual Roller Shutter | 1 | High | CX | 4 | 2028 | 2 | 2 | 1.8 | 560 | 13743
Electrical ¦ Specialist Lighting ¦ Internal ¦ Illuminated Fire Exit Signage | 3 | Urgent | B | 16 | 2040 | 5 | 1 | 2.2 | 9721 | 29053
Fire ¦ Fire Fighting ¦ Fire Extinguishers ¦ CO2 | 4 | Urgent | B | 6 | 2030 | 5 | 1 | 2.2 | 9722 | 17253
Electrical ¦ Lighting ¦ Internal ¦ General | 18 | Medium | B | 1 | 2025 | 5 | 3 | 3.2 | 31922 | 11461
Fabric ¦ Superstructure ¦ Windows and External Doors ¦ External Doors ¦ Manual and Automatic Doors ¦ Emergency and Panic Escape Doors | 1 | Urgent | B | 1 | 2025 | 5 | 1 | 2.2 | 9723 | 1973
Fabric ¦ Superstructure ¦ Internal Doors ¦ Roller Shutters ¦ Electric Roller Shutter | 1 | Medium | B | 11 | 2035 | 5 | 3 | 3.2 | 31923 | 25669
Fire ¦ Fire Fighting ¦ Fire Extinguishers ¦ CO2 | 1 | Urgent | B | 6 | 2030 | 5 | 1 | 2.2 | 9724 | 17254
Electrical ¦ Lighting ¦ Internal ¦ Emergency ¦ Self Contained ¦ Non LED | 2 | Urgent | B | 17 | 2041 | 5 | 1 | 2.2 | 9725 | 30256
Fire ¦ Fire Fighting ¦ Fire Extinguishers ¦ Foam | 5 | Urgent | B | 6 | 2030 | 5 | 1 | 2.2 | 9726 | 17255
Fabric ¦ Barriers and Guardrails ¦ Vehicle Crash Protection Barrier | 1 | V Low | B | 1 | 2025 | 5 | 4 | 3.7 | 33603 | 12400
Security ¦ Access ¦ Access Control ¦ Door ¦ Local Lock / Keypad / Manual | 1 | Medium | B | 11 | 2035 | 5 | 3 | 3.2 | 31924 | 25670
Fire ¦ Fire Fighting ¦ Fire Extinguishers ¦ CO2 | 2 | Urgent | B | 6 | 2030 | 5 | 1 | 2.2 | 9727 | 17256
Fabric ¦ Superstructure ¦ Windows and External Doors ¦ Roller Shutters ¦ Manual Roller Shutter | 1 | High | B | 11 | 2035 | 5 | 2 | 2.7 | 18089 | 24835
Fabric ¦ Superstructure ¦ Windows and External Doors ¦ Roller Shutters ¦ Electric Roller Shutter | 1 | High | B | 16 | 2040 | 5 | 2 | 2.7 | 18090 | 29272
HVAC ¦ Fan ¦ Local and Special Ventilation ¦ Extract | 1 | Medium | B | 11 | 2035 | 5 | 3 | 3.2 | 31925 | 25671
Fire ¦ Fire Fighting ¦ Fire Extinguishers ¦ Foam | 3 | Urgent | B | 6 | 2030 | 5 | 1 | 2.2 | 9728 | 17257
Fabric ¦ Barriers and Guardrails ¦ Vehicle Crash Protection Barrier | 1 | V Low | B | 1 | 2025 | 5 | 4 | 3.7 | 33604 | 12401
Fire ¦ Fire Fighting ¦ Fire Extinguishers ¦ Foam | 3 | Urgent | B | 7 | 2031 | 5 | 1 | 2.2 | 9729 | 19524
Fire ¦ Fire Fighting ¦ Fire Extinguishers ¦ CO2 | 3 | Urgent | B | 7 | 2031 | 5 | 1 | 2.2 | 9730 | 19525
Fabric ¦ Superstructure ¦ Internal Doors ¦ Roller Shutters ¦ Internal Manual Roller Shutter | 1 | Medium | B | 21 | 2045 | 5 | 3 | 3.2 | 31926 | 32811
Fabric ¦ Superstructure ¦ Windows and External Doors ¦ Roller Shutters ¦ Manual Roller Shutter | 1 | High | B | 1 | 2025 | 5 | 2 | 2.7 | 18091 | 5230
Fabric ¦ Superstructure ¦ Windows and External Doors ¦ Roller Shutters ¦ Manual Roller Shutter | 1 | High | B | 19 | 2043 | 5 | 2 | 2.7 | 18092 | 31271
Electrical ¦ Lighting ¦ Internal ¦ General ¦ LED Fittings & Luminaires | 2 | Medium | B | 16 | 2040 | 5 | 3 | 3.2 | 31927 | 29884
HVAC ¦ Heat Emitters - Local ¦ Gas Fired Natural and Fan Assisted Heaters | 1 | Medium | D | 11 | 2035 | 3 | 3 | 2.6 | 11265 | 24070
HVAC ¦ Local Air Conditioning ¦ Single-Split Condenser - Split Systems/Heat Pumps - Air-cooled with Direct Expansion Evaporator (DX) | 1 | Medium | B | 1 | 2025 | 5 | 3 | 3.2 | 31928 | 11462
Electrical ¦ LV Distribution ¦ Distribution Board ¦ Main | 1 | High | C | 1 | 2025 | 4 | 2 | 2.4 | 10786 | 2548
Electrical ¦ LV Distribution ¦ Distribution Board ¦ Sub | 1 | High | B | 6 | 2030 | 5 | 2 | 2.7 | 18093 | 17912
Electrical ¦ Lighting ¦ External ¦ General - LED | 2 | Medium | B | 12 | 2036 | 5 | 3 | 3.2 | 31929 | 26774
Fabric ¦ Barriers and Guardrails ¦ Vehicle Crash Protection Barrier | 1 | V Low | B | 1 | 2025 | 5 | 4 | 3.7 | 33605 | 12402
Electrical ¦ LV Distribution ¦ Distribution Board ¦ Sub | 1 | High | B | 1 | 2025 | 5 | 2 | 2.7 | 18094 | 5231
HVAC ¦ Heat Emitters - Local ¦ Electric Overdoor Air Curtain/Heater | 1 | Medium | B | 6 | 2030 | 5 | 3 | 3.2 | 31930 | 19063
Controls ¦ Multi-System Controls ¦ Instrument Control Panel | 1 | Medium | C | 1 | 2025 | 4 | 3 | 2.9 | 19049 | 5846
Fire ¦ Fire Fighting ¦ Fire Extinguishers ¦ CO2 | 1 | Urgent | B | 5 | 2029 | 5 | 1 | 2.2 | 9731 | 14517
Drainage ¦ External Drainage ¦ Surface Water and Foul Drainage ¦ Pumps - Sewage: Compressed Air | 1 | High | B | 1 | 2025 | 5 | 2 | 2.7 | 18095 | 5232
HVAC ¦ Fan ¦ Local and Special Ventilation ¦ Ventilating - General | 1 | Medium | C | 13 | 2037 | 4 | 3 | 2.9 | 19050 | 27054
Fabric ¦ Superstructure ¦ Windows and External Doors ¦ Roller Shutters ¦ Electric Roller Shutter | 1 | High | B | 22 | 2046 | 5 | 2 | 2.7 | 18096 | 33043
Fire ¦ Fire Detection ¦ Fire Alarm System | 1 | Urgent | B | 1 | 2025 | 5 | 1 | 2.2 | 9732 | 1974
Electrical ¦ LV Distribution ¦ Distribution Board ¦ Main | 1 | High | B | 19 | 2043 | 5 | 2 | 2.7 | 18097 | 31272
HVAC ¦ Fan ¦ Local and Special Ventilation ¦ Centrifugal | 1 | Medium | B | 1 | 2025 | 5 | 3 | 3.2 | 31931 | 11463
Fabric ¦ Barriers and Guardrails ¦ Vehicle Crash Protection Barrier | 1 | V Low | B | 1 | 2025 | 5 | 4 | 3.7 | 33606 | 12403
Fabric ¦ Barriers and Guardrails ¦ Vehicle Crash Protection Barrier | 1 | V Low | B | 1 | 2025 | 5 | 4 | 3.7 | 33607 | 12404
HVAC ¦ Fan ¦ Local and Special Ventilation ¦ Centrifugal | 1 | Medium | B | 1 | 2025 | 5 | 3 | 3.2 | 31932 | 11464
Electrical ¦ Specialist Lighting ¦ Internal ¦ Illuminated Fire Exit Signage | 1 | Urgent | B | 10 | 2034 | 5 | 1 | 2.2 | 9733 | 22179
Fire ¦ Fire Fighting ¦ Fire Extinguishers ¦ Foam | 4 | Urgent | B | 8 | 2032 | 5 | 1 | 2.2 | 9734 | 20618
Fire ¦ Fire Fighting ¦ Fire Extinguishers ¦ CO2 | 2 | Urgent | B | 8 | 2032 | 5 | 1 | 2.2 | 9735 | 20619
Water ¦ Central Hot Water Distribution ¦ Hot water cylinders | 1 | High | B | 23 | 2047 | 5 | 2 | 2.7 | 18098 | 33220
HVAC ¦ Fan ¦ Local and Special Ventilation ¦ Ventilating - General | 1 | Medium | B | 6 | 2030 | 5 | 3 | 3.2 | 31933 | 19064
Water ¦ Central Hot Water Distribution ¦ Direct fired Water Heaters | 1 | Low | B | 11 | 2035 | 5 | 4 | 3.7 | 33608 | 25729
Security ¦ Access ¦ Access Control ¦ Door ¦ Local Lock / Keypad / Manual | 1 | Medium | B | 6 | 2030 | 5 | 3 | 3.2 | 31934 | 19065
Fire ¦ Fire Detection ¦ Fire Alarm Panel / Repeater | 1 | Urgent | B | 11 | 2035 | 5 | 1 | 2.2 | 9736 | 24015
HVAC ¦ Fan ¦ Local and Special Ventilation ¦ Fans Window or Wall Mounted | 1 | Medium | B | 9 | 2033 | 5 | 3 | 3.2 | 31935 | 21919
Fabric ¦ Barriers and Guardrails ¦ Vehicle Crash Protection Barrier | 1 | V Low | B | 1 | 2025 | 5 | 4 | 3.7 | 33609 | 12405
Fire ¦ Fire Fighting ¦ Fire Extinguishers ¦ Foam | 5 | Urgent | B | 6 | 2030 | 5 | 1 | 2.2 | 9737 | 17258
HVAC ¦ Fan ¦ Local and Special Ventilation ¦ Extract | 1 | Medium | DX | 1 | 2025 | 1 | 3 | 2 | 1003 | 697
Electrical ¦ Lighting ¦ Internal ¦ General | 4 | Medium | B | 6 | 2030 | 5 | 3 | 3.2 | 31936 | 19066
Electrical ¦ Lighting ¦ External ¦ General - LED | 5 | Medium | B | 14 | 2038 | 5 | 3 | 3.2 | 31937 | 27646
Fabric ¦ Superstructure ¦ Windows and External Doors ¦ Roller Shutters ¦ Manual Roller Shutter | 1 | High | B | 11 | 2035 | 5 | 2 | 2.7 | 18099 | 24836
HVAC ¦ Local Air Conditioning ¦ Single-Split Evaporator - Split Systems/Heat Pumps - Air-cooled with Direct Expansion Evaporator (DX) | 1 | Medium | DX | 1 | 2025 | 1 | 3 | 2 | 1004 | 698
Fabric ¦ Superstructure ¦ Internal Doors ¦ Roller Shutters ¦ Internal Manual Roller Shutter | 1 | Medium | B | 19 | 2043 | 5 | 3 | 3.2 | 31938 | 31379
Communication and Control ¦ Communication Systems ¦ Public Address (PA) System | 1 | Medium | B | 16 | 2040 | 5 | 3 | 3.2 | 31939 | 29885
Fabric ¦ Superstructure ¦ Windows and External Doors ¦ External Doors ¦ Entrance Doors | 1 | High | B | 11 | 2035 | 5 | 2 | 2.7 | 18100 | 24837
Transport ¦ Lifts ¦ Disabled Lift ¦ Hydraulic | 1 | High | B | 1 | 2025 | 5 | 2 | 2.7 | 18101 | 5233
Water ¦ Local Hot Water ¦ Package Electric Water Heaters - Non-Drinking Water | 1 | Medium | B | 4 | 2028 | 5 | 3 | 3.2 | 31940 | 14259
Fabric ¦ Barriers and Guardrails ¦ Vehicle Crash Protection Barrier | 1 | V Low | B | 1 | 2025 | 5 | 4 | 3.7 | 33610 | 12406
Fabric ¦ Superstructure ¦ Windows and External Doors ¦ External Doors ¦ Manual and Automatic Doors ¦ Emergency and Panic Escape Doors | 1 | Urgent | DX | 16 | 2040 | 1 | 1 | 1 | 21 | 28593
Water ¦ Central Hot Water Distribution ¦ Hot water cylinders Domestic Type | 1 | Low | CX | 1 | 2025 | 2 | 4 | 2.8 | 18357 | 5340
Fabric ¦ Superstructure ¦ Windows and External Doors ¦ Roller Shutters ¦ Manual Roller Shutter | 1 | High | B | 1 | 2025 | 5 | 2 | 2.7 | 18102 | 5234
Fabric ¦ Superstructure ¦ Windows and External Doors ¦ External Doors ¦ Entrance Doors | 1 | High | B | 22 | 2046 | 5 | 2 | 2.7 | 18103 | 33044
HVAC ¦ Fan ¦ Local and Special Ventilation ¦ Axial | 1 | Medium | B | 1 | 2025 | 5 | 3 | 3.2 | 31941 | 11465
HVAC ¦ Fan ¦ Local and Special Ventilation ¦ Fans Window or Wall Mounted | 1 | Medium | B | 7 | 2031 | 5 | 3 | 3.2 | 31942 | 20201
Fire ¦ Fire Detection ¦ Fire Alarm System | 1 | Urgent | B | 9 | 2033 | 5 | 1 | 2.2 | 9738 | 21499
Fire ¦ Fire Detection ¦ Fire Alarm System | 1 | Urgent | B | 1 | 2025 | 5 | 1 | 2.2 | 9739 | 1975
Fabric ¦ Superstructure ¦ Windows and External Doors ¦ External Doors ¦ Manual and Automatic Doors ¦ Emergency and Panic Escape Doors | 1 | Urgent | B | 21 | 2045 | 5 | 1 | 2.2 | 9740 | 32480
HVAC ¦ Heat Emitters - Local ¦ Electric Heaters | 1 | Medium | B | 4 | 2028 | 5 | 3 | 3.2 | 31943 | 14260
Fabric ¦ Barriers and Guardrails ¦ Vehicle Crash Protection Barrier | 1 | V Low | B | 1 | 2025 | 5 | 4 | 3.7 | 33611 | 12407
HVAC ¦ Heat Emitters - Local ¦ Gas Radiant Tube Heaters | 1 | Medium | DX | 1 | 2025 | 1 | 3 | 2 | 1005 | 699
HVAC ¦ Fan ¦ Local and Special Ventilation ¦ Extract | 1 | Medium | DX | 1 | 2025 | 1 | 3 | 2 | 1006 | 700
Fabric ¦ Superstructure ¦ Windows and External Doors ¦ Roller Shutters ¦ Manual Roller Shutter | 1 | High | B | 6 | 2030 | 5 | 2 | 2.7 | 18104 | 17913
Fabric ¦ Barriers and Guardrails ¦ Vehicle Crash Protection Barrier | 1 | V Low | B | 1 | 2025 | 5 | 4 | 3.7 | 33612 | 12408
Fabric ¦ Superstructure ¦ Windows and External Doors ¦ External Doors ¦ Entrance Doors | 1 | High | B | 21 | 2045 | 5 | 2 | 2.7 | 18105 | 32772
Electrical ¦ Lighting ¦ Internal ¦ Emergency ¦ Self Contained ¦ LED | 3 | Urgent | B | 21 | 2045 | 5 | 1 | 2.2 | 9741 | 32481
Fire ¦ Fire Fighting ¦ Fire Extinguishers ¦ Foam | 2 | Urgent | B | 6 | 2030 | 5 | 1 | 2.2 | 9742 | 17259
Electrical ¦ Lighting ¦ External ¦ General - LED | 1 | Medium | B | 9 | 2033 | 5 | 3 | 3.2 | 31944 | 21920
HVAC ¦ Fan ¦ Local and Special Ventilation ¦ Extract | 1 | Medium | B | 1 | 2025 | 5 | 3 | 3.2 | 31945 | 11466
Electrical ¦ LV Distribution ¦ Distribution Board ¦ Sub | 1 | High | CX | 1 | 2025 | 2 | 2 | 1.8 | 561 | 452
Fabric ¦ Superstructure ¦ Windows and External Doors ¦ External Windows ¦ Roller Shutters ¦ External Window Shutters ¦ Manual | 1 | Medium | C | 1 | 2025 | 4 | 3 | 2.9 | 19051 | 5847
Fabric ¦ Barriers and Guardrails ¦ Vehicle Crash Protection Barrier | 1 | V Low | B | 1 | 2025 | 5 | 4 | 3.7 | 33613 | 12409
Fire ¦ Fire Fighting ¦ Fire Extinguishers ¦ Foam | 4 | Urgent | B | 7 | 2031 | 5 | 1 | 2.2 | 9743 | 19526
Electrical ¦ LV Distribution ¦ Distribution Board ¦ Sub | 1 | High | DX | 1 | 2025 | 1 | 2 | 1.5 | 417 | 371
HVAC ¦ Fan ¦ Central Ventilation Systems ¦ Extract | 1 | Medium | CX | 1 | 2025 | 2 | 3 | 2.3 | 10381 | 2288
HVAC ¦ Heat Emitters - Local ¦ Gas Fired Unit Heaters | 1 | Medium | C | 1 | 2025 | 4 | 3 | 2.9 | 19052 | 5848
HVAC ¦ Heat Emitters - Local ¦ Electric Overdoor Air Curtain/Heater | 1 | Medium | B | 1 | 2025 | 5 | 3 | 3.2 | 31946 | 11467
Fabric ¦ Superstructure ¦ Windows and External Doors ¦ Roller Shutters ¦ Manual Roller Shutter | 1 | High | B | 1 | 2025 | 5 | 2 | 2.7 | 18106 | 5235
Electrical ¦ LV Distribution ¦ Distribution Board ¦ Main | 1 | High | DX | 1 | 2025 | 1 | 2 | 1.5 | 418 | 372
HVAC ¦ Fan ¦ Local and Special Ventilation ¦ Fans Window or Wall Mounted | 1 | Medium | B | 9 | 2033 | 5 | 3 | 3.2 | 31947 | 21921
Fire ¦ Fire Detection ¦ Fire Alarm Panel / Repeater | 1 | Urgent | B | 10 | 2034 | 5 | 1 | 2.2 | 9744 | 22180
Electrical ¦ Lighting ¦ Internal ¦ Emergency ¦ Self Contained ¦ LED | 7 | Urgent | B | 21 | 2045 | 5 | 1 | 2.2 | 9745 | 32482
Fire ¦ Fire Fighting ¦ Fire Extinguishers ¦ Foam | 3 | Urgent | B | 6 | 2030 | 5 | 1 | 2.2 | 9746 | 17260
Fabric ¦ Barriers and Guardrails ¦ Vehicle Crash Protection Barrier | 1 | V Low | B | 1 | 2025 | 5 | 4 | 3.7 | 33614 | 12410
Fabric ¦ Superstructure ¦ Internal Doors ¦ Roller Shutters ¦ Internal Manual Roller Shutter | 1 | Medium | B | 11 | 2035 | 5 | 3 | 3.2 | 31948 | 25672
Communication and Control ¦ Communication Systems ¦ Public Address (PA) System | 1 | Medium | B | 19 | 2043 | 5 | 3 | 3.2 | 31949 | 31380
Electrical ¦ Lighting ¦ External ¦ General - LED | 4 | Medium | DX | 1 | 2025 | 1 | 3 | 2 | 1007 | 701
Electrical ¦ Lighting ¦ Internal ¦ Emergency ¦ Self Contained ¦ LED | 10 | Urgent | B | 22 | 2046 | 5 | 1 | 2.2 | 9747 | 33008
HVAC ¦ Local Air Conditioning ¦ Single-Split Condenser - Split Systems/Heat Pumps - Air-cooled with Direct Expansion Evaporator (DX) | 1 | Medium | B | 13 | 2037 | 5 | 3 | 3.2 | 31950 | 27266
Controls ¦ Building Management System (BMS) ¦ BMS Control Panel | 1 | High | B | 6 | 2030 | 5 | 2 | 2.7 | 18107 | 17914
Fire ¦ Fire Fighting ¦ Fire Extinguishers ¦ CO2 | 4 | Urgent | B | 6 | 2030 | 5 | 1 | 2.2 | 9748 | 17261
Fabric ¦ Superstructure ¦ Windows and External Doors ¦ Roller Shutters ¦ Electric Roller Shutter | 1 | High | CX | 6 | 2030 | 2 | 2 | 1.8 | 562 | 15702
Fabric ¦ Superstructure ¦ Windows and External Doors ¦ Roller Shutters ¦ Manual Roller Shutter | 1 | High | B | 1 | 2025 | 5 | 2 | 2.7 | 18108 | 5236
Fabric ¦ Barriers and Guardrails ¦ Vehicle Crash Protection Barrier | 4 | V Low | B | 1 | 2025 | 5 | 4 | 3.7 | 33615 | 12411
Electrical ¦ Lighting ¦ Internal ¦ Emergency ¦ Self Contained ¦ LED | 2 | Urgent | B | 21 | 2045 | 5 | 1 | 2.2 | 9749 | 32483
Water ¦ Local Hot Water ¦ Instantaneous Electric Water Heater - Non-Drinking Water | 1 | Medium | C | 14 | 2038 | 4 | 3 | 2.9 | 19053 | 27515
HVAC ¦ Fan ¦ Central Air Conditioning ¦ Centrifugal | 1 | Medium | C | 1 | 2025 | 4 | 3 | 2.9 | 19054 | 5849
Electrical ¦ LV Distribution ¦ Distribution Board ¦ Sub | 1 | High | B | 2 | 2026 | 5 | 2 | 2.7 | 18109 | 12967
Fabric ¦ Barriers and Guardrails ¦ Vehicle Crash Protection Barrier | 1 | V Low | B | 1 | 2025 | 5 | 4 | 3.7 | 33616 | 12412
HVAC ¦ Fan ¦ Local and Special Ventilation ¦ Axial | 1 | Medium | B | 1 | 2025 | 5 | 3 | 3.2 | 31951 | 11468
Fire ¦ Fire Fighting ¦ Fire Extinguishers ¦ Foam | 2 | Urgent | B | 6 | 2030 | 5 | 1 | 2.2 | 9750 | 17262
HVAC ¦ Heat Emitters - Local ¦ Gas Fired Natural and Fan Assisted Heaters | 1 | Medium | CX | 1 | 2025 | 2 | 3 | 2.3 | 10382 | 2289
HVAC ¦ Local Air Conditioning ¦ Single-Split Evaporator - Split Systems/Heat Pumps - Air-cooled with Direct Expansion Evaporator (DX) | 1 | Medium | B | 1 | 2025 | 5 | 3 | 3.2 | 31952 | 11469
Electrical ¦ LV Distribution ¦ Distribution Board ¦ Sub | 1 | High | B | 18 | 2042 | 5 | 2 | 2.7 | 18110 | 30892
HVAC ¦ Heat Emitters - Local ¦ Gas Fired Unit Heaters | 1 | Medium | B | 11 | 2035 | 5 | 3 | 3.2 | 31953 | 25673
Fabric ¦ Superstructure ¦ Windows and External Doors ¦ Roller Shutters ¦ Electric Roller Shutter | 1 | High | B | 11 | 2035 | 5 | 2 | 2.7 | 18111 | 24838
Fire ¦ Fire Detection ¦ Fire Alarm System | 1 | Urgent | B | 9 | 2033 | 5 | 1 | 2.2 | 9751 | 21500
Electrical ¦ Lighting ¦ Internal ¦ General | 76 | Medium | B | 16 | 2040 | 5 | 3 | 3.2 | 31954 | 29886
Security ¦ Access ¦ Access Control ¦ Gate Access - Local Lock / Keypad / Manual (External) | 2 | Medium | B | 11 | 2035 | 5 | 3 | 3.2 | 31955 | 25674
Electrical ¦ Lighting ¦ Internal ¦ Emergency ¦ Self Contained ¦ Non LED | 1 | Urgent | B | 6 | 2030 | 5 | 1 | 2.2 | 9752 | 17263
Fire ¦ Fire Fighting ¦ Fire Extinguishers ¦ CO2 | 3 | Urgent | B | 8 | 2032 | 5 | 1 | 2.2 | 9753 | 20620
Fire ¦ Fire Detection ¦ Fire Alarm System | 1 | Urgent | B | 1 | 2025 | 5 | 1 | 2.2 | 9754 | 1976
Electrical ¦ Lighting ¦ Internal ¦ Emergency ¦ Self Contained ¦ LED | 4 | Urgent | B | 6 | 2030 | 5 | 1 | 2.2 | 9755 | 17264
HVAC ¦ Fan ¦ Local and Special Ventilation ¦ Fans Window or Wall Mounted | 1 | Medium | C | 7 | 2031 | 4 | 3 | 2.9 | 19055 | 19731
Fabric ¦ Superstructure ¦ Windows and External Doors ¦ External Doors ¦ Entrance Doors | 1 | High | CX | 16 | 2040 | 2 | 2 | 1.8 | 563 | 28596
Controls ¦ Multi-System Controls ¦ Instrument Control Panel | 1 | Medium | B | 16 | 2040 | 5 | 3 | 3.2 | 31956 | 29887
HVAC ¦ Local Air Conditioning ¦ Single-Split Condenser - Split Systems/Heat Pumps - Air-cooled with Direct Expansion Evaporator (DX) | 1 | Medium | B | 5 | 2029 | 5 | 3 | 3.2 | 31957 | 15538
Electrical ¦ LV Distribution ¦ Distribution Board ¦ Sub | 1 | High | CX | 1 | 2025 | 2 | 2 | 1.8 | 564 | 453
Fabric ¦ Barriers and Guardrails ¦ Vehicle Crash Protection Barrier | 1 | V Low | B | 1 | 2025 | 5 | 4 | 3.7 | 33617 | 12413
Electrical ¦ LV Distribution ¦ Distribution Board ¦ Sub | 1 | High | B | 5 | 2029 | 5 | 2 | 2.7 | 18112 | 14762
Fabric ¦ Superstructure ¦ Windows and External Doors ¦ Roller Shutters ¦ Manual Roller Shutter ¦ 24 High x 25 Wide | 1 | Urgent | B | 11 | 2035 | 5 | 1 | 2.2 | 9756 | 24016
Water ¦ Local Hot Water ¦ Package Electric Water Heaters - Non-Drinking Water | 1 | Medium | D | 1 | 2025 | 3 | 3 | 2.6 | 11266 | 2729
HVAC ¦ Fan ¦ Local and Special Ventilation ¦ Fans Window or Wall Mounted | 1 | Medium | B | 12 | 2036 | 5 | 3 | 3.2 | 31958 | 26775
Fabric ¦ Superstructure ¦ Windows and External Doors ¦ External Doors ¦ Manual and Automatic Doors ¦ Emergency and Panic Escape Doors | 1 | Urgent | B | 23 | 2047 | 5 | 1 | 2.2 | 9757 | 33154
Fabric ¦ Superstructure ¦ Internal Doors ¦ Roller Shutters ¦ Automatic Fabric Roll Up Door | 1 | High | B | 11 | 2035 | 5 | 2 | 2.7 | 18113 | 24839
Fire ¦ Fire Detection ¦ Fire Alarm System | 1 | Urgent | B | 1 | 2025 | 5 | 1 | 2.2 | 9758 | 1977
Electrical ¦ Lighting ¦ Internal ¦ Emergency ¦ Self Contained ¦ LED | 7 | Urgent | B | 21 | 2045 | 5 | 1 | 2.2 | 9759 | 32484
Electrical ¦ LV Distribution ¦ Distribution Board ¦ Main | 1 | High | B | 1 | 2025 | 5 | 2 | 2.7 | 18114 | 5237
Fabric ¦ Superstructure ¦ Internal Doors ¦ Roller Shutters ¦ Automatic Fabric Roll Up Door | 1 | High | B | 1 | 2025 | 5 | 2 | 2.7 | 18115 | 5238
Electrical ¦ Lighting ¦ Internal ¦ General ¦ LED Fittings & Luminaires | 48 | Medium | B | 17 | 2041 | 5 | 3 | 3.2 | 31959 | 30588
Electrical ¦ Lighting ¦ Internal ¦ Emergency ¦ Self Contained ¦ LED | 10 | Urgent | B | 22 | 2046 | 5 | 1 | 2.2 | 9760 | 33009
Electrical ¦ Lighting ¦ External ¦ General - LED | 1 | Medium | B | 11 | 2035 | 5 | 3 | 3.2 | 31960 | 25675
Electrical ¦ Specialist Lighting ¦ Internal ¦ Illuminated Fire Exit Signage | 4 | Urgent | B | 15 | 2039 | 5 | 1 | 2.2 | 9761 | 28039
Fire ¦ Fire Fighting ¦ Fire Extinguishers ¦ CO2 | 4 | Urgent | B | 6 | 2030 | 5 | 1 | 2.2 | 9762 | 17265
Electrical ¦ Lighting ¦ Internal ¦ General | 9 | Medium | CX | 1 | 2025 | 2 | 3 | 2.3 | 10383 | 2290
Fabric ¦ Superstructure ¦ Windows and External Doors ¦ External Doors ¦ Manual and Automatic Doors ¦ Auto / Powered Sliding Doors | 1 | High | B | 27 | 2051 | 5 | 2 | 2.7 | 18116 | 33589
Fabric ¦ Superstructure ¦ Windows and External Doors ¦ External Doors ¦ Manual and Automatic Doors ¦ Emergency and Panic Escape Doors | 1 | Urgent | B | 11 | 2035 | 5 | 1 | 2.2 | 9763 | 24017
Electrical ¦ Lighting ¦ Internal ¦ Emergency ¦ Self Contained ¦ LED | 7 | Urgent | B | 23 | 2047 | 5 | 1 | 2.2 | 9764 | 33155
HVAC ¦ Heat Emitters - Central ¦ Radiators ¦ Steel | 5 | Medium | B | 14 | 2038 | 5 | 3 | 3.2 | 31961 | 27647
Fabric ¦ Superstructure ¦ Windows and External Doors ¦ External Doors ¦ Manual and Automatic Doors ¦ Emergency and Panic Escape Doors | 1 | Urgent | B | 6 | 2030 | 5 | 1 | 2.2 | 9765 | 17266
HVAC ¦ Central Heating (Internally Sourced) ¦ Boiler ¦ Atmospheric Gas Burner/Condensing Combination Boiler | 1 | Medium | B | 1 | 2025 | 5 | 3 | 3.2 | 31962 | 11470
Fabric ¦ Superstructure ¦ Windows and External Doors ¦ External Doors ¦ Entrance Doors | 1 | High | B | 27 | 2051 | 5 | 2 | 2.7 | 18117 | 33590
Fabric ¦ Superstructure ¦ Internal Doors ¦ Roller Shutters ¦ Electric Roller Shutter | 1 | Medium | B | 11 | 2035 | 5 | 3 | 3.2 | 31963 | 25676
Fire ¦ Fire Fighting ¦ Fire Extinguishers ¦ CO2 | 3 | Urgent | B | 1 | 2025 | 5 | 1 | 2.2 | 9766 | 1978
HVAC ¦ Heat Emitters - Local ¦ Electric Heaters | 1 | Medium | B | 1 | 2025 | 5 | 3 | 3.2 | 31964 | 11471
Fabric ¦ Superstructure ¦ Windows and External Doors ¦ Roller Shutters ¦ Manual Roller Shutter | 1 | High | B | 1 | 2025 | 5 | 2 | 2.7 | 18118 | 5239
Fabric ¦ Superstructure ¦ Windows and External Doors ¦ Roller Shutters ¦ Manual Roller Shutter | 1 | High | B | 3 | 2027 | 5 | 2 | 2.7 | 18119 | 13406
Fire ¦ Fire Detection ¦ Fire Alarm System | 1 | Urgent | B | 7 | 2031 | 5 | 1 | 2.2 | 9767 | 19527
Fire ¦ Fire Fighting ¦ Fire Extinguishers ¦ Foam | 5 | Urgent | B | 9 | 2033 | 5 | 1 | 2.2 | 9768 | 21501
Fire ¦ Fire Fighting ¦ Fire Extinguishers ¦ CO2 | 3 | Urgent | B | 8 | 2032 | 5 | 1 | 2.2 | 9769 | 20621
Electrical ¦ Lighting ¦ Internal ¦ Emergency ¦ Self Contained ¦ LED | 2 | Urgent | DX | 5 | 2029 | 1 | 1 | 1 | 22 | 14268
Electrical ¦ Lighting ¦ Internal ¦ Emergency ¦ Self Contained ¦ LED | 1 | Urgent | B | 21 | 2045 | 5 | 1 | 2.2 | 9770 | 32485
Electrical ¦ LV Distribution ¦ Distribution Board ¦ Main | 1 | High | B | 1 | 2025 | 5 | 2 | 2.7 | 18120 | 5240
HVAC ¦ Fan ¦ Local and Special Ventilation ¦ Fans Window or Wall Mounted | 1 | Medium | B | 1 | 2025 | 5 | 3 | 3.2 | 31965 | 11472
Fabric ¦ Superstructure ¦ Windows and External Doors ¦ External Doors ¦ Manual and Automatic Doors ¦ Emergency and Panic Escape Doors | 2 | Urgent | B | 26 | 2050 | 5 | 1 | 2.2 | 9771 | 33473
Electrical ¦ Lighting ¦ Internal ¦ General ¦ LED Fittings & Luminaires | 11 | Medium | B | 14 | 2038 | 5 | 3 | 3.2 | 31966 | 27648
Fire ¦ Fire Fighting ¦ Fire Extinguishers ¦ CO2 | 2 | Urgent | B | 8 | 2032 | 5 | 1 | 2.2 | 9772 | 20622
HVAC ¦ Central Air Conditioning ¦ Air Conditioning ¦ Multi-Split Condenser - Split Systems/Heat Pumps - Air-cooled with Direct Expansion Evaporator (DX) | 1 | Medium | B | 10 | 2034 | 5 | 3 | 3.2 | 31967 | 23180
Fabric ¦ Superstructure ¦ Windows and External Doors ¦ External Doors ¦ Manual and Automatic Doors ¦ Emergency and Panic Escape Doors | 1 | Urgent | B | 11 | 2035 | 5 | 1 | 2.2 | 9773 | 24018
Electrical ¦ LV Distribution ¦ Distribution Board ¦ Sub | 1 | High | B | 12 | 2036 | 5 | 2 | 2.7 | 18121 | 26272
HVAC ¦ Fan ¦ Local and Special Ventilation ¦ Fans Window or Wall Mounted | 1 | Medium | B | 5 | 2029 | 5 | 3 | 3.2 | 31968 | 15539
Electrical ¦ Lighting ¦ External ¦ General - LED | 1 | Medium | B | 10 | 2034 | 5 | 3 | 3.2 | 31969 | 23181
Fabric ¦ Superstructure ¦ Internal Doors ¦ Roller Shutters ¦ Electric Roller Shutter | 1 | Medium | C | 1 | 2025 | 4 | 3 | 2.9 | 19056 | 5850
Fabric ¦ Barriers and Guardrails ¦ Vehicle Crash Protection Barrier | 1 | V Low | B | 1 | 2025 | 5 | 4 | 3.7 | 33618 | 12414
Controls ¦ Multi-System Controls ¦ Multi-Input Controllers | 1 | Medium | B | 4 | 2028 | 5 | 3 | 3.2 | 31970 | 14261
HVAC ¦ Heat Emitters - Central ¦ Radiators ¦ Steel | 3 | Medium | B | 11 | 2035 | 5 | 3 | 3.2 | 31971 | 25677
Electrical ¦ Specialist Lighting ¦ Internal ¦ Illuminated Fire Exit Signage | 5 | Urgent | B | 16 | 2040 | 5 | 1 | 2.2 | 9774 | 29054
Electrical ¦ Lighting ¦ Internal ¦ Emergency ¦ Self Contained ¦ Non LED | 6 | Urgent | B | 11 | 2035 | 5 | 1 | 2.2 | 9775 | 24019
Electrical ¦ LV Distribution ¦ Distribution Board ¦ Main | 1 | High | C | 1 | 2025 | 4 | 2 | 2.4 | 10787 | 2549
Fabric ¦ Superstructure ¦ Windows and External Doors ¦ External Doors ¦ Manual and Automatic Doors ¦ Emergency and Panic Escape Doors | 1 | Urgent | B | 9 | 2033 | 5 | 1 | 2.2 | 9776 | 21502
Fabric ¦ Superstructure ¦ Windows and External Doors ¦ External Doors ¦ Manual and Automatic Doors ¦ Emergency and Panic Escape Doors | 2 | Urgent | B | 21 | 2045 | 5 | 1 | 2.2 | 9777 | 32486
Electrical ¦ Specialist Lighting ¦ Internal ¦ Illuminated Fire Exit Signage | 3 | Urgent | B | 15 | 2039 | 5 | 1 | 2.2 | 9778 | 28040
Fire ¦ Fire Fighting ¦ Fire Extinguishers ¦ Foam | 7 | Urgent | B | 8 | 2032 | 5 | 1 | 2.2 | 9779 | 20623
Electrical ¦ LV Distribution ¦ Distribution Board ¦ Sub | 1 | High | B | 16 | 2040 | 5 | 2 | 2.7 | 18122 | 29273
Fabric ¦ Superstructure ¦ Windows and External Doors ¦ Roller Shutters ¦ Manual Roller Shutter | 1 | High | B | 11 | 2035 | 5 | 2 | 2.7 | 18123 | 24840
Electrical ¦ Lighting ¦ Internal ¦ General | 1 | Medium | B | 1 | 2025 | 5 | 3 | 3.2 | 31972 | 11473
Fire ¦ Fire Fighting ¦ Fire Extinguishers ¦ Powder | 1 | Urgent | B | 8 | 2032 | 5 | 1 | 2.2 | 9780 | 20624
Electrical ¦ Lighting ¦ Internal ¦ General | 1 | Medium | B | 1 | 2025 | 5 | 3 | 3.2 | 31973 | 11474
Electrical ¦ Lighting ¦ External ¦ General - LED | 2 | Medium | B | 11 | 2035 | 5 | 3 | 3.2 | 31974 | 25678
Fire ¦ Fire Fighting ¦ Fire Extinguishers ¦ CO2 | 2 | Urgent | B | 6 | 2030 | 5 | 1 | 2.2 | 9781 | 17267
Transport ¦ Lifts ¦ Disabled Lift ¦ Electric | 1 | High | B | 1 | 2025 | 5 | 2 | 2.7 | 18124 | 5241
HVAC ¦ Local Air Conditioning ¦ Single-Split Evaporator - Split Systems/Heat Pumps - Air-cooled with Direct Expansion Evaporator (DX) | 1 | Medium | C | 1 | 2025 | 4 | 3 | 2.9 | 19057 | 5851
HVAC ¦ Local Air Conditioning ¦ Single-Split Condenser - Split Systems/Heat Pumps - Air-cooled with Direct Expansion Evaporator (DX) | 1 | Medium | B | 1 | 2025 | 5 | 3 | 3.2 | 31975 | 11475
HVAC ¦ Heat Emitters - Local ¦ Gas Fired Natural and Fan Assisted Heaters | 1 | Medium | B | 1 | 2025 | 5 | 3 | 3.2 | 31976 | 11476
Fabric ¦ Superstructure ¦ Windows and External Doors ¦ External Doors ¦ Manual and Automatic Doors ¦ High Security Door | 1 | High | B | 1 | 2025 | 5 | 2 | 2.7 | 18125 | 5242
Fire ¦ Fire Detection ¦ Fire Alarm Panel / Repeater | 1 | Urgent | B | 3 | 2027 | 5 | 1 | 2.2 | 9782 | 13313
Electrical ¦ Lighting ¦ Internal ¦ General ¦ LED Fittings & Luminaires | 72 | Medium | B | 17 | 2041 | 5 | 3 | 3.2 | 31977 | 30589
HVAC ¦ Heat Emitters - Local ¦ Electric Heaters | 1 | Medium | B | 1 | 2025 | 5 | 3 | 3.2 | 31978 | 11477
HVAC ¦ Fan ¦ Local and Special Ventilation ¦ Extract | 1 | Medium | B | 1 | 2025 | 5 | 3 | 3.2 | 31979 | 11478
Electrical ¦ Lighting ¦ Internal ¦ General ¦ LED Fittings & Luminaires | 11 | Medium | B | 16 | 2040 | 5 | 3 | 3.2 | 31980 | 29888
HVAC ¦ Central Air Conditioning ¦ Air Conditioning ¦ Multi-Split Condenser - Split Systems/Heat Pumps - Air-cooled with Direct Expansion Evaporator (DX) | 1 | Medium | B | 5 | 2029 | 5 | 3 | 3.2 | 31981 | 15540
Electrical ¦ LV Distribution ¦ Distribution Board ¦ Main | 1 | High | B | 1 | 2025 | 5 | 2 | 2.7 | 18126 | 5243
Electrical ¦ LV Distribution ¦ Distribution Board ¦ Sub | 1 | High | C | 1 | 2025 | 4 | 2 | 2.4 | 10788 | 2550
Fire ¦ Fire Detection ¦ Fire Alarm Panel / Repeater | 1 | Urgent | B | 1 | 2025 | 5 | 1 | 2.2 | 9783 | 1979
Security ¦ Access ¦ Access Control ¦ Door ¦ Local Lock / Keypad / Manual | 1 | Medium | B | 10 | 2034 | 5 | 3 | 3.2 | 31982 | 23182
Security ¦ Access ¦ Access Control ¦ Gate Access - Local Lock / Keypad / Manual (External) | 2 | Medium | B | 1 | 2025 | 5 | 3 | 3.2 | 31983 | 11479
HVAC ¦ Fan ¦ Local and Special Ventilation ¦ Extract | 1 | Medium | B | 1 | 2025 | 5 | 3 | 3.2 | 31984 | 11480
Fabric ¦ Superstructure ¦ Windows and External Doors ¦ Roller Shutters ¦ Electric Roller Shutter | 1 | High | B | 13 | 2037 | 5 | 2 | 2.7 | 18127 | 27042
Fabric ¦ Barriers and Guardrails ¦ Vehicle Crash Protection Barrier | 1 | V Low | B | 1 | 2025 | 5 | 4 | 3.7 | 33619 | 12415
Fire ¦ Fire Fighting ¦ Fire Extinguishers ¦ Powder | 2 | Urgent | B | 9 | 2033 | 5 | 1 | 2.2 | 9784 | 21503
Fabric ¦ Superstructure ¦ Windows and External Doors ¦ Roller Shutters ¦ Automatic Roller Shutter | 1 | High | B | 22 | 2046 | 5 | 2 | 2.7 | 18128 | 33045
HVAC ¦ Local and Special Ventilation ¦ Unit extract fans. | 1 | Medium | B | 1 | 2025 | 5 | 3 | 3.2 | 31985 | 11481
Fire ¦ Fire Fighting ¦ Fire Extinguishers ¦ Foam | 1 | Urgent | B | 6 | 2030 | 5 | 1 | 2.2 | 9785 | 17268
Fire ¦ Fire Fighting ¦ Fire Extinguishers ¦ Foam | 2 | Urgent | B | 7 | 2031 | 5 | 1 | 2.2 | 9786 | 19528
Electrical ¦ LV Distribution ¦ Distribution Board ¦ Sub | 1 | High | CX | 1 | 2025 | 2 | 2 | 1.8 | 565 | 454
Fabric ¦ Superstructure ¦ Windows and External Doors ¦ External Doors ¦ Manual and Automatic Doors ¦ Emergency and Panic Escape Doors | 1 | Urgent | B | 30 | 2054 | 5 | 1 | 2.2 | 9787 | 33699
Electrical ¦ Lighting ¦ Internal ¦ Emergency ¦ Self Contained ¦ LED | 9 | Urgent | B | 23 | 2047 | 5 | 1 | 2.2 | 9788 | 33156
Fabric ¦ Superstructure ¦ Windows and External Doors ¦ Roller Shutters ¦ Manual Roller Shutter | 1 | High | CX | 7 | 2031 | 2 | 2 | 1.8 | 566 | 19124
Fire ¦ Fire Fighting ¦ Fire Extinguishers ¦ Foam | 1 | Urgent | B | 1 | 2025 | 5 | 1 | 2.2 | 9789 | 1980
Electrical ¦ Lighting ¦ Internal ¦ General | 1 | Medium | B | 12 | 2036 | 5 | 3 | 3.2 | 31986 | 26776
Fire ¦ Fire Fighting ¦ Fire Extinguishers ¦ CO2 | 1 | Urgent | B | 6 | 2030 | 5 | 1 | 2.2 | 9790 | 17269
Fire ¦ Fire Fighting ¦ Fire Extinguishers ¦ CO2 | 1 | Urgent | B | 1 | 2025 | 5 | 1 | 2.2 | 9791 | 1981
Electrical ¦ Lighting ¦ Internal ¦ General ¦ LED Fittings & Luminaires | 24 | Medium | B | 1 | 2025 | 5 | 3 | 3.2 | 31987 | 11482
Electrical ¦ Lighting ¦ Internal ¦ General ¦ LED Fittings & Luminaires | 8 | Medium | B | 16 | 2040 | 5 | 3 | 3.2 | 31988 | 29889
HVAC ¦ Heat Emitters - Local ¦ Electric Heaters | 1 | Medium | B | 3 | 2027 | 5 | 3 | 3.2 | 31989 | 13703
Electrical ¦ Lighting ¦ Internal ¦ General | 27 | Medium | B | 1 | 2025 | 5 | 3 | 3.2 | 31990 | 11483
HVAC ¦ Ventilation ¦ Air Handling Unit (AHU) ¦ Internal ¦ Central Heating & Cooling ¦ Electric & DX | 1 | Medium | B | 1 | 2025 | 5 | 3 | 3.2 | 31991 | 11484
Fabric ¦ Superstructure ¦ Windows and External Doors ¦ Roller Shutters ¦ Manual Roller Shutter | 1 | High | B | 16 | 2040 | 5 | 2 | 2.7 | 18129 | 29274
Water ¦ Local Hot Water ¦ Package Electric Water Heaters - Non-Drinking Water | 1 | Medium | B | 1 | 2025 | 5 | 3 | 3.2 | 31992 | 11485
Electrical ¦ Specialist Lighting ¦ Internal ¦ Illuminated Fire Exit Signage | 2 | Urgent | B | 12 | 2036 | 5 | 1 | 2.2 | 9792 | 26124
Electrical ¦ Lighting ¦ Internal ¦ General ¦ LED Fittings & Luminaires | 1 | Medium | B | 16 | 2040 | 5 | 3 | 3.2 | 31993 | 29890
Fabric ¦ Superstructure ¦ Windows and External Doors ¦ External Doors ¦ Manual and Automatic Doors ¦ Emergency and Panic Escape Doors | 1 | Urgent | B | 11 | 2035 | 5 | 1 | 2.2 | 9793 | 24020
Fabric ¦ Superstructure ¦ Windows and External Doors ¦ Roller Shutters ¦ Manual Roller Shutter | 1 | High | B | 11 | 2035 | 5 | 2 | 2.7 | 18130 | 24841
Fabric ¦ Superstructure ¦ Internal Doors ¦ Roller Shutters ¦ Electric Roller Shutter | 1 | Medium | B | 11 | 2035 | 5 | 3 | 3.2 | 31994 | 25679
Electrical ¦ LV Distribution ¦ Distribution Board ¦ Main | 1 | High | B | 1 | 2025 | 5 | 2 | 2.7 | 18131 | 5244
HVAC ¦ Heat Emitters - Local ¦ Gas Fired Unit Heaters | 1 | Medium | B | 1 | 2025 | 5 | 3 | 3.2 | 31995 | 11486
Fabric ¦ Superstructure ¦ Windows and External Doors ¦ External Doors ¦ Entrance Doors | 1 | High | B | 25 | 2049 | 5 | 2 | 2.7 | 18132 | 33444
Electrical ¦ Lighting ¦ Internal ¦ Emergency ¦ Self Contained ¦ LED | 2 | Urgent | B | 13 | 2037 | 5 | 1 | 2.2 | 9794 | 26904
Fire ¦ Fire Fighting ¦ Fire Extinguishers ¦ CO2 | 4 | Urgent | B | 8 | 2032 | 5 | 1 | 2.2 | 9795 | 20625
Electrical ¦ Lighting ¦ Internal ¦ General ¦ LED Fittings & Luminaires | 3 | Medium | B | 12 | 2036 | 5 | 3 | 3.2 | 31996 | 26777
Fire ¦ Fire Detection ¦ Fire Alarm Panel / Repeater | 1 | Urgent | B | 1 | 2025 | 5 | 1 | 2.2 | 9796 | 1982
Electrical ¦ Lighting ¦ Internal ¦ General | 7 | Medium | B | 4 | 2028 | 5 | 3 | 3.2 | 31997 | 14262
Fabric ¦ Superstructure ¦ Windows and External Doors ¦ Roller Shutters ¦ Manual Roller Shutter | 1 | High | B | 11 | 2035 | 5 | 2 | 2.7 | 18133 | 24842
HVAC ¦ Fan ¦ Local and Special Ventilation ¦ Extract | 1 | Medium | B | 1 | 2025 | 5 | 3 | 3.2 | 31998 | 11487
Water ¦ Local Hot Water ¦ Package Electric Water Heaters - Non-Drinking Water | 1 | Medium | B | 1 | 2025 | 5 | 3 | 3.2 | 31999 | 11488
Fabric ¦ Superstructure ¦ Windows and External Doors ¦ Roller Shutters ¦ Manual Roller Shutter | 1 | High | B | 11 | 2035 | 5 | 2 | 2.7 | 18134 | 24843
HVAC ¦ Fan ¦ Local and Special Ventilation ¦ Extract | 1 | Medium | B | 1 | 2025 | 5 | 3 | 3.2 | 32000 | 11489
HVAC ¦ Heat Emitters - Local ¦ Electric Heaters | 1 | Medium | C | 1 | 2025 | 4 | 3 | 2.9 | 19058 | 5852
Electrical ¦ Lighting ¦ Internal ¦ General ¦ LED Fittings & Luminaires | 10 | Medium | B | 11 | 2035 | 5 | 3 | 3.2 | 32001 | 25680
HVAC ¦ Heat Emitters - Local ¦ Gas Fired Unit Heaters | 1 | Medium | B | 8 | 2032 | 5 | 3 | 3.2 | 32002 | 21161
Fabric ¦ Superstructure ¦ Internal Doors ¦ Roller Shutters ¦ Internal Manual Roller Shutter | 1 | Medium | B | 6 | 2030 | 5 | 3 | 3.2 | 32003 | 19067
HVAC ¦ Fan ¦ Local and Special Ventilation ¦ Extract Fans - Twin Toilet | 1 | Medium | C | 1 | 2025 | 4 | 3 | 2.9 | 19059 | 5853
Electrical ¦ Lighting ¦ Internal ¦ General ¦ LED Fittings & Luminaires | 11 | Medium | B | 16 | 2040 | 5 | 3 | 3.2 | 32004 | 29891
Electrical ¦ Specialist Lighting ¦ Internal ¦ Illuminated Fire Exit Signage | 1 | Urgent | CX | 1 | 2025 | 2 | 1 | 1.3 | 362 | 325
Electrical ¦ LV Distribution ¦ Distribution Board ¦ Sub | 1 | High | B | 1 | 2025 | 5 | 2 | 2.7 | 18135 | 5245
HVAC ¦ Heat Emitters - Local ¦ Gas Fired Natural and Fan Assisted Heaters | 1 | Medium | B | 5 | 2029 | 5 | 3 | 3.2 | 32005 | 15541
Water ¦ Local Hot Water ¦ Package Electric Water Heaters - Non-Drinking Water | 1 | Medium | B | 1 | 2025 | 5 | 3 | 3.2 | 32006 | 11490
Fabric ¦ Superstructure ¦ Internal Doors ¦ Roller Shutters ¦ Electric Roller Shutter | 1 | Medium | B | 17 | 2041 | 5 | 3 | 3.2 | 32007 | 30590
Electrical ¦ Lighting ¦ Internal ¦ Emergency ¦ Self Contained ¦ LED | 4 | Urgent | B | 23 | 2047 | 5 | 1 | 2.2 | 9797 | 33157
Electrical ¦ LV Distribution ¦ Distribution Board ¦ Main | 1 | High | C | 1 | 2025 | 4 | 2 | 2.4 | 10789 | 2551
HVAC ¦ Fan ¦ Local and Special Ventilation ¦ Fans Window or Wall Mounted | 1 | Medium | B | 5 | 2029 | 5 | 3 | 3.2 | 32008 | 15542
Fire ¦ Fire Detection ¦ Fire Alarm System | 1 | Urgent | B | 7 | 2031 | 5 | 1 | 2.2 | 9798 | 19529
HVAC ¦ Heat Emitters - Local ¦ Gas Fired Natural and Fan Assisted Heaters | 1 | Medium | B | 1 | 2025 | 5 | 3 | 3.2 | 32009 | 11491
Electrical ¦ Specialist Lighting ¦ Internal ¦ Illuminated Fire Exit Signage | 3 | Urgent | B | 16 | 2040 | 5 | 1 | 2.2 | 9799 | 29055
Fabric ¦ Superstructure ¦ Windows and External Doors ¦ Roller Shutters ¦ Manual Roller Shutter | 1 | High | B | 1 | 2025 | 5 | 2 | 2.7 | 18136 | 5246
Fabric ¦ Superstructure ¦ Internal Doors ¦ Roller Shutters ¦ Electric Roller Shutter | 1 | Medium | B | 17 | 2041 | 5 | 3 | 3.2 | 32010 | 30591
Fire ¦ Fire Detection ¦ Fire Alarm Panel / Repeater | 1 | Urgent | B | 6 | 2030 | 5 | 1 | 2.2 | 9800 | 17270
Electrical ¦ Lighting ¦ Internal ¦ General | 2 | Medium | B | 6 | 2030 | 5 | 3 | 3.2 | 32011 | 19068
Electrical ¦ Specialist Lighting ¦ Internal ¦ Illuminated Fire Exit Signage | 2 | Urgent | B | 15 | 2039 | 5 | 1 | 2.2 | 9801 | 28041
Electrical ¦ Lighting ¦ Internal ¦ General ¦ LED Fittings & Luminaires | 56 | Medium | B | 18 | 2042 | 5 | 3 | 3.2 | 32012 | 31000
HVAC ¦ Heat Emitters - Local ¦ Electric Overdoor Air Curtain/Heater | 1 | Medium | CX | 1 | 2025 | 2 | 3 | 2.3 | 10384 | 2291
Water ¦ Local Hot Water ¦ Package Electric Water Heaters - Non-Drinking Water | 1 | Medium | B | 8 | 2032 | 5 | 3 | 3.2 | 32013 | 21162
Fabric ¦ Barriers and Guardrails ¦ Vehicle Crash Protection Barrier | 3 | V Low | B | 1 | 2025 | 5 | 4 | 3.7 | 33620 | 12416
Electrical ¦ Specialist Lighting ¦ Internal ¦ Illuminated Fire Exit Signage | 1 | Urgent | B | 8 | 2032 | 5 | 1 | 2.2 | 9802 | 20626
Electrical ¦ Lighting ¦ Internal ¦ General ¦ LED Fittings & Luminaires | 2 | Medium | B | 16 | 2040 | 5 | 3 | 3.2 | 32014 | 29892
HVAC ¦ Ventilation ¦ Air Handling Unit (AHU) ¦ Internal ¦ Central Air Conditioning ¦ Gas Fired | 1 | Medium | B | 1 | 2025 | 5 | 3 | 3.2 | 32015 | 11492
HVAC ¦ Ductwork ¦ Ductwork, Fittings and Ancillaries ¦ Central Ventilation Systems ¦ Fire Dampers ¦ Fusible Link | 1 | Urgent | B | 1 | 2025 | 5 | 1 | 2.2 | 9803 | 1983
Fabric ¦ Superstructure ¦ Windows and External Doors ¦ External Doors ¦ Manual and Automatic Doors ¦ Emergency and Panic Escape Doors | 1 | Urgent | B | 21 | 2045 | 5 | 1 | 2.2 | 9804 | 32487
Fire ¦ Fire Detection ¦ Fire Alarm Panel / Repeater | 1 | Urgent | B | 11 | 2035 | 5 | 1 | 2.2 | 9805 | 24021
HVAC ¦ Local Air Conditioning ¦ Single-Split Evaporator - Split Systems/Heat Pumps - Air-cooled with Direct Expansion Evaporator (DX) | 1 | Medium | B | 11 | 2035 | 5 | 3 | 3.2 | 32016 | 25681
Fabric ¦ Superstructure ¦ Windows and External Doors ¦ External Doors ¦ Entrance Doors | 1 | High | B | 27 | 2051 | 5 | 2 | 2.7 | 18137 | 33591
HVAC ¦ Heat Emitters - Central ¦ Radiators ¦ Steel | 3 | Medium | B | 6 | 2030 | 5 | 3 | 3.2 | 32017 | 19069
HVAC ¦ Local Air Conditioning ¦ Single-Split Condenser - Split Systems/Heat Pumps - Air-cooled with Direct Expansion Evaporator (DX) | 1 | Medium | B | 8 | 2032 | 5 | 3 | 3.2 | 32018 | 21163
Transport ¦ Lifts ¦ Disabled Lift ¦ Electric | 1 | High | C | 7 | 2031 | 4 | 2 | 2.4 | 10790 | 19552
HVAC ¦ Fan ¦ Local and Special Ventilation ¦ Fans Window or Wall Mounted | 1 | Medium | B | 1 | 2025 | 5 | 3 | 3.2 | 32019 | 11493
Fire ¦ Fire Fighting ¦ Fire Extinguishers ¦ CO2 | 2 | Urgent | B | 8 | 2032 | 5 | 1 | 2.2 | 9806 | 20627
Electrical ¦ Lighting ¦ Internal ¦ Emergency ¦ Self Contained ¦ Non LED | 1 | Urgent | B | 1 | 2025 | 5 | 1 | 2.2 | 9807 | 1984
Electrical ¦ LV Distribution ¦ Distribution Board ¦ Main | 1 | High | B | 1 | 2025 | 5 | 2 | 2.7 | 18138 | 5247
Fabric ¦ Superstructure ¦ Windows and External Doors ¦ Roller Shutters ¦ Manual Roller Shutter | 1 | High | B | 11 | 2035 | 5 | 2 | 2.7 | 18139 | 24844
Fabric ¦ Superstructure ¦ Windows and External Doors ¦ External Doors ¦ Entrance Doors | 1 | High | B | 21 | 2045 | 5 | 2 | 2.7 | 18140 | 32773
Electrical ¦ Lighting ¦ Internal ¦ Emergency ¦ Self Contained ¦ LED | 2 | Urgent | DX | 5 | 2029 | 1 | 1 | 1 | 23 | 14269
HVAC ¦ Local Air Conditioning ¦ Single-Split Condenser - Split Systems/Heat Pumps - Air-cooled with Direct Expansion Evaporator (DX) | 1 | Medium | B | 13 | 2037 | 5 | 3 | 3.2 | 32020 | 27267
HVAC ¦ Heat Emitters - Local ¦ Gas Fired Natural and Fan Assisted Heaters | 1 | Medium | B | 6 | 2030 | 5 | 3 | 3.2 | 32021 | 19070
HVAC ¦ Fan ¦ Local and Special Ventilation ¦ Extract Fans - Twin Toilet | 1 | Medium | B | 12 | 2036 | 5 | 3 | 3.2 | 32022 | 26778
Fabric ¦ Superstructure ¦ Windows and External Doors ¦ External Doors ¦ Manual and Automatic Doors ¦ Emergency and Panic Escape Doors | 4 | Urgent | B | 25 | 2049 | 5 | 1 | 2.2 | 9808 | 33348
Electrical ¦ Specialist Lighting ¦ Internal ¦ Illuminated Fire Exit Signage | 6 | Urgent | B | 15 | 2039 | 5 | 1 | 2.2 | 9809 | 28042
Electrical ¦ Lighting ¦ Internal ¦ Emergency ¦ Self Contained ¦ LED | 20 | Urgent | B | 21 | 2045 | 5 | 1 | 2.2 | 9810 | 32488
Fabric ¦ Superstructure ¦ Internal Doors ¦ Roller Shutters ¦ Electric Roller Shutter | 1 | Medium | B | 1 | 2025 | 5 | 3 | 3.2 | 32023 | 11494
Fabric ¦ Superstructure ¦ Windows and External Doors ¦ External Doors ¦ Manual and Automatic Doors ¦ Emergency and Panic Escape Doors | 1 | Urgent | B | 30 | 2054 | 5 | 1 | 2.2 | 9811 | 33700
Electrical ¦ Specialist Lighting ¦ Internal ¦ Illuminated Fire Exit Signage | 3 | Urgent | B | 14 | 2038 | 5 | 1 | 2.2 | 9812 | 27400
Fabric ¦ Superstructure ¦ Windows and External Doors ¦ External Doors ¦ Entrance Doors | 1 | High | B | 11 | 2035 | 5 | 2 | 2.7 | 18141 | 24845
Fabric ¦ Barriers and Guardrails ¦ Vehicle Crash Protection Barrier | 1 | V Low | B | 1 | 2025 | 5 | 4 | 3.7 | 33621 | 12417
Security ¦ Access ¦ Access Control ¦ Door ¦ Local Lock / Keypad / Manual | 1 | Medium | B | 11 | 2035 | 5 | 3 | 3.2 | 32024 | 25682
Electrical ¦ Lighting ¦ Internal ¦ Emergency ¦ Self Contained ¦ LED | 1 | Urgent | B | 21 | 2045 | 5 | 1 | 2.2 | 9813 | 32489
Electrical ¦ Lighting ¦ Internal ¦ General ¦ LED Fittings & Luminaires | 2 | Medium | B | 16 | 2040 | 5 | 3 | 3.2 | 32025 | 29893
HVAC ¦ Central Air Conditioning ¦ Air Conditioning ¦ Multi-Split Evaporator - Split Systems/Heat Pumps - Air-cooled with Direct Expansion Evaporator (DX) | 1 | Medium | B | 5 | 2029 | 5 | 3 | 3.2 | 32026 | 15543
HVAC ¦ Local Air Conditioning ¦ Single-Split Condenser - Split Systems/Heat Pumps - Air-cooled with Direct Expansion Evaporator (DX) | 1 | Medium | B | 1 | 2025 | 5 | 3 | 3.2 | 32027 | 11495
HVAC ¦ Fan ¦ Local and Special Ventilation ¦ Extract | 1 | Medium | C | 8 | 2032 | 4 | 3 | 2.9 | 19060 | 20788
HVAC ¦ Central Air Conditioning ¦ Air Conditioning ¦ Multi-Split Evaporator - Split Systems/Heat Pumps - Air-cooled with Direct Expansion Evaporator (DX) | 1 | Medium | B | 5 | 2029 | 5 | 3 | 3.2 | 32028 | 15544
HVAC ¦ Central Heating (Internally Sourced) ¦ Boiler ¦ Atmospheric Gas Burner - Condensing Boiler | 1 | High | B | 8 | 2032 | 5 | 2 | 2.7 | 18142 | 20779
Fabric ¦ Superstructure ¦ Windows and External Doors ¦ External Doors ¦ Entrance Doors | 1 | High | B | 27 | 2051 | 5 | 2 | 2.7 | 18143 | 33592
Fabric ¦ Superstructure ¦ Windows and External Doors ¦ Roller Shutters ¦ Electric Roller Shutter | 1 | High | B | 22 | 2046 | 5 | 2 | 2.7 | 18144 | 33046
Fabric ¦ Superstructure ¦ Windows and External Doors ¦ External Doors ¦ Manual and Automatic Doors ¦ Emergency and Panic Escape Doors | 1 | Urgent | B | 25 | 2049 | 5 | 1 | 2.2 | 9814 | 33349
HVAC ¦ Heat Emitters - Local ¦ Electric Heaters | 1 | Medium | B | 1 | 2025 | 5 | 3 | 3.2 | 32029 | 11496
Fire ¦ Fire Fighting ¦ Fire Extinguishers ¦ Foam | 1 | Urgent | B | 6 | 2030 | 5 | 1 | 2.2 | 9815 | 17271
Electrical ¦ LV Distribution ¦ Distribution Board ¦ Sub | 1 | High | B | 10 | 2034 | 5 | 2 | 2.7 | 18145 | 22522
HVAC ¦ Heat Emitters - Local ¦ Gas Fired Unit Heaters | 1 | Medium | B | 6 | 2030 | 5 | 3 | 3.2 | 32030 | 19071
HVAC ¦ Fan ¦ Local and Special Ventilation ¦ Kitchen Vent ¦ Fans Window or Wall Mounted | 1 | Medium | B | 10 | 2034 | 5 | 3 | 3.2 | 32031 | 23183
Fire ¦ Fire Detection ¦ Fire Alarm Panel / Repeater | 1 | Urgent | B | 11 | 2035 | 5 | 1 | 2.2 | 9816 | 24022
Water ¦ Local Hot Water ¦ Package Electric Water Heaters - Non-Drinking Water | 1 | Medium | CX | 1 | 2025 | 2 | 3 | 2.3 | 10385 | 2292
Fire ¦ Fire Detection ¦ Fire Alarm Panel / Repeater | 1 | Urgent | B | 6 | 2030 | 5 | 1 | 2.2 | 9817 | 17272
Electrical ¦ LV Distribution ¦ Distribution Board ¦ Sub | 1 | High | B | 1 | 2025 | 5 | 2 | 2.7 | 18146 | 5248
Fabric ¦ Superstructure ¦ Windows and External Doors ¦ Roller Shutters ¦ Electric Roller Shutter | 1 | High | B | 1 | 2025 | 5 | 2 | 2.7 | 18147 | 5249
Fabric ¦ Superstructure ¦ Windows and External Doors ¦ External Doors ¦ Entrance Doors | 1 | High | C | 6 | 2030 | 4 | 2 | 2.4 | 10791 | 17341
HVAC ¦ Fan ¦ Local and Special Ventilation ¦ Fans Window or Wall Mounted | 1 | Medium | B | 11 | 2035 | 5 | 3 | 3.2 | 32032 | 25683
HVAC ¦ Fan ¦ Local and Special Ventilation ¦ Extract | 1 | Medium | B | 1 | 2025 | 5 | 3 | 3.2 | 32033 | 11497
Fabric ¦ Superstructure ¦ Windows and External Doors ¦ Roller Shutters ¦ Manual Roller Shutter | 1 | High | B | 1 | 2025 | 5 | 2 | 2.7 | 18148 | 5250
Electrical ¦ LV Distribution ¦ Distribution Board ¦ Sub | 1 | High | B | 1 | 2025 | 5 | 2 | 2.7 | 18149 | 5251
Water ¦ Local Hot Water ¦ Instantaneous Electric Water Heater - Non-Drinking Water | 1 | Medium | B | 1 | 2025 | 5 | 3 | 3.2 | 32034 | 11498
Fabric ¦ Superstructure ¦ Windows and External Doors ¦ Roller Shutters ¦ Manual Roller Shutter | 1 | High | B | 1 | 2025 | 5 | 2 | 2.7 | 18150 | 5252
HVAC ¦ Fan ¦ Local and Special Ventilation ¦ Axial | 1 | Medium | B | 1 | 2025 | 5 | 3 | 3.2 | 32035 | 11499
HVAC ¦ Local Air Conditioning ¦ Single-Split Condenser - Split Systems/Heat Pumps - Air-cooled with Direct Expansion Evaporator (DX) | 1 | Medium | B | 7 | 2031 | 5 | 3 | 3.2 | 32036 | 20202
Drainage ¦ External Drainage ¦ Surface Water and Foul Drainage ¦ Pump Drainage-Dry Well | 1 | High | B | 11 | 2035 | 5 | 2 | 2.7 | 18151 | 24846
HVAC ¦ Fan ¦ Local and Special Ventilation ¦ Fans Window or Wall Mounted | 1 | Medium | B | 13 | 2037 | 5 | 3 | 3.2 | 32037 | 27268
HVAC ¦ Fan ¦ Local and Special Ventilation ¦ Extract | 1 | Medium | B | 1 | 2025 | 5 | 3 | 3.2 | 32038 | 11500
Fabric ¦ Superstructure ¦ Windows and External Doors ¦ External Doors ¦ Manual and Automatic Doors ¦ Auto / Powered Sliding Doors | 1 | High | B | 30 | 2054 | 5 | 2 | 2.7 | 18152 | 33731
Fire ¦ Fire Detection ¦ Fire Alarm System | 1 | Urgent | B | 5 | 2029 | 5 | 1 | 2.2 | 9818 | 14518
Fabric ¦ Superstructure ¦ Internal Doors ¦ Roller Shutters ¦ Automatic Roller Shutter | 1 | High | B | 11 | 2035 | 5 | 2 | 2.7 | 18153 | 24847
Fabric ¦ Superstructure ¦ Windows and External Doors ¦ External Doors ¦ Manual and Automatic Doors ¦ Emergency and Panic Escape Doors | 1 | Urgent | B | 1 | 2025 | 5 | 1 | 2.2 | 9819 | 1985
Fabric ¦ Superstructure ¦ Windows and External Doors ¦ External Doors ¦ Manual and Automatic Doors ¦ Emergency and Panic Escape Doors | 1 | Urgent | B | 18 | 2042 | 5 | 1 | 2.2 | 9820 | 30726
Fabric ¦ Superstructure ¦ Windows and External Doors ¦ External Doors ¦ Manual and Automatic Doors ¦ Emergency and Panic Escape Doors | 1 | Urgent | B | 6 | 2030 | 5 | 1 | 2.2 | 9821 | 17273
Electrical ¦ Power Generation ¦ Internal ¦ Photovoltaics (Connected to the Building) | 1 | Medium | B | 21 | 2045 | 5 | 3 | 3.2 | 32039 | 32812
Fabric ¦ Superstructure ¦ Windows and External Doors ¦ Roller Shutters ¦ Electric Roller Shutter | 1 | High | A | 23 | 2047 | 6 | 2 | 3 | 19640 | 33229
Electrical ¦ Lighting ¦ Internal ¦ General | 20 | Medium | B | 1 | 2025 | 5 | 3 | 3.2 | 32040 | 11501
Electrical ¦ Specialist Lighting ¦ Internal ¦ Illuminated Fire Exit Signage | 1 | Urgent | B | 15 | 2039 | 5 | 1 | 2.2 | 9822 | 28043
Fire ¦ Fire Fighting ¦ Fire Extinguishers ¦ CO2 | 3 | Urgent | B | 7 | 2031 | 5 | 1 | 2.2 | 9823 | 19530
Electrical ¦ Lighting ¦ Internal ¦ General ¦ LED Fittings & Luminaires | 4 | Medium | B | 16 | 2040 | 5 | 3 | 3.2 | 32041 | 29894
Electrical ¦ Specialist Lighting ¦ Internal ¦ Illuminated Fire Exit Signage | 3 | Urgent | B | 16 | 2040 | 5 | 1 | 2.2 | 9824 | 29056
Fabric ¦ Superstructure ¦ Windows and External Doors ¦ Roller Shutters ¦ Manual Roller Shutter | 1 | High | B | 11 | 2035 | 5 | 2 | 2.7 | 18154 | 24848
Fabric ¦ Superstructure ¦ Windows and External Doors ¦ External Doors ¦ Manual and Automatic Doors ¦ Emergency and Panic Escape Doors | 1 | Urgent | B | 1 | 2025 | 5 | 1 | 2.2 | 9825 | 1986
Electrical ¦ Lighting ¦ Internal ¦ Emergency ¦ Self Contained ¦ LED | 2 | Urgent | B | 20 | 2044 | 5 | 1 | 2.2 | 9826 | 31574
Electrical ¦ Lighting ¦ Internal ¦ General ¦ LED Fittings & Luminaires | 23 | Medium | B | 6 | 2030 | 5 | 3 | 3.2 | 32042 | 19072
Electrical ¦ Lighting ¦ Internal ¦ General ¦ LED Fittings & Luminaires | 66 | Medium | B | 16 | 2040 | 5 | 3 | 3.2 | 32043 | 29895
Fire ¦ Fire Fighting ¦ Fire Extinguishers ¦ Foam | 5 | Urgent | B | 9 | 2033 | 5 | 1 | 2.2 | 9827 | 21504
Fire ¦ Fire Fighting ¦ Fire Extinguishers ¦ Foam | 6 | Urgent | B | 5 | 2029 | 5 | 1 | 2.2 | 9828 | 14519
Electrical ¦ LV Distribution ¦ Distribution Board ¦ Sub | 1 | High | B | 1 | 2025 | 5 | 2 | 2.7 | 18155 | 5253
Electrical ¦ Lighting ¦ Internal ¦ General | 24 | Medium | B | 1 | 2025 | 5 | 3 | 3.2 | 32044 | 11502
Electrical ¦ Specialist Lighting ¦ Internal ¦ Illuminated Fire Exit Signage | 5 | Urgent | B | 17 | 2041 | 5 | 1 | 2.2 | 9829 | 30257
Controls ¦ Multi-System Controls ¦ Motor Control Centre (MCC) | 1 | Low | B | 3 | 2027 | 5 | 4 | 3.7 | 33622 | 13732
HVAC ¦ Heat Emitters - Local ¦ Gas Fired Natural and Fan Assisted Heaters | 1 | Medium | B | 1 | 2025 | 5 | 3 | 3.2 | 32045 | 11503
Electrical ¦ LV Distribution ¦ Distribution Board ¦ Sub | 1 | High | B | 1 | 2025 | 5 | 2 | 2.7 | 18156 | 5254
HVAC ¦ Fan ¦ Local and Special Ventilation ¦ Extract Fans - Twin Toilet | 1 | Medium | B | 12 | 2036 | 5 | 3 | 3.2 | 32046 | 26779
HVAC ¦ Fan ¦ Local and Special Ventilation ¦ Centrifugal | 1 | Medium | B | 1 | 2025 | 5 | 3 | 3.2 | 32047 | 11504
Fabric ¦ Superstructure ¦ Windows and External Doors ¦ Roller Shutters ¦ Manual Roller Shutter | 1 | High | B | 11 | 2035 | 5 | 2 | 2.7 | 18157 | 24849
Electrical ¦ Specialist Lighting ¦ Internal ¦ Illuminated Fire Exit Signage | 2 | Urgent | B | 14 | 2038 | 5 | 1 | 2.2 | 9830 | 27401
Electrical ¦ Lighting ¦ Internal ¦ General | 1 | Medium | B | 1 | 2025 | 5 | 3 | 3.2 | 32048 | 11505
Fire ¦ Fire Fighting ¦ Fire Extinguishers ¦ Foam | 6 | Urgent | B | 9 | 2033 | 5 | 1 | 2.2 | 9831 | 21505
Fabric ¦ Superstructure ¦ Windows and External Doors ¦ Roller Shutters ¦ Manual Roller Shutter | 1 | High | B | 11 | 2035 | 5 | 2 | 2.7 | 18158 | 24850
Fabric ¦ Superstructure ¦ Windows and External Doors ¦ External Doors ¦ Manual and Automatic Doors ¦ Emergency and Panic Escape Doors | 1 | Urgent | B | 21 | 2045 | 5 | 1 | 2.2 | 9832 | 32490
HVAC ¦ Fan ¦ Local and Special Ventilation ¦ Centrifugal | 1 | Medium | B | 1 | 2025 | 5 | 3 | 3.2 | 32049 | 11506
Fire ¦ Fire Fighting ¦ Fire Extinguishers ¦ Water | 2 | Urgent | B | 5 | 2029 | 5 | 1 | 2.2 | 9833 | 14520
Fire ¦ Fire Fighting ¦ Fire Extinguishers ¦ Foam | 7 | Urgent | B | 9 | 2033 | 5 | 1 | 2.2 | 9834 | 21506
HVAC ¦ Fan ¦ Local and Special Ventilation ¦ Extract | 1 | Medium | B | 1 | 2025 | 5 | 3 | 3.2 | 32050 | 11507
Fabric ¦ Superstructure ¦ Windows and External Doors ¦ Roller Shutters ¦ Manual Roller Shutter | 1 | High | B | 1 | 2025 | 5 | 2 | 2.7 | 18159 | 5255
Fabric ¦ Superstructure ¦ Windows and External Doors ¦ Roller Shutters ¦ Manual Roller Shutter | 1 | High | B | 1 | 2025 | 5 | 2 | 2.7 | 18160 | 5256
Fire ¦ Fire Fighting ¦ Fire Extinguishers ¦ CO2 | 3 | Urgent | B | 8 | 2032 | 5 | 1 | 2.2 | 9835 | 20628
Fire ¦ Fire Fighting ¦ Fire Extinguishers ¦ CO2 | 3 | Urgent | B | 9 | 2033 | 5 | 1 | 2.2 | 9836 | 21507
Electrical ¦ Lighting ¦ Internal ¦ General ¦ LED Fittings & Luminaires | 25 | Medium | B | 16 | 2040 | 5 | 3 | 3.2 | 32051 | 29896
HVAC ¦ Heat Emitters - Local ¦ Electric Heaters | 3 | Medium | B | 1 | 2025 | 5 | 3 | 3.2 | 32052 | 11508
Electrical ¦ Specialist Lighting ¦ Internal ¦ Illuminated Fire Exit Signage | 4 | Urgent | B | 12 | 2036 | 5 | 1 | 2.2 | 9837 | 26125
Electrical ¦ Specialist Lighting ¦ Internal ¦ Illuminated Fire Exit Signage | 4 | Urgent | B | 14 | 2038 | 5 | 1 | 2.2 | 9838 | 27402
Fire ¦ Fire Fighting ¦ Fire Extinguishers ¦ Foam | 3 | Urgent | A | 10 | 2034 | 6 | 1 | 2.5 | 11012 | 22236
HVAC ¦ Heat Emitters - Central ¦ Radiators ¦ Steel | 2 | Medium | B | 1 | 2025 | 5 | 3 | 3.2 | 32053 | 11509
Electrical ¦ Specialist Lighting ¦ Internal ¦ Illuminated Fire Exit Signage | 2 | Urgent | B | 16 | 2040 | 5 | 1 | 2.2 | 9839 | 29057
Electrical ¦ Lighting ¦ Internal ¦ General | 4 | Medium | B | 1 | 2025 | 5 | 3 | 3.2 | 32054 | 11510
Electrical ¦ Specialist Lighting ¦ Internal ¦ Illuminated Fire Exit Signage | 2 | Urgent | A | 18 | 2042 | 6 | 1 | 2.5 | 11013 | 30753
Fire ¦ Fire Fighting ¦ Fire Extinguishers ¦ CO2 | 1 | Urgent | B | 8 | 2032 | 5 | 1 | 2.2 | 9840 | 20629
Fire ¦ Fire Detection ¦ Fire Alarm Panel / Repeater | 1 | Urgent | B | 1 | 2025 | 5 | 1 | 2.2 | 9841 | 1987
Electrical ¦ LV Distribution ¦ Distribution Board ¦ Main | 1 | High | B | 6 | 2030 | 5 | 2 | 2.7 | 18161 | 17915
Fire ¦ Fire Detection ¦ Fire Alarm Panel / Repeater | 1 | Urgent | B | 10 | 2034 | 5 | 1 | 2.2 | 9842 | 22181
Electrical ¦ Lighting ¦ Internal ¦ General | 2 | Medium | B | 1 | 2025 | 5 | 3 | 3.2 | 32055 | 11511
Electrical ¦ LV Distribution ¦ Distribution Board ¦ Sub | 1 | High | B | 1 | 2025 | 5 | 2 | 2.7 | 18162 | 5257
Electrical ¦ LV Distribution ¦ Distribution Board ¦ Main | 1 | High | B | 1 | 2025 | 5 | 2 | 2.7 | 18163 | 5258
HVAC ¦ Fan ¦ Local and Special Ventilation ¦ Axial | 1 | Medium | B | 1 | 2025 | 5 | 3 | 3.2 | 32056 | 11512
Electrical ¦ Lighting ¦ Internal ¦ General | 9 | Medium | B | 3 | 2027 | 5 | 3 | 3.2 | 32057 | 13704
HVAC ¦ Heat Emitters - Local ¦ Gas Fired Unit Heaters | 1 | Medium | B | 1 | 2025 | 5 | 3 | 3.2 | 32058 | 11513
Electrical ¦ LV Distribution ¦ Distribution Board ¦ Sub | 1 | High | B | 1 | 2025 | 5 | 2 | 2.7 | 18164 | 5259
Fabric ¦ Superstructure ¦ Windows and External Doors ¦ External Doors ¦ Manual and Automatic Doors ¦ Auto / Powered Sliding Doors | 1 | High | B | 31 | 2055 | 5 | 2 | 2.7 | 18165 | 33809
HVAC ¦ Fan ¦ Local and Special Ventilation ¦ Extract Fans - Twin Toilet | 1 | Medium | B | 12 | 2036 | 5 | 3 | 3.2 | 32059 | 26780
Electrical ¦ Specialist Lighting ¦ Internal ¦ Illuminated Fire Exit Signage | 2 | Urgent | B | 10 | 2034 | 5 | 1 | 2.2 | 9843 | 22182
Electrical ¦ Lighting ¦ Internal ¦ General | 12 | Medium | B | 15 | 2039 | 5 | 3 | 3.2 | 32060 | 28550
HVAC ¦ Heat Emitters - Local ¦ Gas Fired Unit Heaters | 1 | Medium | B | 1 | 2025 | 5 | 3 | 3.2 | 32061 | 11514
HVAC ¦ Heat Emitters - Local ¦ Gas Fired Natural and Fan Assisted Heaters | 1 | Medium | B | 1 | 2025 | 5 | 3 | 3.2 | 32062 | 11515
Fabric ¦ Barriers and Guardrails ¦ Vehicle Crash Protection Barrier | 1 | V Low | B | 1 | 2025 | 5 | 4 | 3.7 | 33623 | 12418
Fabric ¦ Barriers and Guardrails ¦ Vehicle Crash Protection Barrier | 1 | V Low | B | 1 | 2025 | 5 | 4 | 3.7 | 33624 | 12419
Fabric ¦ Superstructure ¦ Windows and External Doors ¦ External Doors ¦ Entrance Doors | 1 | High | B | 19 | 2043 | 5 | 2 | 2.7 | 18166 | 31273
Electrical ¦ Lighting ¦ Internal ¦ Emergency ¦ Self Contained ¦ LED | 15 | Urgent | B | 19 | 2043 | 5 | 1 | 2.2 | 9844 | 31119
Electrical ¦ LV Distribution ¦ Distribution Board ¦ Sub | 1 | High | B | 1 | 2025 | 5 | 2 | 2.7 | 18167 | 5260
Fire ¦ Fire Fighting ¦ Fire Extinguishers ¦ Foam | 2 | Urgent | B | 2 | 2026 | 5 | 1 | 2.2 | 9845 | 12821
Fire ¦ Fire Fighting ¦ Fire Extinguishers ¦ CO2 | 5 | Urgent | B | 6 | 2030 | 5 | 1 | 2.2 | 9846 | 17274
Fabric ¦ Barriers and Guardrails ¦ Vehicle Crash Protection Barrier | 4 | V Low | B | 11 | 2035 | 5 | 4 | 3.7 | 33625 | 25730
Fabric ¦ Barriers and Guardrails ¦ Vehicle Crash Protection Barrier | 1 | V Low | B | 1 | 2025 | 5 | 4 | 3.7 | 33626 | 12420
Fire ¦ Fire Fighting ¦ Fire Extinguishers ¦ CO2 | 3 | Urgent | B | 7 | 2031 | 5 | 1 | 2.2 | 9847 | 19531
Fire ¦ Fire Fighting ¦ Fire Extinguishers ¦ Foam | 4 | Urgent | B | 6 | 2030 | 5 | 1 | 2.2 | 9848 | 17275
Electrical ¦ Lighting ¦ Internal ¦ General ¦ LED Fittings & Luminaires | 4 | Medium | B | 6 | 2030 | 5 | 3 | 3.2 | 32063 | 19073
Electrical ¦ Lighting ¦ Internal ¦ General ¦ LED Fittings & Luminaires | 2 | Medium | B | 16 | 2040 | 5 | 3 | 3.2 | 32064 | 29897
HVAC ¦ Fan ¦ Local and Special Ventilation ¦ Kitchen Vent ¦ Fans Window or Wall Mounted | 1 | Medium | B | 12 | 2036 | 5 | 3 | 3.2 | 32065 | 26781
HVAC ¦ Ventilation ¦ Air Handling Unit (AHU) ¦ Internal ¦ Central Heating & Cooling ¦ LTHW & DX | 1 | High | B | 5 | 2029 | 5 | 2 | 2.7 | 18168 | 14763
HVAC ¦ Central Heating (Internally Sourced) ¦ Boiler ¦ Combination Atmospheric Burner Gas Boiler | 1 | High | B | 7 | 2031 | 5 | 2 | 2.7 | 18169 | 19710
Fabric ¦ Superstructure ¦ Internal Doors ¦ Roller Shutters ¦ Internal Manual Roller Shutter | 1 | Medium | B | 1 | 2025 | 5 | 3 | 3.2 | 32066 | 11516
Electrical ¦ Lighting ¦ Internal ¦ General ¦ LED Fittings & Luminaires | 10 | Medium | B | 9 | 2033 | 5 | 3 | 3.2 | 32067 | 21922
Electrical ¦ Lighting ¦ Internal ¦ General ¦ LED Fittings & Luminaires | 27 | Medium | B | 14 | 2038 | 5 | 3 | 3.2 | 32068 | 27649
Fire ¦ Fire Fighting ¦ Fire Extinguishers ¦ Powder | 1 | Urgent | B | 6 | 2030 | 5 | 1 | 2.2 | 9849 | 17276
Electrical ¦ Lighting ¦ Internal ¦ Emergency ¦ Self Contained ¦ LED | 17 | Urgent | B | 20 | 2044 | 5 | 1 | 2.2 | 9850 | 31575
Controls ¦ Multi-System Controls ¦ Control Panel - Electrical Services (excluding Electrical Controllers and Pneumatic Relays) | 1 | Medium | B | 1 | 2025 | 5 | 3 | 3.2 | 32069 | 11517
Water ¦ Local Hot Water ¦ Package Electric Water Heaters - Non-Drinking Water | 1 | Medium | B | 1 | 2025 | 5 | 3 | 3.2 | 32070 | 11518
Fabric ¦ Superstructure ¦ Windows and External Doors ¦ External Doors ¦ Manual and Automatic Doors ¦ Emergency and Panic Escape Doors | 1 | Urgent | B | 11 | 2035 | 5 | 1 | 2.2 | 9851 | 24023
Electrical ¦ LV Distribution ¦ Distribution Board ¦ Sub | 1 | High | B | 6 | 2030 | 5 | 2 | 2.7 | 18170 | 17916
Water ¦ Local Hot Water ¦ Instantaneous Electric Water Heater - Non-Drinking Water | 1 | Medium | B | 1 | 2025 | 5 | 3 | 3.2 | 32071 | 11519
Fire ¦ Fire suppression systems ¦ Sprinkler System ¦ Control Panel | 1 | Medium | B | 13 | 2037 | 5 | 3 | 3.2 | 32072 | 27269
Electrical ¦ Lighting ¦ Internal ¦ Emergency ¦ Self Contained ¦ LED | 7 | Urgent | B | 19 | 2043 | 5 | 1 | 2.2 | 9852 | 31120
Electrical ¦ Specialist Lighting ¦ Internal ¦ Illuminated Fire Exit Signage | 6 | Urgent | B | 16 | 2040 | 5 | 1 | 2.2 | 9853 | 29058
HVAC ¦ Heat Emitters - Local ¦ Electric Heaters | 1 | Medium | B | 1 | 2025 | 5 | 3 | 3.2 | 32073 | 11520
Fabric ¦ Superstructure ¦ Windows and External Doors ¦ Roller Shutters ¦ Electric Roller Shutter | 1 | High | B | 1 | 2025 | 5 | 2 | 2.7 | 18171 | 5261
HVAC ¦ Local and Special Ventilation ¦ Unit extract fans. | 1 | Medium | B | 1 | 2025 | 5 | 3 | 3.2 | 32074 | 11521
Fire ¦ Fire Detection ¦ Fire Alarm Panel / Repeater | 1 | Urgent | B | 11 | 2035 | 5 | 1 | 2.2 | 9854 | 24024
Fire ¦ Fire Detection ¦ Fire Alarm Panel / Repeater | 1 | Urgent | B | 11 | 2035 | 5 | 1 | 2.2 | 9855 | 24025
Controls ¦ Multi-System Controls ¦ Instrument Control Panel | 1 | Medium | B | 11 | 2035 | 5 | 3 | 3.2 | 32075 | 25684
HVAC ¦ Ventilation ¦ Air Handling Unit (AHU) ¦ External ¦ Central Heating & Cooling ¦ Electric & DX | 1 | Medium | B | 6 | 2030 | 5 | 3 | 3.2 | 32076 | 19074
HVAC ¦ Local and Special Ventilation ¦ Unit extract fans. | 1 | Medium | B | 5 | 2029 | 5 | 3 | 3.2 | 32077 | 15545
Electrical ¦ LV Distribution ¦ Distribution Board ¦ Sub | 1 | High | B | 1 | 2025 | 5 | 2 | 2.7 | 18172 | 5262
Fabric ¦ Superstructure ¦ Windows and External Doors ¦ Roller Shutters ¦ Electric Roller Shutter | 1 | High | B | 1 | 2025 | 5 | 2 | 2.7 | 18173 | 5263
HVAC ¦ Fan ¦ Local and Special Ventilation ¦ Axial | 1 | Medium | B | 1 | 2025 | 5 | 3 | 3.2 | 32078 | 11522
Fire ¦ Fire Detection ¦ Fire Alarm Panel / Repeater | 1 | Urgent | B | 5 | 2029 | 5 | 1 | 2.2 | 9856 | 14521
Water ¦ Local Hot Water ¦ Instantaneous Electric Water Heater - Non-Drinking Water | 1 | Medium | B | 13 | 2037 | 5 | 3 | 3.2 | 32079 | 27270
Water ¦ Local Hot Water ¦ Instantaneous Electric Water Heater - Non-Drinking Water | 1 | Medium | B | 5 | 2029 | 5 | 3 | 3.2 | 32080 | 15546
Electrical ¦ Lighting ¦ Internal ¦ Emergency ¦ Self Contained ¦ LED | 4 | Urgent | B | 21 | 2045 | 5 | 1 | 2.2 | 9857 | 32491
Electrical ¦ Lighting ¦ Internal ¦ Emergency ¦ Self Contained ¦ LED | 9 | Urgent | B | 21 | 2045 | 5 | 1 | 2.2 | 9858 | 32492
Electrical ¦ Lighting ¦ External ¦ General - LED | 3 | Medium | C | 11 | 2035 | 4 | 3 | 2.9 | 19061 | 24882
Fabric ¦ Superstructure ¦ Internal Doors ¦ Roller Shutters ¦ Internal Manual Roller Shutter ¦ 24 High x 25 Wide | 1 | Medium | B | 1 | 2025 | 5 | 3 | 3.2 | 32081 | 11523
Electrical ¦ LV Distribution ¦ Distribution Board ¦ Sub | 1 | High | B | 1 | 2025 | 5 | 2 | 2.7 | 18174 | 5264
Water ¦ Local Hot Water ¦ Instantaneous Electric Water Heater - Non-Drinking Water | 1 | Medium | B | 1 | 2025 | 5 | 3 | 3.2 | 32082 | 11524
Electrical ¦ Lighting ¦ Internal ¦ General | 2 | Medium | B | 1 | 2025 | 5 | 3 | 3.2 | 32083 | 11525
Electrical ¦ Lighting ¦ Internal ¦ Emergency ¦ Self Contained ¦ Non LED | 4 | Urgent | B | 15 | 2039 | 5 | 1 | 2.2 | 9859 | 28044
HVAC ¦ Central Heating (Internally Sourced) ¦ Boiler ¦ Atmospheric Gas Burner/Condensing Combination Boiler (domestic type) | 1 | High | B | 7 | 2031 | 5 | 2 | 2.7 | 18175 | 19711
HVAC ¦ Fan ¦ Local and Special Ventilation ¦ Extract | 1 | Medium | B | 1 | 2025 | 5 | 3 | 3.2 | 32084 | 11526
Water ¦ Central Hot Water Distribution ¦ Hot water cylinders | 1 | High | A | 23 | 2047 | 6 | 2 | 3 | 19641 | 33230
HVAC ¦ Heat Emitters - Central ¦ Radiators ¦ Steel | 12 | Medium | B | 1 | 2025 | 5 | 3 | 3.2 | 32085 | 11527
Water ¦ Local Hot Water ¦ Instantaneous Electric Water Heater - Non-Drinking Water | 1 | Medium | B | 1 | 2025 | 5 | 3 | 3.2 | 32086 | 11528
Water ¦ Local Hot Water ¦ Instantaneous Electric Water Heater - Non-Drinking Water | 1 | Medium | B | 1 | 2025 | 5 | 3 | 3.2 | 32087 | 11529
Fire ¦ Fire Detection ¦ Fire Alarm Panel / Repeater (Vesda) | 1 | Urgent | B | 6 | 2030 | 5 | 1 | 2.2 | 9860 | 17277
Fire ¦ Fire Detection ¦ Fire Alarm Panel / Repeater | 1 | Urgent | B | 1 | 2025 | 5 | 1 | 2.2 | 9861 | 1988
Electrical ¦ Lighting ¦ Internal ¦ General ¦ LED Fittings & Luminaires | 35 | Medium | B | 14 | 2038 | 5 | 3 | 3.2 | 32088 | 27650
Electrical ¦ Specialist Lighting ¦ External ¦ Illuminated External Signs | 4 | Medium | B | 11 | 2035 | 5 | 3 | 3.2 | 32089 | 25685
HVAC ¦ Central Air Conditioning ¦ Air Conditioning ¦ Multi-Split Evaporator - Split Systems/Heat Pumps - Air-cooled with Direct Expansion Evaporator (DX) | 1 | Medium | B | 11 | 2035 | 5 | 3 | 3.2 | 32090 | 25686
Fabric ¦ Superstructure ¦ Windows and External Doors ¦ External Doors ¦ Entrance Doors | 1 | High | B | 6 | 2030 | 5 | 2 | 2.7 | 18176 | 17917
Electrical ¦ Lighting ¦ Internal ¦ Emergency ¦ Self Contained ¦ LED | 21 | Urgent | B | 21 | 2045 | 5 | 1 | 2.2 | 9862 | 32493
Fire ¦ Fire Fighting ¦ Fire Extinguishers ¦ Foam | 3 | Urgent | B | 1 | 2025 | 5 | 1 | 2.2 | 9863 | 1989
Water ¦ Local Hot Water ¦ Instantaneous Electric Water Heater - Non-Drinking Water | 1 | Medium | B | 1 | 2025 | 5 | 3 | 3.2 | 32091 | 11530
Fabric ¦ Superstructure ¦ Internal Doors ¦ Roller Shutters ¦ Internal Manual Roller Shutter | 1 | Medium | B | 1 | 2025 | 5 | 3 | 3.2 | 32092 | 11531
Electrical ¦ Lighting ¦ Internal ¦ General ¦ LED Fittings & Luminaires | 14 | Medium | B | 16 | 2040 | 5 | 3 | 3.2 | 32093 | 29898
Electrical ¦ Lighting ¦ Internal ¦ Emergency ¦ Self Contained ¦ LED | 8 | Urgent | B | 21 | 2045 | 5 | 1 | 2.2 | 9864 | 32494
Security ¦ Barriers and Guardrails ¦ Manual Vehicle Barrier | 1 | Medium | B | 1 | 2025 | 5 | 3 | 3.2 | 32094 | 11532
Fabric ¦ Superstructure ¦ Windows and External Doors ¦ Roller Shutters ¦ Electric Roller Shutter | 1 | High | B | 21 | 2045 | 5 | 2 | 2.7 | 18177 | 32774
HVAC ¦ Fan ¦ Local and Special Ventilation ¦ Extract | 1 | Medium | B | 1 | 2025 | 5 | 3 | 3.2 | 32095 | 11533
Electrical ¦ LV Distribution ¦ Distribution Board ¦ Sub | 1 | High | B | 16 | 2040 | 5 | 2 | 2.7 | 18178 | 29275
Fabric ¦ Superstructure ¦ Windows and External Doors ¦ External Doors ¦ Entrance Doors | 1 | High | B | 6 | 2030 | 5 | 2 | 2.7 | 18179 | 17918
Fabric ¦ Superstructure ¦ Windows and External Doors ¦ Roller Shutters ¦ Manual Roller Shutter | 1 | High | B | 1 | 2025 | 5 | 2 | 2.7 | 18180 | 5265
Electrical ¦ LV Distribution ¦ Feeder Pillar | 1 | Urgent | B | 1 | 2025 | 5 | 1 | 2.2 | 9865 | 1990
Electrical ¦ Lighting ¦ Internal ¦ Emergency ¦ Self Contained ¦ LED | 1 | Urgent | B | 11 | 2035 | 5 | 1 | 2.2 | 9866 | 24026
Electrical ¦ Lighting ¦ Internal ¦ Emergency ¦ Self Contained ¦ LED | 3 | Urgent | B | 22 | 2046 | 5 | 1 | 2.2 | 9867 | 33010
Electrical ¦ LV Distribution ¦ Distribution Board ¦ Main | 1 | High | B | 1 | 2025 | 5 | 2 | 2.7 | 18181 | 5266
Fabric ¦ Superstructure ¦ Windows and External Doors ¦ External Doors ¦ Manual and Automatic Doors ¦ Emergency and Panic Escape Doors | 1 | Urgent | B | 21 | 2045 | 5 | 1 | 2.2 | 9868 | 32495
Fire ¦ Fire Fighting ¦ Fire Extinguishers ¦ Foam - P50 | 3 | Urgent | B | 6 | 2030 | 5 | 1 | 2.2 | 9869 | 17278
Fire ¦ Fire Fighting ¦ Fire Extinguishers ¦ CO2 | 1 | Urgent | B | 5 | 2029 | 5 | 1 | 2.2 | 9870 | 14522
Fire ¦ Fire Fighting ¦ Fire Extinguishers ¦ Powder | 1 | Urgent | B | 10 | 2034 | 5 | 1 | 2.2 | 9871 | 22183
HVAC ¦ Local Air Conditioning ¦ Single-Split Condenser - Split Systems/Heat Pumps - Air-cooled with Direct Expansion Evaporator (DX) | 1 | Medium | B | 1 | 2025 | 5 | 3 | 3.2 | 32096 | 11534
Fabric ¦ Superstructure ¦ Windows and External Doors ¦ External Doors ¦ Manual and Automatic Doors ¦ Emergency and Panic Escape Doors | 1 | Urgent | B | 18 | 2042 | 5 | 1 | 2.2 | 9872 | 30727
Fire ¦ Fire Fighting ¦ Fire Extinguishers ¦ Foam | 2 | Urgent | B | 7 | 2031 | 5 | 1 | 2.2 | 9873 | 19532
Fabric ¦ Barriers and Guardrails ¦ Vehicle Crash Protection Barrier | 1 | V Low | B | 1 | 2025 | 5 | 4 | 3.7 | 33627 | 12421
Fire ¦ Fire Detection ¦ Fire Alarm System | 1 | Urgent | B | 9 | 2033 | 5 | 1 | 2.2 | 9874 | 21508
Electrical ¦ Specialist Lighting ¦ Internal ¦ Illuminated Fire Exit Signage | 1 | Urgent | B | 16 | 2040 | 5 | 1 | 2.2 | 9875 | 29059
HVAC ¦ Heat Emitters - Local ¦ Gas Fired Unit Heaters | 1 | Medium | DX | 1 | 2025 | 1 | 3 | 2 | 1008 | 702
Fire ¦ Fire Detection ¦ Fire Alarm Panel / Repeater (Vesda) | 1 | Urgent | B | 11 | 2035 | 5 | 1 | 2.2 | 9876 | 24027
HVAC ¦ Central Heating (Internally Sourced) ¦ Boiler ¦ Boiler Superheaters Commercial | 1 | Medium | B | 11 | 2035 | 5 | 3 | 3.2 | 32097 | 25687
Fabric ¦ Superstructure ¦ Windows and External Doors ¦ Roller Shutters ¦ Manual Roller Shutter | 1 | High | B | 1 | 2025 | 5 | 2 | 2.7 | 18182 | 5267
Fabric ¦ Superstructure ¦ Windows and External Doors ¦ Roller Shutters ¦ Electric Roller Shutter | 1 | High | B | 11 | 2035 | 5 | 2 | 2.7 | 18183 | 24851
Fire ¦ Fire Fighting ¦ Fire Extinguishers ¦ CO2 | 3 | Urgent | B | 6 | 2030 | 5 | 1 | 2.2 | 9877 | 17279
Fabric ¦ Superstructure ¦ Windows and External Doors ¦ Roller Shutters ¦ Manual Roller Shutter | 1 | High | B | 1 | 2025 | 5 | 2 | 2.7 | 18184 | 5268
HVAC ¦ Heat Emitters - Central ¦ Radiators ¦ Steel | 6 | Medium | B | 10 | 2034 | 5 | 3 | 3.2 | 32098 | 23184
Fabric ¦ Superstructure ¦ Windows and External Doors ¦ Roller Shutters ¦ Manual Roller Shutter | 1 | High | C | 25 | 2049 | 4 | 2 | 2.4 | 10792 | 33355
HVAC ¦ Fan ¦ Central Heating ¦ Axial | 1 | High | B | 1 | 2025 | 5 | 2 | 2.7 | 18185 | 5269
Electrical ¦ LV Distribution ¦ Distribution Board ¦ Main | 1 | High | B | 19 | 2043 | 5 | 2 | 2.7 | 18186 | 31274
HVAC ¦ Central Air Conditioning ¦ Air Conditioning ¦ Multi-Split Condenser - Split Systems/Heat Pumps - Air-cooled with Direct Expansion Evaporator (DX) | 1 | Medium | B | 3 | 2027 | 5 | 3 | 3.2 | 32099 | 13705
Transport ¦ Lifts ¦ Disabled Lift ¦ Electric | 1 | High | B | 10 | 2034 | 5 | 2 | 2.7 | 18187 | 22523
Electrical ¦ LV Distribution ¦ Distribution Board ¦ Sub | 1 | High | D | 5 | 2029 | 3 | 2 | 2.1 | 1363 | 14298
Electrical ¦ LV Distribution ¦ Distribution Board ¦ Main | 1 | High | B | 15 | 2039 | 5 | 2 | 2.7 | 18188 | 28330
HVAC ¦ Heat Emitters - Local ¦ Gas Fired Unit Heaters | 1 | Medium | B | 8 | 2032 | 5 | 3 | 3.2 | 32100 | 21164
Electrical ¦ LV Distribution ¦ Distribution Board ¦ Main | 1 | High | C | 1 | 2025 | 4 | 2 | 2.4 | 10793 | 2552
HVAC ¦ Heat Emitters - Local ¦ Electric Heaters | 1 | Medium | CX | 1 | 2025 | 2 | 3 | 2.3 | 10386 | 2293
HVAC ¦ Fan ¦ Local and Special Ventilation ¦ Fans Window or Wall Mounted | 1 | Medium | B | 1 | 2025 | 5 | 3 | 3.2 | 32101 | 11535
Fabric ¦ Superstructure ¦ Windows and External Doors ¦ External Windows ¦ Roller Shutters ¦ External Window Shutters ¦ Manual | 1 | Medium | B | 1 | 2025 | 5 | 3 | 3.2 | 32102 | 11536
Fabric ¦ Superstructure ¦ Windows and External Doors ¦ Roller Shutters ¦ Manual Roller Shutter | 1 | High | B | 1 | 2025 | 5 | 2 | 2.7 | 18189 | 5270
Fabric ¦ Superstructure ¦ Windows and External Doors ¦ Roller Shutters ¦ Manual Roller Shutter | 1 | High | B | 11 | 2035 | 5 | 2 | 2.7 | 18190 | 24852
Security ¦ Access ¦ Access Control ¦ Gate Access - Local Lock / Keypad / Manual (External) | 1 | Medium | B | 1 | 2025 | 5 | 3 | 3.2 | 32103 | 11537
Fabric ¦ Superstructure ¦ Windows and External Doors ¦ External Doors ¦ Manual and Automatic Doors ¦ Emergency and Panic Escape Doors | 1 | Urgent | B | 21 | 2045 | 5 | 1 | 2.2 | 9878 | 32496
Fabric ¦ Superstructure ¦ Windows and External Doors ¦ External Doors ¦ Manual and Automatic Doors ¦ Emergency and Panic Escape Doors | 1 | Urgent | B | 18 | 2042 | 5 | 1 | 2.2 | 9879 | 30728
HVAC ¦ Heat Emitters - Local ¦ Gas Fired Unit Heaters | 1 | Medium | B | 1 | 2025 | 5 | 3 | 3.2 | 32104 | 11538
Electrical ¦ Lighting ¦ Internal ¦ General ¦ LED Fittings & Luminaires | 24 | Medium | B | 16 | 2040 | 5 | 3 | 3.2 | 32105 | 29899
Fire ¦ Fire Fighting ¦ Fire Extinguishers ¦ Foam | 2 | Urgent | B | 1 | 2025 | 5 | 1 | 2.2 | 9880 | 1991
Fire ¦ Fire Fighting ¦ Fire Extinguishers ¦ Foam | 4 | Urgent | B | 6 | 2030 | 5 | 1 | 2.2 | 9881 | 17280
Fire ¦ Fire Fighting ¦ Fire Extinguishers ¦ CO2 | 1 | Urgent | B | 6 | 2030 | 5 | 1 | 2.2 | 9882 | 17281
HVAC ¦ Heat Emitters - Local ¦ Gas Fired Unit Heaters | 1 | Medium | DX | 1 | 2025 | 1 | 3 | 2 | 1009 | 703
Fabric ¦ Superstructure ¦ Internal Doors ¦ Roller Shutters ¦ Electric Roller Shutter | 1 | Medium | B | 2 | 2026 | 5 | 3 | 3.2 | 32106 | 13219
Electrical ¦ Lighting ¦ Internal ¦ Emergency ¦ Self Contained ¦ LED | 10 | Urgent | B | 15 | 2039 | 5 | 1 | 2.2 | 9883 | 28045
Fabric ¦ Superstructure ¦ Windows and External Doors ¦ Roller Shutters ¦ Manual Roller Shutter | 1 | High | B | 1 | 2025 | 5 | 2 | 2.7 | 18191 | 5271
Electrical ¦ Lighting ¦ Internal ¦ General ¦ LED Fittings & Luminaires | 1 | Medium | B | 16 | 2040 | 5 | 3 | 3.2 | 32107 | 29900
Fire ¦ Fire Fighting ¦ Fire Extinguishers ¦ Foam | 5 | Urgent | B | 6 | 2030 | 5 | 1 | 2.2 | 9884 | 17282
Electrical ¦ LV Distribution ¦ Distribution Board ¦ Sub | 1 | High | B | 1 | 2025 | 5 | 2 | 2.7 | 18192 | 5272
Electrical ¦ LV Distribution ¦ Distribution Board ¦ Main | 1 | High | B | 11 | 2035 | 5 | 2 | 2.7 | 18193 | 24853
Water ¦ Local Hot Water ¦ Package Electric Water Heaters - Non-Drinking Water | 1 | Medium | B | 5 | 2029 | 5 | 3 | 3.2 | 32108 | 15547
HVAC ¦ Fan ¦ Local and Special Ventilation ¦ Axial | 1 | Medium | B | 1 | 2025 | 5 | 3 | 3.2 | 32109 | 11539
Electrical ¦ Lighting ¦ Internal ¦ Emergency ¦ Self Contained ¦ LED | 1 | Urgent | B | 13 | 2037 | 5 | 1 | 2.2 | 9885 | 26905
Fabric ¦ Superstructure ¦ Internal Doors ¦ Roller Shutters ¦ Electric Roller Shutter | 1 | Medium | B | 17 | 2041 | 5 | 3 | 3.2 | 32110 | 30592
Fabric ¦ Superstructure ¦ Windows and External Doors ¦ External Doors ¦ Entrance Doors | 1 | High | B | 1 | 2025 | 5 | 2 | 2.7 | 18194 | 5273
Fire ¦ Fire Fighting ¦ Fire Extinguishers ¦ CO2 | 1 | Urgent | B | 2 | 2026 | 5 | 1 | 2.2 | 9886 | 12822
Electrical ¦ Lighting ¦ Internal ¦ General ¦ LED Fittings & Luminaires | 2 | Medium | B | 19 | 2043 | 5 | 3 | 3.2 | 32111 | 31381
Electrical ¦ Lighting ¦ Internal ¦ General | 3 | Medium | B | 1 | 2025 | 5 | 3 | 3.2 | 32112 | 11540
HVAC ¦ Central Air Conditioning ¦ Air Conditioning ¦ Multi-Split Condenser - Split Systems/Heat Pumps - Air-cooled with Direct Expansion Evaporator (DX) | 1 | Medium | B | 10 | 2034 | 5 | 3 | 3.2 | 32113 | 23185
Fire ¦ Fire Fighting ¦ Fire Extinguishers ¦ Foam | 3 | Urgent | B | 8 | 2032 | 5 | 1 | 2.2 | 9887 | 20630
Electrical ¦ LV Distribution ¦ Distribution Board ¦ Sub | 1 | High | B | 1 | 2025 | 5 | 2 | 2.7 | 18195 | 5274
Fabric ¦ Superstructure ¦ Windows and External Doors ¦ External Doors ¦ Manual and Automatic Doors ¦ Emergency and Panic Escape Doors | 1 | Urgent | B | 21 | 2045 | 5 | 1 | 2.2 | 9888 | 32497
Electrical ¦ Lighting ¦ Internal ¦ General ¦ LED Fittings & Luminaires | 1 | Medium | B | 16 | 2040 | 5 | 3 | 3.2 | 32114 | 29901
Electrical ¦ Lighting ¦ External ¦ General - LED | 3 | Medium | B | 11 | 2035 | 5 | 3 | 3.2 | 32115 | 25688
Electrical ¦ Lighting ¦ Internal ¦ General | 25 | Medium | C | 1 | 2025 | 4 | 3 | 2.9 | 19062 | 5854
Electrical ¦ Lighting ¦ Internal ¦ General | 32 | Medium | B | 1 | 2025 | 5 | 3 | 3.2 | 32116 | 11541
Electrical ¦ LV Distribution ¦ Distribution Board ¦ Sub | 1 | High | B | 3 | 2027 | 5 | 2 | 2.7 | 18196 | 13407
Fabric ¦ Superstructure ¦ Windows and External Doors ¦ External Doors ¦ Manual and Automatic Doors ¦ Emergency and Panic Escape Doors | 1 | Urgent | B | 1 | 2025 | 5 | 1 | 2.2 | 9889 | 1992
HVAC ¦ Heat Emitters - Local ¦ Electric Heaters | 3 | Medium | B | 1 | 2025 | 5 | 3 | 3.2 | 32117 | 11542
Fire ¦ Fire Fighting ¦ Fire Extinguishers ¦ CO2 | 1 | Urgent | B | 2 | 2026 | 5 | 1 | 2.2 | 9890 | 12823
Security ¦ Access ¦ Access Control ¦ Door ¦ Local Lock / Keypad / Manual | 1 | Medium | B | 10 | 2034 | 5 | 3 | 3.2 | 32118 | 23186
Electrical ¦ LV Distribution ¦ Distribution Board ¦ Sub | 1 | High | B | 3 | 2027 | 5 | 2 | 2.7 | 18197 | 13408
Fabric ¦ Superstructure ¦ Windows and External Doors ¦ Roller Shutters ¦ Manual Roller Shutter | 1 | High | B | 1 | 2025 | 5 | 2 | 2.7 | 18198 | 5275
Electrical ¦ Lighting ¦ Internal ¦ Emergency ¦ Self Contained ¦ Non LED | 3 | Urgent | B | 9 | 2033 | 5 | 1 | 2.2 | 9891 | 21509
Fabric ¦ Superstructure ¦ Windows and External Doors ¦ External Doors ¦ Entrance Doors | 1 | High | B | 18 | 2042 | 5 | 2 | 2.7 | 18199 | 30893
Electrical ¦ Specialist Lighting ¦ External ¦ Illuminated External Signs | 2 | Medium | B | 10 | 2034 | 5 | 3 | 3.2 | 32119 | 23187
Electrical ¦ Lighting ¦ Internal ¦ General ¦ LED Fittings & Luminaires | 2 | Medium | B | 16 | 2040 | 5 | 3 | 3.2 | 32120 | 29902
Electrical ¦ Lighting ¦ Internal ¦ General ¦ LED Fittings & Luminaires | 2 | Medium | B | 1 | 2025 | 5 | 3 | 3.2 | 32121 | 11543
Fire ¦ Fire Fighting ¦ Fire Extinguishers ¦ Foam | 1 | Urgent | B | 6 | 2030 | 5 | 1 | 2.2 | 9892 | 17283
HVAC ¦ Local Air Conditioning ¦ Single-Split Evaporator - Split Systems/Heat Pumps - Air-cooled with Direct Expansion Evaporator (DX) | 1 | Medium | D | 1 | 2025 | 3 | 3 | 2.6 | 11267 | 2730
HVAC ¦ Local Air Conditioning ¦ Single-Split Evaporator - Split Systems/Heat Pumps - Air-cooled with Direct Expansion Evaporator (DX) | 1 | Medium | C | 1 | 2025 | 4 | 3 | 2.9 | 19063 | 5855
HVAC ¦ Heat Emitters - Local ¦ Gas Fired Unit Heaters | 1 | Medium | B | 1 | 2025 | 5 | 3 | 3.2 | 32122 | 11544
HVAC ¦ Central Air Conditioning ¦ Air Conditioning ¦ Multi-Split Evaporator - Split Systems/Heat Pumps - Air-cooled with Direct Expansion Evaporator (DX) | 1 | Medium | B | 6 | 2030 | 5 | 3 | 3.2 | 32123 | 19075
Electrical ¦ Specialist Lighting ¦ Internal ¦ Illuminated Fire Exit Signage | 1 | Urgent | B | 8 | 2032 | 5 | 1 | 2.2 | 9893 | 20631
HVAC ¦ Fan ¦ Local and Special Ventilation ¦ Fans Window or Wall Mounted | 1 | Medium | B | 1 | 2025 | 5 | 3 | 3.2 | 32124 | 11545
HVAC ¦ Fan ¦ Local and Special Ventilation ¦ Fans Window or Wall Mounted | 1 | Medium | B | 1 | 2025 | 5 | 3 | 3.2 | 32125 | 11546
HVAC ¦ Heat Emitters - Local ¦ Gas Fired Unit Heaters | 1 | Medium | B | 1 | 2025 | 5 | 3 | 3.2 | 32126 | 11547
Fabric ¦ Superstructure ¦ Windows and External Doors ¦ External Doors ¦ Manual and Automatic Doors ¦ Emergency and Panic Escape Doors | 1 | Urgent | B | 30 | 2054 | 5 | 1 | 2.2 | 9894 | 33701
Fabric ¦ Superstructure ¦ Windows and External Doors ¦ Roller Shutters ¦ Manual Roller Shutter | 1 | High | B | 1 | 2025 | 5 | 2 | 2.7 | 18200 | 5276
Electrical ¦ Lighting ¦ External ¦ General - Non-LED | 1 | Medium | B | 1 | 2025 | 5 | 3 | 3.2 | 32127 | 11548
Electrical ¦ Lighting ¦ Internal ¦ Emergency ¦ Self Contained ¦ LED | 1 | Urgent | B | 16 | 2040 | 5 | 1 | 2.2 | 9895 | 29060
Controls ¦ Building Management System (BMS) ¦ BMS Control Panel | 1 | High | B | 8 | 2032 | 5 | 2 | 2.7 | 18201 | 20780
Electrical ¦ Lighting ¦ External ¦ General - LED | 1 | Medium | B | 5 | 2029 | 5 | 3 | 3.2 | 32128 | 15548
Electrical ¦ LV Distribution ¦ Distribution Board ¦ Main | 1 | High | B | 15 | 2039 | 5 | 2 | 2.7 | 18202 | 28331
Fabric ¦ Superstructure ¦ Windows and External Doors ¦ External Doors ¦ Manual and Automatic Doors ¦ Auto / Powered Sliding Doors | 1 | High | B | 27 | 2051 | 5 | 2 | 2.7 | 18203 | 33593
Fabric ¦ Superstructure ¦ Windows and External Doors ¦ Roller Shutters ¦ Manual Roller Shutter | 1 | High | B | 1 | 2025 | 5 | 2 | 2.7 | 18204 | 5277
Electrical ¦ Specialist Lighting ¦ Internal ¦ Illuminated Fire Exit Signage | 4 | Urgent | B | 16 | 2040 | 5 | 1 | 2.2 | 9896 | 29061
Fire ¦ Fire Fighting ¦ Fire Extinguishers ¦ Foam | 1 | Urgent | B | 8 | 2032 | 5 | 1 | 2.2 | 9897 | 20632
HVAC ¦ Fan ¦ Local and Special Ventilation ¦ Ventilating - General | 1 | Medium | B | 5 | 2029 | 5 | 3 | 3.2 | 32129 | 15549
Electrical ¦ Lighting ¦ External ¦ General - LED | 2 | Medium | B | 1 | 2025 | 5 | 3 | 3.2 | 32130 | 11549
Fabric ¦ Superstructure ¦ Windows and External Doors ¦ External Doors ¦ Manual and Automatic Doors ¦ Emergency and Panic Escape Doors | 1 | Urgent | B | 11 | 2035 | 5 | 1 | 2.2 | 9898 | 24028
HVAC ¦ Fan ¦ Local and Special Ventilation ¦ Centrifugal | 1 | Medium | B | 1 | 2025 | 5 | 3 | 3.2 | 32131 | 11550
Electrical ¦ Lighting ¦ Internal ¦ General | 1 | Medium | B | 1 | 2025 | 5 | 3 | 3.2 | 32132 | 11551
Fire ¦ Fire Fighting ¦ Fire Extinguishers ¦ Foam | 1 | Urgent | B | 6 | 2030 | 5 | 1 | 2.2 | 9899 | 17284
HVAC ¦ Heat Emitters - Local ¦ Electric Heaters | 5 | Medium | B | 1 | 2025 | 5 | 3 | 3.2 | 32133 | 11552
Fire ¦ Fire Fighting ¦ Fire Extinguishers ¦ CO2 | 2 | Urgent | B | 6 | 2030 | 5 | 1 | 2.2 | 9900 | 17285
Electrical ¦ Lighting ¦ Internal ¦ General ¦ LED Fittings & Luminaires | 21 | Medium | B | 16 | 2040 | 5 | 3 | 3.2 | 32134 | 29903
HVAC ¦ Heat Emitters - Central ¦ Radiators ¦ Steel | 1 | Medium | B | 6 | 2030 | 5 | 3 | 3.2 | 32135 | 19076
Electrical ¦ Lighting ¦ Internal ¦ General | 14 | Medium | B | 1 | 2025 | 5 | 3 | 3.2 | 32136 | 11553
Fire ¦ Fire Fighting ¦ Fire Extinguishers ¦ Foam | 4 | Urgent | B | 8 | 2032 | 5 | 1 | 2.2 | 9901 | 20633
Fire ¦ Fire Fighting ¦ Fire Extinguishers ¦ Foam | 2 | Urgent | B | 8 | 2032 | 5 | 1 | 2.2 | 9902 | 20634
Fire ¦ Fire Fighting ¦ Fire Extinguishers ¦ CO2 | 1 | Urgent | B | 6 | 2030 | 5 | 1 | 2.2 | 9903 | 17286
Fabric ¦ Superstructure ¦ Internal Doors ¦ Roller Shutters ¦ Electric Roller Shutter | 1 | Medium | B | 21 | 2045 | 5 | 3 | 3.2 | 32137 | 32813
Fire ¦ Fire Detection ¦ Fire Alarm Panel / Repeater | 1 | Urgent | B | 14 | 2038 | 5 | 1 | 2.2 | 9904 | 27403
Fabric ¦ Superstructure ¦ Windows and External Doors ¦ Roller Shutters ¦ Manual Roller Shutter | 1 | High | B | 1 | 2025 | 5 | 2 | 2.7 | 18205 | 5278
Water ¦ Local Hot Water ¦ Instantaneous Electric Water Heater - Non-Drinking Water | 1 | Medium | D | 5 | 2029 | 3 | 3 | 2.6 | 11268 | 14568
HVAC ¦ Fan ¦ Local and Special Ventilation ¦ Fans Window or Wall Mounted | 1 | Medium | B | 1 | 2025 | 5 | 3 | 3.2 | 32138 | 11554
Electrical ¦ Lighting ¦ Internal ¦ Emergency ¦ Self Contained ¦ LED | 7 | Urgent | B | 21 | 2045 | 5 | 1 | 2.2 | 9905 | 32498
Fire ¦ Fire Fighting ¦ Fire Extinguishers ¦ CO2 | 1 | Urgent | B | 6 | 2030 | 5 | 1 | 2.2 | 9906 | 17287
Electrical ¦ Lighting ¦ Internal ¦ Emergency ¦ Self Contained ¦ LED | 1 | Urgent | B | 22 | 2046 | 5 | 1 | 2.2 | 9907 | 33011
HVAC ¦ Heat Emitters - Local ¦ Gas Fired Natural and Fan Assisted Heaters | 1 | Medium | B | 1 | 2025 | 5 | 3 | 3.2 | 32139 | 11555
Fabric ¦ Superstructure ¦ Windows and External Doors ¦ External Doors ¦ Manual and Automatic Doors ¦ Emergency and Panic Escape Doors | 1 | Urgent | B | 21 | 2045 | 5 | 1 | 2.2 | 9908 | 32499
Fire ¦ Fire Fighting ¦ Fire Extinguishers ¦ Foam | 8 | Urgent | B | 5 | 2029 | 5 | 1 | 2.2 | 9909 | 14523
HVAC ¦ Central Air Conditioning ¦ Air Conditioning ¦ Multi-Split Condenser - Split Systems/Heat Pumps - Air-cooled with Direct Expansion Evaporator (DX) | 1 | Medium | B | 1 | 2025 | 5 | 3 | 3.2 | 32140 | 11556
Electrical ¦ LV Distribution ¦ Distribution Board ¦ Sub | 1 | High | CX | 1 | 2025 | 2 | 2 | 1.8 | 567 | 455
HVAC ¦ Fan ¦ Local and Special Ventilation ¦ Extract | 1 | Medium | B | 11 | 2035 | 5 | 3 | 3.2 | 32141 | 25689
Fabric ¦ Superstructure ¦ Windows and External Doors ¦ Roller Shutters ¦ Manual Roller Shutter | 1 | High | B | 1 | 2025 | 5 | 2 | 2.7 | 18206 | 5279
Fire ¦ Fire Detection ¦ Fire Alarm Panel / Repeater | 1 | Urgent | B | 11 | 2035 | 5 | 1 | 2.2 | 9910 | 24029
Security ¦ Access ¦ Access Control ¦ Gate Access - Local Lock / Keypad / Manual (External) | 2 | Medium | B | 1 | 2025 | 5 | 3 | 3.2 | 32142 | 11557
Electrical ¦ Lighting ¦ Internal ¦ General ¦ LED Fittings & Luminaires | 3 | Medium | B | 6 | 2030 | 5 | 3 | 3.2 | 32143 | 19077
Electrical ¦ LV Distribution ¦ Distribution Board ¦ Sub | 1 | High | C | 1 | 2025 | 4 | 2 | 2.4 | 10794 | 2553
Electrical ¦ LV Distribution ¦ Distribution Board ¦ Sub | 1 | High | B | 1 | 2025 | 5 | 2 | 2.7 | 18207 | 5280
Security ¦ Access ¦ Access Control ¦ Gate Access - Local Lock / Keypad / Manual (External) | 1 | Medium | B | 1 | 2025 | 5 | 3 | 3.2 | 32144 | 11558
Fire ¦ Fire Fighting ¦ Fire Extinguishers ¦ CO2 | 1 | Urgent | B | 9 | 2033 | 5 | 1 | 2.2 | 9911 | 21510
Electrical ¦ Lighting ¦ Internal ¦ Emergency ¦ Self Contained ¦ LED | 1 | Urgent | B | 20 | 2044 | 5 | 1 | 2.2 | 9912 | 31576
Electrical ¦ Lighting ¦ Internal ¦ Emergency ¦ Self Contained ¦ LED | 2 | Urgent | B | 21 | 2045 | 5 | 1 | 2.2 | 9913 | 32500
Fire ¦ Fire Fighting ¦ Fire Extinguishers ¦ Foam | 1 | Urgent | B | 4 | 2028 | 5 | 1 | 2.2 | 9914 | 13881
HVAC ¦ Local Air Conditioning ¦ Single-Split Condenser - Split Systems/Heat Pumps - Air-cooled with Direct Expansion Evaporator (DX) | 1 | Medium | B | 6 | 2030 | 5 | 3 | 3.2 | 32145 | 19078
Electrical ¦ LV Distribution ¦ Distribution Board ¦ Sub | 1 | High | D | 19 | 2043 | 3 | 2 | 2.1 | 1364 | 31036
HVAC ¦ Fan ¦ Local and Special Ventilation ¦ Axial | 1 | Medium | B | 5 | 2029 | 5 | 3 | 3.2 | 32146 | 15550
Transport ¦ Lifts ¦ Disabled Lift ¦ Electric | 1 | High | B | 6 | 2030 | 5 | 2 | 2.7 | 18208 | 17919
HVAC ¦ Fan ¦ Local and Special Ventilation ¦ Extract | 1 | Medium | B | 6 | 2030 | 5 | 3 | 3.2 | 32147 | 19079
Electrical ¦ Lighting ¦ Internal ¦ General | 46 | Medium | CX | 1 | 2025 | 2 | 3 | 2.3 | 10387 | 2294
Fabric ¦ Superstructure ¦ Windows and External Doors ¦ External Doors ¦ Entrance Doors | 1 | High | B | 21 | 2045 | 5 | 2 | 2.7 | 18209 | 32775
Communication and Control ¦ Communication Systems ¦ Public Address (PA) System | 1 | Medium | B | 16 | 2040 | 5 | 3 | 3.2 | 32148 | 29904
HVAC ¦ Heat Emitters - Local ¦ Electric Heaters | 1 | Medium | B | 1 | 2025 | 5 | 3 | 3.2 | 32149 | 11559
HVAC ¦ Local Air Conditioning ¦ Single-Split Condenser - Split Systems/Heat Pumps - Air-cooled with Direct Expansion Evaporator (DX) | 1 | Medium | DX | 1 | 2025 | 1 | 3 | 2 | 1010 | 704
Electrical ¦ LV Distribution ¦ Distribution Board ¦ Sub | 1 | High | B | 1 | 2025 | 5 | 2 | 2.7 | 18210 | 5281
Fire ¦ Fire Fighting ¦ Fire Blanket | 1 | Urgent | B | 6 | 2030 | 5 | 1 | 2.2 | 9915 | 17288
Electrical ¦ Lighting ¦ Internal ¦ General ¦ LED Fittings & Luminaires | 41 | Medium | B | 16 | 2040 | 5 | 3 | 3.2 | 32150 | 29905
Water ¦ Local Hot Water ¦ Package Electric Water Heaters - Non-Drinking Water | 1 | Medium | B | 10 | 2034 | 5 | 3 | 3.2 | 32151 | 23188
HVAC ¦ Central Heating (Internally Sourced) ¦ Boiler ¦ Electric Boilers | 1 | Medium | B | 1 | 2025 | 5 | 3 | 3.2 | 32152 | 11560
Security ¦ Access ¦ Access Control ¦ Door ¦ Local Lock / Keypad / Manual | 1 | Medium | B | 10 | 2034 | 5 | 3 | 3.2 | 32153 | 23189
HVAC ¦ Heat Emitters - Local ¦ Electric Heaters | 1 | Medium | B | 1 | 2025 | 5 | 3 | 3.2 | 32154 | 11561
HVAC ¦ Local Air Conditioning ¦ Single-Split Condenser - Split Systems/Heat Pumps - Air-cooled with Direct Expansion Evaporator (DX) | 1 | Medium | B | 9 | 2033 | 5 | 3 | 3.2 | 32155 | 21923
Fabric ¦ Superstructure ¦ Windows and External Doors ¦ External Doors ¦ Manual and Automatic Doors ¦ Emergency and Panic Escape Doors | 1 | Urgent | B | 11 | 2035 | 5 | 1 | 2.2 | 9916 | 24030
Fabric ¦ Superstructure ¦ Windows and External Doors ¦ External Doors ¦ Entrance Doors | 1 | High | B | 26 | 2050 | 5 | 2 | 2.7 | 18211 | 33533
HVAC ¦ Fan ¦ Local and Special Ventilation ¦ Extract | 1 | Medium | B | 11 | 2035 | 5 | 3 | 3.2 | 32156 | 25690
Electrical ¦ Specialist Lighting ¦ Internal ¦ Illuminated Fire Exit Signage | 1 | Urgent | B | 6 | 2030 | 5 | 1 | 2.2 | 9917 | 17289
Electrical ¦ LV Distribution ¦ Distribution Board ¦ Main | 1 | High | B | 15 | 2039 | 5 | 2 | 2.7 | 18212 | 28332
Fabric ¦ Superstructure ¦ Windows and External Doors ¦ Roller Shutters ¦ Manual Roller Shutter | 1 | High | C | 25 | 2049 | 4 | 2 | 2.4 | 10795 | 33356
Fabric ¦ Superstructure ¦ Internal Doors ¦ Roller Shutters ¦ Electric Roller Shutter | 1 | Medium | B | 1 | 2025 | 5 | 3 | 3.2 | 32157 | 11562
Fabric ¦ Superstructure ¦ Windows and External Doors ¦ Roller Shutters ¦ Manual Roller Shutter | 1 | High | B | 1 | 2025 | 5 | 2 | 2.7 | 18213 | 5282
HVAC ¦ Heat Emitters - Local ¦ Electric Heaters | 2 | Medium | C | 1 | 2025 | 4 | 3 | 2.9 | 19064 | 5856
HVAC ¦ Central Heating (Internally Sourced) ¦ Boiler ¦ Atmospheric Gas Burner/Condensing Combination Boiler (domestic type) | 1 | High | B | 5 | 2029 | 5 | 2 | 2.7 | 18214 | 14764
HVAC ¦ Fan ¦ Local and Special Ventilation ¦ Axial | 1 | Medium | B | 5 | 2029 | 5 | 3 | 3.2 | 32158 | 15551
Electrical ¦ Lighting ¦ External ¦ General - LED | 4 | Medium | B | 11 | 2035 | 5 | 3 | 3.2 | 32159 | 25691
Security ¦ Access ¦ Access Control ¦ Door ¦ Local Lock / Keypad / Manual | 1 | Medium | B | 1 | 2025 | 5 | 3 | 3.2 | 32160 | 11563
Electrical ¦ LV Distribution ¦ Distribution Board ¦ Main | 1 | High | C | 10 | 2034 | 4 | 2 | 2.4 | 10796 | 22198
Water ¦ Local Hot Water ¦ Package Electric Water Heaters - Non-Drinking Water | 1 | Medium | B | 6 | 2030 | 5 | 3 | 3.2 | 32161 | 19080
Fabric ¦ Superstructure ¦ Windows and External Doors ¦ External Doors ¦ Entrance Doors | 1 | High | B | 25 | 2049 | 5 | 2 | 2.7 | 18215 | 33445
Fabric ¦ Superstructure ¦ Windows and External Doors ¦ External Windows ¦ Roller Shutters ¦ External Window Shutters ¦ Manual | 1 | Medium | B | 1 | 2025 | 5 | 3 | 3.2 | 32162 | 11564
Fire ¦ Fire Fighting ¦ Fire Extinguishers ¦ Foam | 3 | Urgent | B | 6 | 2030 | 5 | 1 | 2.2 | 9918 | 17290
HVAC ¦ Local and Special Ventilation ¦ Unit extract fans. | 1 | Medium | C | 1 | 2025 | 4 | 3 | 2.9 | 19065 | 5857
Electrical ¦ LV Distribution ¦ Distribution Board ¦ Main | 1 | High | D | 15 | 2039 | 3 | 2 | 2.1 | 1365 | 27726
Fabric ¦ Superstructure ¦ Windows and External Doors ¦ Roller Shutters ¦ Manual Roller Shutter ¦ 24 High x 25 Wide | 1 | Urgent | C | 1 | 2025 | 4 | 1 | 1.9 | 757 | 487
Electrical ¦ LV Distribution ¦ Distribution Board ¦ Main | 1 | High | B | 13 | 2037 | 5 | 2 | 2.7 | 18216 | 27043
Fabric ¦ Superstructure ¦ Windows and External Doors ¦ Roller Shutters ¦ Manual Roller Shutter | 1 | High | B | 11 | 2035 | 5 | 2 | 2.7 | 18217 | 24854
Electrical ¦ Lighting ¦ Internal ¦ Emergency ¦ Self Contained ¦ LED | 5 | Urgent | B | 15 | 2039 | 5 | 1 | 2.2 | 9919 | 28046
Security ¦ Access ¦ Access Control ¦ Door ¦ Local Lock / Keypad / Manual | 1 | Medium | B | 10 | 2034 | 5 | 3 | 3.2 | 32163 | 23190
Electrical ¦ LV Distribution ¦ Distribution Board ¦ Main | 1 | High | CX | 1 | 2025 | 2 | 2 | 1.8 | 568 | 456
HVAC ¦ Heat Emitters - Central ¦ LTHW Overdoor Air Curtain/Heater | 1 | High | B | 12 | 2036 | 5 | 2 | 2.7 | 18218 | 26273
HVAC ¦ Fan ¦ Local and Special Ventilation ¦ Extract | 1 | Medium | B | 1 | 2025 | 5 | 3 | 3.2 | 32164 | 11565
Controls ¦ Multi-System Controls ¦ Instrument Control Panel | 1 | Medium | B | 1 | 2025 | 5 | 3 | 3.2 | 32165 | 11566
Security ¦ Access ¦ Access Control ¦ Door ¦ Local Lock / Keypad / Manual | 1 | Medium | B | 13 | 2037 | 5 | 3 | 3.2 | 32166 | 27271
Electrical ¦ LV Distribution ¦ Distribution Board ¦ Sub | 1 | High | D | 1 | 2025 | 3 | 2 | 2.1 | 1366 | 914
Water ¦ Local Hot Water ¦ Package Electric Water Heaters - Non-Drinking Water | 1 | Medium | B | 6 | 2030 | 5 | 3 | 3.2 | 32167 | 19081
Fabric ¦ Superstructure ¦ Windows and External Doors ¦ Roller Shutters ¦ Manual Roller Shutter | 1 | High | C | 25 | 2049 | 4 | 2 | 2.4 | 10797 | 33357
HVAC ¦ Fan ¦ Local and Special Ventilation ¦ Extract | 1 | Medium | B | 5 | 2029 | 5 | 3 | 3.2 | 32168 | 15552
Water ¦ Local Hot Water ¦ Instantaneous Electric Water Heater - Non-Drinking Water | 1 | Medium | B | 11 | 2035 | 5 | 3 | 3.2 | 32169 | 25692
HVAC ¦ Fan ¦ Local and Special Ventilation ¦ Fans Window or Wall Mounted | 1 | Medium | B | 10 | 2034 | 5 | 3 | 3.2 | 32170 | 23191
Fire ¦ Fire Fighting ¦ Fire Extinguishers ¦ Powder | 1 | Urgent | B | 5 | 2029 | 5 | 1 | 2.2 | 9920 | 14524
HVAC ¦ Fan ¦ Local and Special Ventilation ¦ Fans Window or Wall Mounted | 1 | Medium | C | 1 | 2025 | 4 | 3 | 2.9 | 19066 | 5858
Water ¦ Local Hot Water ¦ Instantaneous Electric Water Heater - Non-Drinking Water | 1 | Medium | B | 11 | 2035 | 5 | 3 | 3.2 | 32171 | 25693
Electrical ¦ LV Distribution ¦ Distribution Board ¦ Main | 1 | High | B | 1 | 2025 | 5 | 2 | 2.7 | 18219 | 5283
HVAC ¦ Local and Special Ventilation ¦ Unit extract fans. | 1 | Medium | C | 1 | 2025 | 4 | 3 | 2.9 | 19067 | 5859
Fabric ¦ Barriers and Guardrails ¦ Vehicle Crash Protection Barrier | 1 | V Low | B | 14 | 2038 | 5 | 4 | 3.7 | 33628 | 27704
Electrical ¦ Lighting ¦ External ¦ General - Non-LED | 4 | Medium | B | 1 | 2025 | 5 | 3 | 3.2 | 32172 | 11567
Electrical ¦ LV Distribution ¦ Distribution Board ¦ Main | 1 | High | B | 13 | 2037 | 5 | 2 | 2.7 | 18220 | 27044
HVAC ¦ Fan ¦ Local and Special Ventilation ¦ Fans Window or Wall Mounted | 1 | Medium | B | 10 | 2034 | 5 | 3 | 3.2 | 32173 | 23192
HVAC ¦ Fan ¦ Central Heating ¦ Axial | 1 | High | B | 1 | 2025 | 5 | 2 | 2.7 | 18221 | 5284
HVAC ¦ Heat Emitters - Local ¦ Gas Fired Natural and Fan Assisted Heaters | 1 | Medium | B | 1 | 2025 | 5 | 3 | 3.2 | 32174 | 11568
HVAC ¦ Local and Special Ventilation ¦ Unit extract fans. | 1 | Medium | B | 6 | 2030 | 5 | 3 | 3.2 | 32175 | 19082
HVAC ¦ Fan ¦ Local and Special Ventilation ¦ Extract | 1 | Medium | B | 1 | 2025 | 5 | 3 | 3.2 | 32176 | 11569
Fabric ¦ Superstructure ¦ Windows and External Doors ¦ Roller Shutters ¦ Manual Roller Shutter | 1 | High | B | 20 | 2044 | 5 | 2 | 2.7 | 18222 | 31662
Fire ¦ Fire Fighting ¦ Fire Extinguishers ¦ Foam | 4 | Urgent | B | 6 | 2030 | 5 | 1 | 2.2 | 9921 | 17291
Security ¦ Access ¦ Access Control ¦ Gate Access - Local Lock / Keypad / Manual (External) | 1 | Medium | B | 1 | 2025 | 5 | 3 | 3.2 | 32177 | 11570
Electrical ¦ LV Distribution ¦ Distribution Board ¦ Main | 1 | High | C | 10 | 2034 | 4 | 2 | 2.4 | 10798 | 22199
Fabric ¦ Superstructure ¦ Windows and External Doors ¦ Roller Shutters ¦ Manual Roller Shutter | 1 | High | B | 20 | 2044 | 5 | 2 | 2.7 | 18223 | 31663
Fabric ¦ Superstructure ¦ Windows and External Doors ¦ Roller Shutters ¦ Manual Roller Shutter | 1 | High | B | 20 | 2044 | 5 | 2 | 2.7 | 18224 | 31664
Electrical ¦ Lighting ¦ External ¦ General - Non-LED | 2 | Medium | B | 1 | 2025 | 5 | 3 | 3.2 | 32178 | 11571
Electrical ¦ Lighting ¦ Internal ¦ Emergency ¦ Self Contained ¦ Non LED | 1 | Urgent | D | 1 | 2025 | 3 | 1 | 1.6 | 476 | 386
Fire ¦ Fire Fighting ¦ Fire Extinguishers ¦ CO2 | 4 | Urgent | B | 6 | 2030 | 5 | 1 | 2.2 | 9922 | 17292
HVAC ¦ Fan ¦ Local and Special Ventilation ¦ Kitchen Vent ¦ Extract | 1 | Low | B | 10 | 2034 | 5 | 4 | 3.7 | 33629 | 23234
HVAC ¦ Central Heating (Internally Sourced) ¦ Boiler ¦ Atmospheric Gas Burner/Condensing Combination Boiler (domestic type) | 1 | High | B | 4 | 2028 | 5 | 2 | 2.7 | 18225 | 14012
HVAC ¦ Central Air Conditioning ¦ Air Conditioning ¦ Multi-Split Evaporator - Split Systems/Heat Pumps - Air-cooled with Direct Expansion Evaporator (DX) | 1 | Medium | B | 7 | 2031 | 5 | 3 | 3.2 | 32179 | 20203
HVAC ¦ Ventilation ¦ Air Handling Unit (AHU) ¦ Internal ¦ Central Heating & Cooling ¦ Electric & DX | 1 | Medium | B | 1 | 2025 | 5 | 3 | 3.2 | 32180 | 11572
Fabric ¦ Superstructure ¦ Windows and External Doors ¦ External Windows ¦ Roller Shutters ¦ External Window Shutters ¦ Electric | 1 | Medium | B | 6 | 2030 | 5 | 3 | 3.2 | 32181 | 19083
HVAC ¦ Fan ¦ Local and Special Ventilation ¦ Extract | 1 | Medium | B | 6 | 2030 | 5 | 3 | 3.2 | 32182 | 19084
Electrical ¦ LV Distribution ¦ Distribution Board ¦ Main | 1 | High | B | 15 | 2039 | 5 | 2 | 2.7 | 18226 | 28333
Fabric ¦ Superstructure ¦ Windows and External Doors ¦ External Doors ¦ Entrance Doors | 1 | High | B | 11 | 2035 | 5 | 2 | 2.7 | 18227 | 24855
Fire ¦ Fire Fighting ¦ Fire Extinguishers ¦ Foam | 1 | Urgent | B | 6 | 2030 | 5 | 1 | 2.2 | 9923 | 17293
HVAC ¦ Heat Emitters - Local ¦ Electric Heaters | 1 | Medium | B | 1 | 2025 | 5 | 3 | 3.2 | 32183 | 11573
Fire ¦ Fire Fighting ¦ Fire Extinguishers ¦ CO2 | 2 | Urgent | B | 2 | 2026 | 5 | 1 | 2.2 | 9924 | 12824
Fire ¦ Fire Fighting ¦ Fire Extinguishers ¦ CO2 | 2 | Urgent | B | 2 | 2026 | 5 | 1 | 2.2 | 9925 | 12825
Electrical ¦ LV Distribution ¦ Distribution Board ¦ Main | 1 | High | D | 1 | 2025 | 3 | 2 | 2.1 | 1367 | 915
HVAC ¦ Fan ¦ Local and Special Ventilation ¦ Fans Window or Wall Mounted | 1 | Medium | B | 1 | 2025 | 5 | 3 | 3.2 | 32184 | 11574
HVAC ¦ Heat Emitters - Local ¦ Gas Fired Natural and Fan Assisted Heaters | 1 | Medium | B | 3 | 2027 | 5 | 3 | 3.2 | 32185 | 13706
Electrical ¦ Lighting ¦ Internal ¦ General ¦ LED Fittings & Luminaires | 13 | Medium | B | 16 | 2040 | 5 | 3 | 3.2 | 32186 | 29906
Fire ¦ Fire Fighting ¦ Fire Extinguishers ¦ CO2 | 1 | Urgent | B | 6 | 2030 | 5 | 1 | 2.2 | 9926 | 17294
Fire ¦ Fire Fighting ¦ Fire Extinguishers ¦ CO2 | 3 | Urgent | B | 9 | 2033 | 5 | 1 | 2.2 | 9927 | 21511
HVAC ¦ Heat Emitters - Local ¦ Fan Convector - Electric | 1 | Medium | B | 1 | 2025 | 5 | 3 | 3.2 | 32187 | 11575
HVAC ¦ Central Heating (Internally Sourced) ¦ Boiler ¦ Atmospheric Gas Burner/Condensing Combination Boiler (domestic type) | 1 | High | A | 9 | 2033 | 6 | 2 | 3 | 19642 | 21675
Fabric ¦ Superstructure ¦ Windows and External Doors ¦ External Doors ¦ Manual and Automatic Doors ¦ High Security Door | 1 | High | B | 31 | 2055 | 5 | 2 | 2.7 | 18228 | 33810
Fire ¦ Fire Fighting ¦ Fire Extinguishers ¦ CO2 | 5 | Urgent | B | 6 | 2030 | 5 | 1 | 2.2 | 9928 | 17295
HVAC ¦ Heat Emitters - Local ¦ Electric Heaters | 1 | Medium | B | 1 | 2025 | 5 | 3 | 3.2 | 32188 | 11576
HVAC ¦ Fan ¦ Central Ventilation Systems ¦ Ventilating - General | 1 | Low | B | 1 | 2025 | 5 | 4 | 3.7 | 33630 | 12422
Fabric ¦ Superstructure ¦ Windows and External Doors ¦ External Doors ¦ Manual and Automatic Doors ¦ Emergency and Panic Escape Doors | 1 | Urgent | C | 15 | 2039 | 4 | 1 | 1.9 | 758 | 27721
Fabric ¦ Superstructure ¦ Windows and External Doors ¦ Roller Shutters ¦ Manual Roller Shutter | 1 | High | B | 11 | 2035 | 5 | 2 | 2.7 | 18229 | 24856
HVAC ¦ Fan ¦ Local and Special Ventilation ¦ Extract | 1 | Medium | CX | 1 | 2025 | 2 | 3 | 2.3 | 10388 | 2295
Security ¦ Access ¦ Access Control ¦ Door ¦ Local Lock / Keypad / Manual | 1 | Medium | B | 1 | 2025 | 5 | 3 | 3.2 | 32189 | 11577
Fire ¦ Fire Fighting ¦ Fire Extinguishers ¦ Foam | 4 | Urgent | A | 10 | 2034 | 6 | 1 | 2.5 | 11014 | 22237
Fabric ¦ Superstructure ¦ Windows and External Doors ¦ External Doors ¦ Manual and Automatic Doors ¦ Emergency and Panic Escape Doors | 1 | Urgent | A | 33 | 2057 | 6 | 1 | 2.5 | 11015 | 33850
Fire ¦ Fire Fighting ¦ Fire Extinguishers ¦ CO2 | 4 | Urgent | B | 6 | 2030 | 5 | 1 | 2.2 | 9929 | 17296
Fabric ¦ Superstructure ¦ Windows and External Doors ¦ Roller Shutters ¦ Manual Roller Shutter | 1 | High | B | 11 | 2035 | 5 | 2 | 2.7 | 18230 | 24857
Fire ¦ Fire Fighting ¦ Fire Extinguishers ¦ Foam | 2 | Urgent | B | 6 | 2030 | 5 | 1 | 2.2 | 9930 | 17297
Fire ¦ Fire Fighting ¦ Fire Extinguishers ¦ Foam | 5 | Urgent | B | 6 | 2030 | 5 | 1 | 2.2 | 9931 | 17298
Electrical ¦ Lighting ¦ Internal ¦ Emergency ¦ Self Contained ¦ LED | 1 | Urgent | B | 20 | 2044 | 5 | 1 | 2.2 | 9932 | 31577
Fabric ¦ Superstructure ¦ Windows and External Doors ¦ External Doors ¦ Entrance Doors | 1 | High | B | 15 | 2039 | 5 | 2 | 2.7 | 18231 | 28334
Electrical ¦ LV Distribution ¦ Distribution Board ¦ Main | 1 | High | B | 1 | 2025 | 5 | 2 | 2.7 | 18232 | 5285
Fabric ¦ Superstructure ¦ Internal Doors ¦ Fire Doors ¦ Internal Roller Shutter- Fire Rated | 1 | Urgent | B | 11 | 2035 | 5 | 1 | 2.2 | 9933 | 24031
Fabric ¦ Superstructure ¦ Windows and External Doors ¦ External Doors ¦ Manual and Automatic Doors ¦ High Security Door | 1 | High | B | 16 | 2040 | 5 | 2 | 2.7 | 18233 | 29276
Fabric ¦ Superstructure ¦ Windows and External Doors ¦ External Doors ¦ Manual and Automatic Doors ¦ Emergency and Panic Escape Doors | 1 | Urgent | B | 11 | 2035 | 5 | 1 | 2.2 | 9934 | 24032
Fabric ¦ Superstructure ¦ Windows and External Doors ¦ External Doors ¦ Manual and Automatic Doors ¦ Emergency and Panic Escape Doors | 1 | Urgent | B | 11 | 2035 | 5 | 1 | 2.2 | 9935 | 24033
Fabric ¦ Superstructure ¦ Windows and External Doors ¦ External Doors ¦ Entrance Doors | 1 | High | B | 17 | 2041 | 5 | 2 | 2.7 | 18234 | 30387
Fabric ¦ Superstructure ¦ Windows and External Doors ¦ Roller Shutters ¦ Electric Roller Shutter | 1 | High | B | 7 | 2031 | 5 | 2 | 2.7 | 18235 | 19712
Electrical ¦ Lighting ¦ Internal ¦ Emergency ¦ Self Contained ¦ LED | 5 | Urgent | B | 19 | 2043 | 5 | 1 | 2.2 | 9936 | 31121
HVAC ¦ Heat Emitters - Local ¦ Electric Heaters | 1 | Medium | B | 3 | 2027 | 5 | 3 | 3.2 | 32190 | 13707
HVAC ¦ Heat Emitters - Local ¦ Gas Fired Natural and Fan Assisted Heaters | 1 | Medium | B | 1 | 2025 | 5 | 3 | 3.2 | 32191 | 11578
Fire ¦ Fire Fighting ¦ Fire Extinguishers ¦ CO2 | 4 | Urgent | B | 9 | 2033 | 5 | 1 | 2.2 | 9937 | 21512
Fire ¦ Fire Fighting ¦ Fire Extinguishers ¦ CO2 | 2 | Urgent | B | 2 | 2026 | 5 | 1 | 2.2 | 9938 | 12826
Electrical ¦ Specialist Lighting ¦ Internal ¦ Illuminated Fire Exit Signage | 5 | Urgent | B | 17 | 2041 | 5 | 1 | 2.2 | 9939 | 30258
Electrical ¦ Specialist Lighting ¦ Internal ¦ Illuminated Fire Exit Signage | 2 | Urgent | B | 16 | 2040 | 5 | 1 | 2.2 | 9940 | 29062
Electrical ¦ Lighting ¦ Internal ¦ General ¦ LED Fittings & Luminaires | 60 | Medium | B | 16 | 2040 | 5 | 3 | 3.2 | 32192 | 29907
Controls ¦ Multi-System Controls ¦ Instrument Control Panel | 1 | Medium | B | 17 | 2041 | 5 | 3 | 3.2 | 32193 | 30593
Fabric ¦ Superstructure ¦ Windows and External Doors ¦ Roller Shutters ¦ Manual Roller Shutter | 1 | High | B | 7 | 2031 | 5 | 2 | 2.7 | 18236 | 19713
Electrical ¦ Lighting ¦ Internal ¦ General ¦ LED Fittings & Luminaires | 30 | Medium | B | 14 | 2038 | 5 | 3 | 3.2 | 32194 | 27651
Fire ¦ Fire Fighting ¦ Fire Extinguishers ¦ CO2 | 4 | Urgent | B | 2 | 2026 | 5 | 1 | 2.2 | 9941 | 12827
HVAC ¦ Central Air Conditioning ¦ Air Conditioning ¦ Multi-Split Condenser - Split Systems/Heat Pumps - Air-cooled with Direct Expansion Evaporator (DX) | 1 | Medium | B | 7 | 2031 | 5 | 3 | 3.2 | 32195 | 20204
Electrical ¦ LV Distribution ¦ Distribution Board ¦ Sub | 1 | High | B | 12 | 2036 | 5 | 2 | 2.7 | 18237 | 26274
HVAC ¦ Heat Emitters - Local ¦ Gas Fired Natural and Fan Assisted Heaters | 1 | Medium | B | 1 | 2025 | 5 | 3 | 3.2 | 32196 | 11579
HVAC ¦ Central Heating (Internally Sourced) ¦ Boiler ¦ Atmospheric Gas Burner/Condensing Combination Boiler (domestic type) | 1 | High | A | 8 | 2032 | 6 | 2 | 3 | 19643 | 20793
HVAC ¦ Central Heating (Internally Sourced) ¦ Burner ¦ Forced draft gas burner | 1 | Medium | B | 7 | 2031 | 5 | 3 | 3.2 | 32197 | 20205
Controls ¦ Multi-System Controls ¦ Instrument Control Panel | 1 | Medium | B | 14 | 2038 | 5 | 3 | 3.2 | 32198 | 27652
Fire ¦ Fire Fighting ¦ Fire Extinguishers ¦ CO2 | 4 | Urgent | B | 2 | 2026 | 5 | 1 | 2.2 | 9942 | 12828
Electrical ¦ LV Distribution ¦ Distribution Board ¦ Main | 1 | High | D | 1 | 2025 | 3 | 2 | 2.1 | 1368 | 916
Electrical ¦ LV Distribution ¦ Distribution Board ¦ Sub | 1 | High | B | 12 | 2036 | 5 | 2 | 2.7 | 18238 | 26275
Controls ¦ Multi-System Controls ¦ Control Panel - Electrical Services (excluding Electrical Controllers and Pneumatic Relays) | 1 | Medium | B | 11 | 2035 | 5 | 3 | 3.2 | 32199 | 25694
Fabric ¦ Superstructure ¦ Windows and External Doors ¦ External Windows ¦ Roller Shutters ¦ External Window Shutters ¦ Electric | 1 | Medium | B | 6 | 2030 | 5 | 3 | 3.2 | 32200 | 19085
Electrical ¦ Lighting ¦ Internal ¦ General ¦ LED Fittings & Luminaires | 82 | Medium | B | 18 | 2042 | 5 | 3 | 3.2 | 32201 | 31001
Electrical ¦ LV Distribution ¦ Distribution Board ¦ Sub | 1 | High | B | 12 | 2036 | 5 | 2 | 2.7 | 18239 | 26276
Fabric ¦ Superstructure ¦ Windows and External Doors ¦ External Doors ¦ Manual and Automatic Doors ¦ Emergency and Panic Escape Doors | 1 | Urgent | B | 11 | 2035 | 5 | 1 | 2.2 | 9943 | 24034
Fire ¦ Fire Fighting ¦ Fire Extinguishers ¦ Water | 1 | Urgent | B | 2 | 2026 | 5 | 1 | 2.2 | 9944 | 12829
Fabric ¦ Superstructure ¦ Windows and External Doors ¦ Roller Shutters ¦ Manual Roller Shutter | 1 | High | B | 1 | 2025 | 5 | 2 | 2.7 | 18240 | 5286
Fabric ¦ Superstructure ¦ Internal Doors ¦ Roller Shutters ¦ Electric Roller Shutter | 1 | Medium | B | 1 | 2025 | 5 | 3 | 3.2 | 32202 | 11580
HVAC ¦ Fan ¦ Central Ventilation Systems ¦ Ventilating - General | 1 | Low | B | 1 | 2025 | 5 | 4 | 3.7 | 33631 | 12423
HVAC ¦ Heat Emitters - Local ¦ Fan Convector - Electric | 1 | Medium | B | 1 | 2025 | 5 | 3 | 3.2 | 32203 | 11581
Fire ¦ Fire Detection ¦ Fire Alarm System | 1 | Urgent | A | 14 | 2038 | 6 | 1 | 2.5 | 11016 | 27430
Controls ¦ Multi-System Controls ¦ Instrument Control Panel | 1 | Medium | B | 17 | 2041 | 5 | 3 | 3.2 | 32204 | 30594
Fabric ¦ Superstructure ¦ Windows and External Doors ¦ Roller Shutters ¦ Electric Roller Shutter | 1 | High | B | 7 | 2031 | 5 | 2 | 2.7 | 18241 | 19714
Electrical ¦ Lighting ¦ Internal ¦ Emergency ¦ Self Contained ¦ LED | 10 | Urgent | B | 19 | 2043 | 5 | 1 | 2.2 | 9945 | 31122
Electrical ¦ Specialist Lighting ¦ Internal ¦ Illuminated Fire Exit Signage | 3 | Urgent | B | 16 | 2040 | 5 | 1 | 2.2 | 9946 | 29063
Electrical ¦ Specialist Lighting ¦ Internal ¦ Illuminated Fire Exit Signage | 4 | Urgent | B | 1 | 2025 | 5 | 1 | 2.2 | 9947 | 1993
Electrical ¦ Lighting ¦ Internal ¦ Emergency ¦ Self Contained ¦ LED | 1 | Urgent | B | 21 | 2045 | 5 | 1 | 2.2 | 9948 | 32501
HVAC ¦ Fan ¦ Central Ventilation Systems ¦ Ventilating - General | 1 | Low | B | 1 | 2025 | 5 | 4 | 3.7 | 33632 | 12424
Fabric ¦ Superstructure ¦ Windows and External Doors ¦ External Windows ¦ Roller Shutters ¦ External Window Shutters ¦ Electric | 1 | Medium | C | 6 | 2030 | 4 | 3 | 2.9 | 19068 | 17951
Water ¦ Hot Water Distribution ¦ Tank ¦ Break Tank and Pump (Fluid Category 5 Backflow Protection) | 1 | Urgent | B | 1 | 2025 | 5 | 1 | 2.2 | 9949 | 1994
Electrical ¦ LV Distribution ¦ Distribution Board ¦ Sub | 1 | High | A | 19 | 2043 | 6 | 2 | 3 | 19644 | 31341
Fabric ¦ Superstructure ¦ Windows and External Doors ¦ Roller Shutters ¦ Manual Roller Shutter | 1 | High | B | 15 | 2039 | 5 | 2 | 2.7 | 18242 | 28335
HVAC ¦ Fan ¦ Central Ventilation Systems ¦ Axial | 1 | Medium | B | 1 | 2025 | 5 | 3 | 3.2 | 32205 | 11582
HVAC ¦ Local Air Conditioning ¦ Single-Split Condenser - Split Systems/Heat Pumps - Air-cooled with Direct Expansion Evaporator (DX) | 1 | Medium | B | 12 | 2036 | 5 | 3 | 3.2 | 32206 | 26782
Fabric ¦ Superstructure ¦ Internal Doors ¦ Roller Shutters ¦ Electric Roller Shutter | 1 | Medium | B | 15 | 2039 | 5 | 3 | 3.2 | 32207 | 28551
Fabric ¦ Superstructure ¦ Internal Doors ¦ Roller Shutters ¦ Electric Roller Shutter | 1 | Medium | B | 1 | 2025 | 5 | 3 | 3.2 | 32208 | 11583
Fabric ¦ Superstructure ¦ Internal Doors ¦ Roller Shutters ¦ Electric Roller Shutter | 1 | Medium | B | 4 | 2028 | 5 | 3 | 3.2 | 32209 | 14263
HVAC ¦ Fan ¦ Local and Special Ventilation ¦ Fans Window or Wall Mounted | 1 | Medium | CX | 12 | 2036 | 2 | 3 | 2.3 | 10389 | 26127
Security ¦ Access ¦ Access Control ¦ Door ¦ Local Lock / Keypad / Manual | 2 | Medium | B | 1 | 2025 | 5 | 3 | 3.2 | 32210 | 11584
HVAC ¦ Heat Emitters - Local ¦ Electric Heaters | 1 | Medium | B | 1 | 2025 | 5 | 3 | 3.2 | 32211 | 11585
HVAC ¦ Local Air Conditioning ¦ Single-Split Evaporator - Split Systems/Heat Pumps - Air-cooled with Direct Expansion Evaporator (DX) | 1 | Medium | B | 9 | 2033 | 5 | 3 | 3.2 | 32212 | 21924
Electrical ¦ Lighting ¦ Internal ¦ General ¦ LED Fittings & Luminaires | 46 | Medium | C | 10 | 2034 | 4 | 3 | 2.9 | 19069 | 22540
HVAC ¦ Heat Emitters - Local ¦ Electric Overdoor Air Curtain/Heater | 1 | Medium | B | 1 | 2025 | 5 | 3 | 3.2 | 32213 | 11586
Electrical ¦ LV Distribution ¦ Distribution Board ¦ Sub | 1 | High | B | 8 | 2032 | 5 | 2 | 2.7 | 18243 | 20781
HVAC ¦ Fan ¦ Local and Special Ventilation ¦ Axial | 1 | Medium | B | 1 | 2025 | 5 | 3 | 3.2 | 32214 | 11587
HVAC ¦ Local Air Conditioning ¦ Single-Split Condenser - Split Systems/Heat Pumps - Air-cooled with Direct Expansion Evaporator (DX) | 1 | Medium | B | 7 | 2031 | 5 | 3 | 3.2 | 32215 | 20206
HVAC ¦ Local Air Conditioning ¦ Single-Split Evaporator - Split Systems/Heat Pumps - Air-cooled with Direct Expansion Evaporator (DX) | 1 | Medium | B | 5 | 2029 | 5 | 3 | 3.2 | 32216 | 15553
HVAC ¦ Fan ¦ Local and Special Ventilation ¦ Fans Window or Wall Mounted | 1 | Medium | B | 1 | 2025 | 5 | 3 | 3.2 | 32217 | 11588
Electrical ¦ LV Distribution ¦ Distribution Board ¦ Sub | 1 | High | B | 1 | 2025 | 5 | 2 | 2.7 | 18244 | 5287
Electrical ¦ LV Distribution ¦ Distribution Board ¦ Sub | 1 | High | B | 19 | 2043 | 5 | 2 | 2.7 | 18245 | 31275
Electrical ¦ LV Distribution ¦ Distribution Board ¦ Sub | 1 | High | B | 6 | 2030 | 5 | 2 | 2.7 | 18246 | 17920
HVAC ¦ Fan ¦ Local and Special Ventilation ¦ Fans Window or Wall Mounted | 1 | Medium | B | 10 | 2034 | 5 | 3 | 3.2 | 32218 | 23193
HVAC ¦ Fan ¦ Local and Special Ventilation ¦ Extract | 1 | Medium | B | 1 | 2025 | 5 | 3 | 3.2 | 32219 | 11589
HVAC ¦ Fan ¦ Local and Special Ventilation ¦ Extract | 1 | Medium | B | 1 | 2025 | 5 | 3 | 3.2 | 32220 | 11590
Water ¦ Local Hot Water ¦ Instantaneous Electric Water Heater - Non-Drinking Water | 1 | Medium | B | 12 | 2036 | 5 | 3 | 3.2 | 32221 | 26783
HVAC ¦ Fan ¦ Local and Special Ventilation ¦ Axial | 1 | Medium | B | 1 | 2025 | 5 | 3 | 3.2 | 32222 | 11591
HVAC ¦ Fan ¦ Local and Special Ventilation ¦ Extract | 1 | Medium | CX | 1 | 2025 | 2 | 3 | 2.3 | 10390 | 2296
HVAC ¦ Fan ¦ Local and Special Ventilation ¦ Axial | 1 | Medium | B | 1 | 2025 | 5 | 3 | 3.2 | 32223 | 11592
HVAC ¦ Fan ¦ Local and Special Ventilation ¦ Axial | 1 | Medium | B | 5 | 2029 | 5 | 3 | 3.2 | 32224 | 15554
Fabric ¦ Superstructure ¦ Windows and External Doors ¦ External Doors ¦ Manual and Automatic Doors ¦ Emergency and Panic Escape Doors | 1 | Urgent | B | 15 | 2039 | 5 | 1 | 2.2 | 9950 | 28047
Fabric ¦ Superstructure ¦ Windows and External Doors ¦ External Doors ¦ Manual and Automatic Doors ¦ Emergency and Panic Escape Doors | 1 | Urgent | B | 21 | 2045 | 5 | 1 | 2.2 | 9951 | 32502
Electrical ¦ Lighting ¦ External ¦ General - Non-LED | 7 | Medium | B | 1 | 2025 | 5 | 3 | 3.2 | 32225 | 11593
HVAC ¦ Heat Emitters - Central ¦ Radiators ¦ Steel | 5 | Medium | B | 1 | 2025 | 5 | 3 | 3.2 | 32226 | 11594
Electrical ¦ Specialist Lighting ¦ Internal ¦ Illuminated Fire Exit Signage | 2 | Urgent | B | 6 | 2030 | 5 | 1 | 2.2 | 9952 | 17299
HVAC ¦ Local Air Conditioning ¦ Single-Split Evaporator - Split Systems/Heat Pumps - Air-cooled with Direct Expansion Evaporator (DX) | 1 | Medium | B | 5 | 2029 | 5 | 3 | 3.2 | 32227 | 15555
HVAC ¦ Heat Emitters - Local ¦ Gas Fired Natural and Fan Assisted Heaters | 1 | Medium | B | 1 | 2025 | 5 | 3 | 3.2 | 32228 | 11595
Electrical ¦ Lighting ¦ Internal ¦ Emergency ¦ Self Contained ¦ Non LED | 1 | Urgent | B | 11 | 2035 | 5 | 1 | 2.2 | 9953 | 24035
HVAC ¦ Heat Emitters - Central ¦ Radiators ¦ Steel | 6 | Medium | B | 1 | 2025 | 5 | 3 | 3.2 | 32229 | 11596
Electrical ¦ Lighting ¦ Internal ¦ Emergency ¦ Self Contained ¦ LED | 5 | Urgent | B | 24 | 2048 | 5 | 1 | 2.2 | 9954 | 33251
Fire ¦ Fire Fighting ¦ Fire Extinguishers ¦ CO2 | 5 | Urgent | B | 6 | 2030 | 5 | 1 | 2.2 | 9955 | 17300
Fabric ¦ Barriers and Guardrails ¦ Vehicle Crash Protection Barrier | 9 | V Low | B | 1 | 2025 | 5 | 4 | 3.7 | 33633 | 12425
Electrical ¦ Lighting ¦ Internal ¦ General ¦ LED Fittings & Luminaires | 10 | Medium | B | 16 | 2040 | 5 | 3 | 3.2 | 32230 | 29908
Electrical ¦ Lighting ¦ Internal ¦ General ¦ LED Fittings & Luminaires | 44 | Medium | B | 17 | 2041 | 5 | 3 | 3.2 | 32231 | 30595
HVAC ¦ Heat Emitters - Local ¦ Electric Heaters | 1 | Medium | B | 1 | 2025 | 5 | 3 | 3.2 | 32232 | 11597
Fire ¦ Fire Fighting ¦ Fire Extinguishers ¦ CO2 | 4 | Urgent | B | 6 | 2030 | 5 | 1 | 2.2 | 9956 | 17301
Electrical ¦ Lighting ¦ Internal ¦ General ¦ LED Fittings & Luminaires | 22 | Medium | B | 17 | 2041 | 5 | 3 | 3.2 | 32233 | 30596
HVAC ¦ Fan ¦ Central Ventilation Systems ¦ Ventilating - General | 1 | Low | B | 1 | 2025 | 5 | 4 | 3.7 | 33634 | 12426
HVAC ¦ Fan ¦ Central Heating ¦ Axial | 1 | High | B | 1 | 2025 | 5 | 2 | 2.7 | 18247 | 5288
Electrical ¦ Lighting ¦ Internal ¦ Emergency ¦ Self Contained ¦ LED | 2 | Urgent | B | 15 | 2039 | 5 | 1 | 2.2 | 9957 | 28048
Electrical ¦ Lighting ¦ Internal ¦ Emergency ¦ Self Contained ¦ LED | 1 | Urgent | DX | 21 | 2045 | 1 | 1 | 1 | 24 | 31700
Electrical ¦ Lighting ¦ Internal ¦ Emergency ¦ Self Contained ¦ LED | 3 | Urgent | B | 21 | 2045 | 5 | 1 | 2.2 | 9958 | 32503
HVAC ¦ Local Air Conditioning ¦ Single-Split Condenser - Split Systems/Heat Pumps - Air-cooled with Direct Expansion Evaporator (DX) | 1 | Medium | B | 9 | 2033 | 5 | 3 | 3.2 | 32234 | 21925
HVAC ¦ Heat Emitters - Local ¦ Gas Fired Natural and Fan Assisted Heaters | 1 | Medium | B | 5 | 2029 | 5 | 3 | 3.2 | 32235 | 15556
Electrical ¦ Lighting ¦ Internal ¦ General | 1 | Medium | B | 1 | 2025 | 5 | 3 | 3.2 | 32236 | 11598
Fire ¦ Fire Fighting ¦ Fire Extinguishers ¦ CO2 | 1 | Urgent | B | 2 | 2026 | 5 | 1 | 2.2 | 9959 | 12830
HVAC ¦ Central Heating (Internally Sourced) ¦ Boiler ¦ Atmospheric Gas Burner/Condensing Combination Boiler (domestic type) | 1 | High | DX | 1 | 2025 | 1 | 2 | 1.5 | 419 | 373
Electrical ¦ LV Distribution ¦ Distribution Board ¦ Sub | 1 | High | B | 10 | 2034 | 5 | 2 | 2.7 | 18248 | 22524
Fabric ¦ Superstructure ¦ Windows and External Doors ¦ External Doors ¦ Manual and Automatic Doors ¦ Auto / Powered Sliding Doors | 1 | High | B | 6 | 2030 | 5 | 2 | 2.7 | 18249 | 17921
HVAC ¦ Central Heating (Internally Sourced) ¦ Boiler ¦ Atmospheric Gas Burner Boiler - Small and/or Wall Hung for Domestic Installation | 1 | Medium | B | 4 | 2028 | 5 | 3 | 3.2 | 32237 | 14264
HVAC ¦ Fan ¦ Central Heating ¦ Axial | 1 | High | B | 1 | 2025 | 5 | 2 | 2.7 | 18250 | 5289
HVAC ¦ Fan ¦ Local and Special Ventilation ¦ Extract | 1 | Medium | B | 11 | 2035 | 5 | 3 | 3.2 | 32238 | 25695
Fabric ¦ Superstructure ¦ Internal Doors ¦ Roller Shutters ¦ Electric Roller Shutter | 1 | Medium | B | 11 | 2035 | 5 | 3 | 3.2 | 32239 | 25696
Security ¦ Access ¦ Access Control ¦ Gate Access - Local Lock / Keypad / Manual (External) | 1 | Medium | B | 1 | 2025 | 5 | 3 | 3.2 | 32240 | 11599
Electrical ¦ Lighting ¦ External ¦ General - Non-LED | 1 | Medium | B | 5 | 2029 | 5 | 3 | 3.2 | 32241 | 15557
Electrical ¦ Lighting ¦ External ¦ General - LED | 2 | Medium | B | 9 | 2033 | 5 | 3 | 3.2 | 32242 | 21926
HVAC ¦ Heat Emitters - Local ¦ Gas Fired Unit Heaters | 1 | Medium | B | 1 | 2025 | 5 | 3 | 3.2 | 32243 | 11600
Fabric ¦ Superstructure ¦ Windows and External Doors ¦ External Doors ¦ Manual and Automatic Doors ¦ Emergency and Panic Escape Doors | 1 | Urgent | B | 26 | 2050 | 5 | 1 | 2.2 | 9960 | 33474
HVAC ¦ Fan ¦ Local and Special Ventilation ¦ Axial | 1 | Medium | B | 4 | 2028 | 5 | 3 | 3.2 | 32244 | 14265
Fabric ¦ Superstructure ¦ Windows and External Doors ¦ Roller Shutters ¦ Manual Roller Shutter | 1 | High | B | 11 | 2035 | 5 | 2 | 2.7 | 18251 | 24858
Fire ¦ Fire Detection ¦ Fire Alarm Panel / Repeater | 1 | Urgent | B | 1 | 2025 | 5 | 1 | 2.2 | 9961 | 1995
HVAC ¦ Fan ¦ Local and Special Ventilation ¦ Extract | 1 | Medium | B | 1 | 2025 | 5 | 3 | 3.2 | 32245 | 11601
Electrical ¦ LV Distribution ¦ Distribution Board ¦ Sub | 1 | High | B | 16 | 2040 | 5 | 2 | 2.7 | 18252 | 29277
Fabric ¦ Superstructure ¦ Windows and External Doors ¦ External Doors ¦ Manual and Automatic Doors ¦ Emergency and Panic Escape Doors | 1 | Urgent | B | 6 | 2030 | 5 | 1 | 2.2 | 9962 | 17302
Fabric ¦ Superstructure ¦ Windows and External Doors ¦ Roller Shutters ¦ Electric Roller Shutter | 1 | High | B | 1 | 2025 | 5 | 2 | 2.7 | 18253 | 5290
Electrical ¦ Lighting ¦ Internal ¦ General ¦ LED Fittings & Luminaires | 94 | Medium | B | 16 | 2040 | 5 | 3 | 3.2 | 32246 | 29909
Electrical ¦ Lighting ¦ Internal ¦ General | 16 | Medium | B | 1 | 2025 | 5 | 3 | 3.2 | 32247 | 11602
Electrical ¦ LV Distribution ¦ Distribution Board ¦ Main | 1 | High | B | 10 | 2034 | 5 | 2 | 2.7 | 18254 | 22525
HVAC ¦ Fan ¦ Local and Special Ventilation ¦ Ventilating - General | 1 | Medium | B | 1 | 2025 | 5 | 3 | 3.2 | 32248 | 11603
Transport ¦ Lifts ¦ Document Lift - Complete Installation ¦ Electric | 1 | High | B | 6 | 2030 | 5 | 2 | 2.7 | 18255 | 17922
Fabric ¦ Superstructure ¦ Windows and External Doors ¦ External Doors ¦ Manual and Automatic Doors ¦ Emergency and Panic Escape Doors | 1 | Urgent | B | 23 | 2047 | 5 | 1 | 2.2 | 9963 | 33158
HVAC ¦ Heat Emitters - Local ¦ Electric Heaters | 4 | Medium | B | 2 | 2026 | 5 | 3 | 3.2 | 32249 | 13220
Electrical ¦ Lighting ¦ External ¦ General - Non-LED | 12 | Medium | B | 5 | 2029 | 5 | 3 | 3.2 | 32250 | 15558
Electrical ¦ Lighting ¦ Internal ¦ Emergency ¦ Self Contained ¦ LED | 2 | Urgent | B | 21 | 2045 | 5 | 1 | 2.2 | 9964 | 32504
Electrical ¦ Lighting ¦ Internal ¦ Emergency ¦ Self Contained ¦ LED | 2 | Urgent | B | 17 | 2041 | 5 | 1 | 2.2 | 9965 | 30259
Fire ¦ Fire Fighting ¦ Fire Extinguishers ¦ CO2 | 1 | Urgent | B | 6 | 2030 | 5 | 1 | 2.2 | 9966 | 17303
HVAC ¦ Heat Emitters - Central ¦ Radiators ¦ Steel | 5 | Medium | B | 4 | 2028 | 5 | 3 | 3.2 | 32251 | 14266
Electrical ¦ Lighting ¦ Internal ¦ Emergency ¦ Self Contained ¦ Non LED | 1 | Urgent | B | 17 | 2041 | 5 | 1 | 2.2 | 9967 | 30260
Electrical ¦ Lighting ¦ Internal ¦ General ¦ LED Fittings & Luminaires | 80 | Medium | B | 16 | 2040 | 5 | 3 | 3.2 | 32252 | 29910
Electrical ¦ Lighting ¦ Internal ¦ General ¦ LED Fittings & Luminaires | 43 | Medium | B | 16 | 2040 | 5 | 3 | 3.2 | 32253 | 29911
HVAC ¦ Fan ¦ Local and Special Ventilation ¦ Extract | 1 | Medium | B | 1 | 2025 | 5 | 3 | 3.2 | 32254 | 11604
Fire ¦ Fire Fighting ¦ Fire Extinguishers ¦ CO2 | 1 | Urgent | B | 6 | 2030 | 5 | 1 | 2.2 | 9968 | 17304
Electrical ¦ LV Distribution ¦ Distribution Board ¦ Sub | 1 | High | B | 1 | 2025 | 5 | 2 | 2.7 | 18256 | 5291
HVAC ¦ Local Air Conditioning ¦ Single-Split Evaporator - Split Systems/Heat Pumps - Air-cooled with Direct Expansion Evaporator (DX) | 1 | Medium | B | 5 | 2029 | 5 | 3 | 3.2 | 32255 | 15559
Electrical ¦ LV Distribution ¦ Distribution Board ¦ Sub | 1 | High | B | 1 | 2025 | 5 | 2 | 2.7 | 18257 | 5292
Electrical ¦ Specialist Lighting ¦ Internal ¦ Illuminated Fire Exit Signage | 8 | Urgent | B | 16 | 2040 | 5 | 1 | 2.2 | 9969 | 29064
HVAC ¦ Heat Emitters - Local ¦ Electric Heaters | 1 | Medium | B | 1 | 2025 | 5 | 3 | 3.2 | 32256 | 11605
Electrical ¦ LV Distribution ¦ Distribution Board ¦ Sub | 1 | High | B | 1 | 2025 | 5 | 2 | 2.7 | 18258 | 5293
HVAC ¦ Fan ¦ Local and Special Ventilation ¦ Ventilating - General | 1 | Medium | B | 1 | 2025 | 5 | 3 | 3.2 | 32257 | 11606
Electrical ¦ LV Distribution ¦ Distribution Board ¦ Sub | 1 | High | B | 16 | 2040 | 5 | 2 | 2.7 | 18259 | 29278
Electrical ¦ Lighting ¦ Internal ¦ Emergency ¦ Self Contained ¦ LED | 4 | Urgent | B | 15 | 2039 | 5 | 1 | 2.2 | 9970 | 28049
HVAC ¦ Fan ¦ Central Heating ¦ Axial | 1 | High | B | 1 | 2025 | 5 | 2 | 2.7 | 18260 | 5294
Electrical ¦ Lighting ¦ Internal ¦ General ¦ LED Fittings & Luminaires | 10 | Medium | B | 16 | 2040 | 5 | 3 | 3.2 | 32258 | 29912
Electrical ¦ LV Distribution ¦ Distribution Board ¦ Sub | 1 | High | B | 1 | 2025 | 5 | 2 | 2.7 | 18261 | 5295
HVAC ¦ Fan ¦ Local and Special Ventilation ¦ Axial | 1 | Medium | B | 5 | 2029 | 5 | 3 | 3.2 | 32259 | 15560
Electrical ¦ Lighting ¦ External ¦ General - LED | 5 | Medium | B | 11 | 2035 | 5 | 3 | 3.2 | 32260 | 25697
Electrical ¦ Lighting ¦ Internal ¦ General | 1 | Medium | B | 10 | 2034 | 5 | 3 | 3.2 | 32261 | 23194
HVAC ¦ Local Air Conditioning ¦ Single-Split Condenser - Split Systems/Heat Pumps - Air-cooled with Direct Expansion Evaporator (DX) | 1 | Medium | B | 9 | 2033 | 5 | 3 | 3.2 | 32262 | 21927
HVAC ¦ Local Air Conditioning ¦ Single-Split Condenser - Split Systems/Heat Pumps - Air-cooled with Direct Expansion Evaporator (DX) | 1 | Medium | B | 1 | 2025 | 5 | 3 | 3.2 | 32263 | 11607
Fire ¦ Fire Fighting ¦ Fire Extinguishers ¦ CO2 | 4 | Urgent | B | 6 | 2030 | 5 | 1 | 2.2 | 9971 | 17305
HVAC ¦ Fan ¦ Central Ventilation Systems ¦ Ventilating - General | 1 | Low | B | 3 | 2027 | 5 | 4 | 3.7 | 33635 | 13733
Fabric ¦ Superstructure ¦ Windows and External Doors ¦ External Doors ¦ Entrance Doors | 1 | High | B | 26 | 2050 | 5 | 2 | 2.7 | 18262 | 33534
Fabric ¦ Superstructure ¦ Windows and External Doors ¦ Roller Shutters ¦ Manual Roller Shutter | 1 | High | B | 5 | 2029 | 5 | 2 | 2.7 | 18263 | 14765
Electrical ¦ Lighting ¦ Internal ¦ Emergency ¦ Self Contained ¦ Non LED | 8 | Urgent | B | 15 | 2039 | 5 | 1 | 2.2 | 9972 | 28050
Electrical ¦ LV Distribution ¦ Distribution Board ¦ Main | 1 | High | B | 1 | 2025 | 5 | 2 | 2.7 | 18264 | 5296
HVAC ¦ Local and Special Ventilation ¦ Unit extract fans. | 1 | Medium | B | 3 | 2027 | 5 | 3 | 3.2 | 32264 | 13708
Fabric ¦ Superstructure ¦ Windows and External Doors ¦ External Doors ¦ Manual and Automatic Doors ¦ High Security Door | 1 | High | B | 11 | 2035 | 5 | 2 | 2.7 | 18265 | 24859
Fire ¦ Fire Fighting ¦ Fire Extinguishers ¦ CO2 | 3 | Urgent | B | 8 | 2032 | 5 | 1 | 2.2 | 9973 | 20635
HVAC ¦ Heat Emitters - Local ¦ Gas Fired Natural and Fan Assisted Heaters | 1 | Medium | B | 3 | 2027 | 5 | 3 | 3.2 | 32265 | 13709
Fabric ¦ Superstructure ¦ Windows and External Doors ¦ External Doors ¦ Manual and Automatic Doors ¦ Emergency and Panic Escape Doors | 1 | Urgent | B | 5 | 2029 | 5 | 1 | 2.2 | 9974 | 14525
Electrical ¦ Lighting ¦ Internal ¦ General ¦ LED Fittings & Luminaires | 1 | Medium | B | 16 | 2040 | 5 | 3 | 3.2 | 32266 | 29913
Electrical ¦ Specialist Lighting ¦ Internal ¦ Illuminated Fire Exit Signage | 3 | Urgent | B | 10 | 2034 | 5 | 1 | 2.2 | 9975 | 22184
HVAC ¦ Heat Emitters - Local ¦ Electric Heaters | 2 | Medium | B | 8 | 2032 | 5 | 3 | 3.2 | 32267 | 21165
Fire ¦ Fire Fighting ¦ Fire Extinguishers ¦ CO2 | 2 | Urgent | B | 2 | 2026 | 5 | 1 | 2.2 | 9976 | 12831
Electrical ¦ Specialist Lighting ¦ Internal ¦ Illuminated Fire Exit Signage | 3 | Urgent | B | 17 | 2041 | 5 | 1 | 2.2 | 9977 | 30261
Electrical ¦ LV Distribution ¦ Distribution Board ¦ Sub | 1 | High | B | 1 | 2025 | 5 | 2 | 2.7 | 18266 | 5297
Fabric ¦ Superstructure ¦ Windows and External Doors ¦ External Doors ¦ Manual and Automatic Doors ¦ Emergency and Panic Escape Doors | 1 | Urgent | B | 9 | 2033 | 5 | 1 | 2.2 | 9978 | 21513
Fire ¦ Fire Fighting ¦ Fire Extinguishers ¦ CO2 | 3 | Urgent | B | 8 | 2032 | 5 | 1 | 2.2 | 9979 | 20636
Fire ¦ Fire Fighting ¦ Fire Extinguishers ¦ CO2 | 1 | Urgent | B | 9 | 2033 | 5 | 1 | 2.2 | 9980 | 21514
HVAC ¦ Local Air Conditioning ¦ Single-Split Evaporator - Split Systems/Heat Pumps - Air-cooled with Direct Expansion Evaporator (DX) | 1 | Medium | B | 9 | 2033 | 5 | 3 | 3.2 | 32268 | 21928
Electrical ¦ LV Distribution ¦ Distribution Board ¦ Sub | 1 | High | B | 1 | 2025 | 5 | 2 | 2.7 | 18267 | 5298
Electrical ¦ Lighting ¦ Internal ¦ Emergency ¦ Self Contained ¦ LED | 2 | Urgent | B | 15 | 2039 | 5 | 1 | 2.2 | 9981 | 28051
Electrical ¦ Specialist Lighting ¦ Internal ¦ Illuminated Fire Exit Signage | 3 | Urgent | B | 16 | 2040 | 5 | 1 | 2.2 | 9982 | 29065
Electrical ¦ LV Distribution ¦ Distribution Board ¦ Sub | 1 | High | B | 9 | 2033 | 5 | 2 | 2.7 | 18268 | 21650
HVAC ¦ Fan ¦ Local and Special Ventilation ¦ Extract | 1 | Medium | B | 1 | 2025 | 5 | 3 | 3.2 | 32269 | 11608
HVAC ¦ Local and Special Ventilation ¦ Unit extract fans. | 1 | Medium | C | 3 | 2027 | 4 | 3 | 2.9 | 19070 | 13418
HVAC ¦ Pump ¦ Central Heating (Internally Sourced) ¦ Condensate Pumps | 1 | Medium | B | 6 | 2030 | 5 | 3 | 3.2 | 32270 | 19086
Fabric ¦ Superstructure ¦ Windows and External Doors ¦ Roller Shutters ¦ Manual Roller Shutter | 1 | High | B | 1 | 2025 | 5 | 2 | 2.7 | 18269 | 5299
HVAC ¦ Fan ¦ Local and Special Ventilation ¦ Extract | 1 | Medium | B | 1 | 2025 | 5 | 3 | 3.2 | 32271 | 11609
HVAC ¦ Fan ¦ Local and Special Ventilation ¦ Extract | 1 | Medium | B | 1 | 2025 | 5 | 3 | 3.2 | 32272 | 11610
Transport ¦ Lifts ¦ Disabled Lift ¦ Hydraulic | 1 | High | B | 1 | 2025 | 5 | 2 | 2.7 | 18270 | 5300
Fire ¦ Fire Detection ¦ Fire Alarm Panel / Repeater | 1 | Urgent | B | 5 | 2029 | 5 | 1 | 2.2 | 9983 | 14526
HVAC ¦ Fan ¦ Local and Special Ventilation ¦ Axial | 1 | Medium | B | 5 | 2029 | 5 | 3 | 3.2 | 32273 | 15561
Electrical ¦ LV Distribution ¦ Distribution Board ¦ Sub | 1 | High | B | 1 | 2025 | 5 | 2 | 2.7 | 18271 | 5301
Fabric ¦ Superstructure ¦ Windows and External Doors ¦ Roller Shutters ¦ Electric Roller Shutter | 1 | High | B | 1 | 2025 | 5 | 2 | 2.7 | 18272 | 5302
Electrical ¦ Lighting ¦ Internal ¦ Emergency ¦ Self Contained ¦ Non LED | 4 | Urgent | B | 8 | 2032 | 5 | 1 | 2.2 | 9984 | 20637
Electrical ¦ Specialist Lighting ¦ Internal ¦ Illuminated Fire Exit Signage | 3 | Urgent | B | 17 | 2041 | 5 | 1 | 2.2 | 9985 | 30262
HVAC ¦ Local Air Conditioning ¦ Single-Split Evaporator - Split Systems/Heat Pumps - Air-cooled with Direct Expansion Evaporator (DX) | 1 | Medium | B | 5 | 2029 | 5 | 3 | 3.2 | 32274 | 15562
Electrical ¦ Lighting ¦ Internal ¦ Emergency ¦ Externally Powered ¦ LED | 2 | Urgent | C | 25 | 2049 | 4 | 1 | 1.9 | 759 | 33279
Fabric ¦ Superstructure ¦ Internal Doors ¦ Roller Shutters ¦ Electric Roller Shutter | 1 | Medium | B | 5 | 2029 | 5 | 3 | 3.2 | 32275 | 15563
HVAC ¦ Heat Emitters - Local ¦ Electric Heaters | 2 | Medium | B | 1 | 2025 | 5 | 3 | 3.2 | 32276 | 11611
Electrical ¦ LV Distribution ¦ Distribution Board ¦ Main | 1 | High | D | 16 | 2040 | 3 | 2 | 2.1 | 1369 | 28602
Electrical ¦ Lighting ¦ External ¦ General - Non-LED | 5 | Medium | C | 1 | 2025 | 4 | 3 | 2.9 | 19071 | 5860
HVAC ¦ Fan ¦ Central Heating ¦ Axial | 1 | High | B | 1 | 2025 | 5 | 2 | 2.7 | 18273 | 5303
Fabric ¦ Superstructure ¦ Windows and External Doors ¦ External Doors ¦ Entrance Doors | 1 | High | B | 19 | 2043 | 5 | 2 | 2.7 | 18274 | 31276
Fire ¦ Fire Detection ¦ Fire Alarm System | 1 | Urgent | B | 11 | 2035 | 5 | 1 | 2.2 | 9986 | 24036
Electrical ¦ Lighting ¦ Internal ¦ General | 23 | Medium | B | 6 | 2030 | 5 | 3 | 3.2 | 32277 | 19087
HVAC ¦ Pump ¦ Central Heating (Internally Sourced) ¦ Circulating | 1 | High | B | 5 | 2029 | 5 | 2 | 2.7 | 18275 | 14766
Controls ¦ Building Management System (BMS) ¦ BMS Control Panel | 1 | High | A | 8 | 2032 | 6 | 2 | 3 | 19645 | 20794
Electrical ¦ Lighting ¦ Internal ¦ Emergency ¦ Self Contained ¦ LED | 1 | Urgent | B | 21 | 2045 | 5 | 1 | 2.2 | 9987 | 32505
Electrical ¦ Lighting ¦ Internal ¦ Emergency ¦ Self Contained ¦ Non LED | 16 | Urgent | B | 13 | 2037 | 5 | 1 | 2.2 | 9988 | 26906
HVAC ¦ Fan ¦ Local and Special Ventilation ¦ Ventilating - General | 1 | Medium | B | 1 | 2025 | 5 | 3 | 3.2 | 32278 | 11612
Electrical ¦ LV Distribution ¦ Distribution Board ¦ Sub | 1 | High | B | 1 | 2025 | 5 | 2 | 2.7 | 18276 | 5304
Fabric ¦ Superstructure ¦ Windows and External Doors ¦ External Doors ¦ Entrance Doors | 1 | High | B | 6 | 2030 | 5 | 2 | 2.7 | 18277 | 17923
HVAC ¦ Fan ¦ Local and Special Ventilation ¦ Extract | 1 | Medium | B | 1 | 2025 | 5 | 3 | 3.2 | 32279 | 11613
Fabric ¦ Superstructure ¦ Windows and External Doors ¦ External Doors ¦ Entrance Doors | 1 | High | B | 6 | 2030 | 5 | 2 | 2.7 | 18278 | 17924
Electrical ¦ LV Distribution ¦ Distribution Board ¦ Sub | 1 | High | B | 14 | 2038 | 5 | 2 | 2.7 | 18279 | 27506
Electrical ¦ LV Distribution ¦ Distribution Board ¦ Sub | 1 | High | B | 16 | 2040 | 5 | 2 | 2.7 | 18280 | 29279
Fabric ¦ Superstructure ¦ Windows and External Doors ¦ External Doors ¦ Entrance Doors | 1 | High | B | 16 | 2040 | 5 | 2 | 2.7 | 18281 | 29280
HVAC ¦ Heat Emitters - Local ¦ Electric Heaters | 1 | Medium | B | 1 | 2025 | 5 | 3 | 3.2 | 32280 | 11614
Electrical ¦ Lighting ¦ Internal ¦ Emergency ¦ Self Contained ¦ LED | 11 | Urgent | B | 21 | 2045 | 5 | 1 | 2.2 | 9989 | 32506
HVAC ¦ Heat Emitters - Local ¦ Electric Heaters | 2 | Medium | B | 1 | 2025 | 5 | 3 | 3.2 | 32281 | 11615
HVAC ¦ Fan ¦ Local and Special Ventilation ¦ Extract | 1 | Medium | B | 11 | 2035 | 5 | 3 | 3.2 | 32282 | 25698
Security ¦ Access ¦ Access Control ¦ Door ¦ Local Lock / Keypad / Manual | 2 | Medium | B | 1 | 2025 | 5 | 3 | 3.2 | 32283 | 11616
HVAC ¦ Local and Special Ventilation ¦ Unit extract fans. | 1 | Medium | B | 3 | 2027 | 5 | 3 | 3.2 | 32284 | 13710
HVAC ¦ Heat Emitters - Local ¦ Electric Heaters | 1 | Medium | B | 1 | 2025 | 5 | 3 | 3.2 | 32285 | 11617
Fire ¦ Fire Fighting ¦ Fire Extinguishers ¦ CO2 | 3 | Urgent | A | 10 | 2034 | 6 | 1 | 2.5 | 11017 | 22238
Fire ¦ Fire Fighting ¦ Fire Extinguishers ¦ CO2 | 5 | Urgent | B | 8 | 2032 | 5 | 1 | 2.2 | 9990 | 20638
Electrical ¦ Lighting ¦ Internal ¦ Emergency ¦ Self Contained ¦ LED | 1 | Urgent | B | 21 | 2045 | 5 | 1 | 2.2 | 9991 | 32507
HVAC ¦ Local Air Conditioning ¦ Single-Split Evaporator - Split Systems/Heat Pumps - Air-cooled with Direct Expansion Evaporator (DX) | 1 | Medium | B | 5 | 2029 | 5 | 3 | 3.2 | 32286 | 15564
Electrical ¦ LV Distribution ¦ Distribution Board ¦ Sub | 1 | High | B | 1 | 2025 | 5 | 2 | 2.7 | 18282 | 5305
Water ¦ Local Hot Water ¦ Instantaneous Electric Water Heater - Non-Drinking Water | 1 | Medium | B | 1 | 2025 | 5 | 3 | 3.2 | 32287 | 11618
Fire ¦ Fire Fighting ¦ Fire Extinguishers ¦ Foam | 1 | Urgent | B | 8 | 2032 | 5 | 1 | 2.2 | 9992 | 20639
HVAC ¦ Local Air Conditioning ¦ Single-Split Condenser - Split Systems/Heat Pumps - Air-cooled with Direct Expansion Evaporator (DX) | 1 | Medium | B | 7 | 2031 | 5 | 3 | 3.2 | 32288 | 20207
HVAC ¦ Heat Emitters - Local ¦ Electric Overdoor Air Curtain/Heater | 1 | Medium | B | 1 | 2025 | 5 | 3 | 3.2 | 32289 | 11619
HVAC ¦ Fan ¦ Local and Special Ventilation ¦ Extract | 1 | Medium | B | 1 | 2025 | 5 | 3 | 3.2 | 32290 | 11620
Electrical ¦ Lighting ¦ Internal ¦ Emergency ¦ Self Contained ¦ LED | 7 | Urgent | B | 21 | 2045 | 5 | 1 | 2.2 | 9993 | 32508
Fire ¦ Fire Fighting ¦ Fire Extinguishers ¦ CO2 | 5 | Urgent | B | 6 | 2030 | 5 | 1 | 2.2 | 9994 | 17306
Electrical ¦ LV Distribution ¦ Distribution Board ¦ Sub | 1 | High | B | 9 | 2033 | 5 | 2 | 2.7 | 18283 | 21651
HVAC ¦ Fan ¦ Local and Special Ventilation ¦ Extract | 1 | Medium | B | 1 | 2025 | 5 | 3 | 3.2 | 32291 | 11621
HVAC ¦ Heat Emitters - Central ¦ Radiators ¦ Steel | 6 | Medium | B | 1 | 2025 | 5 | 3 | 3.2 | 32292 | 11622
HVAC ¦ Local Air Conditioning ¦ Single-Split Condenser - Split Systems/Heat Pumps - Air-cooled with Direct Expansion Evaporator (DX) | 1 | Medium | B | 9 | 2033 | 5 | 3 | 3.2 | 32293 | 21929
Electrical ¦ LV Distribution ¦ Distribution Board ¦ Sub | 1 | High | B | 1 | 2025 | 5 | 2 | 2.7 | 18284 | 5306
Electrical ¦ LV Distribution ¦ Distribution Board ¦ Sub | 1 | High | A | 18 | 2042 | 6 | 2 | 3 | 19646 | 30920
HVAC ¦ Fan ¦ Local and Special Ventilation ¦ Fans Window or Wall Mounted | 1 | Medium | B | 1 | 2025 | 5 | 3 | 3.2 | 32294 | 11623
HVAC ¦ Central Heating (Internally Sourced) ¦ Boiler ¦ Atmospheric Gas Burner/Condensing Combination Boiler (domestic type) | 1 | High | B | 7 | 2031 | 5 | 2 | 2.7 | 18285 | 19715
Fire ¦ Fire Fighting ¦ Fire Extinguishers ¦ CO2 | 3 | Urgent | B | 2 | 2026 | 5 | 1 | 2.2 | 9995 | 12832
Electrical ¦ Lighting ¦ Internal ¦ General | 84 | Medium | A | 18 | 2042 | 6 | 3 | 3.5 | 32632 | 31027
HVAC ¦ Ventilation ¦ Air Handling Unit (AHU) ¦ Internal ¦ Central Heating (Internally Sourced) ¦ Gas Fired | 1 | Medium | B | 1 | 2025 | 5 | 3 | 3.2 | 32295 | 11624
Electrical ¦ LV Distribution ¦ Distribution Board ¦ Sub | 1 | High | B | 1 | 2025 | 5 | 2 | 2.7 | 18286 | 5307
HVAC ¦ Heat Emitters - Local ¦ Electric Heaters | 2 | Medium | B | 1 | 2025 | 5 | 3 | 3.2 | 32296 | 11625
Fire ¦ Fire Fighting ¦ Fire Extinguishers ¦ Foam | 1 | Urgent | B | 6 | 2030 | 5 | 1 | 2.2 | 9996 | 17307
HVAC ¦ Fan ¦ Central Ventilation Systems ¦ Ventilating - General | 1 | Low | B | 1 | 2025 | 5 | 4 | 3.7 | 33636 | 12427
Fire ¦ Fire Fighting ¦ Fire Extinguishers ¦ CO2 | 1 | Urgent | B | 6 | 2030 | 5 | 1 | 2.2 | 9997 | 17308
Water ¦ Central Hot Water Distribution ¦ Hot water cylinders | 1 | High | B | 1 | 2025 | 5 | 2 | 2.7 | 18287 | 5308
Electrical ¦ LV Distribution ¦ Distribution Board ¦ Main | 1 | High | B | 1 | 2025 | 5 | 2 | 2.7 | 18288 | 5309
HVAC ¦ Fan ¦ Local and Special Ventilation ¦ Fans Window or Wall Mounted | 1 | Medium | CX | 1 | 2025 | 2 | 3 | 2.3 | 10391 | 2297
Water ¦ Local Hot Water ¦ Instantaneous Electric Water Heater - Non-Drinking Water | 1 | Medium | B | 6 | 2030 | 5 | 3 | 3.2 | 32297 | 19088
Electrical ¦ LV Distribution ¦ Distribution Board ¦ Sub | 1 | High | B | 15 | 2039 | 5 | 2 | 2.7 | 18289 | 28336
Electrical ¦ LV Distribution ¦ Main Switch Panel at Supply Intake | 1 | Medium | B | 1 | 2025 | 5 | 3 | 3.2 | 32298 | 11626
Electrical ¦ LV Distribution ¦ Distribution Board ¦ Sub | 1 | High | B | 10 | 2034 | 5 | 2 | 2.7 | 18290 | 22526
Fabric ¦ Superstructure ¦ Internal Doors ¦ Roller Shutters ¦ Electric Roller Shutter | 1 | Medium | B | 5 | 2029 | 5 | 3 | 3.2 | 32299 | 15565
Electrical ¦ Specialist Lighting ¦ Internal ¦ Illuminated Fire Exit Signage | 3 | Urgent | A | 19 | 2043 | 6 | 1 | 2.5 | 11018 | 31133
HVAC ¦ Local Air Conditioning ¦ Single-Split Evaporator - Split Systems/Heat Pumps - Air-cooled with Direct Expansion Evaporator (DX) | 1 | Medium | B | 1 | 2025 | 5 | 3 | 3.2 | 32300 | 11627
Fabric ¦ Superstructure ¦ Windows and External Doors ¦ External Doors ¦ Entrance Doors | 1 | High | B | 21 | 2045 | 5 | 2 | 2.7 | 18291 | 32776
Electrical ¦ Lighting ¦ Internal ¦ Emergency ¦ Self Contained ¦ LED | 3 | Urgent | A | 23 | 2047 | 6 | 1 | 2.5 | 11019 | 33182
Electrical ¦ Lighting ¦ Internal ¦ General ¦ LED Fittings & Luminaires | 3 | Medium | A | 18 | 2042 | 6 | 3 | 3.5 | 32633 | 31028
HVAC ¦ Central Air Conditioning ¦ Air Conditioning ¦ Multi-Split Condenser - Split Systems/Heat Pumps - Air-cooled with Direct Expansion Evaporator (DX) | 1 | Medium | B | 10 | 2034 | 5 | 3 | 3.2 | 32301 | 23195
HVAC ¦ Fan ¦ Central Ventilation Systems ¦ Ventilating - General | 1 | Low | B | 1 | 2025 | 5 | 4 | 3.7 | 33637 | 12428
Fabric ¦ Superstructure ¦ Windows and External Doors ¦ Roller Shutters ¦ Manual Roller Shutter | 1 | High | B | 1 | 2025 | 5 | 2 | 2.7 | 18292 | 5310
HVAC ¦ Heat Emitters - Central ¦ Radiators ¦ Steel | 3 | Medium | B | 5 | 2029 | 5 | 3 | 3.2 | 32302 | 15566
HVAC ¦ Heat Emitters - Local ¦ Electric Heaters | 1 | Medium | B | 3 | 2027 | 5 | 3 | 3.2 | 32303 | 13711
Fabric ¦ Superstructure ¦ Windows and External Doors ¦ External Doors ¦ Entrance Doors | 1 | High | B | 11 | 2035 | 5 | 2 | 2.7 | 18293 | 24860
HVAC ¦ Ductwork ¦ Ductwork, Fittings and Ancillaries ¦ Central Ventilation Systems ¦ Fire Dampers ¦ Fusible Link | 1 | Urgent | B | 1 | 2025 | 5 | 1 | 2.2 | 9998 | 1996
Electrical ¦ Lighting ¦ Internal ¦ Emergency ¦ Self Contained ¦ LED | 2 | Urgent | B | 20 | 2044 | 5 | 1 | 2.2 | 9999 | 31578
Fire ¦ Fire Fighting ¦ Fire Extinguishers ¦ Powder | 1 | Urgent | B | 9 | 2033 | 5 | 1 | 2.2 | 10000 | 21515
Electrical ¦ Lighting ¦ Internal ¦ Emergency ¦ Self Contained ¦ LED | 13 | Urgent | A | 23 | 2047 | 6 | 1 | 2.5 | 11020 | 33183
HVAC ¦ Heat Emitters - Local ¦ Electric Heaters | 2 | Medium | B | 1 | 2025 | 5 | 3 | 3.2 | 32304 | 11628
HVAC ¦ Heat Emitters - Local ¦ Electric Heaters | 1 | Medium | B | 1 | 2025 | 5 | 3 | 3.2 | 32305 | 11629
Electrical ¦ Lighting ¦ Internal ¦ Emergency ¦ Self Contained ¦ LED | 20 | Urgent | B | 22 | 2046 | 5 | 1 | 2.2 | 10001 | 33012
Fire ¦ Fire Fighting ¦ Fire Extinguishers ¦ Foam | 3 | Urgent | B | 6 | 2030 | 5 | 1 | 2.2 | 10002 | 17309
Fabric ¦ Superstructure ¦ Windows and External Doors ¦ Roller Shutters ¦ Manual Roller Shutter | 1 | High | B | 1 | 2025 | 5 | 2 | 2.7 | 18294 | 5311
Fire ¦ Fire Fighting ¦ Fire Extinguishers ¦ CO2 | 1 | Urgent | B | 9 | 2033 | 5 | 1 | 2.2 | 10003 | 21516
HVAC ¦ Central Heating (Internally Sourced) ¦ Boiler ¦ Atmospheric Gas Burner/Condensing Combination Boiler (domestic type) | 1 | High | B | 2 | 2026 | 5 | 2 | 2.7 | 18295 | 12968
HVAC ¦ Fan ¦ Local and Special Ventilation ¦ Kitchen Vent ¦ Extract | 1 | Low | B | 5 | 2029 | 5 | 4 | 3.7 | 33638 | 15685
Fabric ¦ Superstructure ¦ Windows and External Doors ¦ Roller Shutters ¦ Electric Roller Shutter | 1 | High | B | 15 | 2039 | 5 | 2 | 2.7 | 18296 | 28337
Electrical ¦ Lighting ¦ Internal ¦ General | 4 | Medium | B | 1 | 2025 | 5 | 3 | 3.2 | 32306 | 11630
HVAC ¦ Heat Emitters - Local ¦ Gas Fired Natural and Fan Assisted Heaters | 1 | Medium | CX | 1 | 2025 | 2 | 3 | 2.3 | 10392 | 2298
HVAC ¦ Fan ¦ Local and Special Ventilation ¦ Kitchen Vent ¦ Extract | 1 | Low | B | 5 | 2029 | 5 | 4 | 3.7 | 33639 | 15686
Fabric ¦ Superstructure ¦ Windows and External Doors ¦ External Doors ¦ Entrance Doors | 1 | High | B | 16 | 2040 | 5 | 2 | 2.7 | 18297 | 29281
HVAC ¦ Heat Emitters - Local ¦ Electric Heaters | 1 | Medium | B | 1 | 2025 | 5 | 3 | 3.2 | 32307 | 11631
Electrical ¦ Lighting ¦ Internal ¦ Emergency ¦ Self Contained ¦ LED | 1 | Urgent | B | 20 | 2044 | 5 | 1 | 2.2 | 10004 | 31579
Electrical ¦ Lighting ¦ Internal ¦ Emergency ¦ Self Contained ¦ LED | 1 | Urgent | A | 23 | 2047 | 6 | 1 | 2.5 | 11021 | 33184
Electrical ¦ Lighting ¦ External ¦ General - LED | 3 | Medium | B | 12 | 2036 | 5 | 3 | 3.2 | 32308 | 26784
Electrical ¦ Lighting ¦ Internal ¦ Emergency ¦ Self Contained ¦ Non LED | 1 | Urgent | B | 1 | 2025 | 5 | 1 | 2.2 | 10005 | 1997
HVAC ¦ Fan ¦ Local and Special Ventilation ¦ Fans Window or Wall Mounted | 1 | Medium | CX | 6 | 2030 | 2 | 3 | 2.3 | 10393 | 17325
HVAC ¦ Fan ¦ Central Ventilation Systems ¦ Ventilating - General | 1 | Low | B | 1 | 2025 | 5 | 4 | 3.7 | 33640 | 12429
HVAC ¦ Heat Emitters - Local ¦ Gas Fired Natural and Fan Assisted Heaters | 1 | Medium | B | 1 | 2025 | 5 | 3 | 3.2 | 32309 | 11632
Fabric ¦ Superstructure ¦ Windows and External Doors ¦ External Doors ¦ Entrance Doors | 1 | High | B | 11 | 2035 | 5 | 2 | 2.7 | 18298 | 24861
Electrical ¦ Specialist Lighting ¦ Internal ¦ Illuminated Fire Exit Signage | 5 | Urgent | B | 6 | 2030 | 5 | 1 | 2.2 | 10006 | 17310
Fabric ¦ Superstructure ¦ Windows and External Doors ¦ Roller Shutters ¦ Manual Roller Shutter | 1 | High | B | 11 | 2035 | 5 | 2 | 2.7 | 18299 | 24862
Fabric ¦ Superstructure ¦ Windows and External Doors ¦ External Doors ¦ Manual and Automatic Doors ¦ Auto / Powered Sliding Doors | 1 | High | B | 15 | 2039 | 5 | 2 | 2.7 | 18300 | 28338
Fabric ¦ Superstructure ¦ Windows and External Doors ¦ External Doors ¦ Entrance Doors | 1 | High | B | 21 | 2045 | 5 | 2 | 2.7 | 18301 | 32777
Electrical ¦ Lighting ¦ Internal ¦ General ¦ LED Fittings & Luminaires | 75 | Medium | B | 18 | 2042 | 5 | 3 | 3.2 | 32310 | 31002
Electrical ¦ Specialist Lighting ¦ Internal ¦ Illuminated Fire Exit Signage | 1 | Urgent | B | 16 | 2040 | 5 | 1 | 2.2 | 10007 | 29066
Water ¦ Local Hot Water ¦ Instantaneous Electric Water Heater - Non-Drinking Water | 1 | Medium | B | 9 | 2033 | 5 | 3 | 3.2 | 32311 | 21930
HVAC ¦ Heat Emitters - Local ¦ Electric Heaters | 1 | Medium | B | 1 | 2025 | 5 | 3 | 3.2 | 32312 | 11633
Fire ¦ Fire Fighting ¦ Fire Extinguishers ¦ Foam | 5 | Urgent | B | 9 | 2033 | 5 | 1 | 2.2 | 10008 | 21517
Fire ¦ Fire Fighting ¦ Fire Extinguishers ¦ Foam | 3 | Urgent | B | 2 | 2026 | 5 | 1 | 2.2 | 10009 | 12833
Controls ¦ Multi-System Controls ¦ Motor Control Centre (MCC) | 1 | Low | A | 18 | 2042 | 6 | 4 | 4 | 33840 | 31029
Fabric ¦ Superstructure ¦ Windows and External Doors ¦ External Doors ¦ Manual and Automatic Doors ¦ Emergency and Panic Escape Doors | 1 | Urgent | B | 15 | 2039 | 5 | 1 | 2.2 | 10010 | 28052
Electrical ¦ Specialist Lighting ¦ Internal ¦ Illuminated Fire Exit Signage | 3 | Urgent | B | 15 | 2039 | 5 | 1 | 2.2 | 10011 | 28053
Security ¦ Access ¦ Access Control ¦ Door ¦ Local Lock / Keypad / Manual | 1 | Medium | B | 5 | 2029 | 5 | 3 | 3.2 | 32313 | 15567
Electrical ¦ LV Distribution ¦ Distribution Board ¦ Sub | 1 | High | B | 12 | 2036 | 5 | 2 | 2.7 | 18302 | 26277
Electrical ¦ LV Distribution ¦ Distribution Board ¦ Sub | 1 | High | B | 14 | 2038 | 5 | 2 | 2.7 | 18303 | 27507
HVAC ¦ Fan ¦ Central Ventilation Systems ¦ Ventilating - General | 1 | Low | B | 1 | 2025 | 5 | 4 | 3.7 | 33641 | 12430
Electrical ¦ LV Distribution ¦ Distribution Board ¦ Main | 1 | High | B | 1 | 2025 | 5 | 2 | 2.7 | 18304 | 5312
HVAC ¦ Ductwork ¦ Ductwork, Fittings and Ancillaries ¦ Central Ventilation Systems ¦ Fire Dampers ¦ Fusible Link | 1 | Urgent | B | 1 | 2025 | 5 | 1 | 2.2 | 10012 | 1998
Electrical ¦ Lighting ¦ Internal ¦ Emergency ¦ Self Contained ¦ LED | 11 | Urgent | B | 22 | 2046 | 5 | 1 | 2.2 | 10013 | 33013
Electrical ¦ LV Distribution ¦ Distribution Board ¦ Main | 1 | High | B | 1 | 2025 | 5 | 2 | 2.7 | 18305 | 5313
HVAC ¦ Fan ¦ Local and Special Ventilation ¦ Kitchen Vent ¦ Fans Window or Wall Mounted | 1 | Medium | B | 6 | 2030 | 5 | 3 | 3.2 | 32314 | 19089
Fabric ¦ Superstructure ¦ Windows and External Doors ¦ Roller Shutters ¦ Manual Roller Shutter | 1 | High | B | 1 | 2025 | 5 | 2 | 2.7 | 18306 | 5314
Electrical ¦ Lighting ¦ Internal ¦ Emergency ¦ Self Contained ¦ LED | 8 | Urgent | B | 21 | 2045 | 5 | 1 | 2.2 | 10014 | 32509
Electrical ¦ Lighting ¦ External ¦ General - Non-LED | 2 | Medium | B | 5 | 2029 | 5 | 3 | 3.2 | 32315 | 15568
Fire ¦ Fire Fighting ¦ Fire Extinguishers ¦ CO2 | 1 | Urgent | B | 6 | 2030 | 5 | 1 | 2.2 | 10015 | 17311
Electrical ¦ Lighting ¦ External ¦ General - LED | 1 | Medium | B | 11 | 2035 | 5 | 3 | 3.2 | 32316 | 25699
Electrical ¦ LV Distribution ¦ Distribution Board ¦ Sub | 1 | High | A | 19 | 2043 | 6 | 2 | 3 | 19647 | 31342
Fire ¦ Fire Detection ¦ Fire Alarm Panel / Repeater | 1 | Urgent | B | 13 | 2037 | 5 | 1 | 2.2 | 10016 | 26907
Electrical ¦ Specialist Lighting ¦ Internal ¦ Illuminated Fire Exit Signage | 5 | Urgent | B | 6 | 2030 | 5 | 1 | 2.2 | 10017 | 17312
HVAC ¦ Heat Emitters - Local ¦ Electric Heaters | 1 | Medium | B | 1 | 2025 | 5 | 3 | 3.2 | 32317 | 11634
Fire ¦ Fire Fighting ¦ Fire Extinguishers ¦ Foam | 4 | Urgent | B | 6 | 2030 | 5 | 1 | 2.2 | 10018 | 17313
Electrical ¦ LV Distribution ¦ Distribution Board ¦ Sub | 1 | High | B | 12 | 2036 | 5 | 2 | 2.7 | 18307 | 26278
HVAC ¦ Fan ¦ Local and Special Ventilation ¦ Kitchen Vent ¦ Fans Window or Wall Mounted | 1 | Medium | B | 6 | 2030 | 5 | 3 | 3.2 | 32318 | 19090
HVAC ¦ Central Heating (Internally Sourced) ¦ Boiler ¦ Atmospheric Gas Burner/Condensing Combination Boiler (domestic type) | 1 | High | B | 4 | 2028 | 5 | 2 | 2.7 | 18308 | 14013
Fire ¦ Fire Detection ¦ Fire Alarm Panel / Repeater | 1 | Urgent | B | 7 | 2031 | 5 | 1 | 2.2 | 10019 | 19533
Water ¦ Local Hot Water ¦ Instantaneous Electric Water Heater - Non-Drinking Water | 1 | Medium | B | 1 | 2025 | 5 | 3 | 3.2 | 32319 | 11635
HVAC ¦ Central Heating (Internally Sourced) ¦ Boiler ¦ Atmospheric Gas Burner/Condensing Combination Boiler (domestic type) | 1 | High | B | 6 | 2030 | 5 | 2 | 2.7 | 18309 | 17925
Fire ¦ Fire Detection ¦ Fire Alarm System | 1 | Urgent | B | 1 | 2025 | 5 | 1 | 2.2 | 10020 | 1999
Electrical ¦ Specialist Lighting ¦ Internal ¦ Illuminated Fire Exit Signage | 1 | Urgent | B | 18 | 2042 | 5 | 1 | 2.2 | 10021 | 30729
Electrical ¦ Lighting ¦ Internal ¦ General ¦ LED Fittings & Luminaires | 6 | Medium | B | 16 | 2040 | 5 | 3 | 3.2 | 32320 | 29914
Fire ¦ Fire Fighting ¦ Fire Extinguishers ¦ Foam | 3 | Urgent | A | 10 | 2034 | 6 | 1 | 2.5 | 11022 | 22239
Water ¦ Local Hot Water ¦ Instantaneous Electric Water Heater - Non-Drinking Water | 1 | Medium | B | 1 | 2025 | 5 | 3 | 3.2 | 32321 | 11636
Controls ¦ Multi-System Controls ¦ Control Panel - Electrical Services (excluding Electrical Controllers and Pneumatic Relays) | 1 | Medium | B | 8 | 2032 | 5 | 3 | 3.2 | 32322 | 21166
Fabric ¦ Superstructure ¦ Windows and External Doors ¦ Roller Shutters ¦ Manual Roller Shutter | 1 | High | B | 1 | 2025 | 5 | 2 | 2.7 | 18310 | 5315
Water ¦ Local Hot Water ¦ Instantaneous Electric Water Heater - Non-Drinking Water | 1 | Medium | B | 1 | 2025 | 5 | 3 | 3.2 | 32323 | 11637
Fabric ¦ Superstructure ¦ Windows and External Doors ¦ External Doors ¦ Manual and Automatic Doors ¦ Emergency and Panic Escape Doors | 1 | Urgent | B | 21 | 2045 | 5 | 1 | 2.2 | 10022 | 32510
Electrical ¦ LV Distribution ¦ Distribution Board ¦ Sub | 1 | High | B | 1 | 2025 | 5 | 2 | 2.7 | 18311 | 5316
HVAC ¦ Fan ¦ Local and Special Ventilation ¦ Fans Window or Wall Mounted | 1 | Medium | B | 1 | 2025 | 5 | 3 | 3.2 | 32324 | 11638
Fabric ¦ Superstructure ¦ Internal Doors ¦ Roller Shutters ¦ Automatic Fabric Roll Up Door | 1 | High | B | 1 | 2025 | 5 | 2 | 2.7 | 18312 | 5317
Fabric ¦ Superstructure ¦ Windows and External Doors ¦ External Doors ¦ Manual and Automatic Doors ¦ Emergency and Panic Escape Doors | 1 | Urgent | B | 11 | 2035 | 5 | 1 | 2.2 | 10023 | 24037
Fabric ¦ Superstructure ¦ Windows and External Doors ¦ External Doors ¦ Entrance Doors | 1 | High | A | 34 | 2058 | 6 | 2 | 3 | 19648 | 33874
Electrical ¦ LV Distribution ¦ Distribution Board ¦ Sub | 1 | High | B | 1 | 2025 | 5 | 2 | 2.7 | 18313 | 5318
Fabric ¦ Superstructure ¦ Windows and External Doors ¦ Roller Shutters ¦ Manual Roller Shutter | 1 | High | B | 11 | 2035 | 5 | 2 | 2.7 | 18314 | 24863
Electrical ¦ LV Distribution ¦ Distribution Board ¦ Main | 1 | High | C | 1 | 2025 | 4 | 2 | 2.4 | 10799 | 2554
Fabric ¦ Superstructure ¦ Windows and External Doors ¦ External Doors ¦ Manual and Automatic Doors ¦ High Security Door | 1 | High | B | 21 | 2045 | 5 | 2 | 2.7 | 18315 | 32778
Fire ¦ Fire Detection ¦ Fire Alarm System | 1 | Urgent | B | 1 | 2025 | 5 | 1 | 2.2 | 10024 | 2000
Fabric ¦ Superstructure ¦ Windows and External Doors ¦ Roller Shutters ¦ Automatic Fabric Roll Up Door | 1 | Medium | B | 11 | 2035 | 5 | 3 | 3.2 | 32325 | 25700
HVAC ¦ Fan ¦ Local and Special Ventilation ¦ Fans Window or Wall Mounted | 1 | Medium | CX | 1 | 2025 | 2 | 3 | 2.3 | 10394 | 2299
Fabric ¦ Superstructure ¦ Internal Doors ¦ Roller Shutters ¦ Automatic Fabric Roll Up Door | 1 | High | C | 1 | 2025 | 4 | 2 | 2.4 | 10800 | 2555
HVAC ¦ Fan ¦ Central Ventilation Systems ¦ Ventilating - General | 1 | Low | B | 1 | 2025 | 5 | 4 | 3.7 | 33642 | 12431
Fabric ¦ Superstructure ¦ Windows and External Doors ¦ External Doors ¦ Manual and Automatic Doors ¦ High Security Door | 1 | High | A | 35 | 2059 | 6 | 2 | 3 | 19649 | 33884
Fire ¦ Fire Detection ¦ Fire Alarm Panel / Repeater | 1 | Urgent | B | 11 | 2035 | 5 | 1 | 2.2 | 10025 | 24038
HVAC ¦ Fan ¦ Local and Special Ventilation ¦ Fans Window or Wall Mounted | 1 | Medium | B | 1 | 2025 | 5 | 3 | 3.2 | 32326 | 11639
HVAC ¦ Fan ¦ Local and Special Ventilation ¦ Fans Window or Wall Mounted | 1 | Medium | B | 1 | 2025 | 5 | 3 | 3.2 | 32327 | 11640
Electrical ¦ LV Distribution ¦ Distribution Board ¦ Sub | 1 | High | B | 1 | 2025 | 5 | 2 | 2.7 | 18316 | 5319
Fabric ¦ Superstructure ¦ Internal Doors ¦ Roller Shutters ¦ Automatic Fabric Roll Up Door | 1 | High | B | 1 | 2025 | 5 | 2 | 2.7 | 18317 | 5320
Fabric ¦ Superstructure ¦ Internal Doors ¦ Roller Shutters ¦ Automatic Fabric Roll Up Door | 1 | High | B | 1 | 2025 | 5 | 2 | 2.7 | 18318 | 5321
HVAC ¦ Local Air Conditioning ¦ Single-Split Evaporator - Split Systems/Heat Pumps - Air-cooled with Direct Expansion Evaporator (DX) | 1 | Medium | B | 13 | 2037 | 5 | 3 | 3.2 | 32328 | 27272
HVAC ¦ Heat Emitters - Local ¦ Gas Fired Natural and Fan Assisted Heaters | 1 | Medium | DX | 1 | 2025 | 1 | 3 | 2 | 1011 | 705
Electrical ¦ LV Distribution ¦ Distribution Board ¦ Sub | 1 | High | B | 10 | 2034 | 5 | 2 | 2.7 | 18319 | 22527
Fabric ¦ Superstructure ¦ Windows and External Doors ¦ External Doors ¦ Manual and Automatic Doors ¦ Emergency and Panic Escape Doors | 1 | Urgent | B | 6 | 2030 | 5 | 1 | 2.2 | 10026 | 17314
Security ¦ Access ¦ Access Control ¦ Gate Access - Local Lock / Keypad / Manual (External) | 6 | Medium | B | 5 | 2029 | 5 | 3 | 3.2 | 32329 | 15569
Electrical ¦ LV Distribution ¦ Distribution Board ¦ Sub | 1 | High | D | 1 | 2025 | 3 | 2 | 2.1 | 1370 | 917
HVAC ¦ Local Air Conditioning ¦ Single-Split Condenser - Split Systems/Heat Pumps - Air-cooled with Direct Expansion Evaporator (DX) | 1 | Medium | B | 13 | 2037 | 5 | 3 | 3.2 | 32330 | 27273
HVAC ¦ Local Air Conditioning ¦ Single-Split Evaporator - Split Systems/Heat Pumps - Air-cooled with Direct Expansion Evaporator (DX) | 1 | Medium | B | 11 | 2035 | 5 | 3 | 3.2 | 32331 | 25701
HVAC ¦ Local Air Conditioning ¦ Single-Split Evaporator - Split Systems/Heat Pumps - Air-cooled with Direct Expansion Evaporator (DX) | 1 | Medium | B | 13 | 2037 | 5 | 3 | 3.2 | 32332 | 27274
Fire ¦ Fire Fighting ¦ Fire Extinguishers ¦ Powder | 2 | Urgent | B | 6 | 2030 | 5 | 1 | 2.2 | 10027 | 17315
Electrical ¦ LV Distribution ¦ Distribution Board ¦ Sub | 1 | High | B | 10 | 2034 | 5 | 2 | 2.7 | 18320 | 22528
HVAC ¦ Pump ¦ Central Heating (Internally Sourced) ¦ Condensate Pumps | 1 | Medium | B | 17 | 2041 | 5 | 3 | 3.2 | 32333 | 30597
HVAC ¦ Fan ¦ Local and Special Ventilation ¦ Extract | 1 | Medium | B | 1 | 2025 | 5 | 3 | 3.2 | 32334 | 11641
HVAC ¦ Fan ¦ Local and Special Ventilation ¦ Extract | 1 | Medium | B | 1 | 2025 | 5 | 3 | 3.2 | 32335 | 11642
HVAC ¦ Fan ¦ Local and Special Ventilation ¦ Extract | 1 | Medium | B | 1 | 2025 | 5 | 3 | 3.2 | 32336 | 11643
Controls ¦ Multi-System Controls ¦ Multi-Input Controllers | 1 | Medium | B | 10 | 2034 | 5 | 3 | 3.2 | 32337 | 23196
HVAC ¦ Fan ¦ Local and Special Ventilation ¦ Extract | 1 | Medium | B | 1 | 2025 | 5 | 3 | 3.2 | 32338 | 11644
HVAC ¦ Heat Emitters - Local ¦ Electric Heaters | 4 | Medium | B | 1 | 2025 | 5 | 3 | 3.2 | 32339 | 11645
Electrical ¦ LV Distribution ¦ Main Switch Panel at Supply Intake | 1 | Medium | B | 1 | 2025 | 5 | 3 | 3.2 | 32340 | 11646
HVAC ¦ Fan ¦ Local and Special Ventilation ¦ Kitchen Vent ¦ Fans Window or Wall Mounted | 1 | Medium | B | 11 | 2035 | 5 | 3 | 3.2 | 32341 | 25702
Electrical ¦ LV Distribution ¦ Distribution Board ¦ Main | 1 | High | B | 1 | 2025 | 5 | 2 | 2.7 | 18321 | 5322
Electrical ¦ Lighting ¦ Internal ¦ General | 9 | Medium | B | 1 | 2025 | 5 | 3 | 3.2 | 32342 | 11647
HVAC ¦ Fan ¦ Local and Special Ventilation ¦ Ventilating - General | 1 | Medium | C | 1 | 2025 | 4 | 3 | 2.9 | 19072 | 5861
HVAC ¦ Fan ¦ Local and Special Ventilation ¦ Ventilating - General | 1 | Medium | C | 1 | 2025 | 4 | 3 | 2.9 | 19073 | 5862
HVAC ¦ Fan ¦ Local and Special Ventilation ¦ Fans Window or Wall Mounted | 1 | Medium | D | 1 | 2025 | 3 | 3 | 2.6 | 11269 | 2731
Electrical ¦ LV Distribution ¦ Distribution Board ¦ Sub | 1 | High | B | 6 | 2030 | 5 | 2 | 2.7 | 18322 | 17926
HVAC ¦ Fan ¦ Local and Special Ventilation ¦ Axial | 1 | Medium | DX | 1 | 2025 | 1 | 3 | 2 | 1012 | 706
HVAC ¦ Fan ¦ Local and Special Ventilation ¦ Axial | 1 | Medium | DX | 1 | 2025 | 1 | 3 | 2 | 1013 | 707
Water ¦ Local Hot Water ¦ Instantaneous Electric Water Heater - Non-Drinking Water | 1 | Medium | B | 5 | 2029 | 5 | 3 | 3.2 | 32343 | 15570
HVAC ¦ Heat Emitters - Local ¦ Electric Heaters | 1 | Medium | B | 3 | 2027 | 5 | 3 | 3.2 | 32344 | 13712
HVAC ¦ Ventilation ¦ Air Handling Unit (AHU) ¦ Internal ¦ Central Air Conditioning ¦ Electric & DX | 1 | High | B | 1 | 2025 | 5 | 2 | 2.7 | 18323 | 5323
Fabric ¦ Superstructure ¦ Windows and External Doors ¦ External Doors ¦ Manual and Automatic Doors ¦ Auto / Powered Sliding Doors | 1 | High | B | 25 | 2049 | 5 | 2 | 2.7 | 18324 | 33446
Fabric ¦ Superstructure ¦ Internal Doors ¦ Roller Shutters ¦ Electric Roller Shutter | 1 | Medium | B | 15 | 2039 | 5 | 3 | 3.2 | 32345 | 28552
Fabric ¦ Superstructure ¦ Windows and External Doors ¦ Roller Shutters ¦ Electric Roller Shutter | 1 | High | B | 1 | 2025 | 5 | 2 | 2.7 | 18325 | 5324
Fabric ¦ Superstructure ¦ Windows and External Doors ¦ External Doors ¦ Manual and Automatic Doors ¦ Emergency and Panic Escape Doors | 1 | Urgent | A | 34 | 2058 | 6 | 1 | 2.5 | 11023 | 33867
Fire ¦ Fire Detection ¦ Fire Alarm System | 1 | Urgent | B | 1 | 2025 | 5 | 1 | 2.2 | 10028 | 2001
Security ¦ Access ¦ Access Control ¦ Door ¦ Local Lock / Keypad / Manual | 1 | Medium | B | 14 | 2038 | 5 | 3 | 3.2 | 32346 | 27653
HVAC ¦ Heat Emitters - Central ¦ Unit Heaters | 1 | Medium | D | 1 | 2025 | 3 | 3 | 2.6 | 11270 | 2732
Water ¦ Central Hot Water Distribution ¦ Hot water cylinders | 1 | High | C | 1 | 2025 | 4 | 2 | 2.4 | 10801 | 2556
Electrical ¦ Lighting ¦ Internal ¦ General | 11 | Medium | B | 1 | 2025 | 5 | 3 | 3.2 | 32347 | 11648
HVAC ¦ Central Heating (Internally Sourced) ¦ Boiler ¦ Atmospheric Gas Burner - Condensing Boiler | 1 | High | D | 1 | 2025 | 3 | 2 | 2.1 | 1371 | 918
Fire ¦ Fire Fighting ¦ Fire Extinguishers ¦ Foam | 1 | Urgent | B | 4 | 2028 | 5 | 1 | 2.2 | 10029 | 13882
Electrical ¦ Lighting ¦ Internal ¦ General | 1 | Medium | B | 1 | 2025 | 5 | 3 | 3.2 | 32348 | 11649
HVAC ¦ Fan ¦ Local and Special Ventilation ¦ Fans Window or Wall Mounted | 1 | Medium | B | 1 | 2025 | 5 | 3 | 3.2 | 32349 | 11650
Electrical ¦ LV Distribution ¦ Distribution Board ¦ Sub | 1 | High | B | 4 | 2028 | 5 | 2 | 2.7 | 18326 | 14014
Transport ¦ Lifts ¦ Disabled Lift ¦ Hydraulic | 1 | High | B | 1 | 2025 | 5 | 2 | 2.7 | 18327 | 5325
Fabric ¦ Superstructure ¦ Windows and External Doors ¦ External Doors ¦ Manual and Automatic Doors ¦ Auto / Powered Sliding Doors | 1 | High | B | 17 | 2041 | 5 | 2 | 2.7 | 18328 | 30388
Fire ¦ Fire Fighting ¦ Fire Extinguishers ¦ CO2 | 3 | Urgent | A | 10 | 2034 | 6 | 1 | 2.5 | 11024 | 22240
HVAC ¦ Heat Emitters - Local ¦ Gas Fired Natural and Fan Assisted Heaters | 1 | Medium | C | 1 | 2025 | 4 | 3 | 2.9 | 19074 | 5863
HVAC ¦ Fan ¦ Local and Special Ventilation ¦ Kitchen Vent ¦ Fans Window or Wall Mounted | 1 | Medium | B | 1 | 2025 | 5 | 3 | 3.2 | 32350 | 11651
HVAC ¦ Fan ¦ Local and Special Ventilation ¦ Fans Window or Wall Mounted | 1 | Medium | B | 1 | 2025 | 5 | 3 | 3.2 | 32351 | 11652
Electrical ¦ Lighting ¦ Internal ¦ General | 13 | Medium | B | 1 | 2025 | 5 | 3 | 3.2 | 32352 | 11653
HVAC ¦ Fan ¦ Local and Special Ventilation ¦ Extract | 1 | Medium | D | 1 | 2025 | 3 | 3 | 2.6 | 11271 | 2733
HVAC ¦ Local Air Conditioning ¦ Single-Split Condenser - Split Systems/Heat Pumps - Air-cooled with Direct Expansion Evaporator (DX) | 1 | Medium | D | 1 | 2025 | 3 | 3 | 2.6 | 11272 | 2734
Fabric ¦ Superstructure ¦ Windows and External Doors ¦ Roller Shutters ¦ Manual Roller Shutter | 1 | High | B | 1 | 2025 | 5 | 2 | 2.7 | 18329 | 5326
HVAC ¦ Local and Special Ventilation ¦ Unit extract fans. | 1 | Medium | B | 1 | 2025 | 5 | 3 | 3.2 | 32353 | 11654
HVAC ¦ Local and Special Ventilation ¦ Unit extract fans. | 1 | Medium | B | 3 | 2027 | 5 | 3 | 3.2 | 32354 | 13713
Electrical ¦ Lighting ¦ Internal ¦ General ¦ LED Fittings & Luminaires | 2 | Medium | B | 10 | 2034 | 5 | 3 | 3.2 | 32355 | 23197
HVAC ¦ Local and Special Ventilation ¦ Unit extract fans. | 1 | Medium | B | 1 | 2025 | 5 | 3 | 3.2 | 32356 | 11655
HVAC ¦ Fan ¦ Local and Special Ventilation ¦ Axial | 1 | Medium | B | 1 | 2025 | 5 | 3 | 3.2 | 32357 | 11656
Fabric ¦ Superstructure ¦ Internal Doors ¦ Roller Shutters ¦ Electric Roller Shutter | 1 | Medium | B | 11 | 2035 | 5 | 3 | 3.2 | 32358 | 25703
Electrical ¦ Lighting ¦ External ¦ General - LED | 2 | Medium | D | 11 | 2035 | 3 | 3 | 2.6 | 11273 | 24071
Electrical ¦ Lighting ¦ Internal ¦ General ¦ LED Fittings & Luminaires | 1 | Medium | B | 10 | 2034 | 5 | 3 | 3.2 | 32359 | 23198
Fabric ¦ Barriers and Guardrails ¦ Vehicle Crash Protection Barrier | 11 | V Low | C | 1 | 2025 | 4 | 4 | 3.4 | 32430 | 11706
HVAC ¦ Local and Special Ventilation ¦ Unit extract fans. | 1 | Medium | CX | 5 | 2029 | 2 | 3 | 2.3 | 10395 | 14535
Fabric ¦ Superstructure ¦ Internal Doors ¦ Roller Shutters ¦ Automatic Roller Shutter | 1 | High | B | 8 | 2032 | 5 | 2 | 2.7 | 18330 | 20782
HVAC ¦ Fan ¦ Local and Special Ventilation ¦ Extract | 1 | Medium | B | 1 | 2025 | 5 | 3 | 3.2 | 32360 | 11657
HVAC ¦ Heat Emitters - Central ¦ Unit Heaters | 1 | Medium | DX | 1 | 2025 | 1 | 3 | 2 | 1014 | 708
HVAC ¦ Heat Emitters - Local ¦ Gas Fired Natural and Fan Assisted Heaters | 1 | Medium | B | 1 | 2025 | 5 | 3 | 3.2 | 32361 | 11658
Water ¦ Local Hot Water ¦ Package Electric Water Heaters - Non-Drinking Water | 1 | Medium | B | 1 | 2025 | 5 | 3 | 3.2 | 32362 | 11659
Electrical ¦ Specialist Lighting ¦ External ¦ Illuminated External Signs | 1 | Medium | B | 11 | 2035 | 5 | 3 | 3.2 | 32363 | 25704
HVAC ¦ Fan ¦ Local and Special Ventilation ¦ Fans Window or Wall Mounted | 1 | Medium | B | 9 | 2033 | 5 | 3 | 3.2 | 32364 | 21931
Fabric ¦ Superstructure ¦ Windows and External Doors ¦ Roller Shutters ¦ Manual Roller Shutter | 1 | High | B | 1 | 2025 | 5 | 2 | 2.7 | 18331 | 5327
Electrical ¦ Lighting ¦ External ¦ General - LED | 1 | Medium | CX | 1 | 2025 | 2 | 3 | 2.3 | 10396 | 2300
Electrical ¦ LV Distribution ¦ Distribution Board ¦ Sub | 1 | High | B | 1 | 2025 | 5 | 2 | 2.7 | 18332 | 5328
HVAC ¦ Local and Special Ventilation ¦ Unit extract fans. | 1 | Medium | B | 1 | 2025 | 5 | 3 | 3.2 | 32365 | 11660
Electrical ¦ LV Distribution ¦ Distribution Board ¦ Sub | 1 | High | B | 6 | 2030 | 5 | 2 | 2.7 | 18333 | 17927
HVAC ¦ Heat Emitters - Local ¦ Electric Heaters | 1 | Medium | B | 1 | 2025 | 5 | 3 | 3.2 | 32366 | 11661
HVAC ¦ Local Air Conditioning ¦ Single-Split Condenser - Split Systems/Heat Pumps - Air-cooled with Direct Expansion Evaporator (DX) | 1 | Medium | B | 1 | 2025 | 5 | 3 | 3.2 | 32367 | 11662
HVAC ¦ Local and Special Ventilation ¦ Unit extract fans. | 1 | Medium | CX | 5 | 2029 | 2 | 3 | 2.3 | 10397 | 14536
HVAC ¦ Ventilation ¦ Air Handling Unit (AHU) ¦ Internal ¦ Central Heating & Cooling ¦ LTHW & CHW | 1 | High | D | 1 | 2025 | 3 | 2 | 2.1 | 1372 | 919
HVAC ¦ Heat Emitters - Local ¦ Gas Fired Unit Heaters | 1 | Medium | C | 1 | 2025 | 4 | 3 | 2.9 | 19075 | 5864
HVAC ¦ Fan ¦ Local and Special Ventilation ¦ Extract | 1 | Medium | B | 1 | 2025 | 5 | 3 | 3.2 | 32368 | 11663
Fabric ¦ Superstructure ¦ Windows and External Doors ¦ External Doors ¦ Manual and Automatic Doors ¦ Auto / Powered Swing Doors | 1 | High | B | 25 | 2049 | 5 | 2 | 2.7 | 18334 | 33447
Fabric ¦ Superstructure ¦ Windows and External Doors ¦ Roller Shutters ¦ Manual Roller Shutter | 1 | High | B | 1 | 2025 | 5 | 2 | 2.7 | 18335 | 5329
Fire ¦ Fire Fighting ¦ Fire Extinguishers ¦ CO2 | 5 | Urgent | A | 10 | 2034 | 6 | 1 | 2.5 | 11025 | 22241
Fabric ¦ Superstructure ¦ Windows and External Doors ¦ Roller Shutters ¦ Electric Roller Shutter | 1 | High | C | 5 | 2029 | 4 | 2 | 2.4 | 10802 | 14542
Water ¦ Local Hot Water ¦ Package Electric Water Heaters - Non-Drinking Water | 1 | Medium | B | 1 | 2025 | 5 | 3 | 3.2 | 32369 | 11664
HVAC ¦ Fan ¦ Local and Special Ventilation ¦ Fans Window or Wall Mounted | 1 | Medium | C | 1 | 2025 | 4 | 3 | 2.9 | 19076 | 5865
HVAC ¦ Fan ¦ Local and Special Ventilation ¦ Kitchen Vent ¦ Fans Window or Wall Mounted | 1 | Medium | B | 10 | 2034 | 5 | 3 | 3.2 | 32370 | 23199
Electrical ¦ Lighting ¦ Internal ¦ General | 2 | Medium | B | 1 | 2025 | 5 | 3 | 3.2 | 32371 | 11665
Electrical ¦ Lighting ¦ Internal ¦ General | 31 | Medium | B | 1 | 2025 | 5 | 3 | 3.2 | 32372 | 11666
HVAC ¦ Local and Special Ventilation ¦ Unit extract fans. | 1 | Medium | D | 1 | 2025 | 3 | 3 | 2.6 | 11274 | 2735
HVAC ¦ Fan ¦ Local and Special Ventilation ¦ Kitchen Vent ¦ Extract | 1 | Low | B | 5 | 2029 | 5 | 4 | 3.7 | 33643 | 15687
HVAC ¦ Heat Emitters - Local ¦ Electric Overdoor Air Curtain/Heater | 1 | Medium | C | 6 | 2030 | 4 | 3 | 2.9 | 19077 | 17952
HVAC ¦ Local and Special Ventilation ¦ Unit extract fans. | 1 | Medium | B | 1 | 2025 | 5 | 3 | 3.2 | 32373 | 11667
Electrical ¦ Lighting ¦ External ¦ General - Non-LED | 3 | Medium | C | 1 | 2025 | 4 | 3 | 2.9 | 19078 | 5866
HVAC ¦ Fan ¦ Local and Special Ventilation ¦ Fans Window or Wall Mounted | 1 | Medium | B | 5 | 2029 | 5 | 3 | 3.2 | 32374 | 15571
HVAC ¦ Fan ¦ Local and Special Ventilation ¦ Extract | 1 | Medium | B | 1 | 2025 | 5 | 3 | 3.2 | 32375 | 11668
HVAC ¦ Fan ¦ Local and Special Ventilation ¦ Fans Window or Wall Mounted | 1 | Medium | B | 10 | 2034 | 5 | 3 | 3.2 | 32376 | 23200
HVAC ¦ Fan ¦ Local and Special Ventilation ¦ Axial | 1 | Medium | C | 1 | 2025 | 4 | 3 | 2.9 | 19079 | 5867
Electrical ¦ LV Distribution ¦ Distribution Board ¦ Sub | 1 | High | B | 1 | 2025 | 5 | 2 | 2.7 | 18336 | 5330
Electrical ¦ Specialist Lighting ¦ External ¦ Illuminated External Signs | 1 | Medium | B | 1 | 2025 | 5 | 3 | 3.2 | 32377 | 11669
HVAC ¦ Fan ¦ Local and Special Ventilation ¦ Kitchen Vent ¦ Extract | 1 | Low | B | 1 | 2025 | 5 | 4 | 3.7 | 33644 | 12432
HVAC ¦ Heat Emitters - Local ¦ Gas Fired Unit Heaters | 1 | Medium | C | 1 | 2025 | 4 | 3 | 2.9 | 19080 | 5868
Fabric ¦ Superstructure ¦ Windows and External Doors ¦ Roller Shutters ¦ Manual Roller Shutter | 1 | High | B | 1 | 2025 | 5 | 2 | 2.7 | 18337 | 5331
Electrical ¦ Lighting ¦ Internal ¦ General | 7 | Medium | B | 1 | 2025 | 5 | 3 | 3.2 | 32378 | 11670
HVAC ¦ Local Air Conditioning ¦ Single-Split Condenser - Split Systems/Heat Pumps - Air-cooled with Direct Expansion Evaporator (DX) | 1 | Medium | D | 1 | 2025 | 3 | 3 | 2.6 | 11275 | 2736
HVAC ¦ Fan ¦ Local and Special Ventilation ¦ Extract | 1 | Medium | B | 1 | 2025 | 5 | 3 | 3.2 | 32379 | 11671
HVAC ¦ Fan ¦ Local and Special Ventilation ¦ Kitchen Vent ¦ Fans Window or Wall Mounted | 1 | Medium | B | 6 | 2030 | 5 | 3 | 3.2 | 32380 | 19091
HVAC ¦ Fan ¦ Local and Special Ventilation ¦ Fans Window or Wall Mounted | 1 | Medium | DX | 5 | 2029 | 1 | 3 | 2 | 1015 | 14286
Electrical ¦ LV Distribution ¦ Distribution Board ¦ Sub | 1 | High | C | 16 | 2040 | 4 | 2 | 2.4 | 10803 | 29076
HVAC ¦ Local and Special Ventilation ¦ Unit extract fans. | 1 | Medium | B | 1 | 2025 | 5 | 3 | 3.2 | 32381 | 11672
Electrical ¦ LV Distribution ¦ Distribution Board ¦ Sub | 1 | High | B | 1 | 2025 | 5 | 2 | 2.7 | 18338 | 5332
Electrical ¦ LV Distribution ¦ Distribution Board ¦ Sub | 1 | High | B | 1 | 2025 | 5 | 2 | 2.7 | 18339 | 5333
Electrical ¦ Specialist Lighting ¦ External ¦ Illuminated External Signs | 2 | Medium | D | 1 | 2025 | 3 | 3 | 2.6 | 11276 | 2737
Electrical ¦ Lighting ¦ Internal ¦ General | 20 | Medium | B | 1 | 2025 | 5 | 3 | 3.2 | 32382 | 11673
HVAC ¦ Fan ¦ Local and Special Ventilation ¦ Extract | 1 | Medium | CX | 1 | 2025 | 2 | 3 | 2.3 | 10398 | 2301
HVAC ¦ Fan ¦ Local and Special Ventilation ¦ Fans Window or Wall Mounted | 1 | Medium | B | 1 | 2025 | 5 | 3 | 3.2 | 32383 | 11674
Controls ¦ Multi-System Controls ¦ Instrument Control Panel | 1 | Medium | B | 1 | 2025 | 5 | 3 | 3.2 | 32384 | 11675
Electrical ¦ Lighting ¦ Internal ¦ General ¦ LED Fittings & Luminaires | 33 | Medium | D | 16 | 2040 | 3 | 3 | 2.6 | 11277 | 29078
HVAC ¦ Fan ¦ Local and Special Ventilation ¦ Axial | 1 | Medium | B | 1 | 2025 | 5 | 3 | 3.2 | 32385 | 11676
Controls ¦ Multi-System Controls ¦ Instrument Control Panel | 1 | Medium | D | 1 | 2025 | 3 | 3 | 2.6 | 11278 | 2738
HVAC ¦ Heat Emitters - Local ¦ Electric Heaters | 3 | Medium | D | 1 | 2025 | 3 | 3 | 2.6 | 11279 | 2739
HVAC ¦ Fan ¦ Local and Special Ventilation ¦ Fans Window or Wall Mounted | 1 | Medium | B | 5 | 2029 | 5 | 3 | 3.2 | 32386 | 15572
Electrical ¦ Lighting ¦ External ¦ General - Non-LED | 1 | Medium | B | 1 | 2025 | 5 | 3 | 3.2 | 32387 | 11677
Electrical ¦ Lighting ¦ External ¦ General - Non-LED | 1 | Medium | B | 1 | 2025 | 5 | 3 | 3.2 | 32388 | 11678
Electrical ¦ Lighting ¦ Internal ¦ General | 3 | Medium | B | 1 | 2025 | 5 | 3 | 3.2 | 32389 | 11679
Transport ¦ Lifts ¦ Passenger Lift electric ¦ Electric | 1 | Medium | B | 1 | 2025 | 5 | 3 | 3.2 | 32390 | 11680
HVAC ¦ Fan ¦ Local and Special Ventilation ¦ Fans Window or Wall Mounted | 1 | Medium | B | 8 | 2032 | 5 | 3 | 3.2 | 32391 | 21167
HVAC ¦ Heat Emitters - Local ¦ Gas Fired Unit Heaters | 1 | Medium | D | 1 | 2025 | 3 | 3 | 2.6 | 11280 | 2740
Fabric ¦ Superstructure ¦ Windows and External Doors ¦ External Doors ¦ Manual and Automatic Doors ¦ Auto / Powered Sliding Doors | 1 | High | C | 17 | 2041 | 4 | 2 | 2.4 | 10804 | 30271
Fire ¦ Fire Fighting ¦ Fire Extinguishers ¦ CO2 | 3 | Urgent | A | 10 | 2034 | 6 | 1 | 2.5 | 11026 | 22242
Electrical ¦ Lighting ¦ Internal ¦ Emergency ¦ Self Contained ¦ LED | 6 | Urgent | D | 21 | 2045 | 3 | 1 | 1.6 | 477 | 31708
Electrical ¦ LV Distribution ¦ Distribution Board ¦ Main | 1 | High | B | 1 | 2025 | 5 | 2 | 2.7 | 18340 | 5334
HVAC ¦ Local Air Conditioning ¦ Single-Split Evaporator - Split Systems/Heat Pumps - Air-cooled with Direct Expansion Evaporator (DX) | 1 | Medium | B | 1 | 2025 | 5 | 3 | 3.2 | 32392 | 11681
HVAC ¦ Fan ¦ Local and Special Ventilation ¦ Centrifugal | 1 | Medium | C | 1 | 2025 | 4 | 3 | 2.9 | 19081 | 5869
Electrical ¦ LV Distribution ¦ Distribution Board ¦ Sub | 1 | High | C | 1 | 2025 | 4 | 2 | 2.4 | 10805 | 2557
Electrical ¦ LV Distribution ¦ Distribution Board ¦ Sub | 1 | High | B | 10 | 2034 | 5 | 2 | 2.7 | 18341 | 22529
HVAC ¦ Central Air Conditioning ¦ Air Conditioning ¦ Multi-Split Condenser - Split Systems/Heat Pumps - Air-cooled with Direct Expansion Evaporator (DX) | 1 | Medium | B | 1 | 2025 | 5 | 3 | 3.2 | 32393 | 11682
HVAC ¦ Fan ¦ Local and Special Ventilation ¦ Fans Window or Wall Mounted | 1 | Medium | D | 5 | 2029 | 3 | 3 | 2.6 | 11281 | 14569
HVAC ¦ Fan ¦ Local and Special Ventilation ¦ Fans Window or Wall Mounted | 1 | Medium | B | 5 | 2029 | 5 | 3 | 3.2 | 32394 | 15573
HVAC ¦ Central Heating (Internally Sourced) ¦ Boiler ¦ Combination Atmospheric Burner Gas Boiler | 1 | High | C | 1 | 2025 | 4 | 2 | 2.4 | 10806 | 2558
HVAC ¦ Heat Emitters - Local ¦ Electric Overdoor Air Curtain/Heater | 1 | Medium | B | 1 | 2025 | 5 | 3 | 3.2 | 32395 | 11683
Electrical ¦ Lighting ¦ External ¦ General - Non-LED | 1 | Medium | B | 1 | 2025 | 5 | 3 | 3.2 | 32396 | 11684
Electrical ¦ LV Distribution ¦ Distribution Board ¦ Sub | 1 | High | B | 1 | 2025 | 5 | 2 | 2.7 | 18342 | 5335
Fire ¦ Fire Fighting ¦ Fire Extinguishers ¦ Powder | 1 | Urgent | A | 10 | 2034 | 6 | 1 | 2.5 | 11027 | 22243
HVAC ¦ Local Air Conditioning ¦ Single-Split Condenser - Split Systems/Heat Pumps - Air-cooled with Direct Expansion Evaporator (DX) | 1 | Medium | B | 1 | 2025 | 5 | 3 | 3.2 | 32397 | 11685
Electrical ¦ LV Distribution ¦ Distribution Board ¦ Sub | 1 | High | C | 20 | 2044 | 4 | 2 | 2.4 | 10807 | 31580
Fabric ¦ Superstructure ¦ Windows and External Doors ¦ Roller Shutters ¦ Electric Roller Shutter | 1 | High | B | 1 | 2025 | 5 | 2 | 2.7 | 18343 | 5336
Fabric ¦ Superstructure ¦ Internal Doors ¦ Roller Shutters ¦ Internal Manual Roller Shutter | 1 | Medium | B | 1 | 2025 | 5 | 3 | 3.2 | 32398 | 11686
Water ¦ Local Hot Water ¦ Package Electric Water Heaters - Non-Drinking Water | 1 | Medium | B | 9 | 2033 | 5 | 3 | 3.2 | 32399 | 21932
HVAC ¦ Local Air Conditioning ¦ Single-Split Condenser - Split Systems/Heat Pumps - Air-cooled with Direct Expansion Evaporator (DX) | 1 | Medium | B | 1 | 2025 | 5 | 3 | 3.2 | 32400 | 11687
HVAC ¦ Ductwork ¦ Ductwork, Fittings and Ancillaries ¦ Central Ventilation Systems ¦ Fire Dampers ¦ Manual | 1 | Urgent | B | 19 | 2043 | 5 | 1 | 2.2 | 10030 | 31123
Roof ¦ Roof ¦ Roof | 1 | Medium | C | 6 | 2030 | 4 | 3 | 2.9 | 19082 | 17953
Roof ¦ Roof ¦ Roof | 1 | Medium | C | 6 | 2030 | 4 | 3 | 2.9 | 19083 | 17954
Roof ¦ Roof ¦ Roof | 1 | Urgent | DX | 1 | 2025 | 1 | 1 | 1 | 25 | 12
Roof ¦ Roof ¦ Roof | 1 | Urgent | DX | 1 | 2025 | 1 | 1 | 1 | 26 | 13
Roof ¦ Roof ¦ Roof | 1 | Medium | C | 6 | 2030 | 4 | 3 | 2.9 | 19084 | 17955
Roof ¦ Roof ¦ Roof | 1 | V Low | A | 16 | 2040 | 6 | 4 | 4 | 33841 | 29915
Roof ¦ Roof ¦ Roof | 1 | Low | B | 11 | 2035 | 5 | 4 | 3.7 | 33645 | 25731
Roof ¦ Roof ¦ Roof | 1 | Urgent | DX | 1 | 2025 | 1 | 1 | 1 | 27 | 14
Roof ¦ Roof ¦ Roof | 1 | V Low | A | 16 | 2040 | 6 | 4 | 4 | 33842 | 29916
Roof ¦ Roof ¦ Roof | 1 | Medium | C | 6 | 2030 | 4 | 3 | 2.9 | 19085 | 17956
Roof ¦ Roof ¦ Roof | 1 | Medium | C | 6 | 2030 | 4 | 3 | 2.9 | 19086 | 17957
Roof ¦ Roof ¦ Roof | 1 | V Low | A | 16 | 2040 | 6 | 4 | 4 | 33843 | 29917
Roof ¦ Roof ¦ Roof | 1 | Medium | C | 6 | 2030 | 4 | 3 | 2.9 | 19087 | 17958
Roof ¦ Roof ¦ Roof | 1 | Medium | C | 6 | 2030 | 4 | 3 | 2.9 | 19088 | 17959
Roof ¦ Roof ¦ Roof | 1 | Medium | C | 6 | 2030 | 4 | 3 | 2.9 | 19089 | 17960
Roof ¦ Roof ¦ Roof | 1 | Medium | C | 6 | 2030 | 4 | 3 | 2.9 | 19090 | 17961
Roof ¦ Roof ¦ Roof | 1 | Urgent | DX | 1 | 2025 | 1 | 1 | 1 | 28 | 15
Roof ¦ Roof ¦ Roof | 1 | Urgent | DX | 1 | 2025 | 1 | 1 | 1 | 29 | 16
Roof ¦ Roof ¦ Roof | 1 | Low | B | 11 | 2035 | 5 | 4 | 3.7 | 33646 | 25732
Roof ¦ Roof ¦ Roof | 1 | Medium | C | 6 | 2030 | 4 | 3 | 2.9 | 19091 | 17962
Roof ¦ Roof ¦ Roof | 1 | Medium | C | 6 | 2030 | 4 | 3 | 2.9 | 19092 | 17963
Roof ¦ Roof ¦ Roof | 1 | Medium | C | 6 | 2030 | 4 | 3 | 2.9 | 19093 | 17964
Roof ¦ Roof ¦ Roof | 1 | Medium | C | 6 | 2030 | 4 | 3 | 2.9 | 19094 | 17965
Roof ¦ Roof ¦ Roof | 1 | V Low | A | 16 | 2040 | 6 | 4 | 4 | 33844 | 29918
Roof ¦ Roof ¦ Roof | 1 | V Low | A | 16 | 2040 | 6 | 4 | 4 | 33845 | 29919
Roof ¦ Roof ¦ Roof | 1 | V Low | A | 16 | 2040 | 6 | 4 | 4 | 33846 | 29920
Roof ¦ Roof ¦ Roof | 1 | Urgent | DX | 1 | 2025 | 1 | 1 | 1 | 30 | 17
Roof ¦ Roof ¦ Roof | 1 | Urgent | DX | 1 | 2025 | 1 | 1 | 1 | 31 | 18
Roof ¦ Roof ¦ Roof | 1 | Medium | C | 6 | 2030 | 4 | 3 | 2.9 | 19095 | 17966
Roof ¦ Roof ¦ Roof | 1 | Urgent | DX | 1 | 2025 | 1 | 1 | 1 | 32 | 19
Roof ¦ Roof ¦ Roof | 1 | Medium | C | 6 | 2030 | 4 | 3 | 2.9 | 19096 | 17967
Roof ¦ Roof ¦ Roof | 1 | Urgent | DX | 1 | 2025 | 1 | 1 | 1 | 33 | 20
Roof ¦ Roof ¦ Roof | 1 | Medium | C | 6 | 2030 | 4 | 3 | 2.9 | 19097 | 17968
Roof ¦ Roof ¦ Roof | 1 | Urgent | DX | 1 | 2025 | 1 | 1 | 1 | 34 | 21
Roof ¦ Roof ¦ Roof | 1 | Medium | C | 6 | 2030 | 4 | 3 | 2.9 | 19098 | 17969
Roof ¦ Roof ¦ Roof | 1 | Urgent | DX | 1 | 2025 | 1 | 1 | 1 | 35 | 22
Roof ¦ Roof ¦ Roof | 1 | Urgent | DX | 1 | 2025 | 1 | 1 | 1 | 36 | 23
Roof ¦ Roof ¦ Roof | 1 | Urgent | DX | 1 | 2025 | 1 | 1 | 1 | 37 | 24
Roof ¦ Roof ¦ Roof | 1 | Urgent | DX | 1 | 2025 | 1 | 1 | 1 | 38 | 25
Roof ¦ Roof ¦ Roof | 1 | Urgent | DX | 1 | 2025 | 1 | 1 | 1 | 39 | 26
Roof ¦ Roof ¦ Roof | 1 | Medium | C | 6 | 2030 | 4 | 3 | 2.9 | 19099 | 17970
Roof ¦ Roof ¦ Roof | 1 | Urgent | DX | 1 | 2025 | 1 | 1 | 1 | 40 | 27
Roof ¦ Roof ¦ Roof | 1 | V Low | A | 16 | 2040 | 6 | 4 | 4 | 33847 | 29921
Roof ¦ Roof ¦ Roof | 1 | Medium | C | 6 | 2030 | 4 | 3 | 2.9 | 19100 | 17971
Roof ¦ Roof ¦ Roof | 1 | Medium | C | 6 | 2030 | 4 | 3 | 2.9 | 19101 | 17972
Roof ¦ Roof ¦ Roof | 1 | Urgent | DX | 1 | 2025 | 1 | 1 | 1 | 41 | 28
Roof ¦ Roof ¦ Roof | 1 | Urgent | DX | 1 | 2025 | 1 | 1 | 1 | 42 | 29
Roof ¦ Roof ¦ Roof | 1 | Urgent | DX | 1 | 2025 | 1 | 1 | 1 | 43 | 30
Roof ¦ Roof ¦ Roof | 1 | V Low | A | 16 | 2040 | 6 | 4 | 4 | 33848 | 29922
Roof ¦ Roof ¦ Roof | 1 | Urgent | DX | 1 | 2025 | 1 | 1 | 1 | 44 | 31
Roof ¦ Roof ¦ Roof | 1 | Urgent | DX | 1 | 2025 | 1 | 1 | 1 | 45 | 32
Roof ¦ Roof ¦ Roof | 1 | Urgent | DX | 1 | 2025 | 1 | 1 | 1 | 46 | 33
Roof ¦ Roof ¦ Roof | 1 | V Low | A | 16 | 2040 | 6 | 4 | 4 | 33849 | 29923
Roof ¦ Roof ¦ Roof | 1 | Urgent | DX | 1 | 2025 | 1 | 1 | 1 | 47 | 34
Roof ¦ Roof ¦ Roof | 1 | Medium | C | 6 | 2030 | 4 | 3 | 2.9 | 19102 | 17973
Roof ¦ Roof ¦ Roof | 1 | Medium | C | 6 | 2030 | 4 | 3 | 2.9 | 19103 | 17974
Roof ¦ Roof ¦ Roof | 1 | V Low | A | 16 | 2040 | 6 | 4 | 4 | 33850 | 29924
Roof ¦ Roof ¦ Roof | 1 | V Low | A | 16 | 2040 | 6 | 4 | 4 | 33851 | 29925
Roof ¦ Roof ¦ Roof | 1 | Medium | C | 6 | 2030 | 4 | 3 | 2.9 | 19104 | 17975
Roof ¦ Roof ¦ Roof | 1 | Medium | C | 6 | 2030 | 4 | 3 | 2.9 | 19105 | 17976
Roof ¦ Roof ¦ Roof | 1 | Urgent | DX | 1 | 2025 | 1 | 1 | 1 | 48 | 35
Roof ¦ Roof ¦ Roof | 1 | Urgent | DX | 1 | 2025 | 1 | 1 | 1 | 49 | 36
Roof ¦ Roof ¦ Roof | 1 | Urgent | DX | 1 | 2025 | 1 | 1 | 1 | 50 | 37
Roof ¦ Roof ¦ Roof | 1 | Urgent | DX | 1 | 2025 | 1 | 1 | 1 | 51 | 38
Roof ¦ Roof ¦ Roof | 1 | Urgent | DX | 1 | 2025 | 1 | 1 | 1 | 52 | 39
Roof ¦ Roof ¦ Roof | 1 | Urgent | DX | 1 | 2025 | 1 | 1 | 1 | 53 | 40
Roof ¦ Roof ¦ Roof | 1 | Urgent | DX | 1 | 2025 | 1 | 1 | 1 | 54 | 41
Roof ¦ Roof ¦ Roof | 1 | Urgent | DX | 1 | 2025 | 1 | 1 | 1 | 55 | 42
Roof ¦ Roof ¦ Roof | 1 | Urgent | DX | 1 | 2025 | 1 | 1 | 1 | 56 | 43
Roof ¦ Roof ¦ Roof | 1 | Urgent | DX | 1 | 2025 | 1 | 1 | 1 | 57 | 44
Roof ¦ Roof ¦ Roof | 1 | Urgent | DX | 1 | 2025 | 1 | 1 | 1 | 58 | 45
Roof ¦ Roof ¦ Roof | 1 | Urgent | DX | 1 | 2025 | 1 | 1 | 1 | 59 | 46
Roof ¦ Roof ¦ Roof | 1 | Urgent | DX | 1 | 2025 | 1 | 1 | 1 | 60 | 47
Roof ¦ Roof ¦ Roof | 1 | V Low | A | 16 | 2040 | 6 | 4 | 4 | 33852 | 29926
Roof ¦ Roof ¦ Roof | 1 | Urgent | DX | 1 | 2025 | 1 | 1 | 1 | 61 | 48
Roof ¦ Roof ¦ Roof | 1 | Urgent | DX | 1 | 2025 | 1 | 1 | 1 | 62 | 49
Roof ¦ Roof ¦ Roof | 1 | Urgent | DX | 1 | 2025 | 1 | 1 | 1 | 63 | 50
Roof ¦ Roof ¦ Roof | 1 | Urgent | DX | 1 | 2025 | 1 | 1 | 1 | 64 | 51
Roof ¦ Roof ¦ Roof | 1 | Urgent | DX | 1 | 2025 | 1 | 1 | 1 | 65 | 52
Roof ¦ Roof ¦ Roof | 1 | Urgent | DX | 1 | 2025 | 1 | 1 | 1 | 66 | 53
Roof ¦ Roof ¦ Roof | 1 | Low | B | 11 | 2035 | 5 | 4 | 3.7 | 33647 | 25733
Roof ¦ Roof ¦ Roof | 1 | Medium | C | 6 | 2030 | 4 | 3 | 2.9 | 19106 | 17977
Roof ¦ Roof ¦ Roof | 1 | V Low | A | 16 | 2040 | 6 | 4 | 4 | 33853 | 29927
Roof ¦ Roof ¦ Roof | 1 | Medium | C | 6 | 2030 | 4 | 3 | 2.9 | 19107 | 17978
Roof ¦ Roof ¦ Roof | 1 | Medium | C | 6 | 2030 | 4 | 3 | 2.9 | 19108 | 17979
Roof ¦ Roof ¦ Roof | 1 | Medium | C | 6 | 2030 | 4 | 3 | 2.9 | 19109 | 17980
Roof ¦ Roof ¦ Roof | 1 | Urgent | DX | 1 | 2025 | 1 | 1 | 1 | 67 | 54
Roof ¦ Roof ¦ Roof | 1 | Urgent | DX | 1 | 2025 | 1 | 1 | 1 | 68 | 55
Roof ¦ Roof ¦ Roof | 1 | Medium | C | 6 | 2030 | 4 | 3 | 2.9 | 19110 | 17981
Roof ¦ Roof ¦ Roof | 1 | Medium | C | 6 | 2030 | 4 | 3 | 2.9 | 19111 | 17982
Roof ¦ Roof ¦ Roof | 1 | Urgent | DX | 1 | 2025 | 1 | 1 | 1 | 69 | 56
Roof ¦ Roof ¦ Roof | 1 | Medium | C | 6 | 2030 | 4 | 3 | 2.9 | 19112 | 17983
Roof ¦ Roof ¦ Roof | 1 | Urgent | DX | 1 | 2025 | 1 | 1 | 1 | 70 | 57
Roof ¦ Roof ¦ Roof | 1 | Urgent | DX | 1 | 2025 | 1 | 1 | 1 | 71 | 58
Roof ¦ Roof ¦ Roof | 1 | Urgent | DX | 1 | 2025 | 1 | 1 | 1 | 72 | 59
Roof ¦ Roof ¦ Roof | 1 | Urgent | DX | 1 | 2025 | 1 | 1 | 1 | 73 | 60
Roof ¦ Roof ¦ Roof | 1 | Urgent | DX | 1 | 2025 | 1 | 1 | 1 | 74 | 61
Roof ¦ Roof ¦ Roof | 1 | Urgent | DX | 1 | 2025 | 1 | 1 | 1 | 75 | 62
Roof ¦ Roof ¦ Roof | 1 | Urgent | DX | 1 | 2025 | 1 | 1 | 1 | 76 | 63
Roof ¦ Roof ¦ Roof | 1 | Urgent | DX | 1 | 2025 | 1 | 1 | 1 | 77 | 64
Roof ¦ Roof ¦ Roof | 1 | Medium | C | 6 | 2030 | 4 | 3 | 2.9 | 19113 | 17984
Roof ¦ Roof ¦ Roof | 1 | Urgent | DX | 1 | 2025 | 1 | 1 | 1 | 78 | 65
Roof ¦ Roof ¦ Roof | 1 | Medium | C | 6 | 2030 | 4 | 3 | 2.9 | 19114 | 17985
Roof ¦ Roof ¦ Roof | 1 | Urgent | DX | 1 | 2025 | 1 | 1 | 1 | 79 | 66
Roof ¦ Roof ¦ Roof | 1 | Urgent | DX | 1 | 2025 | 1 | 1 | 1 | 80 | 67
Roof ¦ Roof ¦ Roof | 1 | Urgent | DX | 1 | 2025 | 1 | 1 | 1 | 81 | 68
Roof ¦ Roof ¦ Roof | 1 | V Low | A | 16 | 2040 | 6 | 4 | 4 | 33854 | 29928
Roof ¦ Roof ¦ Roof | 1 | Medium | C | 6 | 2030 | 4 | 3 | 2.9 | 19115 | 17986
Roof ¦ Roof ¦ Roof | 1 | Urgent | DX | 1 | 2025 | 1 | 1 | 1 | 82 | 69
Roof ¦ Roof ¦ Roof | 1 | Medium | C | 6 | 2030 | 4 | 3 | 2.9 | 19116 | 17987
Roof ¦ Roof ¦ Roof | 1 | V Low | A | 16 | 2040 | 6 | 4 | 4 | 33855 | 29929
Roof ¦ Roof ¦ Roof | 1 | Medium | C | 6 | 2030 | 4 | 3 | 2.9 | 19117 | 17988
Roof ¦ Roof ¦ Roof | 1 | Urgent | DX | 1 | 2025 | 1 | 1 | 1 | 83 | 70
Roof ¦ Roof ¦ Roof | 1 | Medium | C | 6 | 2030 | 4 | 3 | 2.9 | 19118 | 17989
Roof ¦ Roof ¦ Roof | 1 | Medium | C | 6 | 2030 | 4 | 3 | 2.9 | 19119 | 17990
Roof ¦ Roof ¦ Roof | 1 | V Low | A | 16 | 2040 | 6 | 4 | 4 | 33856 | 29930
Roof ¦ Roof ¦ Roof | 1 | V Low | A | 16 | 2040 | 6 | 4 | 4 | 33857 | 29931
Roof ¦ Roof ¦ Roof | 1 | Urgent | DX | 1 | 2025 | 1 | 1 | 1 | 84 | 71
Roof ¦ Roof ¦ Roof | 1 | Urgent | DX | 1 | 2025 | 1 | 1 | 1 | 85 | 72
Roof ¦ Roof ¦ Roof | 1 | Medium | C | 6 | 2030 | 4 | 3 | 2.9 | 19120 | 17991
Roof ¦ Roof ¦ Roof | 1 | Urgent | DX | 1 | 2025 | 1 | 1 | 1 | 86 | 73
Roof ¦ Roof ¦ Roof | 1 | Medium | C | 6 | 2030 | 4 | 3 | 2.9 | 19121 | 17992
Roof ¦ Roof ¦ Roof | 1 | V Low | A | 16 | 2040 | 6 | 4 | 4 | 33858 | 29932
Roof ¦ Roof ¦ Roof | 1 | Urgent | DX | 1 | 2025 | 1 | 1 | 1 | 87 | 74
Roof ¦ Roof ¦ Roof | 1 | Urgent | DX | 1 | 2025 | 1 | 1 | 1 | 88 | 75
Roof ¦ Roof ¦ Roof | 1 | Urgent | DX | 1 | 2025 | 1 | 1 | 1 | 89 | 76
Roof ¦ Roof ¦ Roof | 1 | Low | B | 11 | 2035 | 5 | 4 | 3.7 | 33648 | 25734
Roof ¦ Roof ¦ Roof | 1 | Urgent | DX | 1 | 2025 | 1 | 1 | 1 | 90 | 77
Roof ¦ Roof ¦ Roof | 1 | Urgent | DX | 1 | 2025 | 1 | 1 | 1 | 91 | 78
Roof ¦ Roof ¦ Roof | 1 | Urgent | DX | 1 | 2025 | 1 | 1 | 1 | 92 | 79
Roof ¦ Roof ¦ Roof | 1 | Medium | C | 6 | 2030 | 4 | 3 | 2.9 | 19122 | 17993
Roof ¦ Roof ¦ Roof | 1 | V Low | A | 16 | 2040 | 6 | 4 | 4 | 33859 | 29933
Roof ¦ Roof ¦ Roof | 1 | V Low | A | 16 | 2040 | 6 | 4 | 4 | 33860 | 29934
Roof ¦ Roof ¦ Roof | 1 | Medium | C | 6 | 2030 | 4 | 3 | 2.9 | 19123 | 17994
Roof ¦ Roof ¦ Roof | 1 | Low | B | 11 | 2035 | 5 | 4 | 3.7 | 33649 | 25735
Roof ¦ Roof ¦ Roof | 1 | Urgent | DX | 1 | 2025 | 1 | 1 | 1 | 93 | 80
Roof ¦ Roof ¦ Roof | 1 | Urgent | DX | 1 | 2025 | 1 | 1 | 1 | 94 | 81
Roof ¦ Roof ¦ Roof | 1 | Medium | C | 6 | 2030 | 4 | 3 | 2.9 | 19124 | 17995
Roof ¦ Roof ¦ Roof | 1 | Medium | C | 6 | 2030 | 4 | 3 | 2.9 | 19125 | 17996
Roof ¦ Roof ¦ Roof | 1 | Urgent | DX | 1 | 2025 | 1 | 1 | 1 | 95 | 82
Roof ¦ Roof ¦ Roof | 1 | Medium | C | 6 | 2030 | 4 | 3 | 2.9 | 19126 | 17997
Roof ¦ Roof ¦ Roof | 1 | Medium | C | 6 | 2030 | 4 | 3 | 2.9 | 19127 | 17998
Roof ¦ Roof ¦ Roof | 1 | Medium | C | 6 | 2030 | 4 | 3 | 2.9 | 19128 | 17999
Roof ¦ Roof ¦ Roof | 1 | Medium | C | 6 | 2030 | 4 | 3 | 2.9 | 19129 | 18000
Roof ¦ Roof ¦ Roof | 1 | Medium | C | 6 | 2030 | 4 | 3 | 2.9 | 19130 | 18001
Roof ¦ Roof ¦ Roof | 1 | Urgent | DX | 1 | 2025 | 1 | 1 | 1 | 96 | 83
Roof ¦ Roof ¦ Roof | 1 | Urgent | DX | 1 | 2025 | 1 | 1 | 1 | 97 | 84
Roof ¦ Roof ¦ Roof | 1 | Urgent | DX | 1 | 2025 | 1 | 1 | 1 | 98 | 85
Roof ¦ Roof ¦ Roof | 1 | Medium | C | 6 | 2030 | 4 | 3 | 2.9 | 19131 | 18002
Roof ¦ Roof ¦ Roof | 1 | Medium | C | 6 | 2030 | 4 | 3 | 2.9 | 19132 | 18003
Roof ¦ Roof ¦ Roof | 1 | Medium | C | 6 | 2030 | 4 | 3 | 2.9 | 19133 | 18004
Roof ¦ Roof ¦ Roof | 1 | V Low | A | 16 | 2040 | 6 | 4 | 4 | 33861 | 29935
Roof ¦ Roof ¦ Roof | 1 | Urgent | DX | 1 | 2025 | 1 | 1 | 1 | 99 | 86
Roof ¦ Roof ¦ Roof | 1 | Medium | C | 6 | 2030 | 4 | 3 | 2.9 | 19134 | 18005
Roof ¦ Roof ¦ Roof | 1 | Urgent | DX | 1 | 2025 | 1 | 1 | 1 | 100 | 87
Roof ¦ Roof ¦ Roof | 1 | Urgent | DX | 1 | 2025 | 1 | 1 | 1 | 101 | 88
Roof ¦ Roof ¦ Roof | 1 | Medium | C | 6 | 2030 | 4 | 3 | 2.9 | 19135 | 18006
Roof ¦ Roof ¦ Roof | 1 | Urgent | DX | 1 | 2025 | 1 | 1 | 1 | 102 | 89
Roof ¦ Roof ¦ Roof | 1 | Medium | C | 6 | 2030 | 4 | 3 | 2.9 | 19136 | 18007
Roof ¦ Roof ¦ Roof | 1 | Urgent | DX | 1 | 2025 | 1 | 1 | 1 | 103 | 90
Roof ¦ Roof ¦ Roof | 1 | Urgent | DX | 1 | 2025 | 1 | 1 | 1 | 104 | 91
Roof ¦ Roof ¦ Roof | 1 | Medium | C | 6 | 2030 | 4 | 3 | 2.9 | 19137 | 18008
Roof ¦ Roof ¦ Roof | 1 | Medium | C | 6 | 2030 | 4 | 3 | 2.9 | 19138 | 18009
Roof ¦ Roof ¦ Roof | 1 | V Low | A | 16 | 2040 | 6 | 4 | 4 | 33862 | 29936
Roof ¦ Roof ¦ Roof | 1 | Medium | C | 6 | 2030 | 4 | 3 | 2.9 | 19139 | 18010
Roof ¦ Roof ¦ Roof | 1 | Medium | C | 6 | 2030 | 4 | 3 | 2.9 | 19140 | 18011
Roof ¦ Roof ¦ Roof | 1 | Urgent | DX | 1 | 2025 | 1 | 1 | 1 | 105 | 92
Roof ¦ Roof ¦ Roof | 1 | Medium | C | 6 | 2030 | 4 | 3 | 2.9 | 19141 | 18012
Roof ¦ Roof ¦ Roof | 1 | Urgent | DX | 1 | 2025 | 1 | 1 | 1 | 106 | 93
Roof ¦ Roof ¦ Roof | 1 | Urgent | DX | 1 | 2025 | 1 | 1 | 1 | 107 | 94
Roof ¦ Roof ¦ Roof | 1 | V Low | A | 16 | 2040 | 6 | 4 | 4 | 33863 | 29937
Roof ¦ Roof ¦ Roof | 1 | Medium | C | 6 | 2030 | 4 | 3 | 2.9 | 19142 | 18013
Roof ¦ Roof ¦ Roof | 1 | Medium | C | 6 | 2030 | 4 | 3 | 2.9 | 19143 | 18014
Roof ¦ Roof ¦ Roof | 1 | Medium | C | 6 | 2030 | 4 | 3 | 2.9 | 19144 | 18015
Roof ¦ Roof ¦ Roof | 1 | Urgent | DX | 1 | 2025 | 1 | 1 | 1 | 108 | 95
Roof ¦ Roof ¦ Roof | 1 | Urgent | DX | 1 | 2025 | 1 | 1 | 1 | 109 | 96
Roof ¦ Roof ¦ Roof | 1 | Medium | C | 6 | 2030 | 4 | 3 | 2.9 | 19145 | 18016
Roof ¦ Roof ¦ Roof | 1 | Medium | C | 6 | 2030 | 4 | 3 | 2.9 | 19146 | 18017
Roof ¦ Roof ¦ Roof | 1 | Urgent | DX | 1 | 2025 | 1 | 1 | 1 | 110 | 97
Roof ¦ Roof ¦ Roof | 1 | Medium | C | 6 | 2030 | 4 | 3 | 2.9 | 19147 | 18018
Roof ¦ Roof ¦ Roof | 1 | Urgent | DX | 1 | 2025 | 1 | 1 | 1 | 111 | 98
Roof ¦ Roof ¦ Roof | 1 | Medium | C | 6 | 2030 | 4 | 3 | 2.9 | 19148 | 18019
Roof ¦ Roof ¦ Roof | 1 | Urgent | DX | 1 | 2025 | 1 | 1 | 1 | 112 | 99
Roof ¦ Roof ¦ Roof | 1 | Urgent | DX | 1 | 2025 | 1 | 1 | 1 | 113 | 100
Roof ¦ Roof ¦ Roof | 1 | Urgent | DX | 1 | 2025 | 1 | 1 | 1 | 114 | 101
Roof ¦ Roof ¦ Roof | 1 | Medium | C | 6 | 2030 | 4 | 3 | 2.9 | 19149 | 18020
Roof ¦ Roof ¦ Roof | 1 | V Low | A | 16 | 2040 | 6 | 4 | 4 | 33864 | 29938
Roof ¦ Roof ¦ Roof | 1 | Medium | C | 6 | 2030 | 4 | 3 | 2.9 | 19150 | 18021
Roof ¦ Roof ¦ Roof | 1 | Medium | C | 6 | 2030 | 4 | 3 | 2.9 | 19151 | 18022
Roof ¦ Roof ¦ Roof | 1 | Medium | C | 6 | 2030 | 4 | 3 | 2.9 | 19152 | 18023
Roof ¦ Roof ¦ Roof | 1 | Urgent | DX | 1 | 2025 | 1 | 1 | 1 | 115 | 102
Roof ¦ Roof ¦ Roof | 1 | Medium | C | 6 | 2030 | 4 | 3 | 2.9 | 19153 | 18024
Roof ¦ Roof ¦ Roof | 1 | V Low | A | 16 | 2040 | 6 | 4 | 4 | 33865 | 29939
Roof ¦ Roof ¦ Roof | 1 | Urgent | DX | 1 | 2025 | 1 | 1 | 1 | 116 | 103
Roof ¦ Roof ¦ Roof | 1 | Urgent | DX | 1 | 2025 | 1 | 1 | 1 | 117 | 104
Roof ¦ Roof ¦ Roof | 1 | Urgent | DX | 1 | 2025 | 1 | 1 | 1 | 118 | 105
Roof ¦ Roof ¦ Roof | 1 | Urgent | DX | 1 | 2025 | 1 | 1 | 1 | 119 | 106
Roof ¦ Roof ¦ Roof | 1 | Urgent | DX | 1 | 2025 | 1 | 1 | 1 | 120 | 107
Roof ¦ Roof ¦ Roof | 1 | V Low | A | 16 | 2040 | 6 | 4 | 4 | 33866 | 29940
Roof ¦ Roof ¦ Roof | 1 | Urgent | DX | 1 | 2025 | 1 | 1 | 1 | 121 | 108
Roof ¦ Roof ¦ Roof | 1 | Medium | C | 6 | 2030 | 4 | 3 | 2.9 | 19154 | 18025
Roof ¦ Roof ¦ Roof | 1 | V Low | A | 16 | 2040 | 6 | 4 | 4 | 33867 | 29941
Roof ¦ Roof ¦ Roof | 1 | Medium | C | 6 | 2030 | 4 | 3 | 2.9 | 19155 | 18026
Roof ¦ Roof ¦ Roof | 1 | Urgent | DX | 1 | 2025 | 1 | 1 | 1 | 122 | 109
Roof ¦ Roof ¦ Roof | 1 | Medium | C | 6 | 2030 | 4 | 3 | 2.9 | 19156 | 18027
Roof ¦ Roof ¦ Roof | 1 | Medium | C | 6 | 2030 | 4 | 3 | 2.9 | 19157 | 18028
Roof ¦ Roof ¦ Roof | 1 | Urgent | DX | 1 | 2025 | 1 | 1 | 1 | 123 | 110
Roof ¦ Roof ¦ Roof | 1 | Medium | C | 6 | 2030 | 4 | 3 | 2.9 | 19158 | 18029
Roof ¦ Roof ¦ Roof | 1 | Urgent | DX | 1 | 2025 | 1 | 1 | 1 | 124 | 111
Roof ¦ Roof ¦ Roof | 1 | Medium | C | 6 | 2030 | 4 | 3 | 2.9 | 19159 | 18030
Roof ¦ Roof ¦ Roof | 1 | Urgent | DX | 1 | 2025 | 1 | 1 | 1 | 125 | 112
Roof ¦ Roof ¦ Roof | 1 | Urgent | DX | 1 | 2025 | 1 | 1 | 1 | 126 | 113
Roof ¦ Roof ¦ Roof | 1 | Medium | C | 6 | 2030 | 4 | 3 | 2.9 | 19160 | 18031
Roof ¦ Roof ¦ Roof | 1 | Medium | C | 6 | 2030 | 4 | 3 | 2.9 | 19161 | 18032
Roof ¦ Roof ¦ Roof | 1 | Urgent | DX | 1 | 2025 | 1 | 1 | 1 | 127 | 114
Roof ¦ Roof ¦ Roof | 1 | Urgent | DX | 1 | 2025 | 1 | 1 | 1 | 128 | 115
Roof ¦ Roof ¦ Roof | 1 | Medium | C | 6 | 2030 | 4 | 3 | 2.9 | 19162 | 18033
Roof ¦ Roof ¦ Roof | 1 | Low | B | 11 | 2035 | 5 | 4 | 3.7 | 33650 | 25736
Roof ¦ Roof ¦ Roof | 1 | Low | B | 11 | 2035 | 5 | 4 | 3.7 | 33651 | 25737
Roof ¦ Roof ¦ Roof | 1 | Low | B | 11 | 2035 | 5 | 4 | 3.7 | 33652 | 25738
Roof ¦ Roof ¦ Roof | 1 | Urgent | DX | 1 | 2025 | 1 | 1 | 1 | 129 | 116
Roof ¦ Roof ¦ Roof | 1 | Urgent | DX | 1 | 2025 | 1 | 1 | 1 | 130 | 117
Roof ¦ Roof ¦ Roof | 1 | Urgent | DX | 1 | 2025 | 1 | 1 | 1 | 131 | 118
Roof ¦ Roof ¦ Roof | 1 | Low | B | 11 | 2035 | 5 | 4 | 3.7 | 33653 | 25739
Roof ¦ Roof ¦ Roof | 1 | Medium | C | 6 | 2030 | 4 | 3 | 2.9 | 19163 | 18034
Roof ¦ Roof ¦ Roof | 1 | Low | B | 11 | 2035 | 5 | 4 | 3.7 | 33654 | 25740
Roof ¦ Roof ¦ Roof | 1 | Urgent | DX | 1 | 2025 | 1 | 1 | 1 | 132 | 119
Roof ¦ Roof ¦ Roof | 1 | Urgent | DX | 1 | 2025 | 1 | 1 | 1 | 133 | 120
Roof ¦ Roof ¦ Roof | 1 | Urgent | DX | 1 | 2025 | 1 | 1 | 1 | 134 | 121
Roof ¦ Roof ¦ Roof | 1 | Medium | C | 6 | 2030 | 4 | 3 | 2.9 | 19164 | 18035
Roof ¦ Roof ¦ Roof | 1 | Medium | C | 6 | 2030 | 4 | 3 | 2.9 | 19165 | 18036
Roof ¦ Roof ¦ Roof | 1 | Medium | C | 6 | 2030 | 4 | 3 | 2.9 | 19166 | 18037
Roof ¦ Roof ¦ Roof | 1 | Medium | C | 6 | 2030 | 4 | 3 | 2.9 | 19167 | 18038
Roof ¦ Roof ¦ Roof | 1 | Medium | C | 6 | 2030 | 4 | 3 | 2.9 | 19168 | 18039
Roof ¦ Roof ¦ Roof | 1 | Urgent | DX | 1 | 2025 | 1 | 1 | 1 | 135 | 122
Roof ¦ Roof ¦ Roof | 1 | Urgent | DX | 1 | 2025 | 1 | 1 | 1 | 136 | 123
Roof ¦ Roof ¦ Roof | 1 | Low | B | 11 | 2035 | 5 | 4 | 3.7 | 33655 | 25741
Roof ¦ Roof ¦ Roof | 1 | Low | B | 11 | 2035 | 5 | 4 | 3.7 | 33656 | 25742
Roof ¦ Roof ¦ Roof | 1 | Medium | C | 6 | 2030 | 4 | 3 | 2.9 | 19169 | 18040
Roof ¦ Roof ¦ Roof | 1 | Low | B | 11 | 2035 | 5 | 4 | 3.7 | 33657 | 25743
Roof ¦ Roof ¦ Roof | 1 | Medium | C | 6 | 2030 | 4 | 3 | 2.9 | 19170 | 18041
Roof ¦ Roof ¦ Roof | 1 | Medium | C | 6 | 2030 | 4 | 3 | 2.9 | 19171 | 18042
Roof ¦ Roof ¦ Roof | 1 | Urgent | DX | 1 | 2025 | 1 | 1 | 1 | 137 | 124
Roof ¦ Roof ¦ Roof | 1 | Low | B | 11 | 2035 | 5 | 4 | 3.7 | 33658 | 25744
Roof ¦ Roof ¦ Roof | 1 | Medium | C | 6 | 2030 | 4 | 3 | 2.9 | 19172 | 18043
Roof ¦ Roof ¦ Roof | 1 | Urgent | DX | 1 | 2025 | 1 | 1 | 1 | 138 | 125
Roof ¦ Roof ¦ Roof | 1 | Urgent | DX | 1 | 2025 | 1 | 1 | 1 | 139 | 126
Roof ¦ Roof ¦ Roof | 1 | Urgent | DX | 1 | 2025 | 1 | 1 | 1 | 140 | 127
Roof ¦ Roof ¦ Roof | 1 | Low | B | 11 | 2035 | 5 | 4 | 3.7 | 33659 | 25745
Roof ¦ Roof ¦ Roof | 1 | Medium | C | 6 | 2030 | 4 | 3 | 2.9 | 19173 | 18044
Roof ¦ Roof ¦ Roof | 1 | Urgent | DX | 1 | 2025 | 1 | 1 | 1 | 141 | 128
Roof ¦ Roof ¦ Roof | 1 | Urgent | DX | 1 | 2025 | 1 | 1 | 1 | 142 | 129
Roof ¦ Roof ¦ Roof | 1 | Urgent | DX | 1 | 2025 | 1 | 1 | 1 | 143 | 130
Roof ¦ Roof ¦ Roof | 1 | Medium | C | 6 | 2030 | 4 | 3 | 2.9 | 19174 | 18045
Roof ¦ Roof ¦ Roof | 1 | Medium | C | 6 | 2030 | 4 | 3 | 2.9 | 19175 | 18046
Roof ¦ Roof ¦ Roof | 1 | Medium | C | 6 | 2030 | 4 | 3 | 2.9 | 19176 | 18047
Roof ¦ Roof ¦ Roof | 1 | Urgent | DX | 1 | 2025 | 1 | 1 | 1 | 144 | 131
Roof ¦ Roof ¦ Roof | 1 | Urgent | DX | 1 | 2025 | 1 | 1 | 1 | 145 | 132
Roof ¦ Roof ¦ Roof | 1 | Urgent | DX | 1 | 2025 | 1 | 1 | 1 | 146 | 133
Roof ¦ Roof ¦ Roof | 1 | Urgent | DX | 1 | 2025 | 1 | 1 | 1 | 147 | 134
Roof ¦ Roof ¦ Roof | 1 | Medium | C | 6 | 2030 | 4 | 3 | 2.9 | 19177 | 18048
Roof ¦ Roof ¦ Roof | 1 | Medium | C | 6 | 2030 | 4 | 3 | 2.9 | 19178 | 18049
Roof ¦ Roof ¦ Roof | 1 | Low | B | 11 | 2035 | 5 | 4 | 3.7 | 33660 | 25746
Roof ¦ Roof ¦ Roof | 1 | Low | B | 11 | 2035 | 5 | 4 | 3.7 | 33661 | 25747
Roof ¦ Roof ¦ Roof | 1 | Medium | C | 6 | 2030 | 4 | 3 | 2.9 | 19179 | 18050
Roof ¦ Roof ¦ Roof | 1 | Low | B | 11 | 2035 | 5 | 4 | 3.7 | 33662 | 25748
Roof ¦ Roof ¦ Roof | 1 | Low | B | 11 | 2035 | 5 | 4 | 3.7 | 33663 | 25749
Roof ¦ Roof ¦ Roof | 1 | Medium | C | 6 | 2030 | 4 | 3 | 2.9 | 19180 | 18051
Roof ¦ Roof ¦ Roof | 1 | Low | B | 11 | 2035 | 5 | 4 | 3.7 | 33664 | 25750
Roof ¦ Roof ¦ Roof | 1 | Medium | C | 6 | 2030 | 4 | 3 | 2.9 | 19181 | 18052
Roof ¦ Roof ¦ Roof | 1 | Urgent | DX | 1 | 2025 | 1 | 1 | 1 | 148 | 135
Roof ¦ Roof ¦ Roof | 1 | Medium | C | 6 | 2030 | 4 | 3 | 2.9 | 19182 | 18053
Roof ¦ Roof ¦ Roof | 1 | Urgent | DX | 1 | 2025 | 1 | 1 | 1 | 149 | 136
Roof ¦ Roof ¦ Roof | 1 | Medium | C | 6 | 2030 | 4 | 3 | 2.9 | 19183 | 18054
Roof ¦ Roof ¦ Roof | 1 | Medium | C | 6 | 2030 | 4 | 3 | 2.9 | 19184 | 18055
Roof ¦ Roof ¦ Roof | 1 | Medium | C | 6 | 2030 | 4 | 3 | 2.9 | 19185 | 18056
Roof ¦ Roof ¦ Roof | 1 | Medium | C | 6 | 2030 | 4 | 3 | 2.9 | 19186 | 18057
Roof ¦ Roof ¦ Roof | 1 | Urgent | DX | 1 | 2025 | 1 | 1 | 1 | 150 | 137
Roof ¦ Roof ¦ Roof | 1 | Low | B | 11 | 2035 | 5 | 4 | 3.7 | 33665 | 25751
Roof ¦ Roof ¦ Roof | 1 | Low | B | 11 | 2035 | 5 | 4 | 3.7 | 33666 | 25752
Roof ¦ Roof ¦ Roof | 1 | Medium | C | 6 | 2030 | 4 | 3 | 2.9 | 19187 | 18058
Roof ¦ Roof ¦ Roof | 1 | Medium | C | 6 | 2030 | 4 | 3 | 2.9 | 19188 | 18059
Roof ¦ Roof ¦ Roof | 1 | Medium | C | 6 | 2030 | 4 | 3 | 2.9 | 19189 | 18060
Roof ¦ Roof ¦ Roof | 1 | Medium | C | 6 | 2030 | 4 | 3 | 2.9 | 19190 | 18061
Roof ¦ Roof ¦ Roof | 1 | Medium | C | 6 | 2030 | 4 | 3 | 2.9 | 19191 | 18062
Roof ¦ Roof ¦ Roof | 1 | Medium | C | 6 | 2030 | 4 | 3 | 2.9 | 19192 | 18063
Roof ¦ Roof ¦ Roof | 1 | Low | B | 11 | 2035 | 5 | 4 | 3.7 | 33667 | 25753
Roof ¦ Roof ¦ Roof | 1 | Low | B | 11 | 2035 | 5 | 4 | 3.7 | 33668 | 25754
Roof ¦ Roof ¦ Roof | 1 | Low | B | 11 | 2035 | 5 | 4 | 3.7 | 33669 | 25755
Roof ¦ Roof ¦ Roof | 1 | Urgent | DX | 1 | 2025 | 1 | 1 | 1 | 151 | 138
Roof ¦ Roof ¦ Roof | 1 | Urgent | DX | 1 | 2025 | 1 | 1 | 1 | 152 | 139
Roof ¦ Roof ¦ Roof | 1 | Urgent | DX | 1 | 2025 | 1 | 1 | 1 | 153 | 140
Roof ¦ Roof ¦ Roof | 1 | Urgent | DX | 1 | 2025 | 1 | 1 | 1 | 154 | 141
Roof ¦ Roof ¦ Roof | 1 | Medium | C | 6 | 2030 | 4 | 3 | 2.9 | 19193 | 18064
Roof ¦ Roof ¦ Roof | 1 | Low | B | 11 | 2035 | 5 | 4 | 3.7 | 33670 | 25756
Roof ¦ Roof ¦ Roof | 1 | Medium | C | 6 | 2030 | 4 | 3 | 2.9 | 19194 | 18065
Roof ¦ Roof ¦ Roof | 1 | Urgent | DX | 1 | 2025 | 1 | 1 | 1 | 155 | 142
Roof ¦ Roof ¦ Roof | 1 | Urgent | DX | 1 | 2025 | 1 | 1 | 1 | 156 | 143
Roof ¦ Roof ¦ Roof | 1 | Urgent | DX | 1 | 2025 | 1 | 1 | 1 | 157 | 144
Roof ¦ Roof ¦ Roof | 1 | Urgent | DX | 1 | 2025 | 1 | 1 | 1 | 158 | 145
Roof ¦ Roof ¦ Roof | 1 | Low | B | 11 | 2035 | 5 | 4 | 3.7 | 33671 | 25757
Roof ¦ Roof ¦ Roof | 1 | Low | B | 11 | 2035 | 5 | 4 | 3.7 | 33672 | 25758
Roof ¦ Roof ¦ Roof | 1 | Medium | C | 6 | 2030 | 4 | 3 | 2.9 | 19195 | 18066
Roof ¦ Roof ¦ Roof | 1 | Medium | C | 6 | 2030 | 4 | 3 | 2.9 | 19196 | 18067
Roof ¦ Roof ¦ Roof | 1 | V Low | A | 16 | 2040 | 6 | 4 | 4 | 33868 | 29942
Roof ¦ Roof ¦ Roof | 1 | Medium | C | 6 | 2030 | 4 | 3 | 2.9 | 19197 | 18068
Roof ¦ Roof ¦ Roof | 1 | Medium | C | 6 | 2030 | 4 | 3 | 2.9 | 19198 | 18069
Roof ¦ Roof ¦ Roof | 1 | Medium | C | 6 | 2030 | 4 | 3 | 2.9 | 19199 | 18070
Roof ¦ Roof ¦ Roof | 1 | Medium | C | 6 | 2030 | 4 | 3 | 2.9 | 19200 | 18071
Roof ¦ Roof ¦ Roof | 1 | Low | B | 11 | 2035 | 5 | 4 | 3.7 | 33673 | 25759
Roof ¦ Roof ¦ Roof | 1 | Urgent | DX | 1 | 2025 | 1 | 1 | 1 | 159 | 146
Roof ¦ Roof ¦ Roof | 1 | Medium | C | 6 | 2030 | 4 | 3 | 2.9 | 19201 | 18072
Roof ¦ Roof ¦ Roof | 1 | Urgent | DX | 1 | 2025 | 1 | 1 | 1 | 160 | 147
Roof ¦ Roof ¦ Roof | 1 | Urgent | DX | 1 | 2025 | 1 | 1 | 1 | 161 | 148
Roof ¦ Roof ¦ Roof | 1 | Urgent | DX | 1 | 2025 | 1 | 1 | 1 | 162 | 149
Roof ¦ Roof ¦ Roof | 1 | Low | B | 11 | 2035 | 5 | 4 | 3.7 | 33674 | 25760
Roof ¦ Roof ¦ Roof | 1 | Medium | C | 6 | 2030 | 4 | 3 | 2.9 | 19202 | 18073
Roof ¦ Roof ¦ Roof | 1 | Urgent | DX | 1 | 2025 | 1 | 1 | 1 | 163 | 150
Roof ¦ Roof ¦ Roof | 1 | Urgent | DX | 1 | 2025 | 1 | 1 | 1 | 164 | 151
Roof ¦ Roof ¦ Roof | 1 | Low | B | 11 | 2035 | 5 | 4 | 3.7 | 33675 | 25761
Roof ¦ Roof ¦ Roof | 1 | Medium | C | 6 | 2030 | 4 | 3 | 2.9 | 19203 | 18074
Roof ¦ Roof ¦ Roof | 1 | Medium | C | 6 | 2030 | 4 | 3 | 2.9 | 19204 | 18075
Roof ¦ Roof ¦ Roof | 1 | Urgent | DX | 1 | 2025 | 1 | 1 | 1 | 165 | 152
Roof ¦ Roof ¦ Roof | 1 | Medium | C | 6 | 2030 | 4 | 3 | 2.9 | 19205 | 18076
Roof ¦ Roof ¦ Roof | 1 | Urgent | DX | 1 | 2025 | 1 | 1 | 1 | 166 | 153
Roof ¦ Roof ¦ Roof | 1 | Medium | C | 6 | 2030 | 4 | 3 | 2.9 | 19206 | 18077
Roof ¦ Roof ¦ Roof | 1 | Medium | C | 6 | 2030 | 4 | 3 | 2.9 | 19207 | 18078
Roof ¦ Roof ¦ Roof | 1 | Low | B | 11 | 2035 | 5 | 4 | 3.7 | 33676 | 25762
Roof ¦ Roof ¦ Roof | 1 | Medium | C | 6 | 2030 | 4 | 3 | 2.9 | 19208 | 18079
Roof ¦ Roof ¦ Roof | 1 | Low | B | 11 | 2035 | 5 | 4 | 3.7 | 33677 | 25763
Roof ¦ Roof ¦ Roof | 1 | Medium | C | 6 | 2030 | 4 | 3 | 2.9 | 19209 | 18080
Roof ¦ Roof ¦ Roof | 1 | Urgent | DX | 1 | 2025 | 1 | 1 | 1 | 167 | 154
Roof ¦ Roof ¦ Roof | 1 | Medium | C | 6 | 2030 | 4 | 3 | 2.9 | 19210 | 18081
Roof ¦ Roof ¦ Roof | 1 | Medium | C | 6 | 2030 | 4 | 3 | 2.9 | 19211 | 18082
Roof ¦ Roof ¦ Roof | 1 | Medium | C | 6 | 2030 | 4 | 3 | 2.9 | 19212 | 18083
Roof ¦ Roof ¦ Roof | 1 | Medium | C | 6 | 2030 | 4 | 3 | 2.9 | 19213 | 18084
Roof ¦ Roof ¦ Roof | 1 | Urgent | DX | 1 | 2025 | 1 | 1 | 1 | 168 | 155
Roof ¦ Roof ¦ Roof | 1 | Low | B | 11 | 2035 | 5 | 4 | 3.7 | 33678 | 25764
Roof ¦ Roof ¦ Roof | 1 | Medium | C | 6 | 2030 | 4 | 3 | 2.9 | 19214 | 18085
Roof ¦ Roof ¦ Roof | 1 | Urgent | DX | 1 | 2025 | 1 | 1 | 1 | 169 | 156
Roof ¦ Roof ¦ Roof | 1 | Medium | C | 6 | 2030 | 4 | 3 | 2.9 | 19215 | 18086
Roof ¦ Roof ¦ Roof | 1 | Urgent | DX | 1 | 2025 | 1 | 1 | 1 | 170 | 157
Roof ¦ Roof ¦ Roof | 1 | Medium | C | 6 | 2030 | 4 | 3 | 2.9 | 19216 | 18087
Roof ¦ Roof ¦ Roof | 1 | Urgent | DX | 1 | 2025 | 1 | 1 | 1 | 171 | 158
Roof ¦ Roof ¦ Roof | 1 | Medium | C | 6 | 2030 | 4 | 3 | 2.9 | 19217 | 18088
Roof ¦ Roof ¦ Roof | 1 | Medium | C | 6 | 2030 | 4 | 3 | 2.9 | 19218 | 18089
Roof ¦ Roof ¦ Roof | 1 | Urgent | DX | 1 | 2025 | 1 | 1 | 1 | 172 | 159
Roof ¦ Roof ¦ Roof | 1 | Low | B | 11 | 2035 | 5 | 4 | 3.7 | 33679 | 25765
Roof ¦ Roof ¦ Roof | 1 | Medium | C | 6 | 2030 | 4 | 3 | 2.9 | 19219 | 18090
Roof ¦ Roof ¦ Roof | 1 | Medium | C | 6 | 2030 | 4 | 3 | 2.9 | 19220 | 18091
Roof ¦ Roof ¦ Roof | 1 | Medium | C | 6 | 2030 | 4 | 3 | 2.9 | 19221 | 18092
Roof ¦ Roof ¦ Roof | 1 | Urgent | DX | 1 | 2025 | 1 | 1 | 1 | 173 | 160
Roof ¦ Roof ¦ Roof | 1 | Medium | C | 6 | 2030 | 4 | 3 | 2.9 | 19222 | 18093
Roof ¦ Roof ¦ Roof | 1 | Medium | C | 6 | 2030 | 4 | 3 | 2.9 | 19223 | 18094
Roof ¦ Roof ¦ Roof | 1 | Urgent | DX | 1 | 2025 | 1 | 1 | 1 | 174 | 161
Roof ¦ Roof ¦ Roof | 1 | Medium | C | 6 | 2030 | 4 | 3 | 2.9 | 19224 | 18095
Roof ¦ Roof ¦ Roof | 1 | Medium | C | 6 | 2030 | 4 | 3 | 2.9 | 19225 | 18096
Roof ¦ Roof ¦ Roof | 1 | Medium | C | 6 | 2030 | 4 | 3 | 2.9 | 19226 | 18097
Roof ¦ Roof ¦ Roof | 1 | Medium | C | 6 | 2030 | 4 | 3 | 2.9 | 19227 | 18098
Roof ¦ Roof ¦ Roof | 1 | Medium | C | 6 | 2030 | 4 | 3 | 2.9 | 19228 | 18099
Roof ¦ Roof ¦ Roof | 1 | Low | B | 11 | 2035 | 5 | 4 | 3.7 | 33680 | 25766
Roof ¦ Roof ¦ Roof | 1 | Medium | C | 6 | 2030 | 4 | 3 | 2.9 | 19229 | 18100
Roof ¦ Roof ¦ Roof | 1 | Low | B | 11 | 2035 | 5 | 4 | 3.7 | 33681 | 25767
Roof ¦ Roof ¦ Roof | 1 | Urgent | DX | 1 | 2025 | 1 | 1 | 1 | 175 | 162
Roof ¦ Roof ¦ Roof | 1 | Medium | C | 6 | 2030 | 4 | 3 | 2.9 | 19230 | 18101
Roof ¦ Roof ¦ Roof | 1 | Urgent | DX | 1 | 2025 | 1 | 1 | 1 | 176 | 163
Roof ¦ Roof ¦ Roof | 1 | Medium | C | 6 | 2030 | 4 | 3 | 2.9 | 19231 | 18102
Roof ¦ Roof ¦ Roof | 1 | Urgent | DX | 1 | 2025 | 1 | 1 | 1 | 177 | 164
Roof ¦ Roof ¦ Roof | 1 | Medium | C | 6 | 2030 | 4 | 3 | 2.9 | 19232 | 18103
Roof ¦ Roof ¦ Roof | 1 | Medium | C | 6 | 2030 | 4 | 3 | 2.9 | 19233 | 18104
Roof ¦ Roof ¦ Roof | 1 | Medium | C | 6 | 2030 | 4 | 3 | 2.9 | 19234 | 18105
Roof ¦ Roof ¦ Roof | 1 | Urgent | DX | 1 | 2025 | 1 | 1 | 1 | 178 | 165
Roof ¦ Roof ¦ Roof | 1 | Medium | C | 6 | 2030 | 4 | 3 | 2.9 | 19235 | 18106
Roof ¦ Roof ¦ Roof | 1 | Medium | C | 6 | 2030 | 4 | 3 | 2.9 | 19236 | 18107
Roof ¦ Roof ¦ Roof | 1 | Medium | C | 6 | 2030 | 4 | 3 | 2.9 | 19237 | 18108
Roof ¦ Roof ¦ Roof | 1 | Low | B | 11 | 2035 | 5 | 4 | 3.7 | 33682 | 25768
Roof ¦ Roof ¦ Roof | 1 | Medium | C | 6 | 2030 | 4 | 3 | 2.9 | 19238 | 18109
Roof ¦ Roof ¦ Roof | 1 | Urgent | DX | 1 | 2025 | 1 | 1 | 1 | 179 | 166
Roof ¦ Roof ¦ Roof | 1 | Medium | C | 6 | 2030 | 4 | 3 | 2.9 | 19239 | 18110
Roof ¦ Roof ¦ Roof | 1 | Urgent | DX | 1 | 2025 | 1 | 1 | 1 | 180 | 167
Roof ¦ Roof ¦ Roof | 1 | Medium | C | 6 | 2030 | 4 | 3 | 2.9 | 19240 | 18111
Roof ¦ Roof ¦ Roof | 1 | Medium | C | 6 | 2030 | 4 | 3 | 2.9 | 19241 | 18112
Roof ¦ Roof ¦ Roof | 1 | Medium | C | 6 | 2030 | 4 | 3 | 2.9 | 19242 | 18113
Roof ¦ Roof ¦ Roof | 1 | Medium | C | 6 | 2030 | 4 | 3 | 2.9 | 19243 | 18114
Roof ¦ Roof ¦ Roof | 1 | Urgent | DX | 1 | 2025 | 1 | 1 | 1 | 181 | 168
Roof ¦ Roof ¦ Roof | 1 | Low | B | 11 | 2035 | 5 | 4 | 3.7 | 33683 | 25769
Roof ¦ Roof ¦ Roof | 1 | Low | B | 11 | 2035 | 5 | 4 | 3.7 | 33684 | 25770
Roof ¦ Roof ¦ Roof | 1 | Low | B | 11 | 2035 | 5 | 4 | 3.7 | 33685 | 25771
Roof ¦ Roof ¦ Roof | 1 | Urgent | DX | 1 | 2025 | 1 | 1 | 1 | 182 | 169
Roof ¦ Roof ¦ Roof | 1 | Low | B | 11 | 2035 | 5 | 4 | 3.7 | 33686 | 25772
Roof ¦ Roof ¦ Roof | 1 | Low | B | 11 | 2035 | 5 | 4 | 3.7 | 33687 | 25773
Roof ¦ Roof ¦ Roof | 1 | Medium | C | 6 | 2030 | 4 | 3 | 2.9 | 19244 | 18115
Roof ¦ Roof ¦ Roof | 1 | Low | B | 11 | 2035 | 5 | 4 | 3.7 | 33688 | 25774
Roof ¦ Roof ¦ Roof | 1 | Urgent | DX | 1 | 2025 | 1 | 1 | 1 | 183 | 170
Roof ¦ Roof ¦ Roof | 1 | Urgent | DX | 1 | 2025 | 1 | 1 | 1 | 184 | 171
Roof ¦ Roof ¦ Roof | 1 | Urgent | DX | 1 | 2025 | 1 | 1 | 1 | 185 | 172
Roof ¦ Roof ¦ Roof | 1 | Medium | C | 6 | 2030 | 4 | 3 | 2.9 | 19245 | 18116
Roof ¦ Roof ¦ Roof | 1 | Low | B | 11 | 2035 | 5 | 4 | 3.7 | 33689 | 25775
Roof ¦ Roof ¦ Roof | 1 | Medium | C | 6 | 2030 | 4 | 3 | 2.9 | 19246 | 18117
Roof ¦ Roof ¦ Roof | 1 | Low | B | 11 | 2035 | 5 | 4 | 3.7 | 33690 | 25776
Roof ¦ Roof ¦ Roof | 1 | Medium | C | 6 | 2030 | 4 | 3 | 2.9 | 19247 | 18118
Roof ¦ Roof ¦ Roof | 1 | Urgent | DX | 1 | 2025 | 1 | 1 | 1 | 186 | 173
Roof ¦ Roof ¦ Roof | 1 | Low | B | 11 | 2035 | 5 | 4 | 3.7 | 33691 | 25777
Roof ¦ Roof ¦ Roof | 1 | Low | B | 11 | 2035 | 5 | 4 | 3.7 | 33692 | 25778
Roof ¦ Roof ¦ Roof | 1 | Urgent | DX | 1 | 2025 | 1 | 1 | 1 | 187 | 174
Roof ¦ Roof ¦ Roof | 1 | Urgent | DX | 1 | 2025 | 1 | 1 | 1 | 188 | 175
Roof ¦ Roof ¦ Roof | 1 | Medium | C | 6 | 2030 | 4 | 3 | 2.9 | 19248 | 18119
Roof ¦ Roof ¦ Roof | 1 | Medium | C | 6 | 2030 | 4 | 3 | 2.9 | 19249 | 18120
Roof ¦ Roof ¦ Roof | 1 | Medium | C | 6 | 2030 | 4 | 3 | 2.9 | 19250 | 18121
Roof ¦ Roof ¦ Roof | 1 | Urgent | DX | 1 | 2025 | 1 | 1 | 1 | 189 | 176
Roof ¦ Roof ¦ Roof | 1 | Urgent | DX | 1 | 2025 | 1 | 1 | 1 | 190 | 177
Roof ¦ Roof ¦ Roof | 1 | V Low | A | 16 | 2040 | 6 | 4 | 4 | 33869 | 29943
Roof ¦ Roof ¦ Roof | 1 | Medium | C | 6 | 2030 | 4 | 3 | 2.9 | 19251 | 18122
Roof ¦ Roof ¦ Roof | 1 | Urgent | DX | 1 | 2025 | 1 | 1 | 1 | 191 | 178
Roof ¦ Roof ¦ Roof | 1 | Medium | C | 6 | 2030 | 4 | 3 | 2.9 | 19252 | 18123
Roof ¦ Roof ¦ Roof | 1 | Medium | C | 6 | 2030 | 4 | 3 | 2.9 | 19253 | 18124
Roof ¦ Roof ¦ Roof | 1 | Medium | C | 6 | 2030 | 4 | 3 | 2.9 | 19254 | 18125
Roof ¦ Roof ¦ Roof | 1 | Medium | C | 6 | 2030 | 4 | 3 | 2.9 | 19255 | 18126
Roof ¦ Roof ¦ Roof | 1 | Medium | C | 6 | 2030 | 4 | 3 | 2.9 | 19256 | 18127
Roof ¦ Roof ¦ Roof | 1 | Urgent | DX | 1 | 2025 | 1 | 1 | 1 | 192 | 179
Roof ¦ Roof ¦ Roof | 1 | Medium | C | 6 | 2030 | 4 | 3 | 2.9 | 19257 | 18128
Roof ¦ Roof ¦ Roof | 1 | Medium | C | 6 | 2030 | 4 | 3 | 2.9 | 19258 | 18129
Roof ¦ Roof ¦ Roof | 1 | V Low | A | 16 | 2040 | 6 | 4 | 4 | 33870 | 29944
Roof ¦ Roof ¦ Roof | 1 | Urgent | DX | 1 | 2025 | 1 | 1 | 1 | 193 | 180
Roof ¦ Roof ¦ Roof | 1 | Urgent | DX | 1 | 2025 | 1 | 1 | 1 | 194 | 181
Roof ¦ Roof ¦ Roof | 1 | Urgent | DX | 1 | 2025 | 1 | 1 | 1 | 195 | 182
Roof ¦ Roof ¦ Roof | 1 | Medium | C | 6 | 2030 | 4 | 3 | 2.9 | 19259 | 18130
Roof ¦ Roof ¦ Roof | 1 | Medium | C | 6 | 2030 | 4 | 3 | 2.9 | 19260 | 18131
Roof ¦ Roof ¦ Roof | 1 | Low | B | 11 | 2035 | 5 | 4 | 3.7 | 33693 | 25779
Roof ¦ Roof ¦ Roof | 1 | Urgent | DX | 1 | 2025 | 1 | 1 | 1 | 196 | 183
Roof ¦ Roof ¦ Roof | 1 | Medium | C | 6 | 2030 | 4 | 3 | 2.9 | 19261 | 18132
Roof ¦ Roof ¦ Roof | 1 | Urgent | DX | 1 | 2025 | 1 | 1 | 1 | 197 | 184
Roof ¦ Roof ¦ Roof | 1 | Urgent | DX | 1 | 2025 | 1 | 1 | 1 | 198 | 185
Roof ¦ Roof ¦ Roof | 1 | Medium | C | 6 | 2030 | 4 | 3 | 2.9 | 19262 | 18133
Roof ¦ Roof ¦ Roof | 1 | Medium | C | 6 | 2030 | 4 | 3 | 2.9 | 19263 | 18134
Roof ¦ Roof ¦ Roof | 1 | Urgent | DX | 1 | 2025 | 1 | 1 | 1 | 199 | 186
Roof ¦ Roof ¦ Roof | 1 | V Low | A | 16 | 2040 | 6 | 4 | 4 | 33871 | 29945
Roof ¦ Roof ¦ Roof | 1 | Medium | C | 6 | 2030 | 4 | 3 | 2.9 | 19264 | 18135
Roof ¦ Roof ¦ Roof | 1 | Medium | C | 6 | 2030 | 4 | 3 | 2.9 | 19265 | 18136
Roof ¦ Roof ¦ Roof | 1 | Urgent | DX | 1 | 2025 | 1 | 1 | 1 | 200 | 187
Roof ¦ Roof ¦ Roof | 1 | Urgent | DX | 1 | 2025 | 1 | 1 | 1 | 201 | 188
Roof ¦ Roof ¦ Roof | 1 | Medium | C | 6 | 2030 | 4 | 3 | 2.9 | 19266 | 18137
Roof ¦ Roof ¦ Roof | 1 | Medium | C | 6 | 2030 | 4 | 3 | 2.9 | 19267 | 18138
Roof ¦ Roof ¦ Roof | 1 | Medium | C | 6 | 2030 | 4 | 3 | 2.9 | 19268 | 18139
Roof ¦ Roof ¦ Roof | 1 | Urgent | DX | 1 | 2025 | 1 | 1 | 1 | 202 | 189
Roof ¦ Roof ¦ Roof | 1 | Urgent | DX | 1 | 2025 | 1 | 1 | 1 | 203 | 190
Roof ¦ Roof ¦ Roof | 1 | Medium | C | 6 | 2030 | 4 | 3 | 2.9 | 19269 | 18140
Roof ¦ Roof ¦ Roof | 1 | Medium | C | 6 | 2030 | 4 | 3 | 2.9 | 19270 | 18141
Roof ¦ Roof ¦ Roof | 1 | Urgent | DX | 1 | 2025 | 1 | 1 | 1 | 204 | 191
Roof ¦ Roof ¦ Roof | 1 | Medium | C | 6 | 2030 | 4 | 3 | 2.9 | 19271 | 18142
Roof ¦ Roof ¦ Roof | 1 | Urgent | DX | 1 | 2025 | 1 | 1 | 1 | 205 | 192
Roof ¦ Roof ¦ Roof | 1 | Medium | C | 6 | 2030 | 4 | 3 | 2.9 | 19272 | 18143
Roof ¦ Roof ¦ Roof | 1 | Medium | C | 6 | 2030 | 4 | 3 | 2.9 | 19273 | 18144
Roof ¦ Roof ¦ Roof | 1 | Medium | C | 6 | 2030 | 4 | 3 | 2.9 | 19274 | 18145
Roof ¦ Roof ¦ Roof | 1 | Medium | C | 6 | 2030 | 4 | 3 | 2.9 | 19275 | 18146
Roof ¦ Roof ¦ Roof | 1 | Urgent | DX | 1 | 2025 | 1 | 1 | 1 | 206 | 193
Roof ¦ Roof ¦ Roof | 1 | Medium | C | 6 | 2030 | 4 | 3 | 2.9 | 19276 | 18147
Roof ¦ Roof ¦ Roof | 1 | Urgent | DX | 1 | 2025 | 1 | 1 | 1 | 207 | 194
Roof ¦ Roof ¦ Roof | 1 | Medium | C | 6 | 2030 | 4 | 3 | 2.9 | 19277 | 18148
Roof ¦ Roof ¦ Roof | 1 | Medium | C | 6 | 2030 | 4 | 3 | 2.9 | 19278 | 18149
Roof ¦ Roof ¦ Roof | 1 | Urgent | DX | 1 | 2025 | 1 | 1 | 1 | 208 | 195
Roof ¦ Roof ¦ Roof | 1 | Medium | C | 6 | 2030 | 4 | 3 | 2.9 | 19279 | 18150
Roof ¦ Roof ¦ Roof | 1 | Urgent | DX | 1 | 2025 | 1 | 1 | 1 | 209 | 196
Roof ¦ Roof ¦ Roof | 1 | Medium | C | 6 | 2030 | 4 | 3 | 2.9 | 19280 | 18151
Roof ¦ Roof ¦ Roof | 1 | Medium | C | 6 | 2030 | 4 | 3 | 2.9 | 19281 | 18152
Roof ¦ Roof ¦ Roof | 1 | Urgent | DX | 1 | 2025 | 1 | 1 | 1 | 210 | 197
Roof ¦ Roof ¦ Roof | 1 | Urgent | DX | 1 | 2025 | 1 | 1 | 1 | 211 | 198
Roof ¦ Roof ¦ Roof | 1 | Low | B | 11 | 2035 | 5 | 4 | 3.7 | 33694 | 25780
Roof ¦ Roof ¦ Roof | 1 | Urgent | DX | 1 | 2025 | 1 | 1 | 1 | 212 | 199
Roof ¦ Roof ¦ Roof | 1 | Medium | C | 6 | 2030 | 4 | 3 | 2.9 | 19282 | 18153
Roof ¦ Roof ¦ Roof | 1 | Medium | C | 6 | 2030 | 4 | 3 | 2.9 | 19283 | 18154
Roof ¦ Roof ¦ Roof | 1 | Medium | C | 6 | 2030 | 4 | 3 | 2.9 | 19284 | 18155
Roof ¦ Roof ¦ Roof | 1 | Urgent | DX | 1 | 2025 | 1 | 1 | 1 | 213 | 200
Roof ¦ Roof ¦ Roof | 1 | Urgent | DX | 1 | 2025 | 1 | 1 | 1 | 214 | 201
Roof ¦ Roof ¦ Roof | 1 | Medium | C | 6 | 2030 | 4 | 3 | 2.9 | 19285 | 18156
Roof ¦ Roof ¦ Roof | 1 | Low | B | 11 | 2035 | 5 | 4 | 3.7 | 33695 | 25781
Roof ¦ Roof ¦ Roof | 1 | Urgent | DX | 1 | 2025 | 1 | 1 | 1 | 215 | 202
Roof ¦ Roof ¦ Roof | 1 | Urgent | DX | 1 | 2025 | 1 | 1 | 1 | 216 | 203
Roof ¦ Roof ¦ Roof | 1 | Low | B | 11 | 2035 | 5 | 4 | 3.7 | 33696 | 25782
Roof ¦ Roof ¦ Roof | 1 | Urgent | DX | 1 | 2025 | 1 | 1 | 1 | 217 | 204
Roof ¦ Roof ¦ Roof | 1 | Low | B | 11 | 2035 | 5 | 4 | 3.7 | 33697 | 25783
Roof ¦ Roof ¦ Roof | 1 | Medium | C | 6 | 2030 | 4 | 3 | 2.9 | 19286 | 18157
Roof ¦ Roof ¦ Roof | 1 | Low | B | 11 | 2035 | 5 | 4 | 3.7 | 33698 | 25784
Roof ¦ Roof ¦ Roof | 1 | Medium | C | 6 | 2030 | 4 | 3 | 2.9 | 19287 | 18158
Roof ¦ Roof ¦ Roof | 1 | Urgent | DX | 1 | 2025 | 1 | 1 | 1 | 218 | 205
Roof ¦ Roof ¦ Roof | 1 | Medium | C | 6 | 2030 | 4 | 3 | 2.9 | 19288 | 18159
Roof ¦ Roof ¦ Roof | 1 | Urgent | DX | 1 | 2025 | 1 | 1 | 1 | 219 | 206
Roof ¦ Roof ¦ Roof | 1 | V Low | A | 16 | 2040 | 6 | 4 | 4 | 33872 | 29946
Roof ¦ Roof ¦ Roof | 1 | Urgent | DX | 1 | 2025 | 1 | 1 | 1 | 220 | 207
Roof ¦ Roof ¦ Roof | 1 | Urgent | DX | 1 | 2025 | 1 | 1 | 1 | 221 | 208
Roof ¦ Roof ¦ Roof | 1 | Medium | C | 6 | 2030 | 4 | 3 | 2.9 | 19289 | 18160
Roof ¦ Roof ¦ Roof | 1 | Medium | C | 6 | 2030 | 4 | 3 | 2.9 | 19290 | 18161
Roof ¦ Roof ¦ Roof | 1 | Urgent | DX | 1 | 2025 | 1 | 1 | 1 | 222 | 209
Roof ¦ Roof ¦ Roof | 1 | Urgent | DX | 1 | 2025 | 1 | 1 | 1 | 223 | 210
Roof ¦ Roof ¦ Roof | 1 | Medium | C | 6 | 2030 | 4 | 3 | 2.9 | 19291 | 18162
Roof ¦ Roof ¦ Roof | 1 | Medium | C | 6 | 2030 | 4 | 3 | 2.9 | 19292 | 18163
Roof ¦ Roof ¦ Roof | 1 | V Low | A | 16 | 2040 | 6 | 4 | 4 | 33873 | 29947
Roof ¦ Roof ¦ Roof | 1 | V Low | A | 16 | 2040 | 6 | 4 | 4 | 33874 | 29948
Roof ¦ Roof ¦ Roof | 1 | Urgent | DX | 1 | 2025 | 1 | 1 | 1 | 224 | 211
Roof ¦ Roof ¦ Roof | 1 | Urgent | DX | 1 | 2025 | 1 | 1 | 1 | 225 | 212
Roof ¦ Roof ¦ Roof | 1 | Low | B | 11 | 2035 | 5 | 4 | 3.7 | 33699 | 25785
Roof ¦ Roof ¦ Roof | 1 | V Low | A | 16 | 2040 | 6 | 4 | 4 | 33875 | 29949
Roof ¦ Roof ¦ Roof | 1 | Low | B | 11 | 2035 | 5 | 4 | 3.7 | 33700 | 25786
Roof ¦ Roof ¦ Roof | 1 | Medium | C | 6 | 2030 | 4 | 3 | 2.9 | 19293 | 18164
Roof ¦ Roof ¦ Roof | 1 | Urgent | DX | 1 | 2025 | 1 | 1 | 1 | 226 | 213
Roof ¦ Roof ¦ Roof | 1 | Low | B | 11 | 2035 | 5 | 4 | 3.7 | 33701 | 25787
Roof ¦ Roof ¦ Roof | 1 | Urgent | DX | 1 | 2025 | 1 | 1 | 1 | 227 | 214
Roof ¦ Roof ¦ Roof | 1 | Urgent | DX | 1 | 2025 | 1 | 1 | 1 | 228 | 215
Roof ¦ Roof ¦ Roof | 1 | Low | B | 11 | 2035 | 5 | 4 | 3.7 | 33702 | 25788
Roof ¦ Roof ¦ Roof | 1 | Urgent | DX | 1 | 2025 | 1 | 1 | 1 | 229 | 216
Roof ¦ Roof ¦ Roof | 1 | Urgent | DX | 1 | 2025 | 1 | 1 | 1 | 230 | 217
Roof ¦ Roof ¦ Roof | 1 | Medium | C | 6 | 2030 | 4 | 3 | 2.9 | 19294 | 18165
Roof ¦ Roof ¦ Roof | 1 | Medium | C | 6 | 2030 | 4 | 3 | 2.9 | 19295 | 18166
Roof ¦ Roof ¦ Roof | 1 | V Low | A | 16 | 2040 | 6 | 4 | 4 | 33876 | 29950
Roof ¦ Roof ¦ Roof | 1 | Urgent | DX | 1 | 2025 | 1 | 1 | 1 | 231 | 218
Roof ¦ Roof ¦ Roof | 1 | Urgent | DX | 1 | 2025 | 1 | 1 | 1 | 232 | 219
Roof ¦ Roof ¦ Roof | 1 | V Low | A | 16 | 2040 | 6 | 4 | 4 | 33877 | 29951
Roof ¦ Roof ¦ Roof | 1 | Medium | C | 6 | 2030 | 4 | 3 | 2.9 | 19296 | 18167
Roof ¦ Roof ¦ Roof | 1 | Urgent | DX | 1 | 2025 | 1 | 1 | 1 | 233 | 220
Roof ¦ Roof ¦ Roof | 1 | Medium | C | 6 | 2030 | 4 | 3 | 2.9 | 19297 | 18168
Roof ¦ Roof ¦ Roof | 1 | Medium | C | 6 | 2030 | 4 | 3 | 2.9 | 19298 | 18169
Roof ¦ Roof ¦ Roof | 1 | Medium | C | 6 | 2030 | 4 | 3 | 2.9 | 19299 | 18170
Roof ¦ Roof ¦ Roof | 1 | Medium | C | 6 | 2030 | 4 | 3 | 2.9 | 19300 | 18171
Roof ¦ Roof ¦ Roof | 1 | Medium | C | 6 | 2030 | 4 | 3 | 2.9 | 19301 | 18172
Roof ¦ Roof ¦ Roof | 1 | Medium | C | 6 | 2030 | 4 | 3 | 2.9 | 19302 | 18173
Roof ¦ Roof ¦ Roof | 1 | V Low | A | 16 | 2040 | 6 | 4 | 4 | 33878 | 29952
Roof ¦ Roof ¦ Roof | 1 | Urgent | DX | 1 | 2025 | 1 | 1 | 1 | 234 | 221
Roof ¦ Roof ¦ Roof | 1 | V Low | A | 16 | 2040 | 6 | 4 | 4 | 33879 | 29953
Roof ¦ Roof ¦ Roof | 1 | Urgent | DX | 1 | 2025 | 1 | 1 | 1 | 235 | 222
Roof ¦ Roof ¦ Roof | 1 | Urgent | DX | 1 | 2025 | 1 | 1 | 1 | 236 | 223
Roof ¦ Roof ¦ Roof | 1 | Urgent | DX | 1 | 2025 | 1 | 1 | 1 | 237 | 224
Roof ¦ Roof ¦ Roof | 1 | Medium | C | 6 | 2030 | 4 | 3 | 2.9 | 19303 | 18174
Roof ¦ Roof ¦ Roof | 1 | Urgent | DX | 1 | 2025 | 1 | 1 | 1 | 238 | 225
Roof ¦ Roof ¦ Roof | 1 | Urgent | DX | 1 | 2025 | 1 | 1 | 1 | 239 | 226
Roof ¦ Roof ¦ Roof | 1 | Urgent | DX | 1 | 2025 | 1 | 1 | 1 | 240 | 227
Roof ¦ Roof ¦ Roof | 1 | Urgent | DX | 1 | 2025 | 1 | 1 | 1 | 241 | 228
Roof ¦ Roof ¦ Roof | 1 | Urgent | DX | 1 | 2025 | 1 | 1 | 1 | 242 | 229
Roof ¦ Roof ¦ Roof | 1 | V Low | A | 16 | 2040 | 6 | 4 | 4 | 33880 | 29954
Roof ¦ Roof ¦ Roof | 1 | V Low | A | 16 | 2040 | 6 | 4 | 4 | 33881 | 29955
Roof ¦ Roof ¦ Roof | 1 | Medium | C | 6 | 2030 | 4 | 3 | 2.9 | 19304 | 18175
Roof ¦ Roof ¦ Roof | 1 | Urgent | DX | 1 | 2025 | 1 | 1 | 1 | 243 | 230
Roof ¦ Roof ¦ Roof | 1 | Medium | C | 6 | 2030 | 4 | 3 | 2.9 | 19305 | 18176
Roof ¦ Roof ¦ Roof | 1 | Medium | C | 6 | 2030 | 4 | 3 | 2.9 | 19306 | 18177
Roof ¦ Roof ¦ Roof | 1 | Medium | C | 6 | 2030 | 4 | 3 | 2.9 | 19307 | 18178
Roof ¦ Roof ¦ Roof | 1 | V Low | A | 16 | 2040 | 6 | 4 | 4 | 33882 | 29956
Roof ¦ Roof ¦ Roof | 1 | Urgent | DX | 1 | 2025 | 1 | 1 | 1 | 244 | 231
Roof ¦ Roof ¦ Roof | 1 | Medium | C | 6 | 2030 | 4 | 3 | 2.9 | 19308 | 18179
Roof ¦ Roof ¦ Roof | 1 | Medium | C | 6 | 2030 | 4 | 3 | 2.9 | 19309 | 18180
Roof ¦ Roof ¦ Roof | 1 | Medium | C | 6 | 2030 | 4 | 3 | 2.9 | 19310 | 18181
Roof ¦ Roof ¦ Roof | 1 | Medium | C | 6 | 2030 | 4 | 3 | 2.9 | 19311 | 18182
Roof ¦ Roof ¦ Roof | 1 | Medium | C | 6 | 2030 | 4 | 3 | 2.9 | 19312 | 18183
Roof ¦ Roof ¦ Roof | 1 | Medium | C | 6 | 2030 | 4 | 3 | 2.9 | 19313 | 18184
Roof ¦ Roof ¦ Roof | 1 | Urgent | DX | 1 | 2025 | 1 | 1 | 1 | 245 | 232
Roof ¦ Roof ¦ Roof | 1 | Urgent | DX | 1 | 2025 | 1 | 1 | 1 | 246 | 233
Roof ¦ Roof ¦ Roof | 1 | Urgent | DX | 1 | 2025 | 1 | 1 | 1 | 247 | 234
Roof ¦ Roof ¦ Roof | 1 | Urgent | DX | 1 | 2025 | 1 | 1 | 1 | 248 | 235
Roof ¦ Roof ¦ Roof | 1 | Medium | C | 6 | 2030 | 4 | 3 | 2.9 | 19314 | 18185
Roof ¦ Roof ¦ Roof | 1 | V Low | A | 16 | 2040 | 6 | 4 | 4 | 33883 | 29957
Roof ¦ Roof ¦ Roof | 1 | Medium | C | 6 | 2030 | 4 | 3 | 2.9 | 19315 | 18186
Roof ¦ Roof ¦ Roof | 1 | V Low | A | 16 | 2040 | 6 | 4 | 4 | 33884 | 29958
Roof ¦ Roof ¦ Roof | 1 | Urgent | DX | 1 | 2025 | 1 | 1 | 1 | 249 | 236
Roof ¦ Roof ¦ Roof | 1 | Urgent | DX | 1 | 2025 | 1 | 1 | 1 | 250 | 237
Roof ¦ Roof ¦ Roof | 1 | Urgent | DX | 1 | 2025 | 1 | 1 | 1 | 251 | 238
Roof ¦ Roof ¦ Roof | 1 | Medium | C | 6 | 2030 | 4 | 3 | 2.9 | 19316 | 18187
Roof ¦ Roof ¦ Roof | 1 | Medium | C | 6 | 2030 | 4 | 3 | 2.9 | 19317 | 18188
Roof ¦ Roof ¦ Roof | 1 | Medium | C | 6 | 2030 | 4 | 3 | 2.9 | 19318 | 18189
Roof ¦ Roof ¦ Roof | 1 | Urgent | DX | 1 | 2025 | 1 | 1 | 1 | 252 | 239
Roof ¦ Roof ¦ Roof | 1 | V Low | A | 16 | 2040 | 6 | 4 | 4 | 33885 | 29959
Roof ¦ Roof ¦ Roof | 1 | Urgent | DX | 1 | 2025 | 1 | 1 | 1 | 253 | 240
Roof ¦ Roof ¦ Roof | 1 | Medium | C | 6 | 2030 | 4 | 3 | 2.9 | 19319 | 18190
Roof ¦ Roof ¦ Roof | 1 | Medium | C | 6 | 2030 | 4 | 3 | 2.9 | 19320 | 18191
Roof ¦ Roof ¦ Roof | 1 | Medium | C | 6 | 2030 | 4 | 3 | 2.9 | 19321 | 18192
Roof ¦ Roof ¦ Roof | 1 | Medium | C | 6 | 2030 | 4 | 3 | 2.9 | 19322 | 18193
Roof ¦ Roof ¦ Roof | 1 | Medium | C | 6 | 2030 | 4 | 3 | 2.9 | 19323 | 18194
Roof ¦ Roof ¦ Roof | 1 | V Low | A | 16 | 2040 | 6 | 4 | 4 | 33886 | 29960
Roof ¦ Roof ¦ Roof | 1 | Medium | C | 6 | 2030 | 4 | 3 | 2.9 | 19324 | 18195
Roof ¦ Roof ¦ Roof | 1 | Urgent | DX | 1 | 2025 | 1 | 1 | 1 | 254 | 241
Roof ¦ Roof ¦ Roof | 1 | Urgent | DX | 1 | 2025 | 1 | 1 | 1 | 255 | 242
Roof ¦ Roof ¦ Roof | 1 | Urgent | DX | 1 | 2025 | 1 | 1 | 1 | 256 | 243
Roof ¦ Roof ¦ Roof | 1 | Urgent | DX | 1 | 2025 | 1 | 1 | 1 | 257 | 244
Roof ¦ Roof ¦ Roof | 1 | Urgent | DX | 1 | 2025 | 1 | 1 | 1 | 258 | 245
Roof ¦ Roof ¦ Roof | 1 | Low | B | 11 | 2035 | 5 | 4 | 3.7 | 33703 | 25789
Roof ¦ Roof ¦ Roof | 1 | Medium | C | 6 | 2030 | 4 | 3 | 2.9 | 19325 | 18196
Roof ¦ Roof ¦ Roof | 1 | Low | B | 11 | 2035 | 5 | 4 | 3.7 | 33704 | 25790
Roof ¦ Roof ¦ Roof | 1 | Low | B | 11 | 2035 | 5 | 4 | 3.7 | 33705 | 25791
Roof ¦ Roof ¦ Roof | 1 | Medium | C | 6 | 2030 | 4 | 3 | 2.9 | 19326 | 18197
Roof ¦ Roof ¦ Roof | 1 | Medium | C | 6 | 2030 | 4 | 3 | 2.9 | 19327 | 18198
Roof ¦ Roof ¦ Roof | 1 | Low | B | 11 | 2035 | 5 | 4 | 3.7 | 33706 | 25792
Roof ¦ Roof ¦ Roof | 1 | Medium | C | 6 | 2030 | 4 | 3 | 2.9 | 19328 | 18199
Roof ¦ Roof ¦ Roof | 1 | Urgent | DX | 1 | 2025 | 1 | 1 | 1 | 259 | 246
Roof ¦ Roof ¦ Roof | 1 | Medium | C | 6 | 2030 | 4 | 3 | 2.9 | 19329 | 18200
Roof ¦ Roof ¦ Roof | 1 | Medium | C | 6 | 2030 | 4 | 3 | 2.9 | 19330 | 18201
Roof ¦ Roof ¦ Roof | 1 | Medium | C | 6 | 2030 | 4 | 3 | 2.9 | 19331 | 18202
Roof ¦ Roof ¦ Roof | 1 | Medium | C | 6 | 2030 | 4 | 3 | 2.9 | 19332 | 18203
Roof ¦ Roof ¦ Roof | 1 | Medium | C | 6 | 2030 | 4 | 3 | 2.9 | 19333 | 18204
Roof ¦ Roof ¦ Roof | 1 | Medium | C | 6 | 2030 | 4 | 3 | 2.9 | 19334 | 18205
Roof ¦ Roof ¦ Roof | 1 | Urgent | DX | 1 | 2025 | 1 | 1 | 1 | 260 | 247
Roof ¦ Roof ¦ Roof | 1 | Low | B | 11 | 2035 | 5 | 4 | 3.7 | 33707 | 25793
Roof ¦ Roof ¦ Roof | 1 | Urgent | DX | 1 | 2025 | 1 | 1 | 1 | 261 | 248
Roof ¦ Roof ¦ Roof | 1 | Urgent | DX | 1 | 2025 | 1 | 1 | 1 | 262 | 249
Roof ¦ Roof ¦ Roof | 1 | Low | B | 11 | 2035 | 5 | 4 | 3.7 | 33708 | 25794
Roof ¦ Roof ¦ Roof | 1 | Urgent | DX | 1 | 2025 | 1 | 1 | 1 | 263 | 250
Roof ¦ Roof ¦ Roof | 1 | Low | B | 11 | 2035 | 5 | 4 | 3.7 | 33709 | 25795
Roof ¦ Roof ¦ Roof | 1 | Urgent | DX | 1 | 2025 | 1 | 1 | 1 | 264 | 251
Roof ¦ Roof ¦ Roof | 1 | Medium | C | 6 | 2030 | 4 | 3 | 2.9 | 19335 | 18206
Roof ¦ Roof ¦ Roof | 1 | Medium | C | 6 | 2030 | 4 | 3 | 2.9 | 19336 | 18207
Roof ¦ Roof ¦ Roof | 1 | Medium | C | 6 | 2030 | 4 | 3 | 2.9 | 19337 | 18208
Roof ¦ Roof ¦ Roof | 1 | Low | B | 11 | 2035 | 5 | 4 | 3.7 | 33710 | 25796
Roof ¦ Roof ¦ Roof | 1 | Medium | C | 6 | 2030 | 4 | 3 | 2.9 | 19338 | 18209
Roof ¦ Roof ¦ Roof | 1 | Low | B | 11 | 2035 | 5 | 4 | 3.7 | 33711 | 25797
Roof ¦ Roof ¦ Roof | 1 | Medium | C | 6 | 2030 | 4 | 3 | 2.9 | 19339 | 18210
Roof ¦ Roof ¦ Roof | 1 | Low | B | 11 | 2035 | 5 | 4 | 3.7 | 33712 | 25798
Roof ¦ Roof ¦ Roof | 1 | Medium | C | 6 | 2030 | 4 | 3 | 2.9 | 19340 | 18211
Roof ¦ Roof ¦ Roof | 1 | Medium | C | 6 | 2030 | 4 | 3 | 2.9 | 19341 | 18212
Roof ¦ Roof ¦ Roof | 1 | Medium | C | 6 | 2030 | 4 | 3 | 2.9 | 19342 | 18213
Roof ¦ Roof ¦ Roof | 1 | Medium | C | 6 | 2030 | 4 | 3 | 2.9 | 19343 | 18214
Roof ¦ Roof ¦ Roof | 1 | Medium | C | 6 | 2030 | 4 | 3 | 2.9 | 19344 | 18215
Roof ¦ Roof ¦ Roof | 1 | Low | B | 11 | 2035 | 5 | 4 | 3.7 | 33713 | 25799
Roof ¦ Roof ¦ Roof | 1 | Low | B | 11 | 2035 | 5 | 4 | 3.7 | 33714 | 25800
Roof ¦ Roof ¦ Roof | 1 | Medium | C | 6 | 2030 | 4 | 3 | 2.9 | 19345 | 18216
Roof ¦ Roof ¦ Roof | 1 | Medium | C | 6 | 2030 | 4 | 3 | 2.9 | 19346 | 18217
Roof ¦ Roof ¦ Roof | 1 | Medium | C | 6 | 2030 | 4 | 3 | 2.9 | 19347 | 18218
Roof ¦ Roof ¦ Roof | 1 | Low | B | 11 | 2035 | 5 | 4 | 3.7 | 33715 | 25801
Roof ¦ Roof ¦ Roof | 1 | Medium | C | 6 | 2030 | 4 | 3 | 2.9 | 19348 | 18219
Roof ¦ Roof ¦ Roof | 1 | Low | B | 11 | 2035 | 5 | 4 | 3.7 | 33716 | 25802
Roof ¦ Roof ¦ Roof | 1 | Urgent | DX | 1 | 2025 | 1 | 1 | 1 | 265 | 252
Roof ¦ Roof ¦ Roof | 1 | Low | B | 11 | 2035 | 5 | 4 | 3.7 | 33717 | 25803
Roof ¦ Roof ¦ Roof | 1 | Medium | C | 6 | 2030 | 4 | 3 | 2.9 | 19349 | 18220
Roof ¦ Roof ¦ Roof | 1 | Medium | C | 6 | 2030 | 4 | 3 | 2.9 | 19350 | 18221
Roof ¦ Roof ¦ Roof | 1 | Low | B | 11 | 2035 | 5 | 4 | 3.7 | 33718 | 25804
Roof ¦ Roof ¦ Roof | 1 | Medium | C | 6 | 2030 | 4 | 3 | 2.9 | 19351 | 18222
Roof ¦ Roof ¦ Roof | 1 | Medium | C | 6 | 2030 | 4 | 3 | 2.9 | 19352 | 18223
Roof ¦ Roof ¦ Roof | 1 | Medium | C | 6 | 2030 | 4 | 3 | 2.9 | 19353 | 18224
Roof ¦ Roof ¦ Roof | 1 | Medium | C | 6 | 2030 | 4 | 3 | 2.9 | 19354 | 18225
Roof ¦ Roof ¦ Roof | 1 | Low | B | 11 | 2035 | 5 | 4 | 3.7 | 33719 | 25805
Roof ¦ Roof ¦ Roof | 1 | Medium | C | 6 | 2030 | 4 | 3 | 2.9 | 19355 | 18226
Roof ¦ Roof ¦ Roof | 1 | Low | B | 11 | 2035 | 5 | 4 | 3.7 | 33720 | 25806
Roof ¦ Roof ¦ Roof | 1 | Medium | C | 6 | 2030 | 4 | 3 | 2.9 | 19356 | 18227
Roof ¦ Roof ¦ Roof | 1 | Medium | C | 6 | 2030 | 4 | 3 | 2.9 | 19357 | 18228
Roof ¦ Roof ¦ Roof | 1 | Medium | C | 6 | 2030 | 4 | 3 | 2.9 | 19358 | 18229
Roof ¦ Roof ¦ Roof | 1 | Medium | C | 6 | 2030 | 4 | 3 | 2.9 | 19359 | 18230
Roof ¦ Roof ¦ Roof | 1 | Low | B | 11 | 2035 | 5 | 4 | 3.7 | 33721 | 25807
Roof ¦ Roof ¦ Roof | 1 | Medium | C | 6 | 2030 | 4 | 3 | 2.9 | 19360 | 18231
Roof ¦ Roof ¦ Roof | 1 | Low | B | 11 | 2035 | 5 | 4 | 3.7 | 33722 | 25808
Roof ¦ Roof ¦ Roof | 1 | Medium | C | 6 | 2030 | 4 | 3 | 2.9 | 19361 | 18232
Roof ¦ Roof ¦ Roof | 1 | Urgent | DX | 1 | 2025 | 1 | 1 | 1 | 266 | 253
Roof ¦ Roof ¦ Roof | 1 | Low | B | 11 | 2035 | 5 | 4 | 3.7 | 33723 | 25809
Roof ¦ Roof ¦ Roof | 1 | Low | B | 11 | 2035 | 5 | 4 | 3.7 | 33724 | 25810
Roof ¦ Roof ¦ Roof | 1 | Medium | C | 6 | 2030 | 4 | 3 | 2.9 | 19362 | 18233
Roof ¦ Roof ¦ Roof | 1 | Low | B | 11 | 2035 | 5 | 4 | 3.7 | 33725 | 25811
Roof ¦ Roof ¦ Roof | 1 | Medium | C | 6 | 2030 | 4 | 3 | 2.9 | 19363 | 18234
Roof ¦ Roof ¦ Roof | 1 | Low | B | 11 | 2035 | 5 | 4 | 3.7 | 33726 | 25812
Roof ¦ Roof ¦ Roof | 1 | Medium | C | 6 | 2030 | 4 | 3 | 2.9 | 19364 | 18235
Roof ¦ Roof ¦ Roof | 1 | Medium | C | 6 | 2030 | 4 | 3 | 2.9 | 19365 | 18236
Roof ¦ Roof ¦ Roof | 1 | Medium | C | 6 | 2030 | 4 | 3 | 2.9 | 19366 | 18237
Roof ¦ Roof ¦ Roof | 1 | Urgent | DX | 1 | 2025 | 1 | 1 | 1 | 267 | 254
Roof ¦ Roof ¦ Roof | 1 | Low | B | 11 | 2035 | 5 | 4 | 3.7 | 33727 | 25813
Roof ¦ Roof ¦ Roof | 1 | Medium | C | 6 | 2030 | 4 | 3 | 2.9 | 19367 | 18238
Roof ¦ Roof ¦ Roof | 1 | Low | B | 11 | 2035 | 5 | 4 | 3.7 | 33728 | 25814
Roof ¦ Roof ¦ Roof | 1 | Low | B | 11 | 2035 | 5 | 4 | 3.7 | 33729 | 25815
Roof ¦ Roof ¦ Roof | 1 | Low | B | 11 | 2035 | 5 | 4 | 3.7 | 33730 | 25816
Roof ¦ Roof ¦ Roof | 1 | Low | B | 11 | 2035 | 5 | 4 | 3.7 | 33731 | 25817
Roof ¦ Roof ¦ Roof | 1 | Low | B | 11 | 2035 | 5 | 4 | 3.7 | 33732 | 25818
Roof ¦ Roof ¦ Roof | 1 | Medium | C | 6 | 2030 | 4 | 3 | 2.9 | 19368 | 18239
Roof ¦ Roof ¦ Roof | 1 | Medium | C | 6 | 2030 | 4 | 3 | 2.9 | 19369 | 18240
Roof ¦ Roof ¦ Roof | 1 | Medium | C | 6 | 2030 | 4 | 3 | 2.9 | 19370 | 18241
Roof ¦ Roof ¦ Roof | 1 | Urgent | DX | 1 | 2025 | 1 | 1 | 1 | 268 | 255
Roof ¦ Roof ¦ Roof | 1 | Medium | C | 6 | 2030 | 4 | 3 | 2.9 | 19371 | 18242
Roof ¦ Roof ¦ Roof | 1 | Urgent | DX | 1 | 2025 | 1 | 1 | 1 | 269 | 256
Roof ¦ Roof ¦ Roof | 1 | Medium | C | 6 | 2030 | 4 | 3 | 2.9 | 19372 | 18243
Roof ¦ Roof ¦ Roof | 1 | Urgent | DX | 1 | 2025 | 1 | 1 | 1 | 270 | 257
Roof ¦ Roof ¦ Roof | 1 | Medium | C | 6 | 2030 | 4 | 3 | 2.9 | 19373 | 18244
Roof ¦ Roof ¦ Roof | 1 | Low | B | 11 | 2035 | 5 | 4 | 3.7 | 33733 | 25819
Roof ¦ Roof ¦ Roof | 1 | Medium | C | 6 | 2030 | 4 | 3 | 2.9 | 19374 | 18245
Roof ¦ Roof ¦ Roof | 1 | Medium | C | 6 | 2030 | 4 | 3 | 2.9 | 19375 | 18246
Roof ¦ Roof ¦ Roof | 1 | Low | B | 11 | 2035 | 5 | 4 | 3.7 | 33734 | 25820
Roof ¦ Roof ¦ Roof | 1 | Medium | C | 6 | 2030 | 4 | 3 | 2.9 | 19376 | 18247
Roof ¦ Roof ¦ Roof | 1 | Medium | C | 6 | 2030 | 4 | 3 | 2.9 | 19377 | 18248
Roof ¦ Roof ¦ Roof | 1 | Medium | C | 6 | 2030 | 4 | 3 | 2.9 | 19378 | 18249
Roof ¦ Roof ¦ Roof | 1 | Urgent | DX | 1 | 2025 | 1 | 1 | 1 | 271 | 258
Roof ¦ Roof ¦ Roof | 1 | Urgent | DX | 1 | 2025 | 1 | 1 | 1 | 272 | 259
Roof ¦ Roof ¦ Roof | 1 | Low | B | 11 | 2035 | 5 | 4 | 3.7 | 33735 | 25821
Roof ¦ Roof ¦ Roof | 1 | Medium | C | 6 | 2030 | 4 | 3 | 2.9 | 19379 | 18250
Roof ¦ Roof ¦ Roof | 1 | Medium | C | 6 | 2030 | 4 | 3 | 2.9 | 19380 | 18251
Roof ¦ Roof ¦ Roof | 1 | Urgent | DX | 1 | 2025 | 1 | 1 | 1 | 273 | 260
Roof ¦ Roof ¦ Roof | 1 | Medium | C | 6 | 2030 | 4 | 3 | 2.9 | 19381 | 18252
Roof ¦ Roof ¦ Roof | 1 | Low | B | 11 | 2035 | 5 | 4 | 3.7 | 33736 | 25822
Roof ¦ Roof ¦ Roof | 1 | Urgent | DX | 1 | 2025 | 1 | 1 | 1 | 274 | 261
Roof ¦ Roof ¦ Roof | 1 | Low | B | 11 | 2035 | 5 | 4 | 3.7 | 33737 | 25823
Roof ¦ Roof ¦ Roof | 1 | Medium | C | 6 | 2030 | 4 | 3 | 2.9 | 19382 | 18253
Roof ¦ Roof ¦ Roof | 1 | Low | B | 11 | 2035 | 5 | 4 | 3.7 | 33738 | 25824
Roof ¦ Roof ¦ Roof | 1 | Medium | C | 6 | 2030 | 4 | 3 | 2.9 | 19383 | 18254
Roof ¦ Roof ¦ Roof | 1 | Medium | C | 6 | 2030 | 4 | 3 | 2.9 | 19384 | 18255
Roof ¦ Roof ¦ Roof | 1 | Medium | C | 6 | 2030 | 4 | 3 | 2.9 | 19385 | 18256
Roof ¦ Roof ¦ Roof | 1 | Medium | C | 6 | 2030 | 4 | 3 | 2.9 | 19386 | 18257
Roof ¦ Roof ¦ Roof | 1 | Low | B | 11 | 2035 | 5 | 4 | 3.7 | 33739 | 25825
Roof ¦ Roof ¦ Roof | 1 | Low | B | 11 | 2035 | 5 | 4 | 3.7 | 33740 | 25826
Roof ¦ Roof ¦ Roof | 1 | Medium | C | 6 | 2030 | 4 | 3 | 2.9 | 19387 | 18258
Roof ¦ Roof ¦ Roof | 1 | Urgent | DX | 1 | 2025 | 1 | 1 | 1 | 275 | 262
Roof ¦ Roof ¦ Roof | 1 | Medium | C | 6 | 2030 | 4 | 3 | 2.9 | 19388 | 18259
Roof ¦ Roof ¦ Roof | 1 | Medium | C | 6 | 2030 | 4 | 3 | 2.9 | 19389 | 18260
Roof ¦ Roof ¦ Roof | 1 | Medium | C | 6 | 2030 | 4 | 3 | 2.9 | 19390 | 18261
Roof ¦ Roof ¦ Roof | 1 | Low | B | 11 | 2035 | 5 | 4 | 3.7 | 33741 | 25827
Roof ¦ Roof ¦ Roof | 1 | Low | B | 11 | 2035 | 5 | 4 | 3.7 | 33742 | 25828
Roof ¦ Roof ¦ Roof | 1 | Low | B | 11 | 2035 | 5 | 4 | 3.7 | 33743 | 25829
Roof ¦ Roof ¦ Roof | 1 | Medium | C | 6 | 2030 | 4 | 3 | 2.9 | 19391 | 18262
Roof ¦ Roof ¦ Roof | 1 | Medium | C | 6 | 2030 | 4 | 3 | 2.9 | 19392 | 18263
Roof ¦ Roof ¦ Roof | 1 | Medium | C | 6 | 2030 | 4 | 3 | 2.9 | 19393 | 18264
Roof ¦ Roof ¦ Roof | 1 | Low | B | 11 | 2035 | 5 | 4 | 3.7 | 33744 | 25830
Roof ¦ Roof ¦ Roof | 1 | Medium | C | 6 | 2030 | 4 | 3 | 2.9 | 19394 | 18265
Roof ¦ Roof ¦ Roof | 1 | Low | B | 11 | 2035 | 5 | 4 | 3.7 | 33745 | 25831
Roof ¦ Roof ¦ Roof | 1 | Urgent | DX | 1 | 2025 | 1 | 1 | 1 | 276 | 263
Roof ¦ Roof ¦ Roof | 1 | Urgent | DX | 1 | 2025 | 1 | 1 | 1 | 277 | 264
Roof ¦ Roof ¦ Roof | 1 | Medium | C | 6 | 2030 | 4 | 3 | 2.9 | 19395 | 18266
Roof ¦ Roof ¦ Roof | 1 | Medium | C | 6 | 2030 | 4 | 3 | 2.9 | 19396 | 18267
Roof ¦ Roof ¦ Roof | 1 | Low | B | 11 | 2035 | 5 | 4 | 3.7 | 33746 | 25832
Roof ¦ Roof ¦ Roof | 1 | Medium | C | 6 | 2030 | 4 | 3 | 2.9 | 19397 | 18268
Roof ¦ Roof ¦ Roof | 1 | Medium | C | 6 | 2030 | 4 | 3 | 2.9 | 19398 | 18269
Roof ¦ Roof ¦ Roof | 1 | Low | B | 11 | 2035 | 5 | 4 | 3.7 | 33747 | 25833
Roof ¦ Roof ¦ Roof | 1 | Low | B | 11 | 2035 | 5 | 4 | 3.7 | 33748 | 25834
Roof ¦ Roof ¦ Roof | 1 | Low | B | 11 | 2035 | 5 | 4 | 3.7 | 33749 | 25835
Roof ¦ Roof ¦ Roof | 1 | Medium | C | 6 | 2030 | 4 | 3 | 2.9 | 19399 | 18270
Roof ¦ Roof ¦ Roof | 1 | Low | B | 11 | 2035 | 5 | 4 | 3.7 | 33750 | 25836
Roof ¦ Roof ¦ Roof | 1 | Medium | C | 6 | 2030 | 4 | 3 | 2.9 | 19400 | 18271
Roof ¦ Roof ¦ Roof | 1 | Low | B | 11 | 2035 | 5 | 4 | 3.7 | 33751 | 25837
Roof ¦ Roof ¦ Roof | 1 | Medium | C | 6 | 2030 | 4 | 3 | 2.9 | 19401 | 18272
Roof ¦ Roof ¦ Roof | 1 | Medium | C | 6 | 2030 | 4 | 3 | 2.9 | 19402 | 18273
Roof ¦ Roof ¦ Roof | 1 | Low | B | 11 | 2035 | 5 | 4 | 3.7 | 33752 | 25838
Roof ¦ Roof ¦ Roof | 1 | Low | B | 11 | 2035 | 5 | 4 | 3.7 | 33753 | 25839
Roof ¦ Roof ¦ Roof | 1 | Medium | C | 6 | 2030 | 4 | 3 | 2.9 | 19403 | 18274
Roof ¦ Roof ¦ Roof | 1 | Medium | C | 6 | 2030 | 4 | 3 | 2.9 | 19404 | 18275
Roof ¦ Roof ¦ Roof | 1 | Medium | C | 6 | 2030 | 4 | 3 | 2.9 | 19405 | 18276
Roof ¦ Roof ¦ Roof | 1 | Medium | C | 6 | 2030 | 4 | 3 | 2.9 | 19406 | 18277
Roof ¦ Roof ¦ Roof | 1 | Medium | C | 6 | 2030 | 4 | 3 | 2.9 | 19407 | 18278
Roof ¦ Roof ¦ Roof | 1 | Medium | C | 6 | 2030 | 4 | 3 | 2.9 | 19408 | 18279
Roof ¦ Roof ¦ Roof | 1 | Medium | C | 6 | 2030 | 4 | 3 | 2.9 | 19409 | 18280
Roof ¦ Roof ¦ Roof | 1 | Medium | C | 6 | 2030 | 4 | 3 | 2.9 | 19410 | 18281
Roof ¦ Roof ¦ Roof | 1 | Medium | C | 6 | 2030 | 4 | 3 | 2.9 | 19411 | 18282
Roof ¦ Roof ¦ Roof | 1 | Medium | C | 6 | 2030 | 4 | 3 | 2.9 | 19412 | 18283
Roof ¦ Roof ¦ Roof | 1 | Medium | C | 6 | 2030 | 4 | 3 | 2.9 | 19413 | 18284
Roof ¦ Roof ¦ Roof | 1 | Low | B | 11 | 2035 | 5 | 4 | 3.7 | 33754 | 25840
Roof ¦ Roof ¦ Roof | 1 | Low | B | 11 | 2035 | 5 | 4 | 3.7 | 33755 | 25841
Roof ¦ Roof ¦ Roof | 1 | Medium | C | 6 | 2030 | 4 | 3 | 2.9 | 19414 | 18285
Roof ¦ Roof ¦ Roof | 1 | Medium | C | 6 | 2030 | 4 | 3 | 2.9 | 19415 | 18286
Roof ¦ Roof ¦ Roof | 1 | Low | B | 11 | 2035 | 5 | 4 | 3.7 | 33756 | 25842
Roof ¦ Roof ¦ Roof | 1 | Low | B | 11 | 2035 | 5 | 4 | 3.7 | 33757 | 25843
Roof ¦ Roof ¦ Roof | 1 | Medium | C | 6 | 2030 | 4 | 3 | 2.9 | 19416 | 18287
Roof ¦ Roof ¦ Roof | 1 | Low | B | 11 | 2035 | 5 | 4 | 3.7 | 33758 | 25844
Roof ¦ Roof ¦ Roof | 1 | Medium | C | 6 | 2030 | 4 | 3 | 2.9 | 19417 | 18288
Roof ¦ Roof ¦ Roof | 1 | Medium | C | 6 | 2030 | 4 | 3 | 2.9 | 19418 | 18289
Roof ¦ Roof ¦ Roof | 1 | Urgent | DX | 1 | 2025 | 1 | 1 | 1 | 278 | 265
Roof ¦ Roof ¦ Roof | 1 | Urgent | DX | 1 | 2025 | 1 | 1 | 1 | 279 | 266
Roof ¦ Roof ¦ Roof | 1 | Medium | C | 6 | 2030 | 4 | 3 | 2.9 | 19419 | 18290
Roof ¦ Roof ¦ Roof | 1 | Low | B | 11 | 2035 | 5 | 4 | 3.7 | 33759 | 25845
Roof ¦ Roof ¦ Roof | 1 | Urgent | DX | 1 | 2025 | 1 | 1 | 1 | 280 | 267
Roof ¦ Roof ¦ Roof | 1 | Medium | C | 6 | 2030 | 4 | 3 | 2.9 | 19420 | 18291
Roof ¦ Roof ¦ Roof | 1 | Medium | C | 6 | 2030 | 4 | 3 | 2.9 | 19421 | 18292
Roof ¦ Roof ¦ Roof | 1 | Urgent | DX | 1 | 2025 | 1 | 1 | 1 | 281 | 268
Roof ¦ Roof ¦ Roof | 1 | Medium | C | 6 | 2030 | 4 | 3 | 2.9 | 19422 | 18293
Roof ¦ Roof ¦ Roof | 1 | Urgent | DX | 1 | 2025 | 1 | 1 | 1 | 282 | 269
Roof ¦ Roof ¦ Roof | 1 | Low | B | 11 | 2035 | 5 | 4 | 3.7 | 33760 | 25846
Roof ¦ Roof ¦ Roof | 1 | Low | B | 11 | 2035 | 5 | 4 | 3.7 | 33761 | 25847
Roof ¦ Roof ¦ Roof | 1 | Medium | C | 6 | 2030 | 4 | 3 | 2.9 | 19423 | 18294
Roof ¦ Roof ¦ Roof | 1 | Low | B | 11 | 2035 | 5 | 4 | 3.7 | 33762 | 25848
Roof ¦ Roof ¦ Roof | 1 | Medium | C | 6 | 2030 | 4 | 3 | 2.9 | 19424 | 18295
Roof ¦ Roof ¦ Roof | 1 | Medium | C | 6 | 2030 | 4 | 3 | 2.9 | 19425 | 18296
Roof ¦ Roof ¦ Roof | 1 | Medium | C | 6 | 2030 | 4 | 3 | 2.9 | 19426 | 18297
Roof ¦ Roof ¦ Roof | 1 | Medium | C | 6 | 2030 | 4 | 3 | 2.9 | 19427 | 18298
Roof ¦ Roof ¦ Roof | 1 | Low | B | 11 | 2035 | 5 | 4 | 3.7 | 33763 | 25849
Roof ¦ Roof ¦ Roof | 1 | Medium | C | 6 | 2030 | 4 | 3 | 2.9 | 19428 | 18299
Roof ¦ Roof ¦ Roof | 1 | Medium | C | 6 | 2030 | 4 | 3 | 2.9 | 19429 | 18300
Roof ¦ Roof ¦ Roof | 1 | Medium | C | 6 | 2030 | 4 | 3 | 2.9 | 19430 | 18301
Roof ¦ Roof ¦ Roof | 1 | Medium | C | 6 | 2030 | 4 | 3 | 2.9 | 19431 | 18302
Roof ¦ Roof ¦ Roof | 1 | Medium | C | 6 | 2030 | 4 | 3 | 2.9 | 19432 | 18303
Roof ¦ Roof ¦ Roof | 1 | Low | B | 11 | 2035 | 5 | 4 | 3.7 | 33764 | 25850
Roof ¦ Roof ¦ Roof | 1 | Urgent | DX | 1 | 2025 | 1 | 1 | 1 | 283 | 270
Roof ¦ Roof ¦ Roof | 1 | Medium | C | 6 | 2030 | 4 | 3 | 2.9 | 19433 | 18304
Roof ¦ Roof ¦ Roof | 1 | Low | B | 11 | 2035 | 5 | 4 | 3.7 | 33765 | 25851
Roof ¦ Roof ¦ Roof | 1 | Medium | C | 6 | 2030 | 4 | 3 | 2.9 | 19434 | 18305
Roof ¦ Roof ¦ Roof | 1 | Low | B | 11 | 2035 | 5 | 4 | 3.7 | 33766 | 25852
Roof ¦ Roof ¦ Roof | 1 | Low | B | 11 | 2035 | 5 | 4 | 3.7 | 33767 | 25853
Roof ¦ Roof ¦ Roof | 1 | Medium | C | 6 | 2030 | 4 | 3 | 2.9 | 19435 | 18306
Roof ¦ Roof ¦ Roof | 1 | Low | B | 11 | 2035 | 5 | 4 | 3.7 | 33768 | 25854
Roof ¦ Roof ¦ Roof | 1 | Low | B | 11 | 2035 | 5 | 4 | 3.7 | 33769 | 25855
Roof ¦ Roof ¦ Roof | 1 | Medium | C | 6 | 2030 | 4 | 3 | 2.9 | 19436 | 18307
Roof ¦ Roof ¦ Roof | 1 | Medium | C | 6 | 2030 | 4 | 3 | 2.9 | 19437 | 18308
Roof ¦ Roof ¦ Roof | 1 | Low | B | 11 | 2035 | 5 | 4 | 3.7 | 33770 | 25856
Roof ¦ Roof ¦ Roof | 1 | Urgent | DX | 1 | 2025 | 1 | 1 | 1 | 284 | 271
Roof ¦ Roof ¦ Roof | 1 | Medium | C | 6 | 2030 | 4 | 3 | 2.9 | 19438 | 18309
Roof ¦ Roof ¦ Roof | 1 | Low | B | 11 | 2035 | 5 | 4 | 3.7 | 33771 | 25857
Roof ¦ Roof ¦ Roof | 1 | Medium | C | 6 | 2030 | 4 | 3 | 2.9 | 19439 | 18310
Roof ¦ Roof ¦ Roof | 1 | Urgent | DX | 1 | 2025 | 1 | 1 | 1 | 285 | 272
Roof ¦ Roof ¦ Roof | 1 | Medium | C | 6 | 2030 | 4 | 3 | 2.9 | 19440 | 18311
Roof ¦ Roof ¦ Roof | 1 | Low | B | 11 | 2035 | 5 | 4 | 3.7 | 33772 | 25858
Roof ¦ Roof ¦ Roof | 1 | Low | B | 11 | 2035 | 5 | 4 | 3.7 | 33773 | 25859
Roof ¦ Roof ¦ Roof | 1 | Medium | C | 6 | 2030 | 4 | 3 | 2.9 | 19441 | 18312
Roof ¦ Roof ¦ Roof | 1 | Medium | C | 6 | 2030 | 4 | 3 | 2.9 | 19442 | 18313
Roof ¦ Roof ¦ Roof | 1 | Low | B | 11 | 2035 | 5 | 4 | 3.7 | 33774 | 25860
Roof ¦ Roof ¦ Roof | 1 | Medium | C | 6 | 2030 | 4 | 3 | 2.9 | 19443 | 18314
Roof ¦ Roof ¦ Roof | 1 | Medium | C | 6 | 2030 | 4 | 3 | 2.9 | 19444 | 18315
Roof ¦ Roof ¦ Roof | 1 | Low | B | 11 | 2035 | 5 | 4 | 3.7 | 33775 | 25861
Roof ¦ Roof ¦ Roof | 1 | Medium | C | 6 | 2030 | 4 | 3 | 2.9 | 19445 | 18316
Roof ¦ Roof ¦ Roof | 1 | Medium | C | 6 | 2030 | 4 | 3 | 2.9 | 19446 | 18317
Roof ¦ Roof ¦ Roof | 1 | Urgent | DX | 1 | 2025 | 1 | 1 | 1 | 286 | 273
Roof ¦ Roof ¦ Roof | 1 | Urgent | DX | 1 | 2025 | 1 | 1 | 1 | 287 | 274
Roof ¦ Roof ¦ Roof | 1 | Urgent | DX | 1 | 2025 | 1 | 1 | 1 | 288 | 275
Roof ¦ Roof ¦ Roof | 1 | Low | B | 11 | 2035 | 5 | 4 | 3.7 | 33776 | 25862
Roof ¦ Roof ¦ Roof | 1 | Medium | C | 6 | 2030 | 4 | 3 | 2.9 | 19447 | 18318
Roof ¦ Roof ¦ Roof | 1 | Medium | C | 6 | 2030 | 4 | 3 | 2.9 | 19448 | 18319
Roof ¦ Roof ¦ Roof | 1 | Medium | C | 6 | 2030 | 4 | 3 | 2.9 | 19449 | 18320
Roof ¦ Roof ¦ Roof | 1 | Low | B | 11 | 2035 | 5 | 4 | 3.7 | 33777 | 25863
Roof ¦ Roof ¦ Roof | 1 | Low | B | 11 | 2035 | 5 | 4 | 3.7 | 33778 | 25864
Roof ¦ Roof ¦ Roof | 1 | Medium | C | 6 | 2030 | 4 | 3 | 2.9 | 19450 | 18321
Roof ¦ Roof ¦ Roof | 1 | Urgent | DX | 1 | 2025 | 1 | 1 | 1 | 289 | 276
Roof ¦ Roof ¦ Roof | 1 | Medium | C | 6 | 2030 | 4 | 3 | 2.9 | 19451 | 18322
Roof ¦ Roof ¦ Roof | 1 | Urgent | DX | 1 | 2025 | 1 | 1 | 1 | 290 | 277
Roof ¦ Roof ¦ Roof | 1 | Medium | C | 6 | 2030 | 4 | 3 | 2.9 | 19452 | 18323
Roof ¦ Roof ¦ Roof | 1 | Medium | C | 6 | 2030 | 4 | 3 | 2.9 | 19453 | 18324
Roof ¦ Roof ¦ Roof | 1 | Medium | C | 6 | 2030 | 4 | 3 | 2.9 | 19454 | 18325
Roof ¦ Roof ¦ Roof | 1 | Urgent | DX | 1 | 2025 | 1 | 1 | 1 | 291 | 278
Roof ¦ Roof ¦ Roof | 1 | Medium | C | 6 | 2030 | 4 | 3 | 2.9 | 19455 | 18326
Roof ¦ Roof ¦ Roof | 1 | Urgent | DX | 1 | 2025 | 1 | 1 | 1 | 292 | 279
Roof ¦ Roof ¦ Roof | 1 | Low | B | 11 | 2035 | 5 | 4 | 3.7 | 33779 | 25865
Roof ¦ Roof ¦ Roof | 1 | Low | B | 11 | 2035 | 5 | 4 | 3.7 | 33780 | 25866
Roof ¦ Roof ¦ Roof | 1 | Low | B | 11 | 2035 | 5 | 4 | 3.7 | 33781 | 25867
Roof ¦ Roof ¦ Roof | 1 | Medium | C | 6 | 2030 | 4 | 3 | 2.9 | 19456 | 18327
Roof ¦ Roof ¦ Roof | 1 | Low | B | 11 | 2035 | 5 | 4 | 3.7 | 33782 | 25868
Roof ¦ Roof ¦ Roof | 1 | Urgent | DX | 1 | 2025 | 1 | 1 | 1 | 293 | 280
Roof ¦ Roof ¦ Roof | 1 | Medium | C | 6 | 2030 | 4 | 3 | 2.9 | 19457 | 18328
Roof ¦ Roof ¦ Roof | 1 | Low | B | 11 | 2035 | 5 | 4 | 3.7 | 33783 | 25869
Roof ¦ Roof ¦ Roof | 1 | Low | B | 11 | 2035 | 5 | 4 | 3.7 | 33784 | 25870
Roof ¦ Roof ¦ Roof | 1 | Medium | C | 6 | 2030 | 4 | 3 | 2.9 | 19458 | 18329
Roof ¦ Roof ¦ Roof | 1 | Low | B | 11 | 2035 | 5 | 4 | 3.7 | 33785 | 25871
Roof ¦ Roof ¦ Roof | 1 | Urgent | DX | 1 | 2025 | 1 | 1 | 1 | 294 | 281
Roof ¦ Roof ¦ Roof | 1 | Urgent | DX | 1 | 2025 | 1 | 1 | 1 | 295 | 282
Roof ¦ Roof ¦ Roof | 1 | Urgent | DX | 1 | 2025 | 1 | 1 | 1 | 296 | 283
Roof ¦ Roof ¦ Roof | 1 | Urgent | DX | 1 | 2025 | 1 | 1 | 1 | 297 | 284
Roof ¦ Roof ¦ Roof | 1 | Low | B | 11 | 2035 | 5 | 4 | 3.7 | 33786 | 25872
Roof ¦ Roof ¦ Roof | 1 | Medium | C | 6 | 2030 | 4 | 3 | 2.9 | 19459 | 18330
Roof ¦ Roof ¦ Roof | 1 | Urgent | DX | 1 | 2025 | 1 | 1 | 1 | 298 | 285
Roof ¦ Roof ¦ Roof | 1 | Medium | C | 6 | 2030 | 4 | 3 | 2.9 | 19460 | 18331
Roof ¦ Roof ¦ Roof | 1 | Urgent | DX | 1 | 2025 | 1 | 1 | 1 | 299 | 286
Roof ¦ Roof ¦ Roof | 1 | Urgent | DX | 1 | 2025 | 1 | 1 | 1 | 300 | 287
Roof ¦ Roof ¦ Roof | 1 | Low | B | 11 | 2035 | 5 | 4 | 3.7 | 33787 | 25873
Roof ¦ Roof ¦ Roof | 1 | Medium | C | 6 | 2030 | 4 | 3 | 2.9 | 19461 | 18332
Roof ¦ Roof ¦ Roof | 1 | Low | B | 11 | 2035 | 5 | 4 | 3.7 | 33788 | 25874
Roof ¦ Roof ¦ Roof | 1 | Medium | C | 6 | 2030 | 4 | 3 | 2.9 | 19462 | 18333
Roof ¦ Roof ¦ Roof | 1 | Urgent | DX | 1 | 2025 | 1 | 1 | 1 | 301 | 288
Roof ¦ Roof ¦ Roof | 1 | Low | B | 11 | 2035 | 5 | 4 | 3.7 | 33789 | 25875
Roof ¦ Roof ¦ Roof | 1 | Urgent | DX | 1 | 2025 | 1 | 1 | 1 | 302 | 289
Roof ¦ Roof ¦ Roof | 1 | Medium | C | 6 | 2030 | 4 | 3 | 2.9 | 19463 | 18334
Roof ¦ Roof ¦ Roof | 1 | Urgent | DX | 1 | 2025 | 1 | 1 | 1 | 303 | 290
Roof ¦ Roof ¦ Roof | 1 | Medium | C | 6 | 2030 | 4 | 3 | 2.9 | 19464 | 18335
Roof ¦ Roof ¦ Roof | 1 | Low | B | 11 | 2035 | 5 | 4 | 3.7 | 33790 | 25876
Roof ¦ Roof ¦ Roof | 1 | Medium | C | 6 | 2030 | 4 | 3 | 2.9 | 19465 | 18336
Roof ¦ Roof ¦ Roof | 1 | Medium | C | 6 | 2030 | 4 | 3 | 2.9 | 19466 | 18337
Roof ¦ Roof ¦ Roof | 1 | Medium | C | 6 | 2030 | 4 | 3 | 2.9 | 19467 | 18338
Roof ¦ Roof ¦ Roof | 1 | Medium | C | 6 | 2030 | 4 | 3 | 2.9 | 19468 | 18339
Roof ¦ Roof ¦ Roof | 1 | Medium | C | 6 | 2030 | 4 | 3 | 2.9 | 19469 | 18340
Roof ¦ Roof ¦ Roof | 1 | Low | B | 11 | 2035 | 5 | 4 | 3.7 | 33791 | 25877
Roof ¦ Roof ¦ Roof | 1 | Low | B | 11 | 2035 | 5 | 4 | 3.7 | 33792 | 25878
Roof ¦ Roof ¦ Roof | 1 | Low | B | 11 | 2035 | 5 | 4 | 3.7 | 33793 | 25879
Roof ¦ Roof ¦ Roof | 1 | Low | B | 11 | 2035 | 5 | 4 | 3.7 | 33794 | 25880
Roof ¦ Roof ¦ Roof | 1 | Medium | C | 6 | 2030 | 4 | 3 | 2.9 | 19470 | 18341
Roof ¦ Roof ¦ Roof | 1 | Medium | C | 6 | 2030 | 4 | 3 | 2.9 | 19471 | 18342
Roof ¦ Roof ¦ Roof | 1 | Low | B | 11 | 2035 | 5 | 4 | 3.7 | 33795 | 25881
Roof ¦ Roof ¦ Roof | 1 | Medium | C | 6 | 2030 | 4 | 3 | 2.9 | 19472 | 18343
Roof ¦ Roof ¦ Roof | 1 | Low | B | 11 | 2035 | 5 | 4 | 3.7 | 33796 | 25882
Roof ¦ Roof ¦ Roof | 1 | Urgent | DX | 1 | 2025 | 1 | 1 | 1 | 304 | 291
Roof ¦ Roof ¦ Roof | 1 | Medium | C | 6 | 2030 | 4 | 3 | 2.9 | 19473 | 18344
Roof ¦ Roof ¦ Roof | 1 | Medium | C | 6 | 2030 | 4 | 3 | 2.9 | 19474 | 18345
Roof ¦ Roof ¦ Roof | 1 | Low | B | 11 | 2035 | 5 | 4 | 3.7 | 33797 | 25883
Roof ¦ Roof ¦ Roof | 1 | Medium | C | 6 | 2030 | 4 | 3 | 2.9 | 19475 | 18346
Roof ¦ Roof ¦ Roof | 1 | Medium | C | 6 | 2030 | 4 | 3 | 2.9 | 19476 | 18347
Roof ¦ Roof ¦ Roof | 1 | Medium | C | 6 | 2030 | 4 | 3 | 2.9 | 19477 | 18348
Roof ¦ Roof ¦ Roof | 1 | Urgent | DX | 1 | 2025 | 1 | 1 | 1 | 305 | 292
Roof ¦ Roof ¦ Roof | 1 | Medium | C | 6 | 2030 | 4 | 3 | 2.9 | 19478 | 18349
Roof ¦ Roof ¦ Roof | 1 | Medium | C | 6 | 2030 | 4 | 3 | 2.9 | 19479 | 18350
Roof ¦ Roof ¦ Roof | 1 | Low | B | 11 | 2035 | 5 | 4 | 3.7 | 33798 | 25884
Roof ¦ Roof ¦ Roof | 1 | Urgent | DX | 1 | 2025 | 1 | 1 | 1 | 306 | 293
Roof ¦ Roof ¦ Roof | 1 | Medium | C | 6 | 2030 | 4 | 3 | 2.9 | 19480 | 18351
Roof ¦ Roof ¦ Roof | 1 | Urgent | DX | 1 | 2025 | 1 | 1 | 1 | 307 | 294
Roof ¦ Roof ¦ Roof | 1 | Urgent | DX | 1 | 2025 | 1 | 1 | 1 | 308 | 295
Roof ¦ Roof ¦ Roof | 1 | Medium | C | 6 | 2030 | 4 | 3 | 2.9 | 19481 | 18352
Roof ¦ Roof ¦ Roof | 1 | Urgent | DX | 1 | 2025 | 1 | 1 | 1 | 309 | 296
Roof ¦ Roof ¦ Roof | 1 | Medium | C | 6 | 2030 | 4 | 3 | 2.9 | 19482 | 18353
Roof ¦ Roof ¦ Roof | 1 | Medium | C | 6 | 2030 | 4 | 3 | 2.9 | 19483 | 18354
Roof ¦ Roof ¦ Roof | 1 | Urgent | DX | 1 | 2025 | 1 | 1 | 1 | 310 | 297
Roof ¦ Roof ¦ Roof | 1 | Low | B | 11 | 2035 | 5 | 4 | 3.7 | 33799 | 25885
Roof ¦ Roof ¦ Roof | 1 | Urgent | DX | 1 | 2025 | 1 | 1 | 1 | 311 | 298
Roof ¦ Roof ¦ Roof | 1 | Urgent | DX | 1 | 2025 | 1 | 1 | 1 | 312 | 299
Roof ¦ Roof ¦ Roof | 1 | Low | B | 11 | 2035 | 5 | 4 | 3.7 | 33800 | 25886
Roof ¦ Roof ¦ Roof | 1 | Urgent | DX | 1 | 2025 | 1 | 1 | 1 | 313 | 300
Roof ¦ Roof ¦ Roof | 1 | Medium | C | 6 | 2030 | 4 | 3 | 2.9 | 19484 | 18355
Roof ¦ Roof ¦ Roof | 1 | Low | B | 11 | 2035 | 5 | 4 | 3.7 | 33801 | 25887
Roof ¦ Roof ¦ Roof | 1 | Urgent | DX | 1 | 2025 | 1 | 1 | 1 | 314 | 301
Roof ¦ Roof ¦ Roof | 1 | Low | B | 11 | 2035 | 5 | 4 | 3.7 | 33802 | 25888
Roof ¦ Roof ¦ Roof | 1 | Low | B | 11 | 2035 | 5 | 4 | 3.7 | 33803 | 25889
Roof ¦ Roof ¦ Roof | 1 | Low | B | 11 | 2035 | 5 | 4 | 3.7 | 33804 | 25890
Roof ¦ Roof ¦ Roof | 1 | Low | B | 11 | 2035 | 5 | 4 | 3.7 | 33805 | 25891
Roof ¦ Roof ¦ Roof | 1 | Medium | C | 6 | 2030 | 4 | 3 | 2.9 | 19485 | 18356
Roof ¦ Roof ¦ Roof | 1 | Low | B | 11 | 2035 | 5 | 4 | 3.7 | 33806 | 25892
Roof ¦ Roof ¦ Roof | 1 | Urgent | DX | 1 | 2025 | 1 | 1 | 1 | 315 | 302
Roof ¦ Roof ¦ Roof | 1 | Urgent | DX | 1 | 2025 | 1 | 1 | 1 | 316 | 303
Roof ¦ Roof ¦ Roof | 1 | Low | B | 11 | 2035 | 5 | 4 | 3.7 | 33807 | 25893
Roof ¦ Roof ¦ Roof | 1 | Low | B | 11 | 2035 | 5 | 4 | 3.7 | 33808 | 25894
Roof ¦ Roof ¦ Roof | 1 | Low | B | 11 | 2035 | 5 | 4 | 3.7 | 33809 | 25895
Roof ¦ Roof ¦ Roof | 1 | Low | B | 11 | 2035 | 5 | 4 | 3.7 | 33810 | 25896
Roof ¦ Roof ¦ Roof | 1 | Medium | C | 6 | 2030 | 4 | 3 | 2.9 | 19486 | 18357
Roof ¦ Roof ¦ Roof | 1 | Medium | C | 6 | 2030 | 4 | 3 | 2.9 | 19487 | 18358
Roof ¦ Roof ¦ Roof | 1 | Medium | C | 6 | 2030 | 4 | 3 | 2.9 | 19488 | 18359
Roof ¦ Roof ¦ Roof | 1 | Medium | C | 6 | 2030 | 4 | 3 | 2.9 | 19489 | 18360
Roof ¦ Roof ¦ Roof | 1 | Medium | C | 6 | 2030 | 4 | 3 | 2.9 | 19490 | 18361
Roof ¦ Roof ¦ Roof | 1 | Urgent | DX | 1 | 2025 | 1 | 1 | 1 | 317 | 304
Roof ¦ Roof ¦ Roof | 1 | Medium | C | 6 | 2030 | 4 | 3 | 2.9 | 19491 | 18362
Roof ¦ Roof ¦ Roof | 1 | Medium | C | 6 | 2030 | 4 | 3 | 2.9 | 19492 | 18363
Roof ¦ Roof ¦ Roof | 1 | Low | B | 11 | 2035 | 5 | 4 | 3.7 | 33811 | 25897
Roof ¦ Roof ¦ Roof | 1 | Low | B | 11 | 2035 | 5 | 4 | 3.7 | 33812 | 25898
Roof ¦ Roof ¦ Roof | 1 | Medium | C | 6 | 2030 | 4 | 3 | 2.9 | 19493 | 18364
Roof ¦ Roof ¦ Roof | 1 | Medium | C | 6 | 2030 | 4 | 3 | 2.9 | 19494 | 18365
Roof ¦ Roof ¦ Roof | 1 | Medium | C | 6 | 2030 | 4 | 3 | 2.9 | 19495 | 18366
Roof ¦ Roof ¦ Roof | 1 | Urgent | DX | 1 | 2025 | 1 | 1 | 1 | 318 | 305
Roof ¦ Roof ¦ Roof | 1 | Low | B | 11 | 2035 | 5 | 4 | 3.7 | 33813 | 25899
Roof ¦ Roof ¦ Roof | 1 | Medium | C | 6 | 2030 | 4 | 3 | 2.9 | 19496 | 18367
Roof ¦ Roof ¦ Roof | 1 | Low | B | 11 | 2035 | 5 | 4 | 3.7 | 33814 | 25900
Roof ¦ Roof ¦ Roof | 1 | Low | B | 11 | 2035 | 5 | 4 | 3.7 | 33815 | 25901
Roof ¦ Roof ¦ Roof | 1 | Urgent | DX | 1 | 2025 | 1 | 1 | 1 | 319 | 306
Roof ¦ Roof ¦ Roof | 1 | Medium | C | 6 | 2030 | 4 | 3 | 2.9 | 19497 | 18368
Roof ¦ Roof ¦ Roof | 1 | Low | B | 11 | 2035 | 5 | 4 | 3.7 | 33816 | 25902
Roof ¦ Roof ¦ Roof | 1 | Low | B | 11 | 2035 | 5 | 4 | 3.7 | 33817 | 25903
Roof ¦ Roof ¦ Roof | 1 | Urgent | DX | 1 | 2025 | 1 | 1 | 1 | 320 | 307
Roof ¦ Roof ¦ Roof | 1 | Medium | C | 6 | 2030 | 4 | 3 | 2.9 | 19498 | 18369
Roof ¦ Roof ¦ Roof | 1 | Medium | C | 6 | 2030 | 4 | 3 | 2.9 | 19499 | 18370
Roof ¦ Roof ¦ Roof | 1 | Medium | C | 6 | 2030 | 4 | 3 | 2.9 | 19500 | 18371
Roof ¦ Roof ¦ Roof | 1 | Medium | C | 6 | 2030 | 4 | 3 | 2.9 | 19501 | 18372
Roof ¦ Roof ¦ Roof | 1 | Medium | C | 6 | 2030 | 4 | 3 | 2.9 | 19502 | 18373
Roof ¦ Roof ¦ Roof | 1 | Medium | C | 6 | 2030 | 4 | 3 | 2.9 | 19503 | 18374
Roof ¦ Roof ¦ Roof | 1 | Low | B | 11 | 2035 | 5 | 4 | 3.7 | 33818 | 25904
Roof ¦ Roof ¦ Roof | 1 | Medium | C | 6 | 2030 | 4 | 3 | 2.9 | 19504 | 18375
Roof ¦ Roof ¦ Roof | 1 | Low | B | 11 | 2035 | 5 | 4 | 3.7 | 33819 | 25905
Roof ¦ Roof ¦ Roof | 1 | Medium | C | 6 | 2030 | 4 | 3 | 2.9 | 19505 | 18376
Roof ¦ Roof ¦ Roof | 1 | Urgent | DX | 1 | 2025 | 1 | 1 | 1 | 321 | 308
Roof ¦ Roof ¦ Roof | 1 | Low | B | 11 | 2035 | 5 | 4 | 3.7 | 33820 | 25906
Roof ¦ Roof ¦ Roof | 1 | Low | B | 11 | 2035 | 5 | 4 | 3.7 | 33821 | 25907