Fire Safety Systems | Manual and Automatic Doors - Emergency and Panic Escape Doors | Town TT | 1 | Urgent | B | 6 | 2030 | 5 | 1 | 2.2 | 9962 | 17302
Roller Shutters | External Electric Roller Shutter | Town UD | 1 | High | B | 1 | 2025 | 5 | 2 | 2.7 | 18253 | 5290
General Lighting | General - LED fittings & Luminaires | Town TU | 94 | Medium | B | 16 | 2040 | 5 | 3 | 3.2 | 32246 | 29909
General Lighting | General - LED fittings & Luminaires | Town TU | 16 | Medium | B | 1 | 2025 | 5 | 3 | 3.2 | 32247 | 11602
LV Distribution | Main Distribution Board | Town DC | 1 | High | B | 10 | 2034 | 5 | 2 | 2.7 | 18254 | 22525
Local and Special Ventilation | Fan - General Ventilation | Town ST | 1 | Medium | B | 1 | 2025 | 5 | 3 | 3.2 | 32248 | 11603
Lifts | Document Lift - Electric | Town LQ | 1 | High | B | 6 | 2030 | 5 | 2 | 2.7 | 18255 | 17922
Fire Safety Systems | Manual and Automatic Doors - Emergency and Panic Escape Doors | Town TW | 1 | Urgent | B | 23 | 2047 | 5 | 1 | 2.2 | 9963 | 33158
Heat Emitters | Electric Heaters | Town DC | 4 | Medium | B | 2 | 2026 | 5 | 3 | 3.2 | 32249 | 13220
External Lighting | General - Non LED | Town RZ | 12 | Medium | B | 5 | 2029 | 5 | 3 | 3.2 | 32250 | 15558
Emergency Lighting | Self Contained - LED | Town TU | 2 | Urgent | B | 21 | 2045 | 5 | 1 | 2.2 | 9964 | 32504
Emergency Lighting | Self Contained - LED | Town TY | 2 | Urgent | B | 17 | 2041 | 5 | 1 | 2.2 | 9965 | 30259
Fire Safety Systems | Fire Extinguishers - CO2 | Town TW | 1 | Urgent | B | 6 | 2030 | 5 | 1 | 2.2 | 9966 | 17303
Heat Emitters | Radiators - Steel | Town UB | 5 | Medium | B | 4 | 2028 | 5 | 3 | 3.2 | 32251 | 14266
Emergency Lighting | Self Contained - Non LED | Town TZ | 1 | Urgent | B | 17 | 2041 | 5 | 1 | 2.2 | 9967 | 30260
General Lighting | General - LED fittings & Luminaires | Town TT | 80 | Medium | B | 16 | 2040 | 5 | 3 | 3.2 | 32252 | 29910
General Lighting | General - LED fittings & Luminaires | Town TV | 43 | Medium | B | 16 | 2040 | 5 | 3 | 3.2 | 32253 | 29911
Local and Special Ventilation | Fan - Extract | Town UA | 1 | Medium | B | 1 | 2025 | 5 | 3 | 3.2 | 32254 | 11604
Fire Safety Systems | Fire Extinguishers - CO2 | Town DC | 1 | Urgent | B | 6 | 2030 | 5 | 1 | 2.2 | 9968 | 17304
LV Distribution | Sub Distribution Board | Town TT | 1 | High | B | 1 | 2025 | 5 | 2 | 2.7 | 18256 | 5291
Air Conditioning | Single-Split Evaporator - Split Systems/Heat Pumps - Air-cooled with Direct Expansion Evaporator (DX) | Town ST | 1 | Medium | B | 5 | 2029 | 5 | 3 | 3.2 | 32255 | 15559
LV Distribution | Sub Distribution Board | Town TX | 1 | High | B | 1 | 2025 | 5 | 2 | 2.7 | 18257 | 5292
Emergency Lighting | Illuminated Fire Exit Signage | Town CZ | 8 | Urgent | B | 16 | 2040 | 5 | 1 | 2.2 | 9969 | 29064
Heat Emitters | Electric Heaters | Town TZ | 1 | Medium | B | 1 | 2025 | 5 | 3 | 3.2 | 32256 | 11605
LV Distribution | Sub Distribution Board | Town TV | 1 | High | B | 1 | 2025 | 5 | 2 | 2.7 | 18258 | 5293
Local and Special Ventilation | Fan - General Ventilation | Town ST | 1 | Medium | B | 1 | 2025 | 5 | 3 | 3.2 | 32257 | 11606
LV Distribution | Sub Distribution Board | Town CW | 1 | High | B | 16 | 2040 | 5 | 2 | 2.7 | 18259 | 29278
Emergency Lighting | Self Contained - LED | Town UC | 4 | Urgent | B | 15 | 2039 | 5 | 1 | 2.2 | 9970 | 28049
Central Heating | Fan - Axial | Town UC | 1 | High | B | 1 | 2025 | 5 | 2 | 2.7 | 18260 | 5294
General Lighting | General - LED fittings & Luminaires | Town LQ | 10 | Medium | B | 16 | 2040 | 5 | 3 | 3.2 | 32258 | 29912
LV Distribution | Sub Distribution Board | Town UC | 1 | High | B | 1 | 2025 | 5 | 2 | 2.7 | 18261 | 5295
Local and Special Ventilation | Fan - Axial | Town DE | 1 | Medium | B | 5 | 2029 | 5 | 3 | 3.2 | 32259 | 15560
External Lighting | General - LED | Town UE | 5 | Medium | B | 11 | 2035 | 5 | 3 | 3.2 | 32260 | 25697
General Lighting | General - LED fittings & Luminaires | Town TW | 1 | Medium | B | 10 | 2034 | 5 | 3 | 3.2 | 32261 | 23194
Air Conditioning | Single-Split Condenser - Split Systems/Heat Pumps - Air-cooled with Direct Expansion Evaporator (DX) | Town TV | 1 | Medium | B | 9 | 2033 | 5 | 3 | 3.2 | 32262 | 21927
Air Conditioning | Single-Split Condenser - Split Systems/Heat Pumps - Air-cooled with Direct Expansion Evaporator (DX) | Town CZ | 1 | Medium | B | 1 | 2025 | 5 | 3 | 3.2 | 32263 | 11607
Fire Safety Systems | Fire Extinguishers - CO2 | Town TW | 4 | Urgent | B | 6 | 2030 | 5 | 1 | 2.2 | 9971 | 17305
Central Ventilation Systems | Fan - General Ventilation | Town TW | 1 | Low | B | 3 | 2027 | 5 | 4 | 3.7 | 33635 | 13733
External Doors | Entrance Doors | Town TU | 1 | High | B | 26 | 2050 | 5 | 2 | 2.7 | 18262 | 33534
Roller Shutters | External Manual Roller Shutter | Town RZ | 1 | High | B | 5 | 2029 | 5 | 2 | 2.7 | 18263 | 14765
Emergency Lighting | Self Contained - Non LED | Town DE | 8 | Urgent | B | 15 | 2039 | 5 | 1 | 2.2 | 9972 | 28050
LV Distribution | Main Distribution Board | Town DC | 1 | High | B | 1 | 2025 | 5 | 2 | 2.7 | 18264 | 5296
Local and Special Ventilation | Unit extract fans | Town TW | 1 | Medium | B | 3 | 2027 | 5 | 3 | 3.2 | 32264 | 13708
Security Systems | Manual and Automatic Doors - High Security Door | Town LQ | 1 | High | B | 11 | 2035 | 5 | 2 | 2.7 | 18265 | 24859
Fire Safety Systems | Fire Extinguishers - CO2 | Town CZ | 3 | Urgent | B | 8 | 2032 | 5 | 1 | 2.2 | 9973 | 20635
Heat Emitters | Gas Fired Natural and Fan Assisted Heaters | Town TW | 1 | Medium | B | 3 | 2027 | 5 | 3 | 3.2 | 32265 | 13709
Fire Safety Systems | Manual and Automatic Doors - Emergency and Panic Escape Doors | Town DC | 1 | Urgent | B | 5 | 2029 | 5 | 1 | 2.2 | 9974 | 14525
General Lighting | General - LED fittings & Luminaires | Town TY | 1 | Medium | B | 16 | 2040 | 5 | 3 | 3.2 | 32266 | 29913
Emergency Lighting | Illuminated Fire Exit Signage | Town DE | 3 | Urgent | B | 10 | 2034 | 5 | 1 | 2.2 | 9975 | 22184
Heat Emitters | Electric Heaters | Town UA | 2 | Medium | B | 8 | 2032 | 5 | 3 | 3.2 | 32267 | 21165
Fire Safety Systems | Fire Extinguishers - CO2 | Town TY | 2 | Urgent | B | 2 | 2026 | 5 | 1 | 2.2 | 9976 | 12831
Emergency Lighting | Illuminated Fire Exit Signage | Town UB | 3 | Urgent | B | 17 | 2041 | 5 | 1 | 2.2 | 9977 | 30261
LV Distribution | Sub Distribution Board | Town CW | 1 | High | B | 1 | 2025 | 5 | 2 | 2.7 | 18266 | 5297
Fire Safety Systems | Manual and Automatic Doors - Emergency and Panic Escape Doors | Town DC | 1 | Urgent | B | 9 | 2033 | 5 | 1 | 2.2 | 9978 | 21513
Fire Safety Systems | Fire Extinguishers - CO2 | Town DE | 3 | Urgent | B | 8 | 2032 | 5 | 1 | 2.2 | 9979 | 20636
Fire Safety Systems | Fire Extinguishers - CO2 | Town TW | 1 | Urgent | B | 9 | 2033 | 5 | 1 | 2.2 | 9980 | 21514
Air Conditioning | Single-Split Evaporator - Split Systems/Heat Pumps - Air-cooled with Direct Expansion Evaporator (DX) | Town TV | 1 | Medium | B | 9 | 2033 | 5 | 3 | 3.2 | 32268 | 21928
LV Distribution | Sub Distribution Board | Town TX | 1 | High | B | 1 | 2025 | 5 | 2 | 2.7 | 18267 | 5298
Emergency Lighting | Self Contained - LED | Town UC | 2 | Urgent | B | 15 | 2039 | 5 | 1 | 2.2 | 9981 | 28051
Emergency Lighting | Illuminated Fire Exit Signage | Town TZ | 3 | Urgent | B | 16 | 2040 | 5 | 1 | 2.2 | 9982 | 29065
LV Distribution | Sub Distribution Board | Town LQ | 1 | High | B | 9 | 2033 | 5 | 2 | 2.7 | 18268 | 21650
Local and Special Ventilation | Fan - Extract | Town UB | 1 | Medium | B | 1 | 2025 | 5 | 3 | 3.2 | 32269 | 11608
Local and Special Ventilation | Unit extract fans | Town UC | 1 | Medium | C | 3 | 2027 | 4 | 3 | 2.9 | 19070 | 13418
Central Heating | Condensate Pumps | Town TU | 1 | Medium | B | 6 | 2030 | 5 | 3 | 3.2 | 32270 | 19086
Roller Shutters | External Manual Roller Shutter | Town UA | 1 | High | B | 1 | 2025 | 5 | 2 | 2.7 | 18269 | 5299
Local and Special Ventilation | Fan - Extract | Town TV | 1 | Medium | B | 1 | 2025 | 5 | 3 | 3.2 | 32271 | 11609
Local and Special Ventilation | Fan - Extract | Town TV | 1 | Medium | B | 1 | 2025 | 5 | 3 | 3.2 | 32272 | 11610
Lifts | Disabled Lift - Hydraulic | Town DE | 1 | High | B | 1 | 2025 | 5 | 2 | 2.7 | 18270 | 5300
Fire Safety Systems | Fire Alarm Panel / Repeater | Town DE | 1 | Urgent | B | 5 | 2029 | 5 | 1 | 2.2 | 9983 | 14526
Local and Special Ventilation | Fan - Axial | Town DE | 1 | Medium | B | 5 | 2029 | 5 | 3 | 3.2 | 32273 | 15561
LV Distribution | Sub Distribution Board | Town DC | 1 | High | B | 1 | 2025 | 5 | 2 | 2.7 | 18271 | 5301
Roller Shutters | External Electric Roller Shutter | Town LQ | 1 | High | B | 1 | 2025 | 5 | 2 | 2.7 | 18272 | 5302
Emergency Lighting | Self Contained - Non LED | Town CZ | 4 | Urgent | B | 8 | 2032 | 5 | 1 | 2.2 | 9984 | 20637
Emergency Lighting | Illuminated Fire Exit Signage | Town DE | 3 | Urgent | B | 17 | 2041 | 5 | 1 | 2.2 | 9985 | 30262
Air Conditioning | Single-Split Evaporator - Split Systems/Heat Pumps - Air-cooled with Direct Expansion Evaporator (DX) | Town ST | 1 | Medium | B | 5 | 2029 | 5 | 3 | 3.2 | 32274 | 15562
Emergency Lighting | Externally Powered - LED | Town RZ | 2 | Urgent | C | 25 | 2049 | 4 | 1 | 1.9 | 759 | 33279
Roller Shutters | Internal Electric Roller Shutter | Town DC | 1 | Medium | B | 5 | 2029 | 5 | 3 | 3.2 | 32275 | 15563
Heat Emitters | Electric Heaters | Town TT | 2 | Medium | B | 1 | 2025 | 5 | 3 | 3.2 | 32276 | 11611
LV Distribution | Main Distribution Board | Town RZ | 1 | High | D | 16 | 2040 | 3 | 2 | 2.1 | 1369 | 28602
External Lighting | General - Non LED | Town UC | 5 | Medium | C | 1 | 2025 | 4 | 3 | 2.9 | 19071 | 5860
Central Heating | Fan - Axial | Town UC | 1 | High | B | 1 | 2025 | 5 | 2 | 2.7 | 18273 | 5303
External Doors | Entrance Doors | Town UE | 1 | High | B | 19 | 2043 | 5 | 2 | 2.7 | 18274 | 31276
Fire Safety Systems | Fire Alarm System | Town UE | 1 | Urgent | B | 11 | 2035 | 5 | 1 | 2.2 | 9986 | 24036
General Lighting | General - LED fittings & Luminaires | Town LQ | 23 | Medium | B | 6 | 2030 | 5 | 3 | 3.2 | 32277 | 19087
Central Heating | Circulating Pump | Town CW | 1 | High | B | 5 | 2029 | 5 | 2 | 2.7 | 18275 | 14766
BMS | BMS Control Panel | Town UB | 1 | High | A | 8 | 2032 | 6 | 2 | 3 | 19645 | 20794
Emergency Lighting | Self Contained - LED | Town TT | 1 | Urgent | B | 21 | 2045 | 5 | 1 | 2.2 | 9987 | 32505
Emergency Lighting | Self Contained - Non LED | Town TW | 16 | Urgent | B | 13 | 2037 | 5 | 1 | 2.2 | 9988 | 26906
Local and Special Ventilation | Fan - General Ventilation | Town ST | 1 | Medium | B | 1 | 2025 | 5 | 3 | 3.2 | 32278 | 11612
LV Distribution | Sub Distribution Board | Town DC | 1 | High | B | 1 | 2025 | 5 | 2 | 2.7 | 18276 | 5304
External Doors | Entrance Doors | Town TW | 1 | High | B | 6 | 2030 | 5 | 2 | 2.7 | 18277 | 17923
Local and Special Ventilation | Fan - Extract | Town UB | 1 | Medium | B | 1 | 2025 | 5 | 3 | 3.2 | 32279 | 11613
External Doors | Entrance Doors | Town DG | 1 | High | B | 6 | 2030 | 5 | 2 | 2.7 | 18278 | 17924
LV Distribution | Sub Distribution Board | Town DC | 1 | High | B | 14 | 2038 | 5 | 2 | 2.7 | 18279 | 27506
LV Distribution | Sub Distribution Board | Town TV | 1 | High | B | 16 | 2040 | 5 | 2 | 2.7 | 18280 | 29279
External Doors | Entrance Doors | Town TX | 1 | High | B | 16 | 2040 | 5 | 2 | 2.7 | 18281 | 29280
Heat Emitters | Electric Heaters | Town UE | 1 | Medium | B | 1 | 2025 | 5 | 3 | 3.2 | 32280 | 11614
Emergency Lighting | Self Contained - LED | Town LQ | 11 | Urgent | B | 21 | 2045 | 5 | 1 | 2.2 | 9989 | 32506
Heat Emitters | Electric Heaters | Town LQ | 2 | Medium | B | 1 | 2025 | 5 | 3 | 3.2 | 32281 | 11615
Local and Special Ventilation | Fan - Extract | Town TV | 1 | Medium | B | 11 | 2035 | 5 | 3 | 3.2 | 32282 | 25698
Access Control | Door Lock / Keypad / Manual | Town TT | 2 | Medium | B | 1 | 2025 | 5 | 3 | 3.2 | 32283 | 11616
Local and Special Ventilation | Unit extract fans | Town TW | 1 | Medium | B | 3 | 2027 | 5 | 3 | 3.2 | 32284 | 13710
Heat Emitters | Electric Heaters | Town RZ | 1 | Medium | B | 1 | 2025 | 5 | 3 | 3.2 | 32285 | 11617
Fire Safety Systems | Fire Extinguishers - CO2 | Town RZ | 3 | Urgent | A | 10 | 2034 | 6 | 1 | 2.5 | 11017 | 22238
Fire Safety Systems | Fire Extinguishers - CO2 | Town ST | 5 | Urgent | B | 8 | 2032 | 5 | 1 | 2.2 | 9990 | 20638
Emergency Lighting | Self Contained - LED | Town TX | 1 | Urgent | B | 21 | 2045 | 5 | 1 | 2.2 | 9991 | 32507
Air Conditioning | Single-Split Evaporator - Split Systems/Heat Pumps - Air-cooled with Direct Expansion Evaporator (DX) | Town DE | 1 | Medium | B | 5 | 2029 | 5 | 3 | 3.2 | 32286 | 15564
LV Distribution | Sub Distribution Board | Town TV | 1 | High | B | 1 | 2025 | 5 | 2 | 2.7 | 18282 | 5305
Local Hot Water | Instantaneous Electric Water Heater - Non-Drinking Water | Town ST | 1 | Medium | B | 1 | 2025 | 5 | 3 | 3.2 | 32287 | 11618
Fire Safety Systems | Fire Extinguishers - Foam | Town TX | 1 | Urgent | B | 8 | 2032 | 5 | 1 | 2.2 | 9992 | 20639
Air Conditioning | Single-Split Condenser - Split Systems/Heat Pumps - Air-cooled with Direct Expansion Evaporator (DX) | Town UC | 1 | Medium | B | 7 | 2031 | 5 | 3 | 3.2 | 32288 | 20207
Heat Emitters | Electric Overdoor Air Curtain/Heater | Town ST | 1 | Medium | B | 1 | 2025 | 5 | 3 | 3.2 | 32289 | 11619
Local and Special Ventilation | Fan - Extract | Town TV | 1 | Medium | B | 1 | 2025 | 5 | 3 | 3.2 | 32290 | 11620
Emergency Lighting | Self Contained - LED | Town TV | 7 | Urgent | B | 21 | 2045 | 5 | 1 | 2.2 | 9993 | 32508
Fire Safety Systems | Fire Extinguishers - CO2 | Town TW | 5 | Urgent | B | 6 | 2030 | 5 | 1 | 2.2 | 9994 | 17306
LV Distribution | Sub Distribution Board | Town UB | 1 | High | B | 9 | 2033 | 5 | 2 | 2.7 | 18283 | 21651
Local and Special Ventilation | Fan - Extract | Town TU | 1 | Medium | B | 1 | 2025 | 5 | 3 | 3.2 | 32291 | 11621
Heat Emitters | Radiators - Steel | Town DC | 6 | Medium | B | 1 | 2025 | 5 | 3 | 3.2 | 32292 | 11622
Air Conditioning | Single-Split Condenser - Split Systems/Heat Pumps - Air-cooled with Direct Expansion Evaporator (DX) | Town TV | 1 | Medium | B | 9 | 2033 | 5 | 3 | 3.2 | 32293 | 21929
LV Distribution | Sub Distribution Board | Town UC | 1 | High | B | 1 | 2025 | 5 | 2 | 2.7 | 18284 | 5306
LV Distribution | Sub Distribution Board | Town CW | 1 | High | A | 18 | 2042 | 6 | 2 | 3 | 19646 | 30920
Local and Special Ventilation | Fan - Window / Wall Mounted | Town TY | 1 | Medium | B | 1 | 2025 | 5 | 3 | 3.2 | 32294 | 11623
Boiler | Atmospheric Gas Burner/Condensing Combination Boiler (domestic type) | Town CW | 1 | High | B | 7 | 2031 | 5 | 2 | 2.7 | 18285 | 19715
Fire Safety Systems | Fire Extinguishers - CO2 | Town DE | 3 | Urgent | B | 2 | 2026 | 5 | 1 | 2.2 | 9995 | 12832
General Lighting | General - LED fittings & Luminaires | Town CW | 84 | Medium | A | 18 | 2042 | 6 | 3 | 3.5 | 32632 | 31027
AHU - Internal | Central Heating - Gas Fired (Internally Sourced) | Town CZ | 1 | Medium | B | 1 | 2025 | 5 | 3 | 3.2 | 32295 | 11624
LV Distribution | Sub Distribution Board | Town TV | 1 | High | B | 1 | 2025 | 5 | 2 | 2.7 | 18286 | 5307
Heat Emitters | Electric Heaters | Town TT | 2 | Medium | B | 1 | 2025 | 5 | 3 | 3.2 | 32296 | 11625
Fire Safety Systems | Fire Extinguishers - Foam | Town TU | 1 | Urgent | B | 6 | 2030 | 5 | 1 | 2.2 | 9996 | 17307
Central Ventilation Systems | Fan - General Ventilation | Town TT | 1 | Low | B | 1 | 2025 | 5 | 4 | 3.7 | 33636 | 12427
Fire Safety Systems | Fire Extinguishers - CO2 | Town TU | 1 | Urgent | B | 6 | 2030 | 5 | 1 | 2.2 | 9997 | 17308
Hot Water Distribution | Hot water cylinders | Town RZ | 1 | High | B | 1 | 2025 | 5 | 2 | 2.7 | 18287 | 5308
LV Distribution | Main Distribution Board | Town UR | 1 | High | B | 1 | 2025 | 5 | 2 | 2.7 | 18288 | 5309
Local and Special Ventilation | Fan - Window / Wall Mounted | Town UG | 1 | Medium | CX | 1 | 2025 | 2 | 3 | 2.3 | 10391 | 2297
Local Hot Water | Instantaneous Electric Water Heater - Non-Drinking Water | Town UL | 1 | Medium | B | 6 | 2030 | 5 | 3 | 3.2 | 32297 | 19088
LV Distribution | Sub Distribution Board | Town ET | 1 | High | B | 15 | 2039 | 5 | 2 | 2.7 | 18289 | 28336
LV Distribution | Main Switch Panel at Supply Intake | Town ET | 1 | Medium | B | 1 | 2025 | 5 | 3 | 3.2 | 32298 | 11626
LV Distribution | Sub Distribution Board | Town UP | 1 | High | B | 10 | 2034 | 5 | 2 | 2.7 | 18290 | 22526
Roller Shutters | Internal Electric Roller Shutter | Town UQ | 1 | Medium | B | 5 | 2029 | 5 | 3 | 3.2 | 32299 | 15565
Emergency Lighting | Illuminated Fire Exit Signage | Town UR | 3 | Urgent | A | 19 | 2043 | 6 | 1 | 2.5 | 11018 | 31133
Air Conditioning | Single-Split Evaporator - Split Systems/Heat Pumps - Air-cooled with Direct Expansion Evaporator (DX) | Town UF | 1 | Medium | B | 1 | 2025 | 5 | 3 | 3.2 | 32300 | 11627
External Doors | Entrance Doors | Town UR | 1 | High | B | 21 | 2045 | 5 | 2 | 2.7 | 18291 | 32776
Emergency Lighting | Self Contained - LED | Town UQ | 3 | Urgent | A | 23 | 2047 | 6 | 1 | 2.5 | 11019 | 33182
General Lighting | General - LED fittings & Luminaires | Town UN | 3 | Medium | A | 18 | 2042 | 6 | 3 | 3.5 | 32633 | 31028
Air Conditioning | Multi-Split Condenser - Split Systems/Heat Pumps - Air-cooled with Direct Expansion Evaporator (DX) | Town UH | 1 | Medium | B | 10 | 2034 | 5 | 3 | 3.2 | 32301 | 23195
Central Ventilation Systems | Fan - General Ventilation | Town UQ | 1 | Low | B | 1 | 2025 | 5 | 4 | 3.7 | 33637 | 12428
Roller Shutters | External Manual Roller Shutter | Town UG | 1 | High | B | 1 | 2025 | 5 | 2 | 2.7 | 18292 | 5310
Heat Emitters | Radiators - Steel | Town UQ | 3 | Medium | B | 5 | 2029 | 5 | 3 | 3.2 | 32302 | 15566
Heat Emitters | Electric Heaters | Town UR | 1 | Medium | B | 3 | 2027 | 5 | 3 | 3.2 | 32303 | 13711
External Doors | Entrance Doors | Town UK | 1 | High | B | 11 | 2035 | 5 | 2 | 2.7 | 18293 | 24860
Fire Safety Systems | Fire Dampers - Fusible Link | Town UM | 1 | Urgent | B | 1 | 2025 | 5 | 1 | 2.2 | 9998 | 1996
Emergency Lighting | Self Contained - LED | Town UG | 2 | Urgent | B | 20 | 2044 | 5 | 1 | 2.2 | 9999 | 31578
Fire Safety Systems | Fire Extinguishers - Powder | Town UR | 1 | Urgent | B | 9 | 2033 | 5 | 1 | 2.2 | 10000 | 21515
Emergency Lighting | Self Contained - LED | Town UQ | 13 | Urgent | A | 23 | 2047 | 6 | 1 | 2.5 | 11020 | 33183
Heat Emitters | Electric Heaters | Town UJ | 2 | Medium | B | 1 | 2025 | 5 | 3 | 3.2 | 32304 | 11628
Heat Emitters | Electric Heaters | Town UL | 1 | Medium | B | 1 | 2025 | 5 | 3 | 3.2 | 32305 | 11629
Emergency Lighting | Self Contained - LED | Town TN | 20 | Urgent | B | 22 | 2046 | 5 | 1 | 2.2 | 10001 | 33012
Fire Safety Systems | Fire Extinguishers - Foam | Town UN | 3 | Urgent | B | 6 | 2030 | 5 | 1 | 2.2 | 10002 | 17309
Roller Shutters | External Manual Roller Shutter | Town UI | 1 | High | B | 1 | 2025 | 5 | 2 | 2.7 | 18294 | 5311
Fire Safety Systems | Fire Extinguishers - CO2 | Town UR | 1 | Urgent | B | 9 | 2033 | 5 | 1 | 2.2 | 10003 | 21516
Boiler | Atmospheric Gas Burner/Condensing Combination Boiler (domestic type) | Town UI | 1 | High | B | 2 | 2026 | 5 | 2 | 2.7 | 18295 | 12968
Local and Special Ventilation | Fan - Kitchen Extract | Town UQ | 1 | Low | B | 5 | 2029 | 5 | 4 | 3.7 | 33638 | 15685
Roller Shutters | External Electric Roller Shutter | Town UP | 1 | High | B | 15 | 2039 | 5 | 2 | 2.7 | 18296 | 28337
General Lighting | General - LED fittings & Luminaires | Town UF | 4 | Medium | B | 1 | 2025 | 5 | 3 | 3.2 | 32306 | 11630
Heat Emitters | Gas Fired Natural and Fan Assisted Heaters | Town UO | 1 | Medium | CX | 1 | 2025 | 2 | 3 | 2.3 | 10392 | 2298
Local and Special Ventilation | Fan - Kitchen Extract | Town UN | 1 | Low | B | 5 | 2029 | 5 | 4 | 3.7 | 33639 | 15686
External Doors | Entrance Doors | Town ET | 1 | High | B | 16 | 2040 | 5 | 2 | 2.7 | 18297 | 29281
Heat Emitters | Electric Heaters | Town ET | 1 | Medium | B | 1 | 2025 | 5 | 3 | 3.2 | 32307 | 11631
Emergency Lighting | Self Contained - LED | Town UR | 1 | Urgent | B | 20 | 2044 | 5 | 1 | 2.2 | 10004 | 31579
Emergency Lighting | Self Contained - LED | Town UN | 1 | Urgent | A | 23 | 2047 | 6 | 1 | 2.5 | 11021 | 33184
External Lighting | General - LED | Town UH | 3 | Medium | B | 12 | 2036 | 5 | 3 | 3.2 | 32308 | 26784
Emergency Lighting | Self Contained - Non LED | Town UM | 1 | Urgent | B | 1 | 2025 | 5 | 1 | 2.2 | 10005 | 1997
Local and Special Ventilation | Fan - Window / Wall Mounted | Town UL | 1 | Medium | CX | 6 | 2030 | 2 | 3 | 2.3 | 10393 | 17325
Central Ventilation Systems | Fan - General Ventilation | Town UQ | 1 | Low | B | 1 | 2025 | 5 | 4 | 3.7 | 33640 | 12429
Heat Emitters | Gas Fired Natural and Fan Assisted Heaters | Town UJ | 1 | Medium | B | 1 | 2025 | 5 | 3 | 3.2 | 32309 | 11632
External Doors | Entrance Doors | Town UM | 1 | High | B | 11 | 2035 | 5 | 2 | 2.7 | 18298 | 24861
Emergency Lighting | Illuminated Fire Exit Signage | Town UG | 5 | Urgent | B | 6 | 2030 | 5 | 1 | 2.2 | 10006 | 17310
Roller Shutters | External Manual Roller Shutter | Town UR | 1 | High | B | 11 | 2035 | 5 | 2 | 2.7 | 18299 | 24862
External Doors | Manual and Automatic Doors - Auto / Powered Sliding Doors | Town UN | 1 | High | B | 15 | 2039 | 5 | 2 | 2.7 | 18300 | 28338
External Doors | Entrance Doors | Town UF | 1 | High | B | 21 | 2045 | 5 | 2 | 2.7 | 18301 | 32777
General Lighting | General - LED fittings & Luminaires | Town UH | 75 | Medium | B | 18 | 2042 | 5 | 3 | 3.2 | 32310 | 31002
Emergency Lighting | Illuminated Fire Exit Signage | Town UF | 1 | Urgent | B | 16 | 2040 | 5 | 1 | 2.2 | 10007 | 29066
Local Hot Water | Instantaneous Electric Water Heater - Non-Drinking Water | Town UK | 1 | Medium | B | 9 | 2033 | 5 | 3 | 3.2 | 32311 | 21930
Heat Emitters | Electric Heaters | Town ET | 1 | Medium | B | 1 | 2025 | 5 | 3 | 3.2 | 32312 | 11633
Fire Safety Systems | Fire Extinguishers - Foam | Town UR | 5 | Urgent | B | 9 | 2033 | 5 | 1 | 2.2 | 10008 | 21517
Fire Safety Systems | Fire Extinguishers - Foam | Town UJ | 3 | Urgent | B | 2 | 2026 | 5 | 1 | 2.2 | 10009 | 12833
Multi-System Controls | Motor Control Centre | Town UH | 1 | Low | A | 18 | 2042 | 6 | 4 | 4 | 33840 | 31029
Fire Safety Systems | Manual and Automatic Doors - Emergency and Panic Escape Doors | Town UN | 1 | Urgent | B | 15 | 2039 | 5 | 1 | 2.2 | 10010 | 28052
Emergency Lighting | Illuminated Fire Exit Signage | Town ET | 3 | Urgent | B | 15 | 2039 | 5 | 1 | 2.2 | 10011 | 28053
Access Control | Door Lock / Keypad / Manual | Town UO | 1 | Medium | B | 5 | 2029 | 5 | 3 | 3.2 | 32313 | 15567
LV Distribution | Sub Distribution Board | Town UM | 1 | High | B | 12 | 2036 | 5 | 2 | 2.7 | 18302 | 26277
LV Distribution | Sub Distribution Board | Town UJ | 1 | High | B | 14 | 2038 | 5 | 2 | 2.7 | 18303 | 27507
Central Ventilation Systems | Fan - General Ventilation | Town UH | 1 | Low | B | 1 | 2025 | 5 | 4 | 3.7 | 33641 | 12430
LV Distribution | Main Distribution Board | Town TN | 1 | High | B | 1 | 2025 | 5 | 2 | 2.7 | 18304 | 5312
Fire Safety Systems | Fire Dampers - Fusible Link | Town UM | 1 | Urgent | B | 1 | 2025 | 5 | 1 | 2.2 | 10012 | 1998
Emergency Lighting | Self Contained - LED | Town UP | 11 | Urgent | B | 22 | 2046 | 5 | 1 | 2.2 | 10013 | 33013
LV Distribution | Main Distribution Board | Town TN | 1 | High | B | 1 | 2025 | 5 | 2 | 2.7 | 18305 | 5313
Local and Special Ventilation | Fan - Kitchen Window / Wall Mounted | Town UL | 1 | Medium | B | 6 | 2030 | 5 | 3 | 3.2 | 32314 | 19089
Roller Shutters | External Manual Roller Shutter | Town UG | 1 | High | B | 1 | 2025 | 5 | 2 | 2.7 | 18306 | 5314
Emergency Lighting | Self Contained - LED | Town UF | 8 | Urgent | B | 21 | 2045 | 5 | 1 | 2.2 | 10014 | 32509
External Lighting | General - Non LED | Town UN | 2 | Medium | B | 5 | 2029 | 5 | 3 | 3.2 | 32315 | 15568
Fire Safety Systems | Fire Extinguishers - CO2 | Town UQ | 1 | Urgent | B | 6 | 2030 | 5 | 1 | 2.2 | 10015 | 17311
External Lighting | General - LED | Town UJ | 1 | Medium | B | 11 | 2035 | 5 | 3 | 3.2 | 32316 | 25699
LV Distribution | Sub Distribution Board | Town UQ | 1 | High | A | 19 | 2043 | 6 | 2 | 3 | 19647 | 31342
Fire Safety Systems | Fire Alarm Panel / Repeater | Town TN | 1 | Urgent | B | 13 | 2037 | 5 | 1 | 2.2 | 10016 | 26907
Emergency Lighting | Illuminated Fire Exit Signage | Town UM | 5 | Urgent | B | 6 | 2030 | 5 | 1 | 2.2 | 10017 | 17312
Heat Emitters | Electric Heaters | Town UL | 1 | Medium | B | 1 | 2025 | 5 | 3 | 3.2 | 32317 | 11634
Fire Safety Systems | Fire Extinguishers - Foam | Town UL | 4 | Urgent | B | 6 | 2030 | 5 | 1 | 2.2 | 10018 | 17313
LV Distribution | Sub Distribution Board | Town UJ | 1 | High | B | 12 | 2036 | 5 | 2 | 2.7 | 18307 | 26278
Local and Special Ventilation | Fan - Kitchen Window / Wall Mounted | Town UL | 1 | Medium | B | 6 | 2030 | 5 | 3 | 3.2 | 32318 | 19090
Boiler | Atmospheric Gas Burner/Condensing Combination Boiler (domestic type) | Town UM | 1 | High | B | 4 | 2028 | 5 | 2 | 2.7 | 18308 | 14013
Fire Safety Systems | Fire Alarm Panel / Repeater | Town UJ | 1 | Urgent | B | 7 | 2031 | 5 | 1 | 2.2 | 10019 | 19533
Local Hot Water | Instantaneous Electric Water Heater - Non-Drinking Water | Town UG | 1 | Medium | B | 1 | 2025 | 5 | 3 | 3.2 | 32319 | 11635
Boiler | Atmospheric Gas Burner/Condensing Combination Boiler (domestic type) | Town UN | 1 | High | B | 6 | 2030 | 5 | 2 | 2.7 | 18309 | 17925
Fire Safety Systems | Fire Alarm System | Town ET | 1 | Urgent | B | 1 | 2025 | 5 | 1 | 2.2 | 10020 | 1999
Emergency Lighting | Illuminated Fire Exit Signage | Town TN | 1 | Urgent | B | 18 | 2042 | 5 | 1 | 2.2 | 10021 | 30729
General Lighting | General - LED fittings & Luminaires | Town UI | 6 | Medium | B | 16 | 2040 | 5 | 3 | 3.2 | 32320 | 29914
Fire Safety Systems | Fire Extinguishers - Foam | Town UG | 3 | Urgent | A | 10 | 2034 | 6 | 1 | 2.5 | 11022 | 22239
Local Hot Water | Instantaneous Electric Water Heater - Non-Drinking Water | Town CA | 1 | Medium | B | 1 | 2025 | 5 | 3 | 3.2 | 32321 | 11636
Multi-System Controls | Control Panel - Electrical Services (excluding Electrical Controllers and Pneumatic Relays) | Town CV | 1 | Medium | B | 8 | 2032 | 5 | 3 | 3.2 | 32322 | 21166
Roller Shutters | External Manual Roller Shutter | Town EX | 1 | High | B | 1 | 2025 | 5 | 2 | 2.7 | 18310 | 5315
Local Hot Water | Instantaneous Electric Water Heater - Non-Drinking Water | Town HT | 1 | Medium | B | 1 | 2025 | 5 | 3 | 3.2 | 32323 | 11637
Fire Safety Systems | Manual and Automatic Doors - Emergency and Panic Escape Doors | Town CA | 1 | Urgent | B | 21 | 2045 | 5 | 1 | 2.2 | 10022 | 32510
LV Distribution | Sub Distribution Board | Town KF | 1 | High | B | 1 | 2025 | 5 | 2 | 2.7 | 18311 | 5316
Local and Special Ventilation | Fan - Window / Wall Mounted | Town CA | 1 | Medium | B | 1 | 2025 | 5 | 3 | 3.2 | 32324 | 11638
Roller Shutters | Internal Automatic Fabric Roll Up Door | Town CA | 1 | High | B | 1 | 2025 | 5 | 2 | 2.7 | 18312 | 5317
Fire Safety Systems | Manual and Automatic Doors - Emergency and Panic Escape Doors | Town HU | 1 | Urgent | B | 11 | 2035 | 5 | 1 | 2.2 | 10023 | 24037
External Doors | Entrance Doors | Town SB | 1 | High | A | 34 | 2058 | 6 | 2 | 3 | 19648 | 33874
LV Distribution | Sub Distribution Board | Town NX | 1 | High | B | 1 | 2025 | 5 | 2 | 2.7 | 18313 | 5318
Roller Shutters | External Manual Roller Shutter | Town CA | 1 | High | B | 11 | 2035 | 5 | 2 | 2.7 | 18314 | 24863
LV Distribution | Main Distribution Board | Town CD | 1 | High | C | 1 | 2025 | 4 | 2 | 2.4 | 10799 | 2554
Security Systems | Manual and Automatic Doors - High Security Door | Town LQ | 1 | High | B | 21 | 2045 | 5 | 2 | 2.7 | 18315 | 32778
Fire Safety Systems | Fire Alarm System | Town KF | 1 | Urgent | B | 1 | 2025 | 5 | 1 | 2.2 | 10024 | 2000
Roller Shutters | External Automatic Fabric Roll Up Door | Town CA | 1 | Medium | B | 11 | 2035 | 5 | 3 | 3.2 | 32325 | 25700
Local and Special Ventilation | Fan - Window / Wall Mounted | Town MR | 1 | Medium | CX | 1 | 2025 | 2 | 3 | 2.3 | 10394 | 2299
Roller Shutters | Internal Automatic Fabric Roll Up Door | Town CA | 1 | High | C | 1 | 2025 | 4 | 2 | 2.4 | 10800 | 2555
Central Ventilation Systems | Fan - General Ventilation | Town NX | 1 | Low | B | 1 | 2025 | 5 | 4 | 3.7 | 33642 | 12431
Security Systems | Manual and Automatic Doors - High Security Door | Town LQ | 1 | High | A | 35 | 2059 | 6 | 2 | 3 | 19649 | 33884
Fire Safety Systems | Fire Alarm Panel / Repeater | Town SU | 1 | Urgent | B | 11 | 2035 | 5 | 1 | 2.2 | 10025 | 24038
Local and Special Ventilation | Fan - Window / Wall Mounted | Town CA | 1 | Medium | B | 1 | 2025 | 5 | 3 | 3.2 | 32326 | 11639
Local and Special Ventilation | Fan - Window / Wall Mounted | Town JG | 1 | Medium | B | 1 | 2025 | 5 | 3 | 3.2 | 32327 | 11640
LV Distribution | Sub Distribution Board | Town CA | 1 | High | B | 1 | 2025 | 5 | 2 | 2.7 | 18316 | 5319
Roller Shutters | Internal Automatic Fabric Roll Up Door | Town CA | 1 | High | B | 1 | 2025 | 5 | 2 | 2.7 | 18317 | 5320
Roller Shutters | Internal Automatic Fabric Roll Up Door | Town CA | 1 | High | B | 1 | 2025 | 5 | 2 | 2.7 | 18318 | 5321
Air Conditioning | Single-Split Evaporator - Split Systems/Heat Pumps - Air-cooled with Direct Expansion Evaporator (DX) | Town EN | 1 | Medium | B | 13 | 2037 | 5 | 3 | 3.2 | 32328 | 27272
Heat Emitters | Gas Fired Natural and Fan Assisted Heaters | Town EN | 1 | Medium | DX | 1 | 2025 | 1 | 3 | 2 | 1011 | 705
LV Distribution | Sub Distribution Board | Town EN | 1 | High | B | 10 | 2034 | 5 | 2 | 2.7 | 18319 | 22527
Fire Safety Systems | Manual and Automatic Doors - Emergency and Panic Escape Doors | Town EN | 1 | Urgent | B | 6 | 2030 | 5 | 1 | 2.2 | 10026 | 17314
Access Control | Gate Access - Local Lock / Keypad / Manual (External) | Town EN | 6 | Medium | B | 5 | 2029 | 5 | 3 | 3.2 | 32329 | 15569
LV Distribution | Sub Distribution Board | Town EN | 1 | High | D | 1 | 2025 | 3 | 2 | 2.1 | 1370 | 917
Air Conditioning | Single-Split Condenser - Split Systems/Heat Pumps - Air-cooled with Direct Expansion Evaporator (DX) | Town EN | 1 | Medium | B | 13 | 2037 | 5 | 3 | 3.2 | 32330 | 27273
Air Conditioning | Single-Split Evaporator - Split Systems/Heat Pumps - Air-cooled with Direct Expansion Evaporator (DX) | Town EN | 1 | Medium | B | 11 | 2035 | 5 | 3 | 3.2 | 32331 | 25701
Air Conditioning | Single-Split Evaporator - Split Systems/Heat Pumps - Air-cooled with Direct Expansion Evaporator (DX) | Town EN | 1 | Medium | B | 13 | 2037 | 5 | 3 | 3.2 | 32332 | 27274
Fire Safety Systems | Fire Extinguishers - Powder | Town EN | 2 | Urgent | B | 6 | 2030 | 5 | 1 | 2.2 | 10027 | 17315
LV Distribution | Sub Distribution Board | Town EN | 1 | High | B | 10 | 2034 | 5 | 2 | 2.7 | 18320 | 22528
Central Heating | Condensate Pumps | Town EN | 1 | Medium | B | 17 | 2041 | 5 | 3 | 3.2 | 32333 | 30597
Local and Special Ventilation | Fan - Extract | Town FY | 1 | Medium | B | 1 | 2025 | 5 | 3 | 3.2 | 32334 | 11641
Local and Special Ventilation | Fan - Extract | Town FY | 1 | Medium | B | 1 | 2025 | 5 | 3 | 3.2 | 32335 | 11642
Local and Special Ventilation | Fan - Extract | Town FY | 1 | Medium | B | 1 | 2025 | 5 | 3 | 3.2 | 32336 | 11643
Multi-System Controls | Multi-Input Controllers | Town EN | 1 | Medium | B | 10 | 2034 | 5 | 3 | 3.2 | 32337 | 23196
Local and Special Ventilation | Fan - Extract | Town FY | 1 | Medium | B | 1 | 2025 | 5 | 3 | 3.2 | 32338 | 11644
Heat Emitters | Electric Heaters | Town RJ | 4 | Medium | B | 1 | 2025 | 5 | 3 | 3.2 | 32339 | 11645
LV Distribution | Main Switch Panel at Supply Intake | Town RZ | 1 | Medium | B | 1 | 2025 | 5 | 3 | 3.2 | 32340 | 11646
Local and Special Ventilation | Fan - Kitchen Window / Wall Mounted | Town RZ | 1 | Medium | B | 11 | 2035 | 5 | 3 | 3.2 | 32341 | 25702
LV Distribution | Main Distribution Board | Town RZ | 1 | High | B | 1 | 2025 | 5 | 2 | 2.7 | 18321 | 5322
General Lighting | General - LED fittings & Luminaires | Town RZ | 9 | Medium | B | 1 | 2025 | 5 | 3 | 3.2 | 32342 | 11647
Local and Special Ventilation | Fan - General Ventilation | Town QQ | 1 | Medium | C | 1 | 2025 | 4 | 3 | 2.9 | 19072 | 5861
Local and Special Ventilation | Fan - General Ventilation | Town QX | 1 | Medium | C | 1 | 2025 | 4 | 3 | 2.9 | 19073 | 5862
Local and Special Ventilation | Fan - Window / Wall Mounted | Town QO | 1 | Medium | D | 1 | 2025 | 3 | 3 | 2.6 | 11269 | 2731
LV Distribution | Sub Distribution Board | Town L | 1 | High | B | 6 | 2030 | 5 | 2 | 2.7 | 18322 | 17926
Local and Special Ventilation | Fan - Axial | Town RJ | 1 | Medium | DX | 1 | 2025 | 1 | 3 | 2 | 1012 | 706
Local and Special Ventilation | Fan - Axial | Town RJ | 1 | Medium | DX | 1 | 2025 | 1 | 3 | 2 | 1013 | 707
Local Hot Water | Instantaneous Electric Water Heater - Non-Drinking Water | Town EN | 1 | Medium | B | 5 | 2029 | 5 | 3 | 3.2 | 32343 | 15570
Heat Emitters | Electric Heaters | Town EN | 1 | Medium | B | 3 | 2027 | 5 | 3 | 3.2 | 32344 | 13712
AHU - Internal | Central Air Conditioning - Electric & DX | Town JS | 1 | High | B | 1 | 2025 | 5 | 2 | 2.7 | 18323 | 5323
External Doors | Manual and Automatic Doors - Auto / Powered Sliding Doors | Town JS | 1 | High | B | 25 | 2049 | 5 | 2 | 2.7 | 18324 | 33446
Roller Shutters | Internal Electric Roller Shutter | Town JS | 1 | Medium | B | 15 | 2039 | 5 | 3 | 3.2 | 32345 | 28552
Roller Shutters | External Electric Roller Shutter | Town SM | 1 | High | B | 1 | 2025 | 5 | 2 | 2.7 | 18325 | 5324
Fire Safety Systems | Manual and Automatic Doors - Emergency and Panic Escape Doors | Town JS | 1 | Urgent | A | 34 | 2058 | 6 | 1 | 2.5 | 11023 | 33867
Fire Safety Systems | Fire Alarm System | Town JS | 1 | Urgent | B | 1 | 2025 | 5 | 1 | 2.2 | 10028 | 2001
Access Control | Door Lock / Keypad / Manual | Town JS | 1 | Medium | B | 14 | 2038 | 5 | 3 | 3.2 | 32346 | 27653
Heat Emitters | Unit Heaters | Town CB | 1 | Medium | D | 1 | 2025 | 3 | 3 | 2.6 | 11270 | 2732
Hot Water Distribution | Hot water cylinders | Town UB | 1 | High | C | 1 | 2025 | 4 | 2 | 2.4 | 10801 | 2556
General Lighting | General - LED fittings & Luminaires | Town BI | 11 | Medium | B | 1 | 2025 | 5 | 3 | 3.2 | 32347 | 11648
Boiler | Atmospheric Gas Burner - Condensing Boiler | Town NM | 1 | High | D | 1 | 2025 | 3 | 2 | 2.1 | 1371 | 918
Fire Safety Systems | Fire Extinguishers - Foam | Town TQ | 1 | Urgent | B | 4 | 2028 | 5 | 1 | 2.2 | 10029 | 13882
General Lighting | General - LED fittings & Luminaires | Town GB | 1 | Medium | B | 1 | 2025 | 5 | 3 | 3.2 | 32348 | 11649
Local and Special Ventilation | Fan - Window / Wall Mounted | Town KK | 1 | Medium | B | 1 | 2025 | 5 | 3 | 3.2 | 32349 | 11650
LV Distribution | Sub Distribution Board | Town AI | 1 | High | B | 4 | 2028 | 5 | 2 | 2.7 | 18326 | 14014
Lifts | Disabled Lift - Hydraulic | Town GV | 1 | High | B | 1 | 2025 | 5 | 2 | 2.7 | 18327 | 5325
External Doors | Manual and Automatic Doors - Auto / Powered Sliding Doors | Town JG | 1 | High | B | 17 | 2041 | 5 | 2 | 2.7 | 18328 | 30388
Fire Safety Systems | Fire Extinguishers - CO2 | Town GZ | 3 | Urgent | A | 10 | 2034 | 6 | 1 | 2.5 | 11024 | 22240
Heat Emitters | Gas Fired Natural and Fan Assisted Heaters | Town AY | 1 | Medium | C | 1 | 2025 | 4 | 3 | 2.9 | 19074 | 5863
Local and Special Ventilation | Fan - Kitchen Window / Wall Mounted | Town JY | 1 | Medium | B | 1 | 2025 | 5 | 3 | 3.2 | 32350 | 11651
Local and Special Ventilation | Fan - Window / Wall Mounted | Town MN | 1 | Medium | B | 1 | 2025 | 5 | 3 | 3.2 | 32351 | 11652
General Lighting | General - LED fittings & Luminaires | Town H | 13 | Medium | B | 1 | 2025 | 5 | 3 | 3.2 | 32352 | 11653
Local and Special Ventilation | Fan - Extract | Town DG | 1 | Medium | D | 1 | 2025 | 3 | 3 | 2.6 | 11271 | 2733
Air Conditioning | Single-Split Condenser - Split Systems/Heat Pumps - Air-cooled with Direct Expansion Evaporator (DX) | Town DG | 1 | Medium | D | 1 | 2025 | 3 | 3 | 2.6 | 11272 | 2734
Roller Shutters | External Manual Roller Shutter | Town OP | 1 | High | B | 1 | 2025 | 5 | 2 | 2.7 | 18329 | 5326
Local and Special Ventilation | Unit extract fans | Town X | 1 | Medium | B | 1 | 2025 | 5 | 3 | 3.2 | 32353 | 11654
Local and Special Ventilation | Unit extract fans | Town EE | 1 | Medium | B | 3 | 2027 | 5 | 3 | 3.2 | 32354 | 13713
General Lighting | General - LED fittings & Luminaires | Town NB | 2 | Medium | B | 10 | 2034 | 5 | 3 | 3.2 | 32355 | 23197
Local and Special Ventilation | Unit extract fans | Town H | 1 | Medium | B | 1 | 2025 | 5 | 3 | 3.2 | 32356 | 11655
Local and Special Ventilation | Fan - Axial | Town FK | 1 | Medium | B | 1 | 2025 | 5 | 3 | 3.2 | 32357 | 11656
Roller Shutters | Internal Electric Roller Shutter | Town AP | 1 | Medium | B | 11 | 2035 | 5 | 3 | 3.2 | 32358 | 25703
External Lighting | General - LED | Town CZ | 2 | Medium | D | 11 | 2035 | 3 | 3 | 2.6 | 11273 | 24071
General Lighting | General - LED fittings & Luminaires | Town EE | 1 | Medium | B | 10 | 2034 | 5 | 3 | 3.2 | 32359 | 23198
Barriers & Guardrails | Vehicle Crash Protection Barrier | Town GG | 11 | V Low | C | 1 | 2025 | 4 | 4 | 3.4 | 32430 | 11706
Local and Special Ventilation | Unit extract fans | Town EU | 1 | Medium | CX | 5 | 2029 | 2 | 3 | 2.3 | 10395 | 14535
Roller Shutters | Internal Automatic Roller Shutter | Town EG | 1 | High | B | 8 | 2032 | 5 | 2 | 2.7 | 18330 | 20782
Local and Special Ventilation | Fan - Extract | Town JU | 1 | Medium | B | 1 | 2025 | 5 | 3 | 3.2 | 32360 | 11657
Heat Emitters | Unit Heaters | Town S | 1 | Medium | DX | 1 | 2025 | 1 | 3 | 2 | 1014 | 708
Heat Emitters | Gas Fired Natural and Fan Assisted Heaters | Town BV | 1 | Medium | B | 1 | 2025 | 5 | 3 | 3.2 | 32361 | 11658
Local Hot Water | Package Electric Water Heaters - Non-Drinking Water | Town HT | 1 | Medium | B | 1 | 2025 | 5 | 3 | 3.2 | 32362 | 11659
Specialist Lighting | Illuminated External Signs | Town SW | 1 | Medium | B | 11 | 2035 | 5 | 3 | 3.2 | 32363 | 25704
Local and Special Ventilation | Fan - Window / Wall Mounted | Town MD | 1 | Medium | B | 9 | 2033 | 5 | 3 | 3.2 | 32364 | 21931
Roller Shutters | External Manual Roller Shutter | Town KC | 1 | High | B | 1 | 2025 | 5 | 2 | 2.7 | 18331 | 5327
External Lighting | General - LED | Town RY | 1 | Medium | CX | 1 | 2025 | 2 | 3 | 2.3 | 10396 | 2300
LV Distribution | Sub Distribution Board | Town PS | 1 | High | B | 1 | 2025 | 5 | 2 | 2.7 | 18332 | 5328
Local and Special Ventilation | Unit extract fans | Town KS | 1 | Medium | B | 1 | 2025 | 5 | 3 | 3.2 | 32365 | 11660
LV Distribution | Sub Distribution Board | Town MK | 1 | High | B | 6 | 2030 | 5 | 2 | 2.7 | 18333 | 17927
Heat Emitters | Electric Heaters | Town CA | 1 | Medium | B | 1 | 2025 | 5 | 3 | 3.2 | 32366 | 11661
Air Conditioning | Single-Split Condenser - Split Systems/Heat Pumps - Air-cooled with Direct Expansion Evaporator (DX) | Town LX | 1 | Medium | B | 1 | 2025 | 5 | 3 | 3.2 | 32367 | 11662
Local and Special Ventilation | Unit extract fans | Town EU | 1 | Medium | CX | 5 | 2029 | 2 | 3 | 2.3 | 10397 | 14536
AHU - Internal | Central Heating & Cooling - LTHW & CHW | Town NM | 1 | High | D | 1 | 2025 | 3 | 2 | 2.1 | 1372 | 919
Heat Emitters | Gas Fired Unit Heaters | Town AH | 1 | Medium | C | 1 | 2025 | 4 | 3 | 2.9 | 19075 | 5864
Local and Special Ventilation | Fan - Extract | Town AJ | 1 | Medium | B | 1 | 2025 | 5 | 3 | 3.2 | 32368 | 11663
External Doors | Manual and Automatic Doors - Auto / Powered Swing Doors | Town EN | 1 | High | B | 25 | 2049 | 5 | 2 | 2.7 | 18334 | 33447
Roller Shutters | External Manual Roller Shutter | Town PC | 1 | High | B | 1 | 2025 | 5 | 2 | 2.7 | 18335 | 5329
Fire Safety Systems | Fire Extinguishers - CO2 | Town FV | 5 | Urgent | A | 10 | 2034 | 6 | 1 | 2.5 | 11025 | 22241
Roller Shutters | External Electric Roller Shutter | Town CZ | 1 | High | C | 5 | 2029 | 4 | 2 | 2.4 | 10802 | 14542
Local Hot Water | Package Electric Water Heaters - Non-Drinking Water | Town J | 1 | Medium | B | 1 | 2025 | 5 | 3 | 3.2 | 32369 | 11664
Local and Special Ventilation | Fan - Window / Wall Mounted | Town CB | 1 | Medium | C | 1 | 2025 | 4 | 3 | 2.9 | 19076 | 5865
Local and Special Ventilation | Fan - Kitchen Window / Wall Mounted | Town OO | 1 | Medium | B | 10 | 2034 | 5 | 3 | 3.2 | 32370 | 23199
General Lighting | General - LED fittings & Luminaires | Town LX | 2 | Medium | B | 1 | 2025 | 5 | 3 | 3.2 | 32371 | 11665
General Lighting | General - LED fittings & Luminaires | Town KA | 31 | Medium | B | 1 | 2025 | 5 | 3 | 3.2 | 32372 | 11666
Local and Special Ventilation | Unit extract fans | Town TH | 1 | Medium | D | 1 | 2025 | 3 | 3 | 2.6 | 11274 | 2735
Local and Special Ventilation | Fan - Kitchen Extract | Town JE | 1 | Low | B | 5 | 2029 | 5 | 4 | 3.7 | 33643 | 15687
Heat Emitters | Electric Overdoor Air Curtain/Heater | Town RV | 1 | Medium | C | 6 | 2030 | 4 | 3 | 2.9 | 19077 | 17952
Local and Special Ventilation | Unit extract fans | Town NO | 1 | Medium | B | 1 | 2025 | 5 | 3 | 3.2 | 32373 | 11667
External Lighting | General - Non LED | Town BZ | 3 | Medium | C | 1 | 2025 | 4 | 3 | 2.9 | 19078 | 5866
Local and Special Ventilation | Fan - Window / Wall Mounted | Town DZ | 1 | Medium | B | 5 | 2029 | 5 | 3 | 3.2 | 32374 | 15571
Local and Special Ventilation | Fan - Extract | Town EM | 1 | Medium | B | 1 | 2025 | 5 | 3 | 3.2 | 32375 | 11668
Local and Special Ventilation | Fan - Window / Wall Mounted | Town EA | 1 | Medium | B | 10 | 2034 | 5 | 3 | 3.2 | 32376 | 23200
Local and Special Ventilation | Fan - Axial | Town GP | 1 | Medium | C | 1 | 2025 | 4 | 3 | 2.9 | 19079 | 5867
LV Distribution | Sub Distribution Board | Town FK | 1 | High | B | 1 | 2025 | 5 | 2 | 2.7 | 18336 | 5330
Specialist Lighting | Illuminated External Signs | Town AQ | 1 | Medium | B | 1 | 2025 | 5 | 3 | 3.2 | 32377 | 11669
Local and Special Ventilation | Fan - Kitchen Extract | Town LX | 1 | Low | B | 1 | 2025 | 5 | 4 | 3.7 | 33644 | 12432
Heat Emitters | Gas Fired Unit Heaters | Town CQ | 1 | Medium | C | 1 | 2025 | 4 | 3 | 2.9 | 19080 | 5868
Roller Shutters | External Manual Roller Shutter | Town PC | 1 | High | B | 1 | 2025 | 5 | 2 | 2.7 | 18337 | 5331
General Lighting | General - LED fittings & Luminaires | Town MU | 7 | Medium | B | 1 | 2025 | 5 | 3 | 3.2 | 32378 | 11670
Air Conditioning | Single-Split Condenser - Split Systems/Heat Pumps - Air-cooled with Direct Expansion Evaporator (DX) | Town DG | 1 | Medium | D | 1 | 2025 | 3 | 3 | 2.6 | 11275 | 2736
Local and Special Ventilation | Fan - Extract | Town PI | 1 | Medium | B | 1 | 2025 | 5 | 3 | 3.2 | 32379 | 11671
Local and Special Ventilation | Fan - Kitchen Window / Wall Mounted | Town JY | 1 | Medium | B | 6 | 2030 | 5 | 3 | 3.2 | 32380 | 19091
Local and Special Ventilation | Fan - Window / Wall Mounted | Town HJ | 1 | Medium | DX | 5 | 2029 | 1 | 3 | 2 | 1015 | 14286
LV Distribution | Sub Distribution Board | Town PR | 1 | High | C | 16 | 2040 | 4 | 2 | 2.4 | 10803 | 29076
Local and Special Ventilation | Unit extract fans | Town SM | 1 | Medium | B | 1 | 2025 | 5 | 3 | 3.2 | 32381 | 11672
LV Distribution | Sub Distribution Board | Town PL | 1 | High | B | 1 | 2025 | 5 | 2 | 2.7 | 18338 | 5332
LV Distribution | Sub Distribution Board | Town PP | 1 | High | B | 1 | 2025 | 5 | 2 | 2.7 | 18339 | 5333
Specialist Lighting | Illuminated External Signs | Town DG | 2 | Medium | D | 1 | 2025 | 3 | 3 | 2.6 | 11276 | 2737
General Lighting | General - LED fittings & Luminaires | Town PC | 20 | Medium | B | 1 | 2025 | 5 | 3 | 3.2 | 32382 | 11673
Local and Special Ventilation | Fan - Extract | Town SG | 1 | Medium | CX | 1 | 2025 | 2 | 3 | 2.3 | 10398 | 2301
Local and Special Ventilation | Fan - Window / Wall Mounted | Town KK | 1 | Medium | B | 1 | 2025 | 5 | 3 | 3.2 | 32383 | 11674
Multi-System Controls | Instrumental Control Panel | Town SF | 1 | Medium | B | 1 | 2025 | 5 | 3 | 3.2 | 32384 | 11675
General Lighting | General - LED fittings & Luminaires | Town CZ | 33 | Medium | D | 16 | 2040 | 3 | 3 | 2.6 | 11277 | 29078
Local and Special Ventilation | Fan - Axial | Town FK | 1 | Medium | B | 1 | 2025 | 5 | 3 | 3.2 | 32385 | 11676
Multi-System Controls | Instrumental Control Panel | Town NM | 1 | Medium | D | 1 | 2025 | 3 | 3 | 2.6 | 11278 | 2738
Heat Emitters | Electric Heaters | Town DH | 3 | Medium | D | 1 | 2025 | 3 | 3 | 2.6 | 11279 | 2739
Local and Special Ventilation | Fan - Window / Wall Mounted | Town OP | 1 | Medium | B | 5 | 2029 | 5 | 3 | 3.2 | 32386 | 15572
External Lighting | General - Non LED | Town CA | 1 | Medium | B | 1 | 2025 | 5 | 3 | 3.2 | 32387 | 11677
External Lighting | General - Non LED | Town CH | 1 | Medium | B | 1 | 2025 | 5 | 3 | 3.2 | 32388 | 11678
General Lighting | General - LED fittings & Luminaires | Town EM | 3 | Medium | B | 1 | 2025 | 5 | 3 | 3.2 | 32389 | 11679
Lifts | Passenger Lift Hydraulic - Electric | Town JE | 1 | Medium | B | 1 | 2025 | 5 | 3 | 3.2 | 32390 | 11680
Local and Special Ventilation | Fan - Window / Wall Mounted | Town BU | 1 | Medium | B | 8 | 2032 | 5 | 3 | 3.2 | 32391 | 21167
Heat Emitters | Gas Fired Unit Heaters | Town GJ | 1 | Medium | D | 1 | 2025 | 3 | 3 | 2.6 | 11280 | 2740
External Doors | Manual and Automatic Doors - Auto / Powered Sliding Doors | Town CU | 1 | High | C | 17 | 2041 | 4 | 2 | 2.4 | 10804 | 30271
Fire Safety Systems | Fire Extinguishers - CO2 | Town SZ | 3 | Urgent | A | 10 | 2034 | 6 | 1 | 2.5 | 11026 | 22242
Emergency Lighting | Self Contained - LED | Town CZ | 6 | Urgent | D | 21 | 2045 | 3 | 1 | 1.6 | 477 | 31708
LV Distribution | Main Distribution Board | Town AR | 1 | High | B | 1 | 2025 | 5 | 2 | 2.7 | 18340 | 5334
Air Conditioning | Single-Split Evaporator - Split Systems/Heat Pumps - Air-cooled with Direct Expansion Evaporator (DX) | Town EV | 1 | Medium | B | 1 | 2025 | 5 | 3 | 3.2 | 32392 | 11681
Local and Special Ventilation | Fan - Centrifugal | Town CD | 1 | Medium | C | 1 | 2025 | 4 | 3 | 2.9 | 19081 | 5869
LV Distribution | Sub Distribution Board | Town AQ | 1 | High | C | 1 | 2025 | 4 | 2 | 2.4 | 10805 | 2557
LV Distribution | Sub Distribution Board | Town KL | 1 | High | B | 10 | 2034 | 5 | 2 | 2.7 | 18341 | 22529
Air Conditioning | Multi-Split Condenser - Split Systems/Heat Pumps - Air-cooled with Direct Expansion Evaporator (DX) | Town IS | 1 | Medium | B | 1 | 2025 | 5 | 3 | 3.2 | 32393 | 11682
Local and Special Ventilation | Fan - Window / Wall Mounted | Town HE | 1 | Medium | D | 5 | 2029 | 3 | 3 | 2.6 | 11281 | 14569
Local and Special Ventilation | Fan - Window / Wall Mounted | Town SV | 1 | Medium | B | 5 | 2029 | 5 | 3 | 3.2 | 32394 | 15573
Boiler | Combination Atmospheric Burner Gas Boiler | Town BZ | 1 | High | C | 1 | 2025 | 4 | 2 | 2.4 | 10806 | 2558
Heat Emitters | Electric Overdoor Air Curtain/Heater | Town NO | 1 | Medium | B | 1 | 2025 | 5 | 3 | 3.2 | 32395 | 11683
External Lighting | General - Non LED | Town HC | 1 | Medium | B | 1 | 2025 | 5 | 3 | 3.2 | 32396 | 11684
LV Distribution | Sub Distribution Board | Town KL | 1 | High | B | 1 | 2025 | 5 | 2 | 2.7 | 18342 | 5335
Fire Safety Systems | Fire Extinguishers - Powder | Town GF | 1 | Urgent | A | 10 | 2034 | 6 | 1 | 2.5 | 11027 | 22243
Air Conditioning | Single-Split Condenser - Split Systems/Heat Pumps - Air-cooled with Direct Expansion Evaporator (DX) | Town MB | 1 | Medium | B | 1 | 2025 | 5 | 3 | 3.2 | 32397 | 11685
LV Distribution | Sub Distribution Board | Town SL | 1 | High | C | 20 | 2044 | 4 | 2 | 2.4 | 10807 | 31580
Roller Shutters | External Electric Roller Shutter | Town RJ | 1 | High | B | 1 | 2025 | 5 | 2 | 2.7 | 18343 | 5336
Roller Shutters | Internal Manual Roller Shutter | Town QL | 1 | Medium | B | 1 | 2025 | 5 | 3 | 3.2 | 32398 | 11686
Local Hot Water | Package Electric Water Heaters - Non-Drinking Water | Town AX | 1 | Medium | B | 9 | 2033 | 5 | 3 | 3.2 | 32399 | 21932
Air Conditioning | Single-Split Condenser - Split Systems/Heat Pumps - Air-cooled with Direct Expansion Evaporator (DX) | Town CB | 1 | Medium | B | 1 | 2025 | 5 | 3 | 3.2 | 32400 | 11687
Fire Safety Systems | Manual Fire Dampers | Town UU | 1 | Urgent | B | 19 | 2043 | 5 | 1 | 2.2 | 10030 | 31123
Roof | Roof | Town AR | 1 | Medium | C | 6 | 2030 | 4 | 3 | 2.9 | 19082 | 17953
Roof | Roof | Town GF | 1 | Medium | C | 6 | 2030 | 4 | 3 | 2.9 | 19083 | 17954
Roof | Roof | Town NX | 1 | Urgent | DX | 1 | 2025 | 1 | 1 | 1 | 25 | 12
Roof | Roof | Town NL | 1 | Urgent | DX | 1 | 2025 | 1 | 1 | 1 | 26 | 13
Roof | Roof | Town LX | 1 | Medium | C | 6 | 2030 | 4 | 3 | 2.9 | 19084 | 17955
Roof | Roof | Town TQ | 1 | V Low | A | 16 | 2040 | 6 | 4 | 4 | 33841 | 29915
Roof | Roof | Town LQ | 1 | Low | B | 11 | 2035 | 5 | 4 | 3.7 | 33645 | 25731
Roof | Roof | Town SO | 1 | Urgent | DX | 1 | 2025 | 1 | 1 | 1 | 27 | 14
Roof | Roof | Town JE | 1 | V Low | A | 16 | 2040 | 6 | 4 | 4 | 33842 | 29916
Roof | Roof | Town KL | 1 | Medium | C | 6 | 2030 | 4 | 3 | 2.9 | 19085 | 17956
Roof | Roof | Town MU | 1 | Medium | C | 6 | 2030 | 4 | 3 | 2.9 | 19086 | 17957
Roof | Roof | Town IF | 1 | V Low | A | 16 | 2040 | 6 | 4 | 4 | 33843 | 29917
Roof | Roof | Town UG | 1 | Medium | C | 6 | 2030 | 4 | 3 | 2.9 | 19087 | 17958
Roof | Roof | Town SR | 1 | Medium | C | 6 | 2030 | 4 | 3 | 2.9 | 19088 | 17959
Roof | Roof | Town HA | 1 | Medium | C | 6 | 2030 | 4 | 3 | 2.9 | 19089 | 17960
Roof | Roof | Town IX | 1 | Medium | C | 6 | 2030 | 4 | 3 | 2.9 | 19090 | 17961
Roof | Roof | Town NN | 1 | Urgent | DX | 1 | 2025 | 1 | 1 | 1 | 28 | 15
Roof | Roof | Town GZ | 1 | Urgent | DX | 1 | 2025 | 1 | 1 | 1 | 29 | 16
Roof | Roof | Town EX | 1 | Low | B | 11 | 2035 | 5 | 4 | 3.7 | 33646 | 25732
Roof | Roof | Town LK | 1 | Medium | C | 6 | 2030 | 4 | 3 | 2.9 | 19091 | 17962
Roof | Roof | Town KI | 1 | Medium | C | 6 | 2030 | 4 | 3 | 2.9 | 19092 | 17963
Roof | Roof | Town RM | 1 | Medium | C | 6 | 2030 | 4 | 3 | 2.9 | 19093 | 17964
Roof | Roof | Town AH | 1 | Medium | C | 6 | 2030 | 4 | 3 | 2.9 | 19094 | 17965
Roof | Roof | Town MS | 1 | V Low | A | 16 | 2040 | 6 | 4 | 4 | 33844 | 29918
Roof | Roof | Town SB | 1 | V Low | A | 16 | 2040 | 6 | 4 | 4 | 33845 | 29919
Roof | Roof | Town JZ | 1 | V Low | A | 16 | 2040 | 6 | 4 | 4 | 33846 | 29920
Roof | Roof | Town QG | 1 | Urgent | DX | 1 | 2025 | 1 | 1 | 1 | 30 | 17
Roof | Roof | Town QM | 1 | Urgent | DX | 1 | 2025 | 1 | 1 | 1 | 31 | 18
Roof | Roof | Town BZ | 1 | Medium | C | 6 | 2030 | 4 | 3 | 2.9 | 19095 | 17966
Roof | Roof | Town OR | 1 | Urgent | DX | 1 | 2025 | 1 | 1 | 1 | 32 | 19
Roof | Roof | Town A | 1 | Medium | C | 6 | 2030 | 4 | 3 | 2.9 | 19096 | 17967
Roof | Roof | Town IK | 1 | Urgent | DX | 1 | 2025 | 1 | 1 | 1 | 33 | 20
Roof | Roof | Town GB | 1 | Medium | C | 6 | 2030 | 4 | 3 | 2.9 | 19097 | 17968
Roof | Roof | Town CB | 1 | Urgent | DX | 1 | 2025 | 1 | 1 | 1 | 34 | 21
Roof | Roof | Town GN | 1 | Medium | C | 6 | 2030 | 4 | 3 | 2.9 | 19098 | 17969
Roof | Roof | Town NI | 1 | Urgent | DX | 1 | 2025 | 1 | 1 | 1 | 35 | 22
Roof | Roof | Town UD | 1 | Urgent | DX | 1 | 2025 | 1 | 1 | 1 | 36 | 23
Roof | Roof | Town AX | 1 | Urgent | DX | 1 | 2025 | 1 | 1 | 1 | 37 | 24
Roof | Roof | Town BJ | 1 | Urgent | DX | 1 | 2025 | 1 | 1 | 1 | 38 | 25
Roof | Roof | Town QO | 1 | Urgent | DX | 1 | 2025 | 1 | 1 | 1 | 39 | 26
Roof | Roof | Town QO | 1 | Medium | C | 6 | 2030 | 4 | 3 | 2.9 | 19099 | 17970
Roof | Roof | Town HG | 1 | Urgent | DX | 1 | 2025 | 1 | 1 | 1 | 40 | 27
Roof | Roof | Town DN | 1 | V Low | A | 16 | 2040 | 6 | 4 | 4 | 33847 | 29921
Roof | Roof | Town FW | 1 | Medium | C | 6 | 2030 | 4 | 3 | 2.9 | 19100 | 17971
Roof | Roof | Town UV | 1 | Medium | C | 6 | 2030 | 4 | 3 | 2.9 | 19101 | 17972
Roof | Roof | Town OU | 1 | Urgent | DX | 1 | 2025 | 1 | 1 | 1 | 41 | 28
Roof | Roof | Town KE | 1 | Urgent | DX | 1 | 2025 | 1 | 1 | 1 | 42 | 29
Roof | Roof | Town KE | 1 | Urgent | DX | 1 | 2025 | 1 | 1 | 1 | 43 | 30
Roof | Roof | Town GG | 1 | V Low | A | 16 | 2040 | 6 | 4 | 4 | 33848 | 29922
Roof | Roof | Town UW | 1 | Urgent | DX | 1 | 2025 | 1 | 1 | 1 | 44 | 31
Roof | Roof | Town UX | 1 | Urgent | DX | 1 | 2025 | 1 | 1 | 1 | 45 | 32
Roof | Roof | Town EJ | 1 | Urgent | DX | 1 | 2025 | 1 | 1 | 1 | 46 | 33
Roof | Roof | Town UY | 1 | V Low | A | 16 | 2040 | 6 | 4 | 4 | 33849 | 29923
Roof | Roof | Town CT | 1 | Urgent | DX | 1 | 2025 | 1 | 1 | 1 | 47 | 34
Roof | Roof | Town UZ | 1 | Medium | C | 6 | 2030 | 4 | 3 | 2.9 | 19102 | 17973
Roof | Roof | Town M | 1 | Medium | C | 6 | 2030 | 4 | 3 | 2.9 | 19103 | 17974
Roof | Roof | Town M | 1 | V Low | A | 16 | 2040 | 6 | 4 | 4 | 33850 | 29924
Roof | Roof | Town IH | 1 | V Low | A | 16 | 2040 | 6 | 4 | 4 | 33851 | 29925
Roof | Roof | Town VA | 1 | Medium | C | 6 | 2030 | 4 | 3 | 2.9 | 19104 | 17975
Roof | Roof | Town RZ | 1 | Medium | C | 6 | 2030 | 4 | 3 | 2.9 | 19105 | 17976
Roof | Roof | Town RZ | 1 | Urgent | DX | 1 | 2025 | 1 | 1 | 1 | 48 | 35
Roof | Roof | Town VB | 1 | Urgent | DX | 1 | 2025 | 1 | 1 | 1 | 49 | 36
Roof | Roof | Town CA | 1 | Urgent | DX | 1 | 2025 | 1 | 1 | 1 | 50 | 37
Roof | Roof | Town BM | 1 | Urgent | DX | 1 | 2025 | 1 | 1 | 1 | 51 | 38
Roof | Roof | Town NK | 1 | Urgent | DX | 1 | 2025 | 1 | 1 | 1 | 52 | 39
Roof | Roof | Town VC | 1 | Urgent | DX | 1 | 2025 | 1 | 1 | 1 | 53 | 40
Roof | Roof | Town VD | 1 | Urgent | DX | 1 | 2025 | 1 | 1 | 1 | 54 | 41
Roof | Roof | Town VE | 1 | Urgent | DX | 1 | 2025 | 1 | 1 | 1 | 55 | 42
Roof | Roof | Town DC | 1 | Urgent | DX | 1 | 2025 | 1 | 1 | 1 | 56 | 43
Roof | Roof | Town VF | 1 | Urgent | DX | 1 | 2025 | 1 | 1 | 1 | 57 | 44
Roof | Roof | Town AF | 1 | Urgent | DX | 1 | 2025 | 1 | 1 | 1 | 58 | 45
Roof | Roof | Town NM | 1 | Urgent | DX | 1 | 2025 | 1 | 1 | 1 | 59 | 46
Roof | Roof | Town VG | 1 | Urgent | DX | 1 | 2025 | 1 | 1 | 1 | 60 | 47
Roof | Roof | Town VH | 1 | V Low | A | 16 | 2040 | 6 | 4 | 4 | 33852 | 29926
Roof | Roof | Town HE | 1 | Urgent | DX | 1 | 2025 | 1 | 1 | 1 | 61 | 48
Roof | Roof | Town AJ | 1 | Urgent | DX | 1 | 2025 | 1 | 1 | 1 | 62 | 49
Roof | Roof | Town AJ | 1 | Urgent | DX | 1 | 2025 | 1 | 1 | 1 | 63 | 50
Roof | Roof | Town AJ | 1 | Urgent | DX | 1 | 2025 | 1 | 1 | 1 | 64 | 51
Roof | Roof | Town VI | 1 | Urgent | DX | 1 | 2025 | 1 | 1 | 1 | 65 | 52
Roof | Roof | Town VJ | 1 | Urgent | DX | 1 | 2025 | 1 | 1 | 1 | 66 | 53
Roof | Roof | Town BF | 1 | Low | B | 11 | 2035 | 5 | 4 | 3.7 | 33647 | 25733
Roof | Roof | Town BK | 1 | Medium | C | 6 | 2030 | 4 | 3 | 2.9 | 19106 | 17977
Roof | Roof | Town SQ | 1 | V Low | A | 16 | 2040 | 6 | 4 | 4 | 33853 | 29927
Roof | Roof | Town VK | 1 | Medium | C | 6 | 2030 | 4 | 3 | 2.9 | 19107 | 17978
Roof | Roof | Town VL | 1 | Medium | C | 6 | 2030 | 4 | 3 | 2.9 | 19108 | 17979
Roof | Roof | Town VM | 1 | Medium | C | 6 | 2030 | 4 | 3 | 2.9 | 19109 | 17980
Roof | Roof | Town FA | 1 | Urgent | DX | 1 | 2025 | 1 | 1 | 1 | 67 | 54
Roof | Roof | Town BI | 1 | Urgent | DX | 1 | 2025 | 1 | 1 | 1 | 68 | 55
Roof | Roof | Town BI | 1 | Medium | C | 6 | 2030 | 4 | 3 | 2.9 | 19110 | 17981
Roof | Roof | Town BI | 1 | Medium | C | 6 | 2030 | 4 | 3 | 2.9 | 19111 | 17982
Roof | Roof | Town CD | 1 | Urgent | DX | 1 | 2025 | 1 | 1 | 1 | 69 | 56
Roof | Roof | Town VN | 1 | Medium | C | 6 | 2030 | 4 | 3 | 2.9 | 19112 | 17983
Roof | Roof | Town VO | 1 | Urgent | DX | 1 | 2025 | 1 | 1 | 1 | 70 | 57
Roof | Roof | Town VP | 1 | Urgent | DX | 1 | 2025 | 1 | 1 | 1 | 71 | 58
Roof | Roof | Town PS | 1 | Urgent | DX | 1 | 2025 | 1 | 1 | 1 | 72 | 59
Roof | Roof | Town VQ | 1 | Urgent | DX | 1 | 2025 | 1 | 1 | 1 | 73 | 60
Roof | Roof | Town VR | 1 | Urgent | DX | 1 | 2025 | 1 | 1 | 1 | 74 | 61
Roof | Roof | Town VS | 1 | Urgent | DX | 1 | 2025 | 1 | 1 | 1 | 75 | 62
Roof | Roof | Town VT | 1 | Urgent | DX | 1 | 2025 | 1 | 1 | 1 | 76 | 63
Roof | Roof | Town VU | 1 | Urgent | DX | 1 | 2025 | 1 | 1 | 1 | 77 | 64
Roof | Roof | Town VV | 1 | Medium | C | 6 | 2030 | 4 | 3 | 2.9 | 19113 | 17984
Roof | Roof | Town RY | 1 | Urgent | DX | 1 | 2025 | 1 | 1 | 1 | 78 | 65
Roof | Roof | Town QN | 1 | Medium | C | 6 | 2030 | 4 | 3 | 2.9 | 19114 | 17985
Roof | Roof | Town I | 1 | Urgent | DX | 1 | 2025 | 1 | 1 | 1 | 79 | 66
Roof | Roof | Town VW | 1 | Urgent | DX | 1 | 2025 | 1 | 1 | 1 | 80 | 67
Roof | Roof | Town ET | 1 | Urgent | DX | 1 | 2025 | 1 | 1 | 1 | 81 | 68
Roof | Roof | Town MX | 1 | V Low | A | 16 | 2040 | 6 | 4 | 4 | 33854 | 29928
Roof | Roof | Town GU | 1 | Medium | C | 6 | 2030 | 4 | 3 | 2.9 | 19115 | 17986
Roof | Roof | Town VX | 1 | Urgent | DX | 1 | 2025 | 1 | 1 | 1 | 82 | 69
Roof | Roof | Town PL | 1 | Medium | C | 6 | 2030 | 4 | 3 | 2.9 | 19116 | 17987
Roof | Roof | Town OW | 1 | V Low | A | 16 | 2040 | 6 | 4 | 4 | 33855 | 29929
Roof | Roof | Town VY | 1 | Medium | C | 6 | 2030 | 4 | 3 | 2.9 | 19117 | 17988
Roof | Roof | Town CG | 1 | Urgent | DX | 1 | 2025 | 1 | 1 | 1 | 83 | 70
Roof | Roof | Town KQ | 1 | Medium | C | 6 | 2030 | 4 | 3 | 2.9 | 19118 | 17989
Roof | Roof | Town IC | 1 | Medium | C | 6 | 2030 | 4 | 3 | 2.9 | 19119 | 17990
Roof | Roof | Town KA | 1 | V Low | A | 16 | 2040 | 6 | 4 | 4 | 33856 | 29930
Roof | Roof | Town VZ | 1 | V Low | A | 16 | 2040 | 6 | 4 | 4 | 33857 | 29931
Roof | Roof | Town EK | 1 | Urgent | DX | 1 | 2025 | 1 | 1 | 1 | 84 | 71
Roof | Roof | Town AY | 1 | Urgent | DX | 1 | 2025 | 1 | 1 | 1 | 85 | 72
Roof | Roof | Town AY | 1 | Medium | C | 6 | 2030 | 4 | 3 | 2.9 | 19120 | 17991
Roof | Roof | Town WA | 1 | Urgent | DX | 1 | 2025 | 1 | 1 | 1 | 86 | 73
Roof | Roof | Town PI | 1 | Medium | C | 6 | 2030 | 4 | 3 | 2.9 | 19121 | 17992
Roof | Roof | Town JC | 1 | V Low | A | 16 | 2040 | 6 | 4 | 4 | 33858 | 29932
Roof | Roof | Town WB | 1 | Urgent | DX | 1 | 2025 | 1 | 1 | 1 | 87 | 74
Roof | Roof | Town AT | 1 | Urgent | DX | 1 | 2025 | 1 | 1 | 1 | 88 | 75
Roof | Roof | Town GO | 1 | Urgent | DX | 1 | 2025 | 1 | 1 | 1 | 89 | 76
Roof | Roof | Town WC | 1 | Low | B | 11 | 2035 | 5 | 4 | 3.7 | 33648 | 25734
Roof | Roof | Town ST | 1 | Urgent | DX | 1 | 2025 | 1 | 1 | 1 | 90 | 77
Roof | Roof | Town E | 1 | Urgent | DX | 1 | 2025 | 1 | 1 | 1 | 91 | 78
Roof | Roof | Town CH | 1 | Urgent | DX | 1 | 2025 | 1 | 1 | 1 | 92 | 79
Roof | Roof | Town FJ | 1 | Medium | C | 6 | 2030 | 4 | 3 | 2.9 | 19122 | 17993
Roof | Roof | Town WD | 1 | V Low | A | 16 | 2040 | 6 | 4 | 4 | 33859 | 29933
Roof | Roof | Town KP | 1 | V Low | A | 16 | 2040 | 6 | 4 | 4 | 33860 | 29934
Roof | Roof | Town KP | 1 | Medium | C | 6 | 2030 | 4 | 3 | 2.9 | 19123 | 17994
Roof | Roof | Town KP | 1 | Low | B | 11 | 2035 | 5 | 4 | 3.7 | 33649 | 25735
Roof | Roof | Town KP | 1 | Urgent | DX | 1 | 2025 | 1 | 1 | 1 | 93 | 80
Roof | Roof | Town J | 1 | Urgent | DX | 1 | 2025 | 1 | 1 | 1 | 94 | 81
Roof | Roof | Town WE | 1 | Medium | C | 6 | 2030 | 4 | 3 | 2.9 | 19124 | 17995
Roof | Roof | Town O | 1 | Medium | C | 6 | 2030 | 4 | 3 | 2.9 | 19125 | 17996
Roof | Roof | Town WF | 1 | Urgent | DX | 1 | 2025 | 1 | 1 | 1 | 95 | 82
Roof | Roof | Town WG | 1 | Medium | C | 6 | 2030 | 4 | 3 | 2.9 | 19126 | 17997
Roof | Roof | Town AP | 1 | Medium | C | 6 | 2030 | 4 | 3 | 2.9 | 19127 | 17998
Roof | Roof | Town WH | 1 | Medium | C | 6 | 2030 | 4 | 3 | 2.9 | 19128 | 17999
Roof | Roof | Town LM | 1 | Medium | C | 6 | 2030 | 4 | 3 | 2.9 | 19129 | 18000
Roof | Roof | Town FI | 1 | Medium | C | 6 | 2030 | 4 | 3 | 2.9 | 19130 | 18001
Roof | Roof | Town GS | 1 | Urgent | DX | 1 | 2025 | 1 | 1 | 1 | 96 | 83
Roof | Roof | Town L | 1 | Urgent | DX | 1 | 2025 | 1 | 1 | 1 | 97 | 84
Roof | Roof | Town FD | 1 | Urgent | DX | 1 | 2025 | 1 | 1 | 1 | 98 | 85
Roof | Roof | Town SG | 1 | Medium | C | 6 | 2030 | 4 | 3 | 2.9 | 19131 | 18002
Roof | Roof | Town FM | 1 | Medium | C | 6 | 2030 | 4 | 3 | 2.9 | 19132 | 18003
Roof | Roof | Town WI | 1 | Medium | C | 6 | 2030 | 4 | 3 | 2.9 | 19133 | 18004
Roof | Roof | Town KB | 1 | V Low | A | 16 | 2040 | 6 | 4 | 4 | 33861 | 29935
Roof | Roof | Town OE | 1 | Urgent | DX | 1 | 2025 | 1 | 1 | 1 | 99 | 86
Roof | Roof | Town OE | 1 | Medium | C | 6 | 2030 | 4 | 3 | 2.9 | 19134 | 18005
Roof | Roof | Town C | 1 | Urgent | DX | 1 | 2025 | 1 | 1 | 1 | 100 | 87
Roof | Roof | Town QT | 1 | Urgent | DX | 1 | 2025 | 1 | 1 | 1 | 101 | 88
Roof | Roof | Town AA | 1 | Medium | C | 6 | 2030 | 4 | 3 | 2.9 | 19135 | 18006
Roof | Roof | Town CQ | 1 | Urgent | DX | 1 | 2025 | 1 | 1 | 1 | 102 | 89
Roof | Roof | Town EP | 1 | Medium | C | 6 | 2030 | 4 | 3 | 2.9 | 19136 | 18007
Roof | Roof | Town EP | 1 | Urgent | DX | 1 | 2025 | 1 | 1 | 1 | 103 | 90
Roof | Roof | Town FK | 1 | Urgent | DX | 1 | 2025 | 1 | 1 | 1 | 104 | 91
Roof | Roof | Town WJ | 1 | Medium | C | 6 | 2030 | 4 | 3 | 2.9 | 19137 | 18008
Roof | Roof | Town BU | 1 | Medium | C | 6 | 2030 | 4 | 3 | 2.9 | 19138 | 18009
Roof | Roof | Town PU | 1 | V Low | A | 16 | 2040 | 6 | 4 | 4 | 33862 | 29936
Roof | Roof | Town BE | 1 | Medium | C | 6 | 2030 | 4 | 3 | 2.9 | 19139 | 18010
Roof | Roof | Town WK | 1 | Medium | C | 6 | 2030 | 4 | 3 | 2.9 | 19140 | 18011
Roof | Roof | Town NE | 1 | Urgent | DX | 1 | 2025 | 1 | 1 | 1 | 105 | 92
Roof | Roof | Town WL | 1 | Medium | C | 6 | 2030 | 4 | 3 | 2.9 | 19141 | 18012
Roof | Roof | Town WM | 1 | Urgent | DX | 1 | 2025 | 1 | 1 | 1 | 106 | 93
Roof | Roof | Town AQ | 1 | Urgent | DX | 1 | 2025 | 1 | 1 | 1 | 107 | 94
Roof | Roof | Town AQ | 1 | V Low | A | 16 | 2040 | 6 | 4 | 4 | 33863 | 29937
Roof | Roof | Town R | 1 | Medium | C | 6 | 2030 | 4 | 3 | 2.9 | 19142 | 18013
Roof | Roof | Town WN | 1 | Medium | C | 6 | 2030 | 4 | 3 | 2.9 | 19143 | 18014
Roof | Roof | Town WO | 1 | Medium | C | 6 | 2030 | 4 | 3 | 2.9 | 19144 | 18015
Roof | Roof | Town HU | 1 | Urgent | DX | 1 | 2025 | 1 | 1 | 1 | 108 | 95
Roof | Roof | Town AS | 1 | Urgent | DX | 1 | 2025 | 1 | 1 | 1 | 109 | 96
Roof | Roof | Town H | 1 | Medium | C | 6 | 2030 | 4 | 3 | 2.9 | 19145 | 18016
Roof | Roof | Town FE | 1 | Medium | C | 6 | 2030 | 4 | 3 | 2.9 | 19146 | 18017
Roof | Roof | Town SS | 1 | Urgent | DX | 1 | 2025 | 1 | 1 | 1 | 110 | 97
Roof | Roof | Town KK | 1 | Medium | C | 6 | 2030 | 4 | 3 | 2.9 | 19147 | 18018
Roof | Roof | Town WP | 1 | Urgent | DX | 1 | 2025 | 1 | 1 | 1 | 111 | 98
Roof | Roof | Town RC | 1 | Medium | C | 6 | 2030 | 4 | 3 | 2.9 | 19148 | 18019
Roof | Roof | Town DR | 1 | Urgent | DX | 1 | 2025 | 1 | 1 | 1 | 112 | 99
Roof | Roof | Town WQ | 1 | Urgent | DX | 1 | 2025 | 1 | 1 | 1 | 113 | 100
Roof | Roof | Town WR | 1 | Urgent | DX | 1 | 2025 | 1 | 1 | 1 | 114 | 101
Roof | Roof | Town WS | 1 | Medium | C | 6 | 2030 | 4 | 3 | 2.9 | 19149 | 18020
Roof | Roof | Town WT | 1 | V Low | A | 16 | 2040 | 6 | 4 | 4 | 33864 | 29938
Roof | Roof | Town WU | 1 | Medium | C | 6 | 2030 | 4 | 3 | 2.9 | 19150 | 18021
Roof | Roof | Town WV | 1 | Medium | C | 6 | 2030 | 4 | 3 | 2.9 | 19151 | 18022
Roof | Roof | Town Z | 1 | Medium | C | 6 | 2030 | 4 | 3 | 2.9 | 19152 | 18023
Roof | Roof | Town WW | 1 | Urgent | DX | 1 | 2025 | 1 | 1 | 1 | 115 | 102
Roof | Roof | Town BH | 1 | Medium | C | 6 | 2030 | 4 | 3 | 2.9 | 19153 | 18024
Roof | Roof | Town KN | 1 | V Low | A | 16 | 2040 | 6 | 4 | 4 | 33865 | 29939
Roof | Roof | Town X | 1 | Urgent | DX | 1 | 2025 | 1 | 1 | 1 | 116 | 103
Roof | Roof | Town WX | 1 | Urgent | DX | 1 | 2025 | 1 | 1 | 1 | 117 | 104
Roof | Roof | Town WY | 1 | Urgent | DX | 1 | 2025 | 1 | 1 | 1 | 118 | 105
Roof | Roof | Town HI | 1 | Urgent | DX | 1 | 2025 | 1 | 1 | 1 | 119 | 106
Roof | Roof | Town WZ | 1 | Urgent | DX | 1 | 2025 | 1 | 1 | 1 | 120 | 107
Roof | Roof | Town DH | 1 | V Low | A | 16 | 2040 | 6 | 4 | 4 | 33866 | 29940
Roof | Roof | Town XA | 1 | Urgent | DX | 1 | 2025 | 1 | 1 | 1 | 121 | 108
Roof | Roof | Town S | 1 | Medium | C | 6 | 2030 | 4 | 3 | 2.9 | 19154 | 18025
Roof | Roof | Town XB | 1 | V Low | A | 16 | 2040 | 6 | 4 | 4 | 33867 | 29941
Roof | Roof | Town BV | 1 | Medium | C | 6 | 2030 | 4 | 3 | 2.9 | 19155 | 18026
Roof | Roof | Town XC | 1 | Urgent | DX | 1 | 2025 | 1 | 1 | 1 | 122 | 109
Roof | Roof | Town PT | 1 | Medium | C | 6 | 2030 | 4 | 3 | 2.9 | 19156 | 18027
Roof | Roof | Town XD | 1 | Medium | C | 6 | 2030 | 4 | 3 | 2.9 | 19157 | 18028
Roof | Roof | Town XE | 1 | Urgent | DX | 1 | 2025 | 1 | 1 | 1 | 123 | 110
Roof | Roof | Town XF | 1 | Medium | C | 6 | 2030 | 4 | 3 | 2.9 | 19158 | 18029
Roof | Roof | Town DG | 1 | Urgent | DX | 1 | 2025 | 1 | 1 | 1 | 124 | 111
Roof | Roof | Town II | 1 | Medium | C | 6 | 2030 | 4 | 3 | 2.9 | 19159 | 18030
Roof | Roof | Town EQ | 1 | Urgent | DX | 1 | 2025 | 1 | 1 | 1 | 125 | 112
Roof | Roof | Town PD | 1 | Urgent | DX | 1 | 2025 | 1 | 1 | 1 | 126 | 113
Roof | Roof | Town IM | 1 | Medium | C | 6 | 2030 | 4 | 3 | 2.9 | 19160 | 18031
Roof | Roof | Town NX | 1 | Medium | C | 6 | 2030 | 4 | 3 | 2.9 | 19161 | 18032
Roof | Roof | Town JV | 1 | Urgent | DX | 1 | 2025 | 1 | 1 | 1 | 127 | 114
Roof | Roof | Town QY | 1 | Urgent | DX | 1 | 2025 | 1 | 1 | 1 | 128 | 115
Roof | Roof | Town TQ | 1 | Medium | C | 6 | 2030 | 4 | 3 | 2.9 | 19162 | 18033
Roof | Roof | Town PJ | 1 | Low | B | 11 | 2035 | 5 | 4 | 3.7 | 33650 | 25736
Roof | Roof | Town JN | 1 | Low | B | 11 | 2035 | 5 | 4 | 3.7 | 33651 | 25737
Roof | Roof | Town TK | 1 | Low | B | 11 | 2035 | 5 | 4 | 3.7 | 33652 | 25738
Roof | Roof | Town JE | 1 | Urgent | DX | 1 | 2025 | 1 | 1 | 1 | 129 | 116
Roof | Roof | Town KL | 1 | Urgent | DX | 1 | 2025 | 1 | 1 | 1 | 130 | 117
Roof | Roof | Town OZ | 1 | Urgent | DX | 1 | 2025 | 1 | 1 | 1 | 131 | 118
Roof | Roof | Town AK | 1 | Low | B | 11 | 2035 | 5 | 4 | 3.7 | 33653 | 25739
Roof | Roof | Town IF | 1 | Medium | C | 6 | 2030 | 4 | 3 | 2.9 | 19163 | 18034
Roof | Roof | Town FH | 1 | Low | B | 11 | 2035 | 5 | 4 | 3.7 | 33654 | 25740
Roof | Roof | Town HA | 1 | Urgent | DX | 1 | 2025 | 1 | 1 | 1 | 132 | 119
Roof | Roof | Town NN | 1 | Urgent | DX | 1 | 2025 | 1 | 1 | 1 | 133 | 120
Roof | Roof | Town GZ | 1 | Urgent | DX | 1 | 2025 | 1 | 1 | 1 | 134 | 121
Roof | Roof | Town EX | 1 | Medium | C | 6 | 2030 | 4 | 3 | 2.9 | 19164 | 18035
Roof | Roof | Town RM | 1 | Medium | C | 6 | 2030 | 4 | 3 | 2.9 | 19165 | 18036
Roof | Roof | Town AH | 1 | Medium | C | 6 | 2030 | 4 | 3 | 2.9 | 19166 | 18037
Roof | Roof | Town OH | 1 | Medium | C | 6 | 2030 | 4 | 3 | 2.9 | 19167 | 18038
Roof | Roof | Town CY | 1 | Medium | C | 6 | 2030 | 4 | 3 | 2.9 | 19168 | 18039
Roof | Roof | Town PO | 1 | Urgent | DX | 1 | 2025 | 1 | 1 | 1 | 135 | 122
Roof | Roof | Town SB | 1 | Urgent | DX | 1 | 2025 | 1 | 1 | 1 | 136 | 123
Roof | Roof | Town JZ | 1 | Low | B | 11 | 2035 | 5 | 4 | 3.7 | 33655 | 25741
Roof | Roof | Town QM | 1 | Low | B | 11 | 2035 | 5 | 4 | 3.7 | 33656 | 25742
Roof | Roof | Town BZ | 1 | Medium | C | 6 | 2030 | 4 | 3 | 2.9 | 19169 | 18040
Roof | Roof | Town LT | 1 | Low | B | 11 | 2035 | 5 | 4 | 3.7 | 33657 | 25743
Roof | Roof | Town KY | 1 | Medium | C | 6 | 2030 | 4 | 3 | 2.9 | 19170 | 18041
Roof | Roof | Town A | 1 | Medium | C | 6 | 2030 | 4 | 3 | 2.9 | 19171 | 18042
Roof | Roof | Town A | 1 | Urgent | DX | 1 | 2025 | 1 | 1 | 1 | 137 | 124
Roof | Roof | Town A | 1 | Low | B | 11 | 2035 | 5 | 4 | 3.7 | 33658 | 25744
Roof | Roof | Town A | 1 | Medium | C | 6 | 2030 | 4 | 3 | 2.9 | 19172 | 18043
Roof | Roof | Town CB | 1 | Urgent | DX | 1 | 2025 | 1 | 1 | 1 | 138 | 125
Roof | Roof | Town PN | 1 | Urgent | DX | 1 | 2025 | 1 | 1 | 1 | 139 | 126
Roof | Roof | Town XG | 1 | Urgent | DX | 1 | 2025 | 1 | 1 | 1 | 140 | 127
Roof | Roof | Town AX | 1 | Low | B | 11 | 2035 | 5 | 4 | 3.7 | 33659 | 25745
Roof | Roof | Town AX | 1 | Medium | C | 6 | 2030 | 4 | 3 | 2.9 | 19173 | 18044
Roof | Roof | Town BJ | 1 | Urgent | DX | 1 | 2025 | 1 | 1 | 1 | 141 | 128
Roof | Roof | Town RJ | 1 | Urgent | DX | 1 | 2025 | 1 | 1 | 1 | 142 | 129
Roof | Roof | Town QO | 1 | Urgent | DX | 1 | 2025 | 1 | 1 | 1 | 143 | 130
Roof | Roof | Town QO | 1 | Medium | C | 6 | 2030 | 4 | 3 | 2.9 | 19174 | 18045
Roof | Roof | Town MC | 1 | Medium | C | 6 | 2030 | 4 | 3 | 2.9 | 19175 | 18046
Roof | Roof | Town RX | 1 | Medium | C | 6 | 2030 | 4 | 3 | 2.9 | 19176 | 18047
Roof | Roof | Town RX | 1 | Urgent | DX | 1 | 2025 | 1 | 1 | 1 | 144 | 131
Roof | Roof | Town XH | 1 | Urgent | DX | 1 | 2025 | 1 | 1 | 1 | 145 | 132
Roof | Roof | Town SW | 1 | Urgent | DX | 1 | 2025 | 1 | 1 | 1 | 146 | 133
Roof | Roof | Town NO | 1 | Urgent | DX | 1 | 2025 | 1 | 1 | 1 | 147 | 134
Roof | Roof | Town DN | 1 | Medium | C | 6 | 2030 | 4 | 3 | 2.9 | 19177 | 18048
Roof | Roof | Town DN | 1 | Medium | C | 6 | 2030 | 4 | 3 | 2.9 | 19178 | 18049
Roof | Roof | Town FW | 1 | Low | B | 11 | 2035 | 5 | 4 | 3.7 | 33660 | 25746
Roof | Roof | Town HT | 1 | Low | B | 11 | 2035 | 5 | 4 | 3.7 | 33661 | 25747
Roof | Roof | Town OU | 1 | Medium | C | 6 | 2030 | 4 | 3 | 2.9 | 19179 | 18050
Roof | Roof | Town SA | 1 | Low | B | 11 | 2035 | 5 | 4 | 3.7 | 33662 | 25748
Roof | Roof | Town IV | 1 | Low | B | 11 | 2035 | 5 | 4 | 3.7 | 33663 | 25749
Roof | Roof | Town XI | 1 | Medium | C | 6 | 2030 | 4 | 3 | 2.9 | 19180 | 18051
Roof | Roof | Town XJ | 1 | Low | B | 11 | 2035 | 5 | 4 | 3.7 | 33664 | 25750
Roof | Roof | Town EJ | 1 | Medium | C | 6 | 2030 | 4 | 3 | 2.9 | 19181 | 18052
Roof | Roof | Town EJ | 1 | Urgent | DX | 1 | 2025 | 1 | 1 | 1 | 148 | 135
Roof | Roof | Town BA | 1 | Medium | C | 6 | 2030 | 4 | 3 | 2.9 | 19182 | 18053
Roof | Roof | Town XK | 1 | Urgent | DX | 1 | 2025 | 1 | 1 | 1 | 149 | 136
Roof | Roof | Town MD | 1 | Medium | C | 6 | 2030 | 4 | 3 | 2.9 | 19183 | 18054
Roof | Roof | Town IH | 1 | Medium | C | 6 | 2030 | 4 | 3 | 2.9 | 19184 | 18055
Roof | Roof | Town RZ | 1 | Medium | C | 6 | 2030 | 4 | 3 | 2.9 | 19185 | 18056
Roof | Roof | Town RZ | 1 | Medium | C | 6 | 2030 | 4 | 3 | 2.9 | 19186 | 18057
Roof | Roof | Town NG | 1 | Urgent | DX | 1 | 2025 | 1 | 1 | 1 | 150 | 137
Roof | Roof | Town EN | 1 | Low | B | 11 | 2035 | 5 | 4 | 3.7 | 33665 | 25751
Roof | Roof | Town CA | 1 | Low | B | 11 | 2035 | 5 | 4 | 3.7 | 33666 | 25752
Roof | Roof | Town BM | 1 | Medium | C | 6 | 2030 | 4 | 3 | 2.9 | 19187 | 18058
Roof | Roof | Town XL | 1 | Medium | C | 6 | 2030 | 4 | 3 | 2.9 | 19188 | 18059
Roof | Roof | Town DC | 1 | Medium | C | 6 | 2030 | 4 | 3 | 2.9 | 19189 | 18060
Roof | Roof | Town AF | 1 | Medium | C | 6 | 2030 | 4 | 3 | 2.9 | 19190 | 18061
Roof | Roof | Town NM | 1 | Medium | C | 6 | 2030 | 4 | 3 | 2.9 | 19191 | 18062
Roof | Roof | Town HE | 1 | Medium | C | 6 | 2030 | 4 | 3 | 2.9 | 19192 | 18063
Roof | Roof | Town XM | 1 | Low | B | 11 | 2035 | 5 | 4 | 3.7 | 33667 | 25753
Roof | Roof | Town JH | 1 | Low | B | 11 | 2035 | 5 | 4 | 3.7 | 33668 | 25754
Roof | Roof | Town BF | 1 | Low | B | 11 | 2035 | 5 | 4 | 3.7 | 33669 | 25755
Roof | Roof | Town SQ | 1 | Urgent | DX | 1 | 2025 | 1 | 1 | 1 | 151 | 138
Roof | Roof | Town IZ | 1 | Urgent | DX | 1 | 2025 | 1 | 1 | 1 | 152 | 139
Roof | Roof | Town XN | 1 | Urgent | DX | 1 | 2025 | 1 | 1 | 1 | 153 | 140
Roof | Roof | Town XO | 1 | Urgent | DX | 1 | 2025 | 1 | 1 | 1 | 154 | 141
Roof | Roof | Town QP | 1 | Medium | C | 6 | 2030 | 4 | 3 | 2.9 | 19193 | 18064
Roof | Roof | Town FA | 1 | Low | B | 11 | 2035 | 5 | 4 | 3.7 | 33670 | 25756
Roof | Roof | Town FA | 1 | Medium | C | 6 | 2030 | 4 | 3 | 2.9 | 19194 | 18065
Roof | Roof | Town BI | 1 | Urgent | DX | 1 | 2025 | 1 | 1 | 1 | 155 | 142
Roof | Roof | Town CD | 1 | Urgent | DX | 1 | 2025 | 1 | 1 | 1 | 156 | 143
Roof | Roof | Town CE | 1 | Urgent | DX | 1 | 2025 | 1 | 1 | 1 | 157 | 144
Roof | Roof | Town BP | 1 | Urgent | DX | 1 | 2025 | 1 | 1 | 1 | 158 | 145
Roof | Roof | Town XP | 1 | Low | B | 11 | 2035 | 5 | 4 | 3.7 | 33671 | 25757
Roof | Roof | Town JF | 1 | Low | B | 11 | 2035 | 5 | 4 | 3.7 | 33672 | 25758
Roof | Roof | Town XQ | 1 | Medium | C | 6 | 2030 | 4 | 3 | 2.9 | 19195 | 18066
Roof | Roof | Town NU | 1 | Medium | C | 6 | 2030 | 4 | 3 | 2.9 | 19196 | 18067
Roof | Roof | Town XR | 1 | V Low | A | 16 | 2040 | 6 | 4 | 4 | 33868 | 29942
Roof | Roof | Town NH | 1 | Medium | C | 6 | 2030 | 4 | 3 | 2.9 | 19197 | 18068
Roof | Roof | Town RY | 1 | Medium | C | 6 | 2030 | 4 | 3 | 2.9 | 19198 | 18069
Roof | Roof | Town RY | 1 | Medium | C | 6 | 2030 | 4 | 3 | 2.9 | 19199 | 18070
Roof | Roof | Town XS | 1 | Medium | C | 6 | 2030 | 4 | 3 | 2.9 | 19200 | 18071
Roof | Roof | Town I | 1 | Low | B | 11 | 2035 | 5 | 4 | 3.7 | 33673 | 25759
Roof | Roof | Town XT | 1 | Urgent | DX | 1 | 2025 | 1 | 1 | 1 | 159 | 146
Roof | Roof | Town EA | 1 | Medium | C | 6 | 2030 | 4 | 3 | 2.9 | 19201 | 18072
Roof | Roof | Town XU | 1 | Urgent | DX | 1 | 2025 | 1 | 1 | 1 | 160 | 147
Roof | Roof | Town ET | 1 | Urgent | DX | 1 | 2025 | 1 | 1 | 1 | 161 | 148
Roof | Roof | Town XV | 1 | Urgent | DX | 1 | 2025 | 1 | 1 | 1 | 162 | 149
Roof | Roof | Town XW | 1 | Low | B | 11 | 2035 | 5 | 4 | 3.7 | 33674 | 25760
Roof | Roof | Town PL | 1 | Medium | C | 6 | 2030 | 4 | 3 | 2.9 | 19202 | 18073
Roof | Roof | Town PL | 1 | Urgent | DX | 1 | 2025 | 1 | 1 | 1 | 163 | 150
Roof | Roof | Town XX | 1 | Urgent | DX | 1 | 2025 | 1 | 1 | 1 | 164 | 151
Roof | Roof | Town TA | 1 | Low | B | 11 | 2035 | 5 | 4 | 3.7 | 33675 | 25761
Roof | Roof | Town HL | 1 | Medium | C | 6 | 2030 | 4 | 3 | 2.9 | 19203 | 18074
Roof | Roof | Town OW | 1 | Medium | C | 6 | 2030 | 4 | 3 | 2.9 | 19204 | 18075
Roof | Roof | Town XY | 1 | Urgent | DX | 1 | 2025 | 1 | 1 | 1 | 165 | 152
Roof | Roof | Town K | 1 | Medium | C | 6 | 2030 | 4 | 3 | 2.9 | 19205 | 18076
Roof | Roof | Town HF | 1 | Urgent | DX | 1 | 2025 | 1 | 1 | 1 | 166 | 153
Roof | Roof | Town CG | 1 | Medium | C | 6 | 2030 | 4 | 3 | 2.9 | 19206 | 18077
Roof | Roof | Town KQ | 1 | Medium | C | 6 | 2030 | 4 | 3 | 2.9 | 19207 | 18078
Roof | Roof | Town XZ | 1 | Low | B | 11 | 2035 | 5 | 4 | 3.7 | 33676 | 25762
Roof | Roof | Town IC | 1 | Medium | C | 6 | 2030 | 4 | 3 | 2.9 | 19208 | 18079
Roof | Roof | Town KA | 1 | Low | B | 11 | 2035 | 5 | 4 | 3.7 | 33677 | 25763
Roof | Roof | Town EK | 1 | Medium | C | 6 | 2030 | 4 | 3 | 2.9 | 19209 | 18080
Roof | Roof | Town EK | 1 | Urgent | DX | 1 | 2025 | 1 | 1 | 1 | 167 | 154
Roof | Roof | Town AY | 1 | Medium | C | 6 | 2030 | 4 | 3 | 2.9 | 19210 | 18081
Roof | Roof | Town AY | 1 | Medium | C | 6 | 2030 | 4 | 3 | 2.9 | 19211 | 18082
Roof | Roof | Town P | 1 | Medium | C | 6 | 2030 | 4 | 3 | 2.9 | 19212 | 18083
Roof | Roof | Town CN | 1 | Medium | C | 6 | 2030 | 4 | 3 | 2.9 | 19213 | 18084
Roof | Roof | Town PI | 1 | Urgent | DX | 1 | 2025 | 1 | 1 | 1 | 168 | 155
Roof | Roof | Town JC | 1 | Low | B | 11 | 2035 | 5 | 4 | 3.7 | 33678 | 25764
Roof | Roof | Town JC | 1 | Medium | C | 6 | 2030 | 4 | 3 | 2.9 | 19214 | 18085
Roof | Roof | Town JC | 1 | Urgent | DX | 1 | 2025 | 1 | 1 | 1 | 169 | 156
Roof | Roof | Town JC | 1 | Medium | C | 6 | 2030 | 4 | 3 | 2.9 | 19215 | 18086
Roof | Roof | Town CI | 1 | Urgent | DX | 1 | 2025 | 1 | 1 | 1 | 170 | 157
Roof | Roof | Town IO | 1 | Medium | C | 6 | 2030 | 4 | 3 | 2.9 | 19216 | 18087
Roof | Roof | Town BL | 1 | Urgent | DX | 1 | 2025 | 1 | 1 | 1 | 171 | 158
Roof | Roof | Town BL | 1 | Medium | C | 6 | 2030 | 4 | 3 | 2.9 | 19217 | 18088
Roof | Roof | Town YA | 1 | Medium | C | 6 | 2030 | 4 | 3 | 2.9 | 19218 | 18089
Roof | Roof | Town GO | 1 | Urgent | DX | 1 | 2025 | 1 | 1 | 1 | 172 | 159
Roof | Roof | Town YB | 1 | Low | B | 11 | 2035 | 5 | 4 | 3.7 | 33679 | 25765
Roof | Roof | Town ST | 1 | Medium | C | 6 | 2030 | 4 | 3 | 2.9 | 19219 | 18090
Roof | Roof | Town E | 1 | Medium | C | 6 | 2030 | 4 | 3 | 2.9 | 19220 | 18091
Roof | Roof | Town E | 1 | Medium | C | 6 | 2030 | 4 | 3 | 2.9 | 19221 | 18092
Roof | Roof | Town E | 1 | Urgent | DX | 1 | 2025 | 1 | 1 | 1 | 173 | 160
Roof | Roof | Town E | 1 | Medium | C | 6 | 2030 | 4 | 3 | 2.9 | 19222 | 18093
Roof | Roof | Town FJ | 1 | Medium | C | 6 | 2030 | 4 | 3 | 2.9 | 19223 | 18094
Roof | Roof | Town YC | 1 | Urgent | DX | 1 | 2025 | 1 | 1 | 1 | 174 | 161
Roof | Roof | Town YD | 1 | Medium | C | 6 | 2030 | 4 | 3 | 2.9 | 19224 | 18095
Roof | Roof | Town YE | 1 | Medium | C | 6 | 2030 | 4 | 3 | 2.9 | 19225 | 18096
Roof | Roof | Town GD | 1 | Medium | C | 6 | 2030 | 4 | 3 | 2.9 | 19226 | 18097
Roof | Roof | Town KH | 1 | Medium | C | 6 | 2030 | 4 | 3 | 2.9 | 19227 | 18098
Roof | Roof | Town KP | 1 | Medium | C | 6 | 2030 | 4 | 3 | 2.9 | 19228 | 18099
Roof | Roof | Town KP | 1 | Low | B | 11 | 2035 | 5 | 4 | 3.7 | 33680 | 25766
Roof | Roof | Town J | 1 | Medium | C | 6 | 2030 | 4 | 3 | 2.9 | 19229 | 18100
Roof | Roof | Town O | 1 | Low | B | 11 | 2035 | 5 | 4 | 3.7 | 33681 | 25767
Roof | Roof | Town AP | 1 | Urgent | DX | 1 | 2025 | 1 | 1 | 1 | 175 | 162
Roof | Roof | Town YF | 1 | Medium | C | 6 | 2030 | 4 | 3 | 2.9 | 19230 | 18101
Roof | Roof | Town FI | 1 | Urgent | DX | 1 | 2025 | 1 | 1 | 1 | 176 | 163
Roof | Roof | Town LB | 1 | Medium | C | 6 | 2030 | 4 | 3 | 2.9 | 19231 | 18102
Roof | Roof | Town GS | 1 | Urgent | DX | 1 | 2025 | 1 | 1 | 1 | 177 | 164
Roof | Roof | Town GU | 1 | Medium | C | 6 | 2030 | 4 | 3 | 2.9 | 19232 | 18103
Roof | Roof | Town GS | 1 | Medium | C | 6 | 2030 | 4 | 3 | 2.9 | 19233 | 18104
Roof | Roof | Town CJ | 1 | Medium | C | 6 | 2030 | 4 | 3 | 2.9 | 19234 | 18105
Roof | Roof | Town YG | 1 | Urgent | DX | 1 | 2025 | 1 | 1 | 1 | 178 | 165
Roof | Roof | Town L | 1 | Medium | C | 6 | 2030 | 4 | 3 | 2.9 | 19235 | 18106
Roof | Roof | Town FD | 1 | Medium | C | 6 | 2030 | 4 | 3 | 2.9 | 19236 | 18107
Roof | Roof | Town FM | 1 | Medium | C | 6 | 2030 | 4 | 3 | 2.9 | 19237 | 18108
Roof | Roof | Town YH | 1 | Low | B | 11 | 2035 | 5 | 4 | 3.7 | 33682 | 25768
Roof | Roof | Town OE | 1 | Medium | C | 6 | 2030 | 4 | 3 | 2.9 | 19238 | 18109
Roof | Roof | Town C | 1 | Urgent | DX | 1 | 2025 | 1 | 1 | 1 | 179 | 166
Roof | Roof | Town C | 1 | Medium | C | 6 | 2030 | 4 | 3 | 2.9 | 19239 | 18110
Roof | Roof | Town YI | 1 | Urgent | DX | 1 | 2025 | 1 | 1 | 1 | 180 | 167
Roof | Roof | Town AA | 1 | Medium | C | 6 | 2030 | 4 | 3 | 2.9 | 19240 | 18111
Roof | Roof | Town CQ | 1 | Medium | C | 6 | 2030 | 4 | 3 | 2.9 | 19241 | 18112
Roof | Roof | Town CQ | 1 | Medium | C | 6 | 2030 | 4 | 3 | 2.9 | 19242 | 18113
Roof | Roof | Town EP | 1 | Medium | C | 6 | 2030 | 4 | 3 | 2.9 | 19243 | 18114
Roof | Roof | Town FK | 1 | Urgent | DX | 1 | 2025 | 1 | 1 | 1 | 181 | 168
Roof | Roof | Town FK | 1 | Low | B | 11 | 2035 | 5 | 4 | 3.7 | 33683 | 25769
Roof | Roof | Town BU | 1 | Low | B | 11 | 2035 | 5 | 4 | 3.7 | 33684 | 25770
Roof | Roof | Town EE | 1 | Low | B | 11 | 2035 | 5 | 4 | 3.7 | 33685 | 25771
Roof | Roof | Town JI | 1 | Urgent | DX | 1 | 2025 | 1 | 1 | 1 | 182 | 169
Roof | Roof | Town PU | 1 | Low | B | 11 | 2035 | 5 | 4 | 3.7 | 33686 | 25772
Roof | Roof | Town TV | 1 | Low | B | 11 | 2035 | 5 | 4 | 3.7 | 33687 | 25773
Roof | Roof | Town MN | 1 | Medium | C | 6 | 2030 | 4 | 3 | 2.9 | 19244 | 18115
Roof | Roof | Town BE | 1 | Low | B | 11 | 2035 | 5 | 4 | 3.7 | 33688 | 25774
Roof | Roof | Town NE | 1 | Urgent | DX | 1 | 2025 | 1 | 1 | 1 | 183 | 170
Roof | Roof | Town YJ | 1 | Urgent | DX | 1 | 2025 | 1 | 1 | 1 | 184 | 171
Roof | Roof | Town PX | 1 | Urgent | DX | 1 | 2025 | 1 | 1 | 1 | 185 | 172
Roof | Roof | Town GK | 1 | Medium | C | 6 | 2030 | 4 | 3 | 2.9 | 19245 | 18116
Roof | Roof | Town AQ | 1 | Low | B | 11 | 2035 | 5 | 4 | 3.7 | 33689 | 25775
Roof | Roof | Town AQ | 1 | Medium | C | 6 | 2030 | 4 | 3 | 2.9 | 19246 | 18117
Roof | Roof | Town AQ | 1 | Low | B | 11 | 2035 | 5 | 4 | 3.7 | 33690 | 25776
Roof | Roof | Town R | 1 | Medium | C | 6 | 2030 | 4 | 3 | 2.9 | 19247 | 18118
Roof | Roof | Town KW | 1 | Urgent | DX | 1 | 2025 | 1 | 1 | 1 | 186 | 173
Roof | Roof | Town YK | 1 | Low | B | 11 | 2035 | 5 | 4 | 3.7 | 33691 | 25777
Roof | Roof | Town YL | 1 | Low | B | 11 | 2035 | 5 | 4 | 3.7 | 33692 | 25778
Roof | Roof | Town CZ | 1 | Urgent | DX | 1 | 2025 | 1 | 1 | 1 | 187 | 174
Roof | Roof | Town CZ | 1 | Urgent | DX | 1 | 2025 | 1 | 1 | 1 | 188 | 175
Roof | Roof | Town PY | 1 | Medium | C | 6 | 2030 | 4 | 3 | 2.9 | 19248 | 18119
Roof | Roof | Town YM | 1 | Medium | C | 6 | 2030 | 4 | 3 | 2.9 | 19249 | 18120
Roof | Roof | Town HU | 1 | Medium | C | 6 | 2030 | 4 | 3 | 2.9 | 19250 | 18121
Roof | Roof | Town HU | 1 | Urgent | DX | 1 | 2025 | 1 | 1 | 1 | 189 | 176
Roof | Roof | Town UL | 1 | Urgent | DX | 1 | 2025 | 1 | 1 | 1 | 190 | 177
Roof | Roof | Town AS | 1 | V Low | A | 16 | 2040 | 6 | 4 | 4 | 33869 | 29943
Roof | Roof | Town H | 1 | Medium | C | 6 | 2030 | 4 | 3 | 2.9 | 19251 | 18122
Roof | Roof | Town H | 1 | Urgent | DX | 1 | 2025 | 1 | 1 | 1 | 191 | 178
Roof | Roof | Town FE | 1 | Medium | C | 6 | 2030 | 4 | 3 | 2.9 | 19252 | 18123
Roof | Roof | Town YN | 1 | Medium | C | 6 | 2030 | 4 | 3 | 2.9 | 19253 | 18124
Roof | Roof | Town SS | 1 | Medium | C | 6 | 2030 | 4 | 3 | 2.9 | 19254 | 18125
Roof | Roof | Town KK | 1 | Medium | C | 6 | 2030 | 4 | 3 | 2.9 | 19255 | 18126
Roof | Roof | Town YO | 1 | Medium | C | 6 | 2030 | 4 | 3 | 2.9 | 19256 | 18127
Roof | Roof | Town RC | 1 | Urgent | DX | 1 | 2025 | 1 | 1 | 1 | 192 | 179
Roof | Roof | Town QZ | 1 | Medium | C | 6 | 2030 | 4 | 3 | 2.9 | 19257 | 18128
Roof | Roof | Town YP | 1 | Medium | C | 6 | 2030 | 4 | 3 | 2.9 | 19258 | 18129
Roof | Roof | Town MO | 1 | V Low | A | 16 | 2040 | 6 | 4 | 4 | 33870 | 29944
Roof | Roof | Town DR | 1 | Urgent | DX | 1 | 2025 | 1 | 1 | 1 | 193 | 180
Roof | Roof | Town RH | 1 | Urgent | DX | 1 | 2025 | 1 | 1 | 1 | 194 | 181
Roof | Roof | Town RH | 1 | Urgent | DX | 1 | 2025 | 1 | 1 | 1 | 195 | 182
Roof | Roof | Town JU | 1 | Medium | C | 6 | 2030 | 4 | 3 | 2.9 | 19259 | 18130
Roof | Roof | Town YQ | 1 | Medium | C | 6 | 2030 | 4 | 3 | 2.9 | 19260 | 18131
Roof | Roof | Town YR | 1 | Low | B | 11 | 2035 | 5 | 4 | 3.7 | 33693 | 25779
Roof | Roof | Town DV | 1 | Urgent | DX | 1 | 2025 | 1 | 1 | 1 | 196 | 183
Roof | Roof | Town DT | 1 | Medium | C | 6 | 2030 | 4 | 3 | 2.9 | 19261 | 18132
Roof | Roof | Town G | 1 | Urgent | DX | 1 | 2025 | 1 | 1 | 1 | 197 | 184
Roof | Roof | Town DE | 1 | Urgent | DX | 1 | 2025 | 1 | 1 | 1 | 198 | 185
Roof | Roof | Town RV | 1 | Medium | C | 6 | 2030 | 4 | 3 | 2.9 | 19262 | 18133
Roof | Roof | Town YS | 1 | Medium | C | 6 | 2030 | 4 | 3 | 2.9 | 19263 | 18134
Roof | Roof | Town YT | 1 | Urgent | DX | 1 | 2025 | 1 | 1 | 1 | 199 | 186
Roof | Roof | Town SD | 1 | V Low | A | 16 | 2040 | 6 | 4 | 4 | 33871 | 29945
Roof | Roof | Town BH | 1 | Medium | C | 6 | 2030 | 4 | 3 | 2.9 | 19264 | 18135
Roof | Roof | Town BH | 1 | Medium | C | 6 | 2030 | 4 | 3 | 2.9 | 19265 | 18136
Roof | Roof | Town YU | 1 | Urgent | DX | 1 | 2025 | 1 | 1 | 1 | 200 | 187
Roof | Roof | Town QL | 1 | Urgent | DX | 1 | 2025 | 1 | 1 | 1 | 201 | 188
Roof | Roof | Town KN | 1 | Medium | C | 6 | 2030 | 4 | 3 | 2.9 | 19266 | 18137
Roof | Roof | Town X | 1 | Medium | C | 6 | 2030 | 4 | 3 | 2.9 | 19267 | 18138
Roof | Roof | Town OO | 1 | Medium | C | 6 | 2030 | 4 | 3 | 2.9 | 19268 | 18139
Roof | Roof | Town YV | 1 | Urgent | DX | 1 | 2025 | 1 | 1 | 1 | 202 | 189
Roof | Roof | Town HI | 1 | Urgent | DX | 1 | 2025 | 1 | 1 | 1 | 203 | 190
Roof | Roof | Town YW | 1 | Medium | C | 6 | 2030 | 4 | 3 | 2.9 | 19269 | 18140
Roof | Roof | Town TH | 1 | Medium | C | 6 | 2030 | 4 | 3 | 2.9 | 19270 | 18141
Roof | Roof | Town S | 1 | Urgent | DX | 1 | 2025 | 1 | 1 | 1 | 204 | 191
Roof | Roof | Town YX | 1 | Medium | C | 6 | 2030 | 4 | 3 | 2.9 | 19271 | 18142
Roof | Roof | Town BQ | 1 | Urgent | DX | 1 | 2025 | 1 | 1 | 1 | 205 | 192
Roof | Roof | Town YY | 1 | Medium | C | 6 | 2030 | 4 | 3 | 2.9 | 19272 | 18143
Roof | Roof | Town BV | 1 | Medium | C | 6 | 2030 | 4 | 3 | 2.9 | 19273 | 18144
Roof | Roof | Town YZ | 1 | Medium | C | 6 | 2030 | 4 | 3 | 2.9 | 19274 | 18145
Roof | Roof | Town FY | 1 | Medium | C | 6 | 2030 | 4 | 3 | 2.9 | 19275 | 18146
Roof | Roof | Town PT | 1 | Urgent | DX | 1 | 2025 | 1 | 1 | 1 | 206 | 193
Roof | Roof | Town IJ | 1 | Medium | C | 6 | 2030 | 4 | 3 | 2.9 | 19276 | 18147
Roof | Roof | Town DG | 1 | Urgent | DX | 1 | 2025 | 1 | 1 | 1 | 207 | 194
Roof | Roof | Town II | 1 | Medium | C | 6 | 2030 | 4 | 3 | 2.9 | 19277 | 18148
Roof | Roof | Town II | 1 | Medium | C | 6 | 2030 | 4 | 3 | 2.9 | 19278 | 18149
Roof | Roof | Town N | 1 | Urgent | DX | 1 | 2025 | 1 | 1 | 1 | 208 | 195
Roof | Roof | Town PJ | 1 | Medium | C | 6 | 2030 | 4 | 3 | 2.9 | 19279 | 18150
Roof | Roof | Town MU | 1 | Urgent | DX | 1 | 2025 | 1 | 1 | 1 | 209 | 196
Roof | Roof | Town OD | 1 | Medium | C | 6 | 2030 | 4 | 3 | 2.9 | 19280 | 18151
Roof | Roof | Town KI | 1 | Medium | C | 6 | 2030 | 4 | 3 | 2.9 | 19281 | 18152
Roof | Roof | Town ZA | 1 | Urgent | DX | 1 | 2025 | 1 | 1 | 1 | 210 | 197
Roof | Roof | Town ZB | 1 | Urgent | DX | 1 | 2025 | 1 | 1 | 1 | 211 | 198
Roof | Roof | Town Y | 1 | Low | B | 11 | 2035 | 5 | 4 | 3.7 | 33694 | 25780
Roof | Roof | Town VD | 1 | Urgent | DX | 1 | 2025 | 1 | 1 | 1 | 212 | 199
Roof | Roof | Town VE | 1 | Medium | C | 6 | 2030 | 4 | 3 | 2.9 | 19282 | 18153
Roof | Roof | Town VH | 1 | Medium | C | 6 | 2030 | 4 | 3 | 2.9 | 19283 | 18154
Roof | Roof | Town VJ | 1 | Medium | C | 6 | 2030 | 4 | 3 | 2.9 | 19284 | 18155
Roof | Roof | Town BK | 1 | Urgent | DX | 1 | 2025 | 1 | 1 | 1 | 213 | 200
Roof | Roof | Town ZC | 1 | Urgent | DX | 1 | 2025 | 1 | 1 | 1 | 214 | 201
Roof | Roof | Town BI | 1 | Medium | C | 6 | 2030 | 4 | 3 | 2.9 | 19285 | 18156
Roof | Roof | Town VO | 1 | Low | B | 11 | 2035 | 5 | 4 | 3.7 | 33695 | 25781
Roof | Roof | Town VR | 1 | Urgent | DX | 1 | 2025 | 1 | 1 | 1 | 215 | 202
Roof | Roof | Town ZD | 1 | Urgent | DX | 1 | 2025 | 1 | 1 | 1 | 216 | 203
Roof | Roof | Town ZE | 1 | Low | B | 11 | 2035 | 5 | 4 | 3.7 | 33696 | 25782
Roof | Roof | Town ZF | 1 | Urgent | DX | 1 | 2025 | 1 | 1 | 1 | 217 | 204
Roof | Roof | Town ZG | 1 | Low | B | 11 | 2035 | 5 | 4 | 3.7 | 33697 | 25783
Roof | Roof | Town ZH | 1 | Medium | C | 6 | 2030 | 4 | 3 | 2.9 | 19286 | 18157
Roof | Roof | Town ZI | 1 | Low | B | 11 | 2035 | 5 | 4 | 3.7 | 33698 | 25784
Roof | Roof | Town ZJ | 1 | Medium | C | 6 | 2030 | 4 | 3 | 2.9 | 19287 | 18158
Roof | Roof | Town ZK | 1 | Urgent | DX | 1 | 2025 | 1 | 1 | 1 | 218 | 205
Roof | Roof | Town WI | 1 | Medium | C | 6 | 2030 | 4 | 3 | 2.9 | 19288 | 18159
Roof | Roof | Town KB | 1 | Urgent | DX | 1 | 2025 | 1 | 1 | 1 | 219 | 206
Roof | Roof | Town KB | 1 | V Low | A | 16 | 2040 | 6 | 4 | 4 | 33872 | 29946
Roof | Roof | Town ZL | 1 | Urgent | DX | 1 | 2025 | 1 | 1 | 1 | 220 | 207
Roof | Roof | Town AQ | 1 | Urgent | DX | 1 | 2025 | 1 | 1 | 1 | 221 | 208
Roof | Roof | Town ZM | 1 | Medium | C | 6 | 2030 | 4 | 3 | 2.9 | 19289 | 18160
Roof | Roof | Town ZN | 1 | Medium | C | 6 | 2030 | 4 | 3 | 2.9 | 19290 | 18161
Roof | Roof | Town ZO | 1 | Urgent | DX | 1 | 2025 | 1 | 1 | 1 | 222 | 209
Roof | Roof | Town ZP | 1 | Urgent | DX | 1 | 2025 | 1 | 1 | 1 | 223 | 210
Roof | Roof | Town LI | 1 | Medium | C | 6 | 2030 | 4 | 3 | 2.9 | 19291 | 18162
Roof | Roof | Town ZQ | 1 | Medium | C | 6 | 2030 | 4 | 3 | 2.9 | 19292 | 18163
Roof | Roof | Town EK | 1 | V Low | A | 16 | 2040 | 6 | 4 | 4 | 33873 | 29947
Roof | Roof | Town BH | 1 | V Low | A | 16 | 2040 | 6 | 4 | 4 | 33874 | 29948
Roof | Roof | Town HP | 1 | Urgent | DX | 1 | 2025 | 1 | 1 | 1 | 224 | 211
Roof | Roof | Town CA | 1 | Urgent | DX | 1 | 2025 | 1 | 1 | 1 | 225 | 212
Roof | Roof | Town NM | 1 | Low | B | 11 | 2035 | 5 | 4 | 3.7 | 33699 | 25785
Roof | Roof | Town OE | 1 | V Low | A | 16 | 2040 | 6 | 4 | 4 | 33875 | 29949
Roof | Roof | Town PA | 1 | Low | B | 11 | 2035 | 5 | 4 | 3.7 | 33700 | 25786
Roof | Roof | Town KL | 1 | Medium | C | 6 | 2030 | 4 | 3 | 2.9 | 19293 | 18164
Roof | Roof | Town DN | 1 | Urgent | DX | 1 | 2025 | 1 | 1 | 1 | 226 | 213
Roof | Roof | Town A | 1 | Low | B | 11 | 2035 | 5 | 4 | 3.7 | 33701 | 25787
Roof | Roof | Town DE | 1 | Urgent | DX | 1 | 2025 | 1 | 1 | 1 | 227 | 214
Roof | Roof | Town ZR | 1 | Urgent | DX | 1 | 2025 | 1 | 1 | 1 | 228 | 215
Roof | Roof | Town BI | 1 | Low | B | 11 | 2035 | 5 | 4 | 3.7 | 33702 | 25788
Roof | Roof | Town ZS | 1 | Urgent | DX | 1 | 2025 | 1 | 1 | 1 | 229 | 216
Roof | Roof | Town CZ | 1 | Urgent | DX | 1 | 2025 | 1 | 1 | 1 | 230 | 217
Roof | Roof | Town RZ | 1 | Medium | C | 6 | 2030 | 4 | 3 | 2.9 | 19294 | 18165
Roof | Roof | Town ZT | 1 | Medium | C | 6 | 2030 | 4 | 3 | 2.9 | 19295 | 18166
Roof | Roof | Town ZU | 1 | V Low | A | 16 | 2040 | 6 | 4 | 4 | 33876 | 29950
Roof | Roof | Town EJ | 1 | Urgent | DX | 1 | 2025 | 1 | 1 | 1 | 231 | 218
Roof | Roof | Town EN | 1 | Urgent | DX | 1 | 2025 | 1 | 1 | 1 | 232 | 219
Roof | Roof | Town ZV | 1 | V Low | A | 16 | 2040 | 6 | 4 | 4 | 33877 | 29951
Roof | Roof | Town ZW | 1 | Medium | C | 6 | 2030 | 4 | 3 | 2.9 | 19296 | 18167
Roof | Roof | Town ZX | 1 | Urgent | DX | 1 | 2025 | 1 | 1 | 1 | 233 | 220
Roof | Roof | Town HP | 1 | Medium | C | 6 | 2030 | 4 | 3 | 2.9 | 19297 | 18168
Roof | Roof | Town HP | 1 | Medium | C | 6 | 2030 | 4 | 3 | 2.9 | 19298 | 18169
Roof | Roof | Town HP | 1 | Medium | C | 6 | 2030 | 4 | 3 | 2.9 | 19299 | 18170
Roof | Roof | Town GZ | 1 | Medium | C | 6 | 2030 | 4 | 3 | 2.9 | 19300 | 18171
Roof | Roof | Town MS | 1 | Medium | C | 6 | 2030 | 4 | 3 | 2.9 | 19301 | 18172
Roof | Roof | Town CB | 1 | Medium | C | 6 | 2030 | 4 | 3 | 2.9 | 19302 | 18173
Roof | Roof | Town AX | 1 | V Low | A | 16 | 2040 | 6 | 4 | 4 | 33878 | 29952
Roof | Roof | Town ZY | 1 | Urgent | DX | 1 | 2025 | 1 | 1 | 1 | 234 | 221
Roof | Roof | Town ZZ | 1 | V Low | A | 16 | 2040 | 6 | 4 | 4 | 33879 | 29953
Roof | Roof | Town OU | 1 | Urgent | DX | 1 | 2025 | 1 | 1 | 1 | 235 | 222
Roof | Roof | Town OU | 1 | Urgent | DX | 1 | 2025 | 1 | 1 | 1 | 236 | 223
Roof | Roof | Town UX | 1 | Urgent | DX | 1 | 2025 | 1 | 1 | 1 | 237 | 224
Roof | Roof | Town UZ | 1 | Medium | C | 6 | 2030 | 4 | 3 | 2.9 | 19303 | 18174
Roof | Roof | Town M | 1 | Urgent | DX | 1 | 2025 | 1 | 1 | 1 | 238 | 225
Roof | Roof | Town AAA | 1 | Urgent | DX | 1 | 2025 | 1 | 1 | 1 | 239 | 226
Roof | Roof | Town AAA | 1 | Urgent | DX | 1 | 2025 | 1 | 1 | 1 | 240 | 227
Roof | Roof | Town AAB | 1 | Urgent | DX | 1 | 2025 | 1 | 1 | 1 | 241 | 228
Roof | Roof | Town CA | 1 | Urgent | DX | 1 | 2025 | 1 | 1 | 1 | 242 | 229
Roof | Roof | Town AAC | 1 | V Low | A | 16 | 2040 | 6 | 4 | 4 | 33880 | 29954
Roof | Roof | Town AAC | 1 | V Low | A | 16 | 2040 | 6 | 4 | 4 | 33881 | 29955
Roof | Roof | Town AAD | 1 | Medium | C | 6 | 2030 | 4 | 3 | 2.9 | 19304 | 18175
Roof | Roof | Town AAE | 1 | Urgent | DX | 1 | 2025 | 1 | 1 | 1 | 243 | 230
Roof | Roof | Town AAF | 1 | Medium | C | 6 | 2030 | 4 | 3 | 2.9 | 19305 | 18176
Roof | Roof | Town PL | 1 | Medium | C | 6 | 2030 | 4 | 3 | 2.9 | 19306 | 18177
Roof | Roof | Town AAG | 1 | Medium | C | 6 | 2030 | 4 | 3 | 2.9 | 19307 | 18178
Roof | Roof | Town AAH | 1 | V Low | A | 16 | 2040 | 6 | 4 | 4 | 33882 | 29956
Roof | Roof | Town AY | 1 | Urgent | DX | 1 | 2025 | 1 | 1 | 1 | 244 | 231
Roof | Roof | Town JC | 1 | Medium | C | 6 | 2030 | 4 | 3 | 2.9 | 19308 | 18179
Roof | Roof | Town JC | 1 | Medium | C | 6 | 2030 | 4 | 3 | 2.9 | 19309 | 18180
Roof | Roof | Town GD | 1 | Medium | C | 6 | 2030 | 4 | 3 | 2.9 | 19310 | 18181
Roof | Roof | Town AAI | 1 | Medium | C | 6 | 2030 | 4 | 3 | 2.9 | 19311 | 18182
Roof | Roof | Town AP | 1 | Medium | C | 6 | 2030 | 4 | 3 | 2.9 | 19312 | 18183
Roof | Roof | Town LM | 1 | Medium | C | 6 | 2030 | 4 | 3 | 2.9 | 19313 | 18184
Roof | Roof | Town FI | 1 | Urgent | DX | 1 | 2025 | 1 | 1 | 1 | 245 | 232
Roof | Roof | Town FI | 1 | Urgent | DX | 1 | 2025 | 1 | 1 | 1 | 246 | 233
Roof | Roof | Town GS | 1 | Urgent | DX | 1 | 2025 | 1 | 1 | 1 | 247 | 234
Roof | Roof | Town OE | 1 | Urgent | DX | 1 | 2025 | 1 | 1 | 1 | 248 | 235
Roof | Roof | Town EP | 1 | Medium | C | 6 | 2030 | 4 | 3 | 2.9 | 19314 | 18185
Roof | Roof | Town AAJ | 1 | V Low | A | 16 | 2040 | 6 | 4 | 4 | 33883 | 29957
Roof | Roof | Town AAK | 1 | Medium | C | 6 | 2030 | 4 | 3 | 2.9 | 19315 | 18186
Roof | Roof | Town AAL | 1 | V Low | A | 16 | 2040 | 6 | 4 | 4 | 33884 | 29958
Roof | Roof | Town PX | 1 | Urgent | DX | 1 | 2025 | 1 | 1 | 1 | 249 | 236
Roof | Roof | Town AQ | 1 | Urgent | DX | 1 | 2025 | 1 | 1 | 1 | 250 | 237
Roof | Roof | Town AAM | 1 | Urgent | DX | 1 | 2025 | 1 | 1 | 1 | 251 | 238
Roof | Roof | Town AAN | 1 | Medium | C | 6 | 2030 | 4 | 3 | 2.9 | 19316 | 18187
Roof | Roof | Town AAN | 1 | Medium | C | 6 | 2030 | 4 | 3 | 2.9 | 19317 | 18188
Roof | Roof | Town AAO | 1 | Medium | C | 6 | 2030 | 4 | 3 | 2.9 | 19318 | 18189
Roof | Roof | Town HU | 1 | Urgent | DX | 1 | 2025 | 1 | 1 | 1 | 252 | 239
Roof | Roof | Town HU | 1 | V Low | A | 16 | 2040 | 6 | 4 | 4 | 33885 | 29959
Roof | Roof | Town AAP | 1 | Urgent | DX | 1 | 2025 | 1 | 1 | 1 | 253 | 240
Roof | Roof | Town AAQ | 1 | Medium | C | 6 | 2030 | 4 | 3 | 2.9 | 19319 | 18190
Roof | Roof | Town AAR | 1 | Medium | C | 6 | 2030 | 4 | 3 | 2.9 | 19320 | 18191
Roof | Roof | Town AAS | 1 | Medium | C | 6 | 2030 | 4 | 3 | 2.9 | 19321 | 18192
Roof | Roof | Town AAT | 1 | Medium | C | 6 | 2030 | 4 | 3 | 2.9 | 19322 | 18193
Roof | Roof | Town AAU | 1 | Medium | C | 6 | 2030 | 4 | 3 | 2.9 | 19323 | 18194
Roof | Roof | Town X | 1 | V Low | A | 16 | 2040 | 6 | 4 | 4 | 33886 | 29960
Roof | Roof | Town WY | 1 | Medium | C | 6 | 2030 | 4 | 3 | 2.9 | 19324 | 18195
Roof | Roof | Town BV | 1 | Urgent | DX | 1 | 2025 | 1 | 1 | 1 | 254 | 241
Roof | Roof | Town AR | 1 | Urgent | DX | 1 | 2025 | 1 | 1 | 1 | 255 | 242
Roof | Roof | Town AR | 1 | Urgent | DX | 1 | 2025 | 1 | 1 | 1 | 256 | 243
Roof | Roof | Town QA | 1 | Urgent | DX | 1 | 2025 | 1 | 1 | 1 | 257 | 244
Roof | Roof | Town DO | 1 | Urgent | DX | 1 | 2025 | 1 | 1 | 1 | 258 | 245
Roof | Roof | Town NX | 1 | Low | B | 11 | 2035 | 5 | 4 | 3.7 | 33703 | 25789
Roof | Roof | Town JV | 1 | Medium | C | 6 | 2030 | 4 | 3 | 2.9 | 19325 | 18196
Roof | Roof | Town UB | 1 | Low | B | 11 | 2035 | 5 | 4 | 3.7 | 33704 | 25790
Roof | Roof | Town TZ | 1 | Low | B | 11 | 2035 | 5 | 4 | 3.7 | 33705 | 25791
Roof | Roof | Town QY | 1 | Medium | C | 6 | 2030 | 4 | 3 | 2.9 | 19326 | 18197
Roof | Roof | Town LX | 1 | Medium | C | 6 | 2030 | 4 | 3 | 2.9 | 19327 | 18198
Roof | Roof | Town TQ | 1 | Low | B | 11 | 2035 | 5 | 4 | 3.7 | 33706 | 25792
Roof | Roof | Town PJ | 1 | Medium | C | 6 | 2030 | 4 | 3 | 2.9 | 19328 | 18199
Roof | Roof | Town GW | 1 | Urgent | DX | 1 | 2025 | 1 | 1 | 1 | 259 | 246
Roof | Roof | Town LW | 1 | Medium | C | 6 | 2030 | 4 | 3 | 2.9 | 19329 | 18200
Roof | Roof | Town FT | 1 | Medium | C | 6 | 2030 | 4 | 3 | 2.9 | 19330 | 18201
Roof | Roof | Town LQ | 1 | Medium | C | 6 | 2030 | 4 | 3 | 2.9 | 19331 | 18202
Roof | Roof | Town LQ | 1 | Medium | C | 6 | 2030 | 4 | 3 | 2.9 | 19332 | 18203
Roof | Roof | Town TK | 1 | Medium | C | 6 | 2030 | 4 | 3 | 2.9 | 19333 | 18204
Roof | Roof | Town SO | 1 | Medium | C | 6 | 2030 | 4 | 3 | 2.9 | 19334 | 18205
Roof | Roof | Town OY | 1 | Urgent | DX | 1 | 2025 | 1 | 1 | 1 | 260 | 247
Roof | Roof | Town QX | 1 | Low | B | 11 | 2035 | 5 | 4 | 3.7 | 33707 | 25793
Roof | Roof | Town JE | 1 | Urgent | DX | 1 | 2025 | 1 | 1 | 1 | 261 | 248
Roof | Roof | Town KL | 1 | Urgent | DX | 1 | 2025 | 1 | 1 | 1 | 262 | 249
Roof | Roof | Town JJ | 1 | Low | B | 11 | 2035 | 5 | 4 | 3.7 | 33708 | 25794
Roof | Roof | Town IF | 1 | Urgent | DX | 1 | 2025 | 1 | 1 | 1 | 263 | 250
Roof | Roof | Town UM | 1 | Low | B | 11 | 2035 | 5 | 4 | 3.7 | 33709 | 25795
Roof | Roof | Town DB | 1 | Urgent | DX | 1 | 2025 | 1 | 1 | 1 | 264 | 251
Roof | Roof | Town FH | 1 | Medium | C | 6 | 2030 | 4 | 3 | 2.9 | 19335 | 18206
Roof | Roof | Town V | 1 | Medium | C | 6 | 2030 | 4 | 3 | 2.9 | 19336 | 18207
Roof | Roof | Town MF | 1 | Medium | C | 6 | 2030 | 4 | 3 | 2.9 | 19337 | 18208
Roof | Roof | Town IX | 1 | Low | B | 11 | 2035 | 5 | 4 | 3.7 | 33710 | 25796
Roof | Roof | Town GZ | 1 | Medium | C | 6 | 2030 | 4 | 3 | 2.9 | 19338 | 18209
Roof | Roof | Town EU | 1 | Low | B | 11 | 2035 | 5 | 4 | 3.7 | 33711 | 25797
Roof | Roof | Town EX | 1 | Medium | C | 6 | 2030 | 4 | 3 | 2.9 | 19339 | 18210
Roof | Roof | Town SY | 1 | Low | B | 11 | 2035 | 5 | 4 | 3.7 | 33712 | 25798
Roof | Roof | Town LK | 1 | Medium | C | 6 | 2030 | 4 | 3 | 2.9 | 19340 | 18211
Roof | Roof | Town RI | 1 | Medium | C | 6 | 2030 | 4 | 3 | 2.9 | 19341 | 18212
Roof | Roof | Town RM | 1 | Medium | C | 6 | 2030 | 4 | 3 | 2.9 | 19342 | 18213
Roof | Roof | Town AH | 1 | Medium | C | 6 | 2030 | 4 | 3 | 2.9 | 19343 | 18214
Roof | Roof | Town UQ | 1 | Medium | C | 6 | 2030 | 4 | 3 | 2.9 | 19344 | 18215
Roof | Roof | Town CY | 1 | Low | B | 11 | 2035 | 5 | 4 | 3.7 | 33713 | 25799
Roof | Roof | Town PO | 1 | Low | B | 11 | 2035 | 5 | 4 | 3.7 | 33714 | 25800
Roof | Roof | Town SB | 1 | Medium | C | 6 | 2030 | 4 | 3 | 2.9 | 19345 | 18216
Roof | Roof | Town QM | 1 | Medium | C | 6 | 2030 | 4 | 3 | 2.9 | 19346 | 18217
Roof | Roof | Town BZ | 1 | Medium | C | 6 | 2030 | 4 | 3 | 2.9 | 19347 | 18218
Roof | Roof | Town KY | 1 | Low | B | 11 | 2035 | 5 | 4 | 3.7 | 33715 | 25801
Roof | Roof | Town A | 1 | Medium | C | 6 | 2030 | 4 | 3 | 2.9 | 19348 | 18219
Roof | Roof | Town A | 1 | Low | B | 11 | 2035 | 5 | 4 | 3.7 | 33716 | 25802
Roof | Roof | Town A | 1 | Urgent | DX | 1 | 2025 | 1 | 1 | 1 | 265 | 252
Roof | Roof | Town A | 1 | Low | B | 11 | 2035 | 5 | 4 | 3.7 | 33717 | 25803
Roof | Roof | Town DP | 1 | Medium | C | 6 | 2030 | 4 | 3 | 2.9 | 19349 | 18220
Roof | Roof | Town LH | 1 | Medium | C | 6 | 2030 | 4 | 3 | 2.9 | 19350 | 18221
Roof | Roof | Town SF | 1 | Low | B | 11 | 2035 | 5 | 4 | 3.7 | 33718 | 25804
Roof | Roof | Town PR | 1 | Medium | C | 6 | 2030 | 4 | 3 | 2.9 | 19351 | 18222
Roof | Roof | Town RQ | 1 | Medium | C | 6 | 2030 | 4 | 3 | 2.9 | 19352 | 18223
Roof | Roof | Town EF | 1 | Medium | C | 6 | 2030 | 4 | 3 | 2.9 | 19353 | 18224
Roof | Roof | Town GB | 1 | Medium | C | 6 | 2030 | 4 | 3 | 2.9 | 19354 | 18225
Roof | Roof | Town CB | 1 | Low | B | 11 | 2035 | 5 | 4 | 3.7 | 33719 | 25805
Roof | Roof | Town GN | 1 | Medium | C | 6 | 2030 | 4 | 3 | 2.9 | 19355 | 18226
Roof | Roof | Town PN | 1 | Low | B | 11 | 2035 | 5 | 4 | 3.7 | 33720 | 25806
Roof | Roof | Town NI | 1 | Medium | C | 6 | 2030 | 4 | 3 | 2.9 | 19356 | 18227
Roof | Roof | Town TC | 1 | Medium | C | 6 | 2030 | 4 | 3 | 2.9 | 19357 | 18228
Roof | Roof | Town AAV | 1 | Medium | C | 6 | 2030 | 4 | 3 | 2.9 | 19358 | 18229
Roof | Roof | Town AX | 1 | Medium | C | 6 | 2030 | 4 | 3 | 2.9 | 19359 | 18230
Roof | Roof | Town BJ | 1 | Low | B | 11 | 2035 | 5 | 4 | 3.7 | 33721 | 25807
Roof | Roof | Town AAW | 1 | Medium | C | 6 | 2030 | 4 | 3 | 2.9 | 19360 | 18231
Roof | Roof | Town QO | 1 | Low | B | 11 | 2035 | 5 | 4 | 3.7 | 33722 | 25808
Roof | Roof | Town QO | 1 | Medium | C | 6 | 2030 | 4 | 3 | 2.9 | 19361 | 18232
Roof | Roof | Town ZY | 1 | Urgent | DX | 1 | 2025 | 1 | 1 | 1 | 266 | 253
Roof | Roof | Town AB | 1 | Low | B | 11 | 2035 | 5 | 4 | 3.7 | 33723 | 25809
Roof | Roof | Town HG | 1 | Low | B | 11 | 2035 | 5 | 4 | 3.7 | 33724 | 25810
Roof | Roof | Town AAX | 1 | Medium | C | 6 | 2030 | 4 | 3 | 2.9 | 19362 | 18233
Roof | Roof | Town AAY | 1 | Low | B | 11 | 2035 | 5 | 4 | 3.7 | 33725 | 25811
Roof | Roof | Town RX | 1 | Medium | C | 6 | 2030 | 4 | 3 | 2.9 | 19363 | 18234
Roof | Roof | Town AAZ | 1 | Low | B | 11 | 2035 | 5 | 4 | 3.7 | 33726 | 25812
Roof | Roof | Town XH | 1 | Medium | C | 6 | 2030 | 4 | 3 | 2.9 | 19364 | 18235
Roof | Roof | Town ABA | 1 | Medium | C | 6 | 2030 | 4 | 3 | 2.9 | 19365 | 18236
Roof | Roof | Town ABB | 1 | Medium | C | 6 | 2030 | 4 | 3 | 2.9 | 19366 | 18237
Roof | Roof | Town ABC | 1 | Urgent | DX | 1 | 2025 | 1 | 1 | 1 | 267 | 254
Roof | Roof | Town DN | 1 | Low | B | 11 | 2035 | 5 | 4 | 3.7 | 33727 | 25813
Roof | Roof | Town FW | 1 | Medium | C | 6 | 2030 | 4 | 3 | 2.9 | 19367 | 18238
Roof | Roof | Town UV | 1 | Low | B | 11 | 2035 | 5 | 4 | 3.7 | 33728 | 25814
Roof | Roof | Town ABD | 1 | Low | B | 11 | 2035 | 5 | 4 | 3.7 | 33729 | 25815
Roof | Roof | Town OU | 1 | Low | B | 11 | 2035 | 5 | 4 | 3.7 | 33730 | 25816
Roof | Roof | Town ABE | 1 | Low | B | 11 | 2035 | 5 | 4 | 3.7 | 33731 | 25817
Roof | Roof | Town ABF | 1 | Low | B | 11 | 2035 | 5 | 4 | 3.7 | 33732 | 25818
Roof | Roof | Town ABG | 1 | Medium | C | 6 | 2030 | 4 | 3 | 2.9 | 19368 | 18239
Roof | Roof | Town XI | 1 | Medium | C | 6 | 2030 | 4 | 3 | 2.9 | 19369 | 18240
Roof | Roof | Town KE | 1 | Medium | C | 6 | 2030 | 4 | 3 | 2.9 | 19370 | 18241
Roof | Roof | Town GG | 1 | Urgent | DX | 1 | 2025 | 1 | 1 | 1 | 268 | 255
Roof | Roof | Town NV | 1 | Medium | C | 6 | 2030 | 4 | 3 | 2.9 | 19371 | 18242
Roof | Roof | Town UX | 1 | Urgent | DX | 1 | 2025 | 1 | 1 | 1 | 269 | 256
Roof | Roof | Town EJ | 1 | Medium | C | 6 | 2030 | 4 | 3 | 2.9 | 19372 | 18243
Roof | Roof | Town ABH | 1 | Urgent | DX | 1 | 2025 | 1 | 1 | 1 | 270 | 257
Roof | Roof | Town ABI | 1 | Medium | C | 6 | 2030 | 4 | 3 | 2.9 | 19373 | 18244
Roof | Roof | Town ABJ | 1 | Low | B | 11 | 2035 | 5 | 4 | 3.7 | 33733 | 25819
Roof | Roof | Town ABK | 1 | Medium | C | 6 | 2030 | 4 | 3 | 2.9 | 19374 | 18245
Roof | Roof | Town ABL | 1 | Medium | C | 6 | 2030 | 4 | 3 | 2.9 | 19375 | 18246
Roof | Roof | Town UZ | 1 | Low | B | 11 | 2035 | 5 | 4 | 3.7 | 33734 | 25820
Roof | Roof | Town ABM | 1 | Medium | C | 6 | 2030 | 4 | 3 | 2.9 | 19376 | 18247
Roof | Roof | Town M | 1 | Medium | C | 6 | 2030 | 4 | 3 | 2.9 | 19377 | 18248
Roof | Roof | Town ABN | 1 | Medium | C | 6 | 2030 | 4 | 3 | 2.9 | 19378 | 18249
Roof | Roof | Town ABO | 1 | Urgent | DX | 1 | 2025 | 1 | 1 | 1 | 271 | 258
Roof | Roof | Town ABP | 1 | Urgent | DX | 1 | 2025 | 1 | 1 | 1 | 272 | 259
Roof | Roof | Town IH | 1 | Low | B | 11 | 2035 | 5 | 4 | 3.7 | 33735 | 25821
Roof | Roof | Town ABQ | 1 | Medium | C | 6 | 2030 | 4 | 3 | 2.9 | 19379 | 18250
Roof | Roof | Town RZ | 1 | Medium | C | 6 | 2030 | 4 | 3 | 2.9 | 19380 | 18251
Roof | Roof | Town RZ | 1 | Urgent | DX | 1 | 2025 | 1 | 1 | 1 | 273 | 260
Roof | Roof | Town RZ | 1 | Medium | C | 6 | 2030 | 4 | 3 | 2.9 | 19381 | 18252
Roof | Roof | Town ABR | 1 | Low | B | 11 | 2035 | 5 | 4 | 3.7 | 33736 | 25822
Roof | Roof | Town ABS | 1 | Urgent | DX | 1 | 2025 | 1 | 1 | 1 | 274 | 261
Roof | Roof | Town ABT | 1 | Low | B | 11 | 2035 | 5 | 4 | 3.7 | 33737 | 25823
Roof | Roof | Town EN | 1 | Medium | C | 6 | 2030 | 4 | 3 | 2.9 | 19382 | 18253
Roof | Roof | Town AAA | 1 | Low | B | 11 | 2035 | 5 | 4 | 3.7 | 33738 | 25824
Roof | Roof | Town CA | 1 | Medium | C | 6 | 2030 | 4 | 3 | 2.9 | 19383 | 18254
Roof | Roof | Town ABU | 1 | Medium | C | 6 | 2030 | 4 | 3 | 2.9 | 19384 | 18255
Roof | Roof | Town ABV | 1 | Medium | C | 6 | 2030 | 4 | 3 | 2.9 | 19385 | 18256
Roof | Roof | Town BM | 1 | Medium | C | 6 | 2030 | 4 | 3 | 2.9 | 19386 | 18257
Roof | Roof | Town NK | 1 | Low | B | 11 | 2035 | 5 | 4 | 3.7 | 33739 | 25825
Roof | Roof | Town ABW | 1 | Low | B | 11 | 2035 | 5 | 4 | 3.7 | 33740 | 25826
Roof | Roof | Town ABX | 1 | Medium | C | 6 | 2030 | 4 | 3 | 2.9 | 19387 | 18258
Roof | Roof | Town ABY | 1 | Urgent | DX | 1 | 2025 | 1 | 1 | 1 | 275 | 262
Roof | Roof | Town VD | 1 | Medium | C | 6 | 2030 | 4 | 3 | 2.9 | 19388 | 18259
Roof | Roof | Town ABZ | 1 | Medium | C | 6 | 2030 | 4 | 3 | 2.9 | 19389 | 18260
Roof | Roof | Town VE | 1 | Medium | C | 6 | 2030 | 4 | 3 | 2.9 | 19390 | 18261
Roof | Roof | Town VF | 1 | Low | B | 11 | 2035 | 5 | 4 | 3.7 | 33741 | 25827
Roof | Roof | Town ACA | 1 | Low | B | 11 | 2035 | 5 | 4 | 3.7 | 33742 | 25828
Roof | Roof | Town NM | 1 | Low | B | 11 | 2035 | 5 | 4 | 3.7 | 33743 | 25829
Roof | Roof | Town ACB | 1 | Medium | C | 6 | 2030 | 4 | 3 | 2.9 | 19391 | 18262
Roof | Roof | Town ACC | 1 | Medium | C | 6 | 2030 | 4 | 3 | 2.9 | 19392 | 18263
Roof | Roof | Town VH | 1 | Medium | C | 6 | 2030 | 4 | 3 | 2.9 | 19393 | 18264
Roof | Roof | Town ACD | 1 | Low | B | 11 | 2035 | 5 | 4 | 3.7 | 33744 | 25830
Roof | Roof | Town T | 1 | Medium | C | 6 | 2030 | 4 | 3 | 2.9 | 19394 | 18265
Roof | Roof | Town AJ | 1 | Low | B | 11 | 2035 | 5 | 4 | 3.7 | 33745 | 25831
Roof | Roof | Town AJ | 1 | Urgent | DX | 1 | 2025 | 1 | 1 | 1 | 276 | 263
Roof | Roof | Town AJ | 1 | Urgent | DX | 1 | 2025 | 1 | 1 | 1 | 277 | 264
Roof | Roof | Town VJ | 1 | Medium | C | 6 | 2030 | 4 | 3 | 2.9 | 19395 | 18266
Roof | Roof | Town ACE | 1 | Medium | C | 6 | 2030 | 4 | 3 | 2.9 | 19396 | 18267
Roof | Roof | Town EL | 1 | Low | B | 11 | 2035 | 5 | 4 | 3.7 | 33746 | 25832
Roof | Roof | Town ACF | 1 | Medium | C | 6 | 2030 | 4 | 3 | 2.9 | 19397 | 18268
Roof | Roof | Town ACG | 1 | Medium | C | 6 | 2030 | 4 | 3 | 2.9 | 19398 | 18269
Roof | Roof | Town BF | 1 | Low | B | 11 | 2035 | 5 | 4 | 3.7 | 33747 | 25833
Roof | Roof | Town ACH | 1 | Low | B | 11 | 2035 | 5 | 4 | 3.7 | 33748 | 25834
Roof | Roof | Town BK | 1 | Low | B | 11 | 2035 | 5 | 4 | 3.7 | 33749 | 25835
Roof | Roof | Town ACI | 1 | Medium | C | 6 | 2030 | 4 | 3 | 2.9 | 19399 | 18270
Roof | Roof | Town ACJ | 1 | Low | B | 11 | 2035 | 5 | 4 | 3.7 | 33750 | 25836
Roof | Roof | Town IZ | 1 | Medium | C | 6 | 2030 | 4 | 3 | 2.9 | 19400 | 18271
Roof | Roof | Town ACK | 1 | Low | B | 11 | 2035 | 5 | 4 | 3.7 | 33751 | 25837
Roof | Roof | Town VK | 1 | Medium | C | 6 | 2030 | 4 | 3 | 2.9 | 19401 | 18272
Roof | Roof | Town ACL | 1 | Medium | C | 6 | 2030 | 4 | 3 | 2.9 | 19402 | 18273
Roof | Roof | Town ACM | 1 | Low | B | 11 | 2035 | 5 | 4 | 3.7 | 33752 | 25838
Roof | Roof | Town ACN | 1 | Low | B | 11 | 2035 | 5 | 4 | 3.7 | 33753 | 25839
Roof | Roof | Town FA | 1 | Medium | C | 6 | 2030 | 4 | 3 | 2.9 | 19403 | 18274
Roof | Roof | Town BI | 1 | Medium | C | 6 | 2030 | 4 | 3 | 2.9 | 19404 | 18275
Roof | Roof | Town BI | 1 | Medium | C | 6 | 2030 | 4 | 3 | 2.9 | 19405 | 18276
Roof | Roof | Town CD | 1 | Medium | C | 6 | 2030 | 4 | 3 | 2.9 | 19406 | 18277
Roof | Roof | Town ACO | 1 | Medium | C | 6 | 2030 | 4 | 3 | 2.9 | 19407 | 18278
Roof | Roof | Town ACP | 1 | Medium | C | 6 | 2030 | 4 | 3 | 2.9 | 19408 | 18279
Roof | Roof | Town ACQ | 1 | Medium | C | 6 | 2030 | 4 | 3 | 2.9 | 19409 | 18280
Roof | Roof | Town XP | 1 | Medium | C | 6 | 2030 | 4 | 3 | 2.9 | 19410 | 18281
Roof | Roof | Town VO | 1 | Medium | C | 6 | 2030 | 4 | 3 | 2.9 | 19411 | 18282
Roof | Roof | Town PS | 1 | Medium | C | 6 | 2030 | 4 | 3 | 2.9 | 19412 | 18283
Roof | Roof | Town VQ | 1 | Medium | C | 6 | 2030 | 4 | 3 | 2.9 | 19413 | 18284
Roof | Roof | Town U | 1 | Low | B | 11 | 2035 | 5 | 4 | 3.7 | 33754 | 25840
Roof | Roof | Town VT | 1 | Low | B | 11 | 2035 | 5 | 4 | 3.7 | 33755 | 25841
Roof | Roof | Town VV | 1 | Medium | C | 6 | 2030 | 4 | 3 | 2.9 | 19414 | 18285
Roof | Roof | Town ACR | 1 | Medium | C | 6 | 2030 | 4 | 3 | 2.9 | 19415 | 18286
Roof | Roof | Town ACS | 1 | Low | B | 11 | 2035 | 5 | 4 | 3.7 | 33756 | 25842
Roof | Roof | Town RY | 1 | Low | B | 11 | 2035 | 5 | 4 | 3.7 | 33757 | 25843
Roof | Roof | Town QN | 1 | Medium | C | 6 | 2030 | 4 | 3 | 2.9 | 19416 | 18287
Roof | Roof | Town I | 1 | Low | B | 11 | 2035 | 5 | 4 | 3.7 | 33758 | 25844
Roof | Roof | Town ACT | 1 | Medium | C | 6 | 2030 | 4 | 3 | 2.9 | 19417 | 18288
Roof | Roof | Town ACU | 1 | Medium | C | 6 | 2030 | 4 | 3 | 2.9 | 19418 | 18289
Roof | Roof | Town ACV | 1 | Urgent | DX | 1 | 2025 | 1 | 1 | 1 | 278 | 265
Roof | Roof | Town XT | 1 | Urgent | DX | 1 | 2025 | 1 | 1 | 1 | 279 | 266
Roof | Roof | Town ACW | 1 | Medium | C | 6 | 2030 | 4 | 3 | 2.9 | 19419 | 18290
Roof | Roof | Town ACX | 1 | Low | B | 11 | 2035 | 5 | 4 | 3.7 | 33759 | 25845
Roof | Roof | Town ET | 1 | Urgent | DX | 1 | 2025 | 1 | 1 | 1 | 280 | 267
Roof | Roof | Town ACY | 1 | Medium | C | 6 | 2030 | 4 | 3 | 2.9 | 19420 | 18291
Roof | Roof | Town ACZ | 1 | Medium | C | 6 | 2030 | 4 | 3 | 2.9 | 19421 | 18292
Roof | Roof | Town VX | 1 | Urgent | DX | 1 | 2025 | 1 | 1 | 1 | 281 | 268
Roof | Roof | Town PL | 1 | Medium | C | 6 | 2030 | 4 | 3 | 2.9 | 19422 | 18293
Roof | Roof | Town PL | 1 | Urgent | DX | 1 | 2025 | 1 | 1 | 1 | 282 | 269
Roof | Roof | Town ADA | 1 | Low | B | 11 | 2035 | 5 | 4 | 3.7 | 33760 | 25846
Roof | Roof | Town ADB | 1 | Low | B | 11 | 2035 | 5 | 4 | 3.7 | 33761 | 25847
Roof | Roof | Town ADC | 1 | Medium | C | 6 | 2030 | 4 | 3 | 2.9 | 19423 | 18294
Roof | Roof | Town ADD | 1 | Low | B | 11 | 2035 | 5 | 4 | 3.7 | 33762 | 25848
Roof | Roof | Town OW | 1 | Medium | C | 6 | 2030 | 4 | 3 | 2.9 | 19424 | 18295
Roof | Roof | Town OW | 1 | Medium | C | 6 | 2030 | 4 | 3 | 2.9 | 19425 | 18296
Roof | Roof | Town K | 1 | Medium | C | 6 | 2030 | 4 | 3 | 2.9 | 19426 | 18297
Roof | Roof | Town VY | 1 | Medium | C | 6 | 2030 | 4 | 3 | 2.9 | 19427 | 18298
Roof | Roof | Town ADE | 1 | Low | B | 11 | 2035 | 5 | 4 | 3.7 | 33763 | 25849
Roof | Roof | Town CG | 1 | Medium | C | 6 | 2030 | 4 | 3 | 2.9 | 19428 | 18299
Roof | Roof | Town ADF | 1 | Medium | C | 6 | 2030 | 4 | 3 | 2.9 | 19429 | 18300
Roof | Roof | Town XZ | 1 | Medium | C | 6 | 2030 | 4 | 3 | 2.9 | 19430 | 18301
Roof | Roof | Town ZF | 1 | Medium | C | 6 | 2030 | 4 | 3 | 2.9 | 19431 | 18302
Roof | Roof | Town VZ | 1 | Medium | C | 6 | 2030 | 4 | 3 | 2.9 | 19432 | 18303
Roof | Roof | Town ADG | 1 | Low | B | 11 | 2035 | 5 | 4 | 3.7 | 33764 | 25850
Roof | Roof | Town EK | 1 | Urgent | DX | 1 | 2025 | 1 | 1 | 1 | 283 | 270
Roof | Roof | Town EK | 1 | Medium | C | 6 | 2030 | 4 | 3 | 2.9 | 19433 | 18304
Roof | Roof | Town EK | 1 | Low | B | 11 | 2035 | 5 | 4 | 3.7 | 33765 | 25851
Roof | Roof | Town AY | 1 | Medium | C | 6 | 2030 | 4 | 3 | 2.9 | 19434 | 18305
Roof | Roof | Town AY | 1 | Low | B | 11 | 2035 | 5 | 4 | 3.7 | 33766 | 25852
Roof | Roof | Town ADH | 1 | Low | B | 11 | 2035 | 5 | 4 | 3.7 | 33767 | 25853
Roof | Roof | Town ZR | 1 | Medium | C | 6 | 2030 | 4 | 3 | 2.9 | 19435 | 18306
Roof | Roof | Town P | 1 | Low | B | 11 | 2035 | 5 | 4 | 3.7 | 33768 | 25854
Roof | Roof | Town ADI | 1 | Low | B | 11 | 2035 | 5 | 4 | 3.7 | 33769 | 25855
Roof | Roof | Town PI | 1 | Medium | C | 6 | 2030 | 4 | 3 | 2.9 | 19436 | 18307
Roof | Roof | Town ADJ | 1 | Medium | C | 6 | 2030 | 4 | 3 | 2.9 | 19437 | 18308
Roof | Roof | Town JC | 1 | Low | B | 11 | 2035 | 5 | 4 | 3.7 | 33770 | 25856
Roof | Roof | Town JC | 1 | Urgent | DX | 1 | 2025 | 1 | 1 | 1 | 284 | 271
Roof | Roof | Town WB | 1 | Medium | C | 6 | 2030 | 4 | 3 | 2.9 | 19438 | 18309
Roof | Roof | Town ADK | 1 | Low | B | 11 | 2035 | 5 | 4 | 3.7 | 33771 | 25857
Roof | Roof | Town ADL | 1 | Medium | C | 6 | 2030 | 4 | 3 | 2.9 | 19439 | 18310
Roof | Roof | Town ADM | 1 | Urgent | DX | 1 | 2025 | 1 | 1 | 1 | 285 | 272
Roof | Roof | Town BN | 1 | Medium | C | 6 | 2030 | 4 | 3 | 2.9 | 19440 | 18311
Roof | Roof | Town AT | 1 | Low | B | 11 | 2035 | 5 | 4 | 3.7 | 33772 | 25858
Roof | Roof | Town ADN | 1 | Low | B | 11 | 2035 | 5 | 4 | 3.7 | 33773 | 25859
Roof | Roof | Town ADO | 1 | Medium | C | 6 | 2030 | 4 | 3 | 2.9 | 19441 | 18312
Roof | Roof | Town ADP | 1 | Medium | C | 6 | 2030 | 4 | 3 | 2.9 | 19442 | 18313
Roof | Roof | Town WC | 1 | Low | B | 11 | 2035 | 5 | 4 | 3.7 | 33774 | 25860
Roof | Roof | Town ADQ | 1 | Medium | C | 6 | 2030 | 4 | 3 | 2.9 | 19443 | 18314
Roof | Roof | Town ADR | 1 | Medium | C | 6 | 2030 | 4 | 3 | 2.9 | 19444 | 18315
Roof | Roof | Town ADS | 1 | Low | B | 11 | 2035 | 5 | 4 | 3.7 | 33775 | 25861
Roof | Roof | Town E | 1 | Medium | C | 6 | 2030 | 4 | 3 | 2.9 | 19445 | 18316
Roof | Roof | Town E | 1 | Medium | C | 6 | 2030 | 4 | 3 | 2.9 | 19446 | 18317
Roof | Roof | Town CH | 1 | Urgent | DX | 1 | 2025 | 1 | 1 | 1 | 286 | 273
Roof | Roof | Town ADT | 1 | Urgent | DX | 1 | 2025 | 1 | 1 | 1 | 287 | 274
Roof | Roof | Town ADU | 1 | Urgent | DX | 1 | 2025 | 1 | 1 | 1 | 288 | 275
Roof | Roof | Town FJ | 1 | Low | B | 11 | 2035 | 5 | 4 | 3.7 | 33776 | 25862
Roof | Roof | Town ADV | 1 | Medium | C | 6 | 2030 | 4 | 3 | 2.9 | 19447 | 18318
Roof | Roof | Town ADW | 1 | Medium | C | 6 | 2030 | 4 | 3 | 2.9 | 19448 | 18319
Roof | Roof | Town YD | 1 | Medium | C | 6 | 2030 | 4 | 3 | 2.9 | 19449 | 18320
Roof | Roof | Town ADX | 1 | Low | B | 11 | 2035 | 5 | 4 | 3.7 | 33777 | 25863
Roof | Roof | Town ADY | 1 | Low | B | 11 | 2035 | 5 | 4 | 3.7 | 33778 | 25864
Roof | Roof | Town ADZ | 1 | Medium | C | 6 | 2030 | 4 | 3 | 2.9 | 19450 | 18321
Roof | Roof | Town AEA | 1 | Urgent | DX | 1 | 2025 | 1 | 1 | 1 | 289 | 276
Roof | Roof | Town AEB | 1 | Medium | C | 6 | 2030 | 4 | 3 | 2.9 | 19451 | 18322
Roof | Roof | Town GD | 1 | Urgent | DX | 1 | 2025 | 1 | 1 | 1 | 290 | 277
Roof | Roof | Town AEC | 1 | Medium | C | 6 | 2030 | 4 | 3 | 2.9 | 19452 | 18323
Roof | Roof | Town IC | 1 | Medium | C | 6 | 2030 | 4 | 3 | 2.9 | 19453 | 18324
Roof | Roof | Town IN | 1 | Medium | C | 6 | 2030 | 4 | 3 | 2.9 | 19454 | 18325
Roof | Roof | Town AED | 1 | Urgent | DX | 1 | 2025 | 1 | 1 | 1 | 291 | 278
Roof | Roof | Town J | 1 | Medium | C | 6 | 2030 | 4 | 3 | 2.9 | 19455 | 18326
Roof | Roof | Town J | 1 | Urgent | DX | 1 | 2025 | 1 | 1 | 1 | 292 | 279
Roof | Roof | Town AEE | 1 | Low | B | 11 | 2035 | 5 | 4 | 3.7 | 33779 | 25865
Roof | Roof | Town O | 1 | Low | B | 11 | 2035 | 5 | 4 | 3.7 | 33780 | 25866
Roof | Roof | Town AEF | 1 | Low | B | 11 | 2035 | 5 | 4 | 3.7 | 33781 | 25867
Roof | Roof | Town AEG | 1 | Medium | C | 6 | 2030 | 4 | 3 | 2.9 | 19456 | 18327
Roof | Roof | Town AAI | 1 | Low | B | 11 | 2035 | 5 | 4 | 3.7 | 33782 | 25868
Roof | Roof | Town AP | 1 | Urgent | DX | 1 | 2025 | 1 | 1 | 1 | 293 | 280
Roof | Roof | Town AP | 1 | Medium | C | 6 | 2030 | 4 | 3 | 2.9 | 19457 | 18328
Roof | Roof | Town LM | 1 | Low | B | 11 | 2035 | 5 | 4 | 3.7 | 33783 | 25869
Roof | Roof | Town FI | 1 | Low | B | 11 | 2035 | 5 | 4 | 3.7 | 33784 | 25870
Roof | Roof | Town GS | 1 | Medium | C | 6 | 2030 | 4 | 3 | 2.9 | 19458 | 18329
Roof | Roof | Town GQ | 1 | Low | B | 11 | 2035 | 5 | 4 | 3.7 | 33785 | 25871
Roof | Roof | Town GS | 1 | Urgent | DX | 1 | 2025 | 1 | 1 | 1 | 294 | 281
Roof | Roof | Town AEH | 1 | Urgent | DX | 1 | 2025 | 1 | 1 | 1 | 295 | 282
Roof | Roof | Town B | 1 | Urgent | DX | 1 | 2025 | 1 | 1 | 1 | 296 | 283
Roof | Roof | Town AEI | 1 | Urgent | DX | 1 | 2025 | 1 | 1 | 1 | 297 | 284
Roof | Roof | Town AEJ | 1 | Low | B | 11 | 2035 | 5 | 4 | 3.7 | 33786 | 25872
Roof | Roof | Town FD | 1 | Medium | C | 6 | 2030 | 4 | 3 | 2.9 | 19459 | 18330
Roof | Roof | Town ZK | 1 | Urgent | DX | 1 | 2025 | 1 | 1 | 1 | 298 | 285
Roof | Roof | Town AEK | 1 | Medium | C | 6 | 2030 | 4 | 3 | 2.9 | 19460 | 18331
Roof | Roof | Town AEL | 1 | Urgent | DX | 1 | 2025 | 1 | 1 | 1 | 299 | 286
Roof | Roof | Town KB | 1 | Urgent | DX | 1 | 2025 | 1 | 1 | 1 | 300 | 287
Roof | Roof | Town OE | 1 | Low | B | 11 | 2035 | 5 | 4 | 3.7 | 33787 | 25873
Roof | Roof | Town AEM | 1 | Medium | C | 6 | 2030 | 4 | 3 | 2.9 | 19461 | 18332
Roof | Roof | Town C | 1 | Low | B | 11 | 2035 | 5 | 4 | 3.7 | 33788 | 25874
Roof | Roof | Town AEN | 1 | Medium | C | 6 | 2030 | 4 | 3 | 2.9 | 19462 | 18333
Roof | Roof | Town AA | 1 | Urgent | DX | 1 | 2025 | 1 | 1 | 1 | 301 | 288
Roof | Roof | Town AEO | 1 | Low | B | 11 | 2035 | 5 | 4 | 3.7 | 33789 | 25875
Roof | Roof | Town AEP | 1 | Urgent | DX | 1 | 2025 | 1 | 1 | 1 | 302 | 289
Roof | Roof | Town CQ | 1 | Medium | C | 6 | 2030 | 4 | 3 | 2.9 | 19463 | 18334
Roof | Roof | Town EP | 1 | Urgent | DX | 1 | 2025 | 1 | 1 | 1 | 303 | 290
Roof | Roof | Town AEQ | 1 | Medium | C | 6 | 2030 | 4 | 3 | 2.9 | 19464 | 18335
Roof | Roof | Town FK | 1 | Low | B | 11 | 2035 | 5 | 4 | 3.7 | 33790 | 25876
Roof | Roof | Town FK | 1 | Medium | C | 6 | 2030 | 4 | 3 | 2.9 | 19465 | 18336
Roof | Roof | Town AER | 1 | Medium | C | 6 | 2030 | 4 | 3 | 2.9 | 19466 | 18337
Roof | Roof | Town AES | 1 | Medium | C | 6 | 2030 | 4 | 3 | 2.9 | 19467 | 18338
Roof | Roof | Town AET | 1 | Medium | C | 6 | 2030 | 4 | 3 | 2.9 | 19468 | 18339
Roof | Roof | Town AAK | 1 | Medium | C | 6 | 2030 | 4 | 3 | 2.9 | 19469 | 18340
Roof | Roof | Town AEU | 1 | Low | B | 11 | 2035 | 5 | 4 | 3.7 | 33791 | 25877
Roof | Roof | Town PU | 1 | Low | B | 11 | 2035 | 5 | 4 | 3.7 | 33792 | 25878
Roof | Roof | Town AEV | 1 | Low | B | 11 | 2035 | 5 | 4 | 3.7 | 33793 | 25879
Roof | Roof | Town AEW | 1 | Low | B | 11 | 2035 | 5 | 4 | 3.7 | 33794 | 25880
Roof | Roof | Town AEX | 1 | Medium | C | 6 | 2030 | 4 | 3 | 2.9 | 19470 | 18341
Roof | Roof | Town NE | 1 | Medium | C | 6 | 2030 | 4 | 3 | 2.9 | 19471 | 18342
Roof | Roof | Town AEY | 1 | Low | B | 11 | 2035 | 5 | 4 | 3.7 | 33795 | 25881
Roof | Roof | Town PX | 1 | Medium | C | 6 | 2030 | 4 | 3 | 2.9 | 19472 | 18343
Roof | Roof | Town AEZ | 1 | Low | B | 11 | 2035 | 5 | 4 | 3.7 | 33796 | 25882
Roof | Roof | Town AFA | 1 | Urgent | DX | 1 | 2025 | 1 | 1 | 1 | 304 | 291
Roof | Roof | Town AFB | 1 | Medium | C | 6 | 2030 | 4 | 3 | 2.9 | 19473 | 18344
Roof | Roof | Town AQ | 1 | Medium | C | 6 | 2030 | 4 | 3 | 2.9 | 19474 | 18345
Roof | Roof | Town AQ | 1 | Low | B | 11 | 2035 | 5 | 4 | 3.7 | 33797 | 25883
Roof | Roof | Town AQ | 1 | Medium | C | 6 | 2030 | 4 | 3 | 2.9 | 19475 | 18346
Roof | Roof | Town R | 1 | Medium | C | 6 | 2030 | 4 | 3 | 2.9 | 19476 | 18347
Roof | Roof | Town EV | 1 | Medium | C | 6 | 2030 | 4 | 3 | 2.9 | 19477 | 18348
Roof | Roof | Town HX | 1 | Urgent | DX | 1 | 2025 | 1 | 1 | 1 | 305 | 292
Roof | Roof | Town AFC | 1 | Medium | C | 6 | 2030 | 4 | 3 | 2.9 | 19478 | 18349
Roof | Roof | Town YL | 1 | Medium | C | 6 | 2030 | 4 | 3 | 2.9 | 19479 | 18350
Roof | Roof | Town AFD | 1 | Low | B | 11 | 2035 | 5 | 4 | 3.7 | 33798 | 25884
Roof | Roof | Town AFE | 1 | Urgent | DX | 1 | 2025 | 1 | 1 | 1 | 306 | 293
Roof | Roof | Town D | 1 | Medium | C | 6 | 2030 | 4 | 3 | 2.9 | 19480 | 18351
Roof | Roof | Town CZ | 1 | Urgent | DX | 1 | 2025 | 1 | 1 | 1 | 307 | 294
Roof | Roof | Town CZ | 1 | Urgent | DX | 1 | 2025 | 1 | 1 | 1 | 308 | 295
Roof | Roof | Town AFF | 1 | Medium | C | 6 | 2030 | 4 | 3 | 2.9 | 19481 | 18352
Roof | Roof | Town AFG | 1 | Urgent | DX | 1 | 2025 | 1 | 1 | 1 | 309 | 296
Roof | Roof | Town AAN | 1 | Medium | C | 6 | 2030 | 4 | 3 | 2.9 | 19482 | 18353
Roof | Roof | Town YM | 1 | Medium | C | 6 | 2030 | 4 | 3 | 2.9 | 19483 | 18354
Roof | Roof | Town AFH | 1 | Urgent | DX | 1 | 2025 | 1 | 1 | 1 | 310 | 297
Roof | Roof | Town AFI | 1 | Low | B | 11 | 2035 | 5 | 4 | 3.7 | 33799 | 25885
Roof | Roof | Town HU | 1 | Urgent | DX | 1 | 2025 | 1 | 1 | 1 | 311 | 298
Roof | Roof | Town UL | 1 | Urgent | DX | 1 | 2025 | 1 | 1 | 1 | 312 | 299
Roof | Roof | Town AAP | 1 | Low | B | 11 | 2035 | 5 | 4 | 3.7 | 33800 | 25886
Roof | Roof | Town W | 1 | Urgent | DX | 1 | 2025 | 1 | 1 | 1 | 313 | 300
Roof | Roof | Town AFJ | 1 | Medium | C | 6 | 2030 | 4 | 3 | 2.9 | 19484 | 18355
Roof | Roof | Town H | 1 | Low | B | 11 | 2035 | 5 | 4 | 3.7 | 33801 | 25887
Roof | Roof | Town FE | 1 | Urgent | DX | 1 | 2025 | 1 | 1 | 1 | 314 | 301
Roof | Roof | Town AFK | 1 | Low | B | 11 | 2035 | 5 | 4 | 3.7 | 33802 | 25888
Roof | Roof | Town AFL | 1 | Low | B | 11 | 2035 | 5 | 4 | 3.7 | 33803 | 25889
Roof | Roof | Town AFM | 1 | Low | B | 11 | 2035 | 5 | 4 | 3.7 | 33804 | 25890
Roof | Roof | Town CM | 1 | Low | B | 11 | 2035 | 5 | 4 | 3.7 | 33805 | 25891
Roof | Roof | Town CM | 1 | Medium | C | 6 | 2030 | 4 | 3 | 2.9 | 19485 | 18356
Roof | Roof | Town AFN | 1 | Low | B | 11 | 2035 | 5 | 4 | 3.7 | 33806 | 25892
Roof | Roof | Town RH | 1 | Urgent | DX | 1 | 2025 | 1 | 1 | 1 | 315 | 302
Roof | Roof | Town JU | 1 | Urgent | DX | 1 | 2025 | 1 | 1 | 1 | 316 | 303
Roof | Roof | Town AFO | 1 | Low | B | 11 | 2035 | 5 | 4 | 3.7 | 33807 | 25893
Roof | Roof | Town EG | 1 | Low | B | 11 | 2035 | 5 | 4 | 3.7 | 33808 | 25894
Roof | Roof | Town AFP | 1 | Low | B | 11 | 2035 | 5 | 4 | 3.7 | 33809 | 25895
Roof | Roof | Town WQ | 1 | Low | B | 11 | 2035 | 5 | 4 | 3.7 | 33810 | 25896
Roof | Roof | Town AAS | 1 | Medium | C | 6 | 2030 | 4 | 3 | 2.9 | 19486 | 18357
Roof | Roof | Town G | 1 | Medium | C | 6 | 2030 | 4 | 3 | 2.9 | 19487 | 18358
Roof | Roof | Town AAT | 1 | Medium | C | 6 | 2030 | 4 | 3 | 2.9 | 19488 | 18359
Roof | Roof | Town WS | 1 | Medium | C | 6 | 2030 | 4 | 3 | 2.9 | 19489 | 18360
Roof | Roof | Town DE | 1 | Medium | C | 6 | 2030 | 4 | 3 | 2.9 | 19490 | 18361
Roof | Roof | Town AFQ | 1 | Urgent | DX | 1 | 2025 | 1 | 1 | 1 | 317 | 304
Roof | Roof | Town AFR | 1 | Medium | C | 6 | 2030 | 4 | 3 | 2.9 | 19491 | 18362
Roof | Roof | Town AFS | 1 | Medium | C | 6 | 2030 | 4 | 3 | 2.9 | 19492 | 18363
Roof | Roof | Town AFT | 1 | Low | B | 11 | 2035 | 5 | 4 | 3.7 | 33811 | 25897
Roof | Roof | Town WU | 1 | Low | B | 11 | 2035 | 5 | 4 | 3.7 | 33812 | 25898
Roof | Roof | Town YS | 1 | Medium | C | 6 | 2030 | 4 | 3 | 2.9 | 19493 | 18364
Roof | Roof | Town AFU | 1 | Medium | C | 6 | 2030 | 4 | 3 | 2.9 | 19494 | 18365
Roof | Roof | Town AFV | 1 | Medium | C | 6 | 2030 | 4 | 3 | 2.9 | 19495 | 18366
Roof | Roof | Town LI | 1 | Urgent | DX | 1 | 2025 | 1 | 1 | 1 | 318 | 305
Roof | Roof | Town Z | 1 | Low | B | 11 | 2035 | 5 | 4 | 3.7 | 33813 | 25899
Roof | Roof | Town AAU | 1 | Medium | C | 6 | 2030 | 4 | 3 | 2.9 | 19496 | 18367
Roof | Roof | Town BH | 1 | Low | B | 11 | 2035 | 5 | 4 | 3.7 | 33814 | 25900
Roof | Roof | Town LV | 1 | Low | B | 11 | 2035 | 5 | 4 | 3.7 | 33815 | 25901
Roof | Roof | Town AFW | 1 | Urgent | DX | 1 | 2025 | 1 | 1 | 1 | 319 | 306
Roof | Roof | Town X | 1 | Medium | C | 6 | 2030 | 4 | 3 | 2.9 | 19497 | 18368
Roof | Roof | Town AFX | 1 | Low | B | 11 | 2035 | 5 | 4 | 3.7 | 33816 | 25902
Roof | Roof | Town AFY | 1 | Low | B | 11 | 2035 | 5 | 4 | 3.7 | 33817 | 25903
Roof | Roof | Town HI | 1 | Urgent | DX | 1 | 2025 | 1 | 1 | 1 | 320 | 307
Roof | Roof | Town Q | 1 | Medium | C | 6 | 2030 | 4 | 3 | 2.9 | 19498 | 18369
Roof | Roof | Town AFZ | 1 | Medium | C | 6 | 2030 | 4 | 3 | 2.9 | 19499 | 18370
Roof | Roof | Town AGA | 1 | Medium | C | 6 | 2030 | 4 | 3 | 2.9 | 19500 | 18371
Roof | Roof | Town WZ | 1 | Medium | C | 6 | 2030 | 4 | 3 | 2.9 | 19501 | 18372
Roof | Roof | Town AGB | 1 | Medium | C | 6 | 2030 | 4 | 3 | 2.9 | 19502 | 18373
Roof | Roof | Town AGC | 1 | Medium | C | 6 | 2030 | 4 | 3 | 2.9 | 19503 | 18374
Roof | Roof | Town BV | 1 | Low | B | 11 | 2035 | 5 | 4 | 3.7 | 33818 | 25904
Roof | Roof | Town XC | 1 | Medium | C | 6 | 2030 | 4 | 3 | 2.9 | 19504 | 18375
Roof | Roof | Town AGD | 1 | Low | B | 11 | 2035 | 5 | 4 | 3.7 | 33819 | 25905
Roof | Roof | Town PT | 1 | Medium | C | 6 | 2030 | 4 | 3 | 2.9 | 19505 | 18376
Roof | Roof | Town XE | 1 | Urgent | DX | 1 | 2025 | 1 | 1 | 1 | 321 | 308
Roof | Roof | Town AGE | 1 | Low | B | 11 | 2035 | 5 | 4 | 3.7 | 33820 | 25906
Roof | Roof | Town II | 1 | Low | B | 11 | 2035 | 5 | 4 | 3.7 | 33821 | 25907