## Sheet1
Revised Asset Description | Revised Asset Detail | Facility General Location | Quantity | Criticality description | Condition | Revised Life | Revised Exp Year | Condition Score | Criticality Description Score | Combined Score (Equal) | Replacement Rank | Exp Year Ranking
Emergency Communication Systems | Pull Cord/Alarm Switch | Town A | 1 | Urgent | B | 3 | 2027 | 5 | 1 | 2.2 | 1373 | 13268
Security Systems | Personal Attack Alarm System | Town A | 2 | Urgent | B | 8 | 2032 | 5 | 1 | 2.2 | 1374 | 20254
Fire Safety Systems | Fire Call Point / Break Glass BGU | Town A | 2 | Urgent | B | 8 | 2032 | 5 | 1 | 2.2 | 1375 | 20255
Sanitary | Cleaners Sinks | Town A | 1 | Low | B | 13 | 2037 | 5 | 4 | 3.7 | 32634 | 27310
Sanitary | WC Toilet Standard / All Types | Town A | 2 | Medium | B | 6 | 2030 | 5 | 3 | 3.2 | 19658 | 18377
Sanitary | WC Toilet Disabled / All Types | Town A | 1 | Medium | B | 6 | 2030 | 5 | 3 | 3.2 | 19659 | 18378
Fire Safety Systems | Fire Heat Detector | Town A | 11 | Urgent | B | 1 | 2025 | 5 | 1 | 2.2 | 1376 | 920
Lifts | Scissor Lift | Town A | 1 | Medium | B | 2 | 2026 | 5 | 3 | 3.2 | 19660 | 12990
Emergency Lighting | Illuminated Fire Exit Signage | Town A | 3 | Urgent | B | 14 | 2038 | 5 | 1 | 2.2 | 1377 | 27328
Fire Safety Systems | Fire Extinguishers - CO2 | Town A | 2 | Urgent | B | 6 | 2030 | 5 | 1 | 2.2 | 1378 | 15739
LV Distribution | Main Distribution Board | Town A | 1 | High | B | 13 | 2037 | 5 | 2 | 2.7 | 11282 | 26934
Fire Safety Systems | Fire Dampers - Fusible Link | Town A | 1 | Urgent | B | 8 | 2032 | 5 | 1 | 2.2 | 1379 | 20256
Heat Emitters | Electric Heaters | Town A | 2 | Medium | B | 4 | 2028 | 5 | 3 | 3.2 | 19661 | 14021
Fire Safety Systems | Fire Extinguishers - Foam | Town A | 2 | Urgent | B | 6 | 2030 | 5 | 1 | 2.2 | 1380 | 15740
Local Hot Water | Package Electric Water Heaters - Non-Drinking Water | Town A | 1 | Medium | B | 8 | 2032 | 5 | 3 | 3.2 | 19662 | 20795
Lightning Protection | System | Town A | 1 | High | B | 23 | 2047 | 5 | 2 | 2.7 | 11283 | 33185
Lifts | Scissor Lift | Town A | 1 | Medium | B | 2 | 2026 | 5 | 3 | 3.2 | 19663 | 12991
Local and Special Ventilation | Fan - Axial | Town A | 1 | Medium | B | 8 | 2032 | 5 | 3 | 3.2 | 19664 | 20796
General Lighting | General - LED fittings & Luminaires | Town A | 19 | Medium | B | 6 | 2030 | 5 | 3 | 3.2 | 19665 | 18379
Emergency Lighting | Self Contained - Non LED | Town B | 1 | Urgent | B | 1 | 2025 | 5 | 1 | 2.2 | 1381 | 921
Emergency Lighting | Illuminated Fire Exit Signage | Town B | 2 | Urgent | B | 16 | 2040 | 5 | 1 | 2.2 | 1382 | 28603
Roller Shutters | External Window Shutters - Electric | Town B | 1 | Medium | B | 15 | 2039 | 5 | 3 | 3.2 | 19666 | 28341
Emergency Lighting | Self Contained - LED | Town C | 3 | Urgent | B | 24 | 2048 | 5 | 1 | 2.2 | 1383 | 33232
Local and Special Ventilation | Fan - Centrifugal | Town C | 1 | Medium | B | 1 | 2025 | 5 | 3 | 3.2 | 19667 | 5878
LV Distribution | Sub Distribution Board | Town C | 1 | High | B | 19 | 2043 | 5 | 2 | 2.7 | 11284 | 31134
LV Distribution | Sub Distribution Board | Town C | 1 | High | B | 19 | 2043 | 5 | 2 | 2.7 | 11285 | 31135
Barriers & Guardrails | Vehicle Crash Protection Barrier | Town C | 1 | V Low | B | 1 | 2025 | 5 | 4 | 3.7 | 32635 | 11707
Barriers & Guardrails | Vehicle Crash Protection Barrier | Town C | 1 | V Low | B | 1 | 2025 | 5 | 4 | 3.7 | 32636 | 11708
Domestic Kitchen | Stainless Steel Sink | Town A | 1 | Medium | B | 36 | 2060 | 5 | 3 | 3.2 | 19668 | 33885
Fire Safety Systems | Internal Fire Doors - Single | Town A | 1 | Urgent | B | 21 | 2045 | 5 | 1 | 2.2 | 1384 | 31716
LV Distribution | Electricity Meters | Town A | 1 | Medium | B | 13 | 2037 | 5 | 3 | 3.2 | 19669 | 27055
Domestic Kitchen | Fridge | Town A | 1 | Medium | B | 1 | 2025 | 5 | 3 | 3.2 | 19670 | 5879
Fire Safety Systems | Internal Fire Doors - Single | Town A | 1 | Urgent | B | 21 | 2045 | 5 | 1 | 2.2 | 1385 | 31717
Fire Safety Systems | Internal Fire Doors - Single | Town A | 1 | Urgent | B | 21 | 2045 | 5 | 1 | 2.2 | 1386 | 31718
Sanitary | Hand Dryers | Town A | 1 | Medium | B | 1 | 2025 | 5 | 3 | 3.2 | 19671 | 5880
LV Distribution | Main Distribution Board | Town A | 1 | High | D | 6 | 2030 | 3 | 2 | 2.1 | 1016 | 15717
Local and Special Ventilation | Fan - Mixed Flow | Town A | 1 | Medium | B | 8 | 2032 | 5 | 3 | 3.2 | 19672 | 20797
Lifts | Scissor Lift | Town A | 1 | Medium | B | 23 | 2047 | 5 | 3 | 3.2 | 19673 | 33231
Local and Special Ventilation | Fan - Window / Wall Mounted | Town A | 1 | Medium | CX | 1 | 2025 | 2 | 3 | 2.3 | 10031 | 2002
Emergency Lighting | Self Contained - LED | Town A | 15 | Urgent | B | 22 | 2046 | 5 | 1 | 2.2 | 1387 | 32816
Emergency Lighting | Illuminated Fire Exit Signage | Town A | 4 | Urgent | B | 6 | 2030 | 5 | 1 | 2.2 | 1388 | 15741
Air Conditioning | Multi-Split Evaporator - Split Systems/Heat Pumps - Air-cooled with Direct Expansion Evaporator (DX) | Town A | 1 | Medium | B | 8 | 2032 | 5 | 3 | 3.2 | 19674 | 20798
Local and Special Ventilation | Fan - Axial | Town A | 1 | Medium | B | 8 | 2032 | 5 | 3 | 3.2 | 19675 | 20799
Lifts | Scissor Lift | Town A | 1 | Medium | B | 2 | 2026 | 5 | 3 | 3.2 | 19676 | 12992
Local and Special Ventilation | Fan - Axial | Town A | 1 | Medium | B | 8 | 2032 | 5 | 3 | 3.2 | 19677 | 20800
General Lighting | General - LED fittings & Luminaires | Town A | 53 | Medium | B | 14 | 2038 | 5 | 3 | 3.2 | 19678 | 27516
Local and Special Ventilation | Fan - Window / Wall Mounted | Town A | 4 | Medium | B | 1 | 2025 | 5 | 3 | 3.2 | 19679 | 5881
Local and Special Ventilation | Fan - Window / Wall Mounted | Town A | 4 | Medium | B | 1 | 2025 | 5 | 3 | 3.2 | 19680 | 5882
Heat Emitters | Electric Heaters | Town A | 2 | Medium | B | 1 | 2025 | 5 | 3 | 3.2 | 19681 | 5883
Fire Safety Systems | Fire Extinguishers - Foam | Town A | 8 | Urgent | B | 6 | 2030 | 5 | 1 | 2.2 | 1389 | 15742
General Lighting | General - LED fittings & Luminaires | Town A | 9 | Medium | B | 16 | 2040 | 5 | 3 | 3.2 | 19682 | 29297
Roller Shutters | External Window Shutters - Manual | Town B | 1 | Medium | B | 15 | 2039 | 5 | 3 | 3.2 | 19683 | 28342
Roller Shutters | External Window Shutters - Manual | Town B | 1 | Medium | B | 15 | 2039 | 5 | 3 | 3.2 | 19684 | 28343
Roller Shutters | External Window Shutters - Manual | Town B | 1 | Medium | B | 1 | 2025 | 5 | 3 | 3.2 | 19685 | 5884
General Lighting | General - LED fittings & Luminaires | Town B | 4 | Medium | CX | 1 | 2025 | 2 | 3 | 2.3 | 10032 | 2003
Local and Special Ventilation | Fan - Centrifugal | Town C | 1 | Medium | B | 1 | 2025 | 5 | 3 | 3.2 | 19686 | 5885
Boiler | Atmospheric Gas Burner/Condensing Combination Boiler (domestic type) | Town D | 1 | High | B | 1 | 2025 | 5 | 2 | 2.7 | 11286 | 2741
General Lighting | General - LED fittings & Luminaires | Town C | 17 | Medium | B | 7 | 2031 | 5 | 3 | 3.2 | 19687 | 19732
LV Distribution | Sub Distribution Board | Town E | 1 | High | B | 12 | 2036 | 5 | 2 | 2.7 | 11287 | 26130
Roller Shutters | Internal Electric Roller Shutter | Town F | 1 | Medium | B | 16 | 2040 | 5 | 3 | 3.2 | 19688 | 29298
Fire Safety Systems | Fire Extinguishers - Foam | Town D | 2 | Urgent | B | 9 | 2033 | 5 | 1 | 2.2 | 1390 | 21208
LV Distribution | Sub Distribution Board | Town G | 1 | High | B | 1 | 2025 | 5 | 2 | 2.7 | 11288 | 2742
LV Distribution | Sub Distribution Board | Town G | 1 | High | B | 1 | 2025 | 5 | 2 | 2.7 | 11289 | 2743
Barriers & Guardrails | Vehicle Crash Protection Barrier | Town C | 1 | V Low | B | 1 | 2025 | 5 | 4 | 3.7 | 32637 | 11709
External Doors | Manual and Automatic Doors - Auto / Powered Sliding Doors | Town B | 1 | High | B | 26 | 2050 | 5 | 2 | 2.7 | 11290 | 33475
Heat Emitters | Electric Heaters | Town C | 2 | Medium | B | 1 | 2025 | 5 | 3 | 3.2 | 19689 | 5886
Roller Shutters | Internal Electric Roller Shutter | Town C | 1 | Medium | B | 12 | 2036 | 5 | 3 | 3.2 | 19690 | 26301
Heat Emitters | Gas Fired Unit Heaters | Town H | 1 | Medium | C | 7 | 2031 | 4 | 3 | 2.9 | 18358 | 19716
Local and Special Ventilation | Fan - Extract | Town I | 1 | Medium | B | 8 | 2032 | 5 | 3 | 3.2 | 19691 | 20801
Roller Shutters | Internal Electric Roller Shutter | Town J | 1 | Medium | B | 20 | 2044 | 5 | 3 | 3.2 | 19692 | 31667
Heat Emitters | Electric Overdoor Air Curtain/Heater | Town E | 1 | Medium | B | 4 | 2028 | 5 | 3 | 3.2 | 19693 | 14022
Roller Shutters | Internal Electric Roller Shutter | Town I | 1 | Medium | B | 15 | 2039 | 5 | 3 | 3.2 | 19694 | 28344
External Lighting | General - LED | Town C | 2 | Medium | B | 14 | 2038 | 5 | 3 | 3.2 | 19695 | 27517
General Lighting | General - LED fittings & Luminaires | Town D | 3 | Medium | B | 1 | 2025 | 5 | 3 | 3.2 | 19696 | 5887
Heat Emitters | Electric Overdoor Air Curtain/Heater | Town E | 1 | Medium | DX | 4 | 2028 | 1 | 3 | 2 | 760 | 13748
Local Hot Water | Instantaneous Electric Water Heater - Non-Drinking Water | Town H | 1 | Medium | B | 5 | 2029 | 5 | 3 | 3.2 | 19697 | 14789
Emergency Lighting | Self Contained - LED | Town C | 20 | Urgent | B | 16 | 2040 | 5 | 1 | 2.2 | 1391 | 28604
Roller Shutters | Internal Electric Roller Shutter | Town C | 1 | Medium | B | 12 | 2036 | 5 | 3 | 3.2 | 19698 | 26302
Roller Shutters | External Manual Roller Shutter | Town E | 1 | High | C | 1 | 2025 | 4 | 2 | 2.4 | 10399 | 2302
LV Distribution | Main Distribution Board | Town J | 1 | High | B | 10 | 2034 | 5 | 2 | 2.7 | 11291 | 22248
LV Distribution | Sub Distribution Board | Town B | 1 | High | B | 1 | 2025 | 5 | 2 | 2.7 | 11292 | 2744
LV Distribution | Sub Distribution Board | Town I | 1 | High | B | 4 | 2028 | 5 | 2 | 2.7 | 11293 | 13893
Air Conditioning | Single-Split Condenser - Split Systems/Heat Pumps - Air-cooled with Direct Expansion Evaporator (DX) | Town B | 1 | Medium | DX | 1 | 2025 | 1 | 3 | 2 | 761 | 488
Barriers & Guardrails | Vehicle Crash Protection Barrier | Town C | 1 | V Low | B | 1 | 2025 | 5 | 4 | 3.7 | 32638 | 11710
Roller Shutters | Internal Electric Roller Shutter | Town H | 1 | Medium | B | 10 | 2034 | 5 | 3 | 3.2 | 19699 | 22545
Fire Safety Systems | Fire Alarm Panel / Repeater (Vesda) | Town C | 1 | Urgent | B | 2 | 2026 | 5 | 1 | 2.2 | 1392 | 12440
External Lighting | General - LED | Town K | 2 | Medium | B | 3 | 2027 | 5 | 3 | 3.2 | 19700 | 13419
Heat Emitters | Electric Overdoor Air Curtain/Heater | Town J | 1 | Medium | D | 5 | 2029 | 3 | 3 | 2.6 | 11028 | 14543
Fire Safety Systems | Fire Alarm Panel / Repeater (Vesda) | Town I | 1 | Urgent | CX | 1 | 2025 | 2 | 1 | 1.3 | 322 | 309
Local and Special Ventilation | Fan - Extract | Town I | 1 | Medium | B | 8 | 2032 | 5 | 3 | 3.2 | 19701 | 20802
Air Conditioning | Single-Split Evaporator - Split Systems/Heat Pumps - Air-cooled with Direct Expansion Evaporator (DX) | Town J | 1 | Medium | B | 4 | 2028 | 5 | 3 | 3.2 | 19702 | 14023
LV Distribution | Sub Distribution Board | Town G | 1 | High | B | 1 | 2025 | 5 | 2 | 2.7 | 11294 | 2745
Multi-System Controls | Instrumental Control Panel | Town B | 1 | Medium | C | 1 | 2025 | 4 | 3 | 2.9 | 18359 | 5341
Roller Shutters | External Manual Roller Shutter | Town E | 1 | High | C | 1 | 2025 | 4 | 2 | 2.4 | 10400 | 2303
Communication Systems | PA System | Town I | 1 | Medium | B | 8 | 2032 | 5 | 3 | 3.2 | 19703 | 20803
Access Control | Door Lock / Keypad / Manual | Town B | 1 | Medium | B | 1 | 2025 | 5 | 3 | 3.2 | 19704 | 5888
General Lighting | General - LED fittings & Luminaires | Town C | 1 | Medium | B | 7 | 2031 | 5 | 3 | 3.2 | 19705 | 19733
Fire Safety Systems | Fire Extinguishers - CO2 | Town I | 5 | Urgent | B | 9 | 2033 | 5 | 1 | 2.2 | 1393 | 21209
Barriers & Guardrails | Vehicle Crash Protection Barrier | Town C | 1 | V Low | B | 1 | 2025 | 5 | 4 | 3.7 | 32639 | 11711
LV Distribution | Main Distribution Board | Town C | 1 | High | C | 1 | 2025 | 4 | 2 | 2.4 | 10401 | 2304
Fire Safety Systems | Manual and Automatic Doors - Emergency and Panic Escape Doors | Town E | 1 | Urgent | D | 8 | 2032 | 3 | 1 | 1.6 | 420 | 20228
Fire Safety Systems | Fire Alarm System | Town F | 1 | Urgent | B | 6 | 2030 | 5 | 1 | 2.2 | 1394 | 15743
Fire Safety Systems | Manual and Automatic Doors - Emergency and Panic Escape Doors | Town C | 1 | Urgent | B | 22 | 2046 | 5 | 1 | 2.2 | 1395 | 32817
Fire Safety Systems | Manual and Automatic Doors - Emergency and Panic Escape Doors | Town D | 1 | Urgent | B | 11 | 2035 | 5 | 1 | 2.2 | 1396 | 23314
Emergency Lighting | Illuminated Fire Exit Signage | Town H | 2 | Urgent | B | 10 | 2034 | 5 | 1 | 2.2 | 1397 | 21970
Air Conditioning | Single-Split Evaporator - Split Systems/Heat Pumps - Air-cooled with Direct Expansion Evaporator (DX) | Town C | 1 | Medium | B | 8 | 2032 | 5 | 3 | 3.2 | 19706 | 20804
Local and Special Ventilation | Fan - Extract | Town I | 1 | Medium | B | 8 | 2032 | 5 | 3 | 3.2 | 19707 | 20805
External Lighting | General - LED | Town G | 1 | Medium | B | 5 | 2029 | 5 | 3 | 3.2 | 19708 | 14790
Air Conditioning | Single-Split Evaporator - Split Systems/Heat Pumps - Air-cooled with Direct Expansion Evaporator (DX) | Town C | 1 | Medium | B | 8 | 2032 | 5 | 3 | 3.2 | 19709 | 20806
Roller Shutters | External Window Shutters - Manual | Town E | 1 | Medium | B | 1 | 2025 | 5 | 3 | 3.2 | 19710 | 5889
Access Control | Gate Access - Local Lock / Keypad / Manual (External) | Town E | 4 | Medium | B | 1 | 2025 | 5 | 3 | 3.2 | 19711 | 5890
Fire Safety Systems | Fire Extinguishers - CO2 | Town D | 2 | Urgent | B | 8 | 2032 | 5 | 1 | 2.2 | 1398 | 20257
LV Distribution | Main Distribution Board | Town L | 1 | High | B | 15 | 2039 | 5 | 2 | 2.7 | 11295 | 28064
Fire Safety Systems | Fire Extinguishers - Foam | Town D | 2 | Urgent | B | 8 | 2032 | 5 | 1 | 2.2 | 1399 | 20258
Air Conditioning | Multi-Split Evaporator - Split Systems/Heat Pumps - Air-cooled with Direct Expansion Evaporator (DX) | Town G | 1 | Medium | D | 5 | 2029 | 3 | 3 | 2.6 | 11029 | 14544
Air Conditioning | Single-Split Evaporator - Split Systems/Heat Pumps - Air-cooled with Direct Expansion Evaporator (DX) | Town F | 1 | Medium | B | 11 | 2035 | 5 | 3 | 3.2 | 19712 | 24883
Roller Shutters | Internal Electric Roller Shutter | Town F | 1 | Medium | B | 16 | 2040 | 5 | 3 | 3.2 | 19713 | 29299
External Doors | Entrance Doors | Town E | 1 | High | B | 8 | 2032 | 5 | 2 | 2.7 | 11296 | 20670
Air Conditioning | Single-Split Condenser - Split Systems/Heat Pumps - Air-cooled with Direct Expansion Evaporator (DX) | Town F | 1 | Medium | B | 12 | 2036 | 5 | 3 | 3.2 | 19714 | 26303
Heat Emitters | Gas Fired Unit Heaters | Town D | 1 | Medium | B | 1 | 2025 | 5 | 3 | 3.2 | 19715 | 5891
Local and Special Ventilation | Fan - Window / Wall Mounted | Town F | 1 | Medium | B | 1 | 2025 | 5 | 3 | 3.2 | 19716 | 5892
LV Distribution | Sub Distribution Board | Town E | 1 | High | B | 6 | 2030 | 5 | 2 | 2.7 | 11297 | 17350
Local and Special Ventilation | Fan - Window / Wall Mounted | Town F | 1 | Medium | B | 6 | 2030 | 5 | 3 | 3.2 | 19717 | 18380
Local and Special Ventilation | Fan - Extract | Town I | 1 | Medium | B | 1 | 2025 | 5 | 3 | 3.2 | 19718 | 5893
General Lighting | General - LED fittings & Luminaires | Town F | 54 | Medium | B | 1 | 2025 | 5 | 3 | 3.2 | 19719 | 5894
LV Distribution | Sub Distribution Board | Town B | 1 | High | B | 1 | 2025 | 5 | 2 | 2.7 | 11298 | 2746
Local Hot Water | Package Electric Water Heaters - Non-Drinking Water | Town B | 1 | Medium | C | 1 | 2025 | 4 | 3 | 2.9 | 18360 | 5342
Communication Systems | PA System | Town J | 1 | Medium | B | 10 | 2034 | 5 | 3 | 3.2 | 19720 | 22546
Roller Shutters | Internal Electric Roller Shutter | Town F | 1 | Medium | B | 16 | 2040 | 5 | 3 | 3.2 | 19721 | 29300
General Lighting | General - LED fittings & Luminaires | Town G | 49 | Medium | B | 10 | 2034 | 5 | 3 | 3.2 | 19722 | 22547
Air Conditioning | Multi-Split Condenser - Split Systems/Heat Pumps - Air-cooled with Direct Expansion Evaporator (DX) | Town G | 1 | Medium | B | 5 | 2029 | 5 | 3 | 3.2 | 19723 | 14791
Specialist Lighting | Illuminated External Signs | Town F | 1 | Medium | DX | 6 | 2030 | 1 | 3 | 2 | 762 | 15714
Fire Safety Systems | Fire Extinguishers - Foam | Town K | 1 | Urgent | A | 8 | 2032 | 6 | 1 | 2.5 | 10808 | 20649
External Lighting | General - Non LED | Town E | 4 | Medium | D | 1 | 2025 | 3 | 3 | 2.6 | 11030 | 2566
Fire Safety Systems | Fire Extinguishers - CO2 | Town F | 4 | Urgent | B | 6 | 2030 | 5 | 1 | 2.2 | 1400 | 15744
Local Hot Water | Package Electric Water Heaters - Non-Drinking Water | Town C | 1 | Medium | B | 8 | 2032 | 5 | 3 | 3.2 | 19724 | 20807
Local and Special Ventilation | Fan - Extract | Town I | 1 | Medium | B | 8 | 2032 | 5 | 3 | 3.2 | 19725 | 20808
Emergency Lighting | Self Contained - Non LED | Town G | 29 | Urgent | B | 15 | 2039 | 5 | 1 | 2.2 | 1401 | 27727
Fire Safety Systems | Manual and Automatic Doors - Emergency and Panic Escape Doors | Town D | 1 | Urgent | B | 11 | 2035 | 5 | 1 | 2.2 | 1402 | 23315
Air Conditioning | Single-Split Evaporator - Split Systems/Heat Pumps - Air-cooled with Direct Expansion Evaporator (DX) | Town B | 1 | Medium | DX | 1 | 2025 | 1 | 3 | 2 | 763 | 489
Local Hot Water | Package Electric Water Heaters - Non-Drinking Water | Town B | 1 | Medium | C | 1 | 2025 | 4 | 3 | 2.9 | 18361 | 5343
Roller Shutters | External Manual Roller Shutter | Town E | 1 | High | B | 1 | 2025 | 5 | 2 | 2.7 | 11299 | 2747
LV Distribution | Sub Distribution Board | Town D | 1 | High | C | 1 | 2025 | 4 | 2 | 2.4 | 10402 | 2305
Fire Safety Systems | Manual and Automatic Doors - Emergency and Panic Escape Doors | Town D | 1 | Urgent | B | 6 | 2030 | 5 | 1 | 2.2 | 1403 | 15745
Air Conditioning | Single-Split Evaporator - Split Systems/Heat Pumps - Air-cooled with Direct Expansion Evaporator (DX) | Town B | 1 | Medium | DX | 1 | 2025 | 1 | 3 | 2 | 764 | 490
Heat Emitters | Electric Overdoor Air Curtain/Heater | Town J | 1 | Medium | D | 5 | 2029 | 3 | 3 | 2.6 | 11031 | 14545
External Doors | Entrance Doors | Town C | 1 | High | B | 34 | 2058 | 5 | 2 | 2.7 | 11300 | 33868
LV Distribution | Main Distribution Board | Town C | 1 | High | B | 19 | 2043 | 5 | 2 | 2.7 | 11301 | 31136
Roller Shutters | External Manual Roller Shutter | Town E | 1 | High | B | 1 | 2025 | 5 | 2 | 2.7 | 11302 | 2748
Heat Emitters | Radiators - Steel | Town C | 4 | Medium | B | 7 | 2031 | 5 | 3 | 3.2 | 19726 | 19734
Emergency Lighting | Self Contained - Non LED | Town G | 6 | Urgent | B | 15 | 2039 | 5 | 1 | 2.2 | 1404 | 27728
External Lighting | General - Non LED | Town E | 1 | Medium | CX | 1 | 2025 | 2 | 3 | 2.3 | 10033 | 2004
Heat Emitters | Electric Heaters | Town C | 2 | Medium | B | 1 | 2025 | 5 | 3 | 3.2 | 19727 | 5895
LV Distribution | Main Distribution Board | Town F | 1 | High | B | 1 | 2025 | 5 | 2 | 2.7 | 11303 | 2749
Air Conditioning | Single-Split Evaporator - Split Systems/Heat Pumps - Air-cooled with Direct Expansion Evaporator (DX) | Town F | 1 | Medium | B | 11 | 2035 | 5 | 3 | 3.2 | 19728 | 24884
Local and Special Ventilation | Unit extract fans | Town E | 1 | Medium | C | 5 | 2029 | 4 | 3 | 2.9 | 18362 | 14776
Barriers & Guardrails | Security Controlled Barrier | Town D | 1 | High | B | 1 | 2025 | 5 | 2 | 2.7 | 11304 | 2750
External Lighting | General - LED | Town H | 3 | Medium | B | 5 | 2029 | 5 | 3 | 3.2 | 19729 | 14792
Barriers & Guardrails | Vehicle Crash Protection Barrier | Town C | 1 | V Low | B | 1 | 2025 | 5 | 4 | 3.7 | 32640 | 11712
LV Distribution | Sub Distribution Board | Town H | 1 | High | D | 5 | 2029 | 3 | 2 | 2.1 | 1017 | 14287
LV Distribution | Sub Distribution Board | Town G | 1 | High | B | 1 | 2025 | 5 | 2 | 2.7 | 11305 | 2751
LV Distribution | Sub Distribution Board | Town E | 1 | High | B | 1 | 2025 | 5 | 2 | 2.7 | 11306 | 2752
Barriers & Guardrails | Manual Vehicle Barrier | Town D | 1 | Medium | B | 1 | 2025 | 5 | 3 | 3.2 | 19730 | 5896
Roller Shutters | Internal Manual Roller Shutter - 24 High x 25 Wide | Town D | 1 | Medium | B | 1 | 2025 | 5 | 3 | 3.2 | 19731 | 5897
LV Distribution | Main Distribution Board | Town C | 1 | High | B | 7 | 2031 | 5 | 2 | 2.7 | 11307 | 19556
General Lighting | General - LED fittings & Luminaires | Town C | 80 | Medium | B | 19 | 2043 | 5 | 3 | 3.2 | 19732 | 31343
Local and Special Ventilation | Fan - Extract | Town I | 1 | Medium | B | 1 | 2025 | 5 | 3 | 3.2 | 19733 | 5898
External Lighting | General - LED | Town M | 2 | Medium | B | 11 | 2035 | 5 | 3 | 3.2 | 19734 | 24885
Emergency Lighting | Illuminated Fire Exit Signage | Town M | 3 | Urgent | B | 16 | 2040 | 5 | 1 | 2.2 | 1405 | 28605
Emergency Lighting | Self Contained - LED | Town M | 15 | Urgent | B | 21 | 2045 | 5 | 1 | 2.2 | 1406 | 31719
Heat Emitters | Unit Heaters | Town M | 1 | Medium | B | 1 | 2025 | 5 | 3 | 3.2 | 19735 | 5899
Security Systems | Manual and Automatic Doors - High Security Door | Town M | 1 | High | B | 26 | 2050 | 5 | 2 | 2.7 | 11308 | 33476
LV Distribution | Sub Distribution Board | Town M | 1 | High | B | 1 | 2025 | 5 | 2 | 2.7 | 11309 | 2753
Local and Special Ventilation | Fan - Extract | Town M | 1 | Medium | B | 1 | 2025 | 5 | 3 | 3.2 | 19736 | 5900
Local and Special Ventilation | Fan - Extract | Town M | 1 | Medium | B | 1 | 2025 | 5 | 3 | 3.2 | 19737 | 5901
Emergency Lighting | Illuminated Fire Exit Signage | Town C | 1 | Urgent | B | 7 | 2031 | 5 | 1 | 2.2 | 1407 | 19144
General Lighting | General - LED fittings & Luminaires | Town N | 32 | Medium | B | 5 | 2029 | 5 | 3 | 3.2 | 19738 | 14793
Fire Safety Systems | Fire Extinguishers - Foam | Town N | 4 | Urgent | B | 6 | 2030 | 5 | 1 | 2.2 | 1408 | 15746
Access Control | Door Lock / Keypad / Manual | Town N | 1 | Medium | B | 9 | 2033 | 5 | 3 | 3.2 | 19739 | 21676
Local and Special Ventilation | Fan - Bifurcated | Town N | 1 | Medium | B | 1 | 2025 | 5 | 3 | 3.2 | 19740 | 5902
Fire Safety Systems | Manual and Automatic Doors - Emergency and Panic Escape Doors | Town N | 1 | Urgent | B | 15 | 2039 | 5 | 1 | 2.2 | 1409 | 27729
LV Distribution | Main Distribution Board | Town N | 1 | High | B | 1 | 2025 | 5 | 2 | 2.7 | 11310 | 2754
Heat Emitters | Electric Overdoor Air Curtain/Heater | Town O | 1 | Medium | CX | 1 | 2025 | 2 | 3 | 2.3 | 10034 | 2005
External Lighting | General - Non LED | Town O | 1 | Medium | B | 1 | 2025 | 5 | 3 | 3.2 | 19741 | 5903
Emergency Lighting | Self Contained - LED | Town O | 5 | Urgent | B | 21 | 2045 | 5 | 1 | 2.2 | 1410 | 31720
General Lighting | General - LED fittings & Luminaires | Town O | 23 | Medium | B | 16 | 2040 | 5 | 3 | 3.2 | 19742 | 29301
Fire Safety Systems | Fire Extinguishers - CO2 | Town O | 5 | Urgent | B | 6 | 2030 | 5 | 1 | 2.2 | 1411 | 15747
Fire Safety Systems | Fire Extinguishers - Powder | Town O | 4 | Urgent | B | 6 | 2030 | 5 | 1 | 2.2 | 1412 | 15748
Local and Special Ventilation | Fan - Kitchen Extract | Town P | 1 | Low | CX | 5 | 2029 | 2 | 4 | 2.8 | 18344 | 14767
General Lighting | General - LED fittings & Luminaires | Town P | 31 | Medium | B | 16 | 2040 | 5 | 3 | 3.2 | 19743 | 29302
External Lighting | General - LED | Town P | 3 | Medium | B | 11 | 2035 | 5 | 3 | 3.2 | 19744 | 24886
LV Distribution | Main Distribution Board | Town O | 1 | High | B | 4 | 2028 | 5 | 2 | 2.7 | 11311 | 13894
Heat Emitters | Gas Fired Radiant Heaters | Town O | 1 | Medium | C | 1 | 2025 | 4 | 3 | 2.9 | 18363 | 5344
Local and Special Ventilation | Fan - Centrifugal | Town O | 1 | Medium | B | 1 | 2025 | 5 | 3 | 3.2 | 19745 | 5904
Local and Special Ventilation | Fan - Centrifugal | Town O | 1 | Medium | B | 1 | 2025 | 5 | 3 | 3.2 | 19746 | 5905
Local and Special Ventilation | Fan - Centrifugal | Town O | 1 | Medium | B | 1 | 2025 | 5 | 3 | 3.2 | 19747 | 5906
Barriers & Guardrails | Vehicle Crash Protection Barrier | Town O | 1 | V Low | B | 1 | 2025 | 5 | 4 | 3.7 | 32641 | 11713
Air Conditioning | Single-Split Condenser - Split Systems/Heat Pumps - Air-cooled with Direct Expansion Evaporator (DX) | Town O | 1 | Medium | B | 1 | 2025 | 5 | 3 | 3.2 | 19748 | 5907
Fire Safety Systems | Manual and Automatic Doors - Emergency and Panic Escape Doors | Town O | 1 | Urgent | B | 11 | 2035 | 5 | 1 | 2.2 | 1413 | 23316
Fire Safety Systems | Manual and Automatic Doors - Emergency and Panic Escape Doors | Town O | 1 | Urgent | B | 11 | 2035 | 5 | 1 | 2.2 | 1414 | 23317
Barriers & Guardrails | Vehicle Crash Protection Barrier | Town O | 1 | V Low | B | 1 | 2025 | 5 | 4 | 3.7 | 32642 | 11714
Barriers & Guardrails | Vehicle Crash Protection Barrier | Town O | 1 | V Low | B | 1 | 2025 | 5 | 4 | 3.7 | 32643 | 11715
LV Distribution | Sub Distribution Board | Town O | 1 | High | B | 19 | 2043 | 5 | 2 | 2.7 | 11312 | 31137
General Lighting | General - LED fittings & Luminaires | Town O | 30 | Medium | B | 16 | 2040 | 5 | 3 | 3.2 | 19749 | 29303
General Lighting | General - LED fittings & Luminaires | Town O | 103 | Medium | B | 16 | 2040 | 5 | 3 | 3.2 | 19750 | 29304
Emergency Lighting | Self Contained - LED | Town O | 9 | Urgent | B | 21 | 2045 | 5 | 1 | 2.2 | 1415 | 31721
Emergency Lighting | Illuminated Fire Exit Signage | Town L | 4 | Urgent | B | 15 | 2039 | 5 | 1 | 2.2 | 1416 | 27730
Central Cooling | Fan - Axial | Town Q | 1 | Medium | B | 9 | 2033 | 5 | 3 | 3.2 | 19751 | 21677
Fire Safety Systems | Manual and Automatic Doors - Emergency and Panic Escape Doors | Town Q | 1 | Urgent | B | 17 | 2041 | 5 | 1 | 2.2 | 1417 | 29983
Emergency Lighting | Self Contained - LED | Town R | 14 | Urgent | B | 21 | 2045 | 5 | 1 | 2.2 | 1418 | 31722
Emergency Lighting | Self Contained - LED | Town S | 11 | Urgent | B | 21 | 2045 | 5 | 1 | 2.2 | 1419 | 31723
Fire Safety Systems | Fire Extinguishers - CO2 | Town S | 3 | Urgent | B | 7 | 2031 | 5 | 1 | 2.2 | 1420 | 19145
Fire Safety Systems | Manual and Automatic Doors - Emergency and Panic Escape Doors | Town T | 1 | Urgent | B | 16 | 2040 | 5 | 1 | 2.2 | 1421 | 28606
Local and Special Ventilation | Fan - Centrifugal | Town U | 1 | Medium | B | 1 | 2025 | 5 | 3 | 3.2 | 19752 | 5908
General Lighting | General - LED fittings & Luminaires | Town V | 71 | Medium | B | 15 | 2039 | 5 | 3 | 3.2 | 19753 | 28345
Heat Emitters | Electric Heaters | Town W | 1 | Medium | A | 7 | 2031 | 6 | 3 | 3.5 | 32431 | 20208
General Lighting | General - LED fittings & Luminaires | Town X | 76 | Medium | C | 1 | 2025 | 4 | 3 | 2.9 | 18364 | 5345
General Lighting | General - LED fittings & Luminaires | Town X | 1 | Medium | B | 12 | 2036 | 5 | 3 | 3.2 | 19754 | 26304
Fire Safety Systems | Fire Extinguishers - CO2 | Town Y | 4 | Urgent | B | 6 | 2030 | 5 | 1 | 2.2 | 1422 | 15749
Fire Safety Systems | Fire Extinguishers - CO2 | Town Z | 1 | Urgent | B | 6 | 2030 | 5 | 1 | 2.2 | 1423 | 15750
Fire Safety Systems | Fire Extinguishers - CO2 | Town T | 2 | Urgent | B | 7 | 2031 | 5 | 1 | 2.2 | 1424 | 19146
Roller Shutters | External Manual Roller Shutter | Town AA | 1 | High | B | 1 | 2025 | 5 | 2 | 2.7 | 11313 | 2755
Heat Emitters | Radiators - Steel | Town V | 3 | Medium | B | 10 | 2034 | 5 | 3 | 3.2 | 19755 | 22548
Fire Safety Systems | Fire Extinguishers - CO2 | Town X | 1 | Urgent | B | 1 | 2025 | 5 | 1 | 2.2 | 1425 | 922
Local and Special Ventilation | Fan - Window / Wall Mounted | Town S | 1 | Medium | B | 8 | 2032 | 5 | 3 | 3.2 | 19756 | 20809
Emergency Lighting | Self Contained - LED | Town V | 1 | Urgent | B | 21 | 2045 | 5 | 1 | 2.2 | 1426 | 31724
Communication Systems | PA System | Town T | 1 | Medium | B | 12 | 2036 | 5 | 3 | 3.2 | 19757 | 26305
Burner | Forced draft gas burner | Town AB | 1 | Medium | B | 1 | 2025 | 5 | 3 | 3.2 | 19758 | 5909
Fire Safety Systems | Fire Alarm Panel / Repeater | Town S | 1 | Urgent | B | 11 | 2035 | 5 | 1 | 2.2 | 1427 | 23318
Fire Safety Systems | Fire Alarm Panel / Repeater | Town AC | 1 | Urgent | B | 1 | 2025 | 5 | 1 | 2.2 | 1428 | 923
External Doors | Entrance Doors | Town AC | 1 | High | B | 11 | 2035 | 5 | 2 | 2.7 | 11314 | 24072
External Doors | Entrance Doors | Town T | 1 | High | B | 31 | 2055 | 5 | 2 | 2.7 | 11315 | 33779
LV Distribution | Main Distribution Board | Town O | 1 | High | B | 16 | 2040 | 5 | 2 | 2.7 | 11316 | 29079
Boiler | Atmospheric Gas Burner/Condensing Combination Boiler (domestic type) | Town Z | 1 | High | B | 6 | 2030 | 5 | 2 | 2.7 | 11317 | 17351
Roller Shutters | External Manual Roller Shutter | Town T | 1 | High | B | 21 | 2045 | 5 | 2 | 2.7 | 11318 | 32522
BMS | BMS Control Panel | Town Z | 1 | High | B | 6 | 2030 | 5 | 2 | 2.7 | 11319 | 17352
LV Distribution | Sub Distribution Board | Town T | 1 | High | B | 11 | 2035 | 5 | 2 | 2.7 | 11320 | 24073
Fire Safety Systems | Manual and Automatic Doors - Emergency and Panic Escape Doors | Town T | 1 | Urgent | B | 19 | 2043 | 5 | 1 | 2.2 | 1429 | 31037
LV Distribution | LV Switch Panel | Town X | 1 | High | C | 12 | 2036 | 4 | 2 | 2.4 | 10403 | 26128
LV Distribution | Sub Distribution Board | Town AC | 1 | High | B | 1 | 2025 | 5 | 2 | 2.7 | 11321 | 2756
Lifts | Disabled Lift - Electric | Town S | 1 | High | D | 1 | 2025 | 3 | 2 | 2.1 | 1018 | 709
Boiler | Blown Gas Burner Condensing Boiler | Town V | 1 | Low | B | 12 | 2036 | 5 | 4 | 3.7 | 32644 | 26789
Fire Safety Systems | Fire Extinguishers - CO2 | Town AC | 1 | Urgent | B | 6 | 2030 | 5 | 1 | 2.2 | 1430 | 15751
Local and Special Ventilation | Fan - Window / Wall Mounted | Town S | 1 | Medium | B | 11 | 2035 | 5 | 3 | 3.2 | 19759 | 24887
Emergency Lighting | Illuminated Fire Exit Signage | Town U | 1 | Urgent | B | 6 | 2030 | 5 | 1 | 2.2 | 1431 | 15752
General Lighting | General - LED fittings & Luminaires | Town U | 22 | Medium | B | 6 | 2030 | 5 | 3 | 3.2 | 19760 | 18381
Air Conditioning | Single-Split Condenser - Split Systems/Heat Pumps - Air-cooled with Direct Expansion Evaporator (DX) | Town T | 1 | Medium | B | 7 | 2031 | 5 | 3 | 3.2 | 19761 | 19735
Roller Shutters | Internal Electric Roller Shutter | Town V | 1 | Medium | B | 15 | 2039 | 5 | 3 | 3.2 | 19762 | 28346
Local and Special Ventilation | Unit extract fans | Town X | 1 | Medium | B | 1 | 2025 | 5 | 3 | 3.2 | 19763 | 5910
Heat Emitters | Electric Heaters | Town AD | 4 | Medium | B | 1 | 2025 | 5 | 3 | 3.2 | 19764 | 5911
Local Hot Water | Instantaneous Electric Water Heater - Non-Drinking Water | Town Y | 1 | Medium | B | 1 | 2025 | 5 | 3 | 3.2 | 19765 | 5912
Local Hot Water | Package Electric Water Heaters - Non-Drinking Water | Town AA | 1 | Medium | B | 11 | 2035 | 5 | 3 | 3.2 | 19766 | 24888
Fire Safety Systems | Manual and Automatic Doors - Emergency and Panic Escape Doors | Town AA | 1 | Urgent | B | 21 | 2045 | 5 | 1 | 2.2 | 1432 | 31725
General Lighting | General - LED fittings & Luminaires | Town W | 131 | Medium | B | 10 | 2034 | 5 | 3 | 3.2 | 19767 | 22549
Fire Safety Systems | Fire Extinguishers - CO2 | Town S | 1 | Urgent | B | 8 | 2032 | 5 | 1 | 2.2 | 1433 | 20259
LV Distribution | Main Distribution Board | Town X | 1 | High | B | 1 | 2025 | 5 | 2 | 2.7 | 11322 | 2757
External Lighting | General - Non LED | Town AE | 2 | Medium | B | 5 | 2029 | 5 | 3 | 3.2 | 19768 | 14794
Access Control | Door Lock / Keypad / Manual | Town W | 1 | Medium | A | 15 | 2039 | 6 | 3 | 3.5 | 32432 | 28553
Air Conditioning | Multi-Split Condenser - Split Systems/Heat Pumps - Air-cooled with Direct Expansion Evaporator (DX) | Town AF | 1 | Medium | B | 9 | 2033 | 5 | 3 | 3.2 | 19769 | 21678
LV Distribution | Main Distribution Board | Town AE | 1 | High | B | 18 | 2042 | 5 | 2 | 2.7 | 11323 | 30754
LV Distribution | Sub Distribution Board | Town U | 1 | High | B | 6 | 2030 | 5 | 2 | 2.7 | 11324 | 17353
Fire Safety Systems | Fire Alarm Panel / Repeater | Town R | 1 | Urgent | B | 12 | 2036 | 5 | 1 | 2.2 | 1434 | 25934
Heat Emitters | Gas Fired Unit Heaters | Town AA | 1 | Medium | B | 1 | 2025 | 5 | 3 | 3.2 | 19770 | 5913
Roller Shutters | External Manual Roller Shutter | Town T | 1 | High | B | 21 | 2045 | 5 | 2 | 2.7 | 11325 | 32523
External Doors | Entrance Doors | Town AG | 1 | High | B | 1 | 2025 | 5 | 2 | 2.7 | 11326 | 2758
Lifts | Passenger Lift Hydraulic - Electric | Town X | 1 | Medium | B | 6 | 2030 | 5 | 3 | 3.2 | 19771 | 18382
LV Distribution | Main Distribution Board | Town O | 1 | High | B | 16 | 2040 | 5 | 2 | 2.7 | 11327 | 29080
LV Distribution | Sub Distribution Board | Town AF | 1 | High | A | 18 | 2042 | 6 | 2 | 3 | 19506 | 30895
Fire Safety Systems | Fire Alarm System | Town W | 1 | Urgent | B | 5 | 2029 | 5 | 1 | 2.2 | 1435 | 14299
Air Conditioning | Multi-Split Condenser - Split Systems/Heat Pumps - Air-cooled with Direct Expansion Evaporator (DX) | Town W | 1 | Medium | B | 1 | 2025 | 5 | 3 | 3.2 | 19772 | 5914
Local and Special Ventilation | Fan - Window / Wall Mounted | Town S | 1 | Medium | B | 11 | 2035 | 5 | 3 | 3.2 | 19773 | 24889
Local Hot Water | Instantaneous Electric Water Heater - Non-Drinking Water | Town AG | 1 | Medium | B | 1 | 2025 | 5 | 3 | 3.2 | 19774 | 5915
Air Conditioning | Single-Split Evaporator - Split Systems/Heat Pumps - Air-cooled with Direct Expansion Evaporator (DX) | Town Z | 1 | Medium | B | 11 | 2035 | 5 | 3 | 3.2 | 19775 | 24890
Air Conditioning | Single-Split Evaporator - Split Systems/Heat Pumps - Air-cooled with Direct Expansion Evaporator (DX) | Town T | 1 | Medium | B | 7 | 2031 | 5 | 3 | 3.2 | 19776 | 19736
Local Hot Water | Instantaneous Electric Water Heater - Non-Drinking Water | Town AA | 1 | Medium | B | 3 | 2027 | 5 | 3 | 3.2 | 19777 | 13420
Boiler | Atmospheric Gas Burner - Free Standing Boiler | Town AH | 1 | Medium | CX | 1 | 2025 | 2 | 3 | 2.3 | 10035 | 2006
Roller Shutters | External Manual Roller Shutter | Town AA | 1 | High | B | 1 | 2025 | 5 | 2 | 2.7 | 11328 | 2759
Fire Safety Systems | Fire Alarm Panel / Repeater | Town T | 1 | Urgent | B | 9 | 2033 | 5 | 1 | 2.2 | 1436 | 21210
LV Distribution | Sub Distribution Board | Town AA | 1 | High | C | 5 | 2029 | 4 | 2 | 2.4 | 10404 | 14537
LV Distribution | Sub Distribution Board | Town T | 1 | High | B | 18 | 2042 | 5 | 2 | 2.7 | 11329 | 30755
Local and Special Ventilation | Fan - Window / Wall Mounted | Town S | 1 | Medium | B | 11 | 2035 | 5 | 3 | 3.2 | 19778 | 24891
Local and Special Ventilation | Fan - Extract | Town AC | 1 | Medium | B | 1 | 2025 | 5 | 3 | 3.2 | 19779 | 5916
Emergency Lighting | Illuminated Fire Exit Signage | Town AB | 3 | Urgent | B | 2 | 2026 | 5 | 1 | 2.2 | 1437 | 12441
LV Distribution | Sub Distribution Board | Town AF | 1 | High | B | 17 | 2041 | 5 | 2 | 2.7 | 11330 | 30272
LV Distribution | Sub Distribution Board | Town T | 1 | High | B | 18 | 2042 | 5 | 2 | 2.7 | 11331 | 30756
Emergency Lighting | Self Contained - LED | Town S | 11 | Urgent | B | 21 | 2045 | 5 | 1 | 2.2 | 1438 | 31726
Air Conditioning | Multi-Split Condenser - Split Systems/Heat Pumps - Air-cooled with Direct Expansion Evaporator (DX) | Town W | 1 | Medium | B | 1 | 2025 | 5 | 3 | 3.2 | 19780 | 5917
LV Distribution | Sub Distribution Board | Town Z | 1 | High | B | 1 | 2025 | 5 | 2 | 2.7 | 11332 | 2760
Local and Special Ventilation | Fan - Extract | Town T | 1 | Medium | B | 1 | 2025 | 5 | 3 | 3.2 | 19781 | 5918
Central Ventilation Systems | Fan - General Ventilation | Town W | 1 | Low | B | 1 | 2025 | 5 | 4 | 3.7 | 32645 | 11716
Local and Special Ventilation | Fan - Axial | Town S | 1 | Medium | B | 1 | 2025 | 5 | 3 | 3.2 | 19782 | 5919
Local and Special Ventilation | Fan - Extract | Town T | 1 | Medium | B | 8 | 2032 | 5 | 3 | 3.2 | 19783 | 20810
Roller Shutters | External Window Shutters - Electric | Town R | 1 | Medium | B | 16 | 2040 | 5 | 3 | 3.2 | 19784 | 29305
External Doors | Entrance Doors | Town V | 1 | High | B | 25 | 2049 | 5 | 2 | 2.7 | 11333 | 33365
Fire Safety Systems | Fire Extinguishers - CO2 | Town T | 6 | Urgent | B | 7 | 2031 | 5 | 1 | 2.2 | 1439 | 19147
AHU - Internal | Central Heating & Cooling - Electric & DX | Town V | 1 | Medium | B | 10 | 2034 | 5 | 3 | 3.2 | 19785 | 22550
Local and Special Ventilation | Unit extract fans | Town X | 1 | Medium | B | 1 | 2025 | 5 | 3 | 3.2 | 19786 | 5920
Heat Emitters | Gas Fired Natural and Fan Assisted Heaters | Town X | 1 | Medium | B | 1 | 2025 | 5 | 3 | 3.2 | 19787 | 5921
LV Distribution | Sub Distribution Board | Town AB | 1 | High | B | 2 | 2026 | 5 | 2 | 2.7 | 11334 | 12857
Emergency Lighting | Illuminated Fire Exit Signage | Town S | 1 | Urgent | B | 1 | 2025 | 5 | 1 | 2.2 | 1440 | 924
Fire Safety Systems | Fire Extinguishers - CO2 | Town AG | 2 | Urgent | B | 7 | 2031 | 5 | 1 | 2.2 | 1441 | 19148
Hot Water Distribution | Hot water cylinders | Town AI | 1 | High | B | 9 | 2033 | 5 | 2 | 2.7 | 11335 | 21553
Local and Special Ventilation | Fan - Kitchen Extract | Town V | 1 | Low | B | 5 | 2029 | 5 | 4 | 3.7 | 32646 | 15584
General Lighting | General - LED fittings & Luminaires | Town AG | 2 | Medium | B | 1 | 2025 | 5 | 3 | 3.2 | 19788 | 5922
Heat Emitters | Electric Heaters | Town Y | 6 | Medium | B | 1 | 2025 | 5 | 3 | 3.2 | 19789 | 5923
Emergency Lighting | Self Contained - LED | Town T | 1 | Urgent | B | 21 | 2045 | 5 | 1 | 2.2 | 1442 | 31727
Fire Safety Systems | Fire Extinguishers - CO2 | Town V | 2 | Urgent | B | 6 | 2030 | 5 | 1 | 2.2 | 1443 | 15753
Air Conditioning | Single-Split Condenser - Split Systems/Heat Pumps - Air-cooled with Direct Expansion Evaporator (DX) | Town Z | 1 | Medium | B | 11 | 2035 | 5 | 3 | 3.2 | 19790 | 24892
Local Hot Water | Package Electric Water Heaters - Non-Drinking Water | Town Q | 1 | Medium | B | 6 | 2030 | 5 | 3 | 3.2 | 19791 | 18383
Emergency Lighting | Self Contained - LED | Town X | 9 | Urgent | B | 21 | 2045 | 5 | 1 | 2.2 | 1444 | 31728
Emergency Lighting | Self Contained - Non LED | Town AA | 6 | Urgent | B | 6 | 2030 | 5 | 1 | 2.2 | 1445 | 15754
Emergency Lighting | Self Contained - LED | Town S | 1 | Urgent | B | 21 | 2045 | 5 | 1 | 2.2 | 1446 | 31729
Roller Shutters | External Manual Roller Shutter | Town Y | 1 | High | B | 1 | 2025 | 5 | 2 | 2.7 | 11336 | 2761
Heat Emitters | Electric Heaters | Town R | 1 | Medium | B | 1 | 2025 | 5 | 3 | 3.2 | 19792 | 5924
Emergency Lighting | Self Contained - LED | Town AE | 11 | Urgent | B | 22 | 2046 | 5 | 1 | 2.2 | 1447 | 32818
Fire Safety Systems | Fire Extinguishers - Foam | Town U | 2 | Urgent | B | 6 | 2030 | 5 | 1 | 2.2 | 1448 | 15755
LV Distribution | Sub Distribution Board | Town Z | 1 | High | B | 1 | 2025 | 5 | 2 | 2.7 | 11337 | 2762
Local Hot Water | Package Electric Water Heaters - Non-Drinking Water | Town S | 1 | Medium | B | 9 | 2033 | 5 | 3 | 3.2 | 19793 | 21679
Heat Emitters | Electric Heaters | Town AC | 3 | Medium | B | 1 | 2025 | 5 | 3 | 3.2 | 19794 | 5925
Heat Emitters | Gas Fired Unit Heaters | Town AC | 1 | Medium | B | 1 | 2025 | 5 | 3 | 3.2 | 19795 | 5926
Local Hot Water | Package Electric Water Heaters - Non-Drinking Water | Town U | 1 | Medium | B | 6 | 2030 | 5 | 3 | 3.2 | 19796 | 18384
Local Hot Water | Instantaneous Electric Water Heater - Non-Drinking Water | Town O | 1 | Medium | C | 11 | 2035 | 4 | 3 | 2.9 | 18365 | 24864
LV Distribution | Sub Distribution Board | Town R | 1 | High | A | 18 | 2042 | 6 | 2 | 3 | 19507 | 30896
Communication Systems | PA System | Town Q | 1 | Medium | DX | 2 | 2026 | 1 | 3 | 2 | 765 | 12434
Lifts | Disabled Lift - Electric | Town U | 1 | High | B | 9 | 2033 | 5 | 2 | 2.7 | 11338 | 21554
Fire Safety Systems | Fire Alarm Panel / Repeater | Town O | 1 | Urgent | B | 11 | 2035 | 5 | 1 | 2.2 | 1449 | 23319
Roller Shutters | External Manual Roller Shutter | Town S | 1 | High | B | 1 | 2025 | 5 | 2 | 2.7 | 11339 | 2763
Barriers & Guardrails | Vehicle Crash Protection Barrier | Town S | 9 | V Low | B | 1 | 2025 | 5 | 4 | 3.7 | 32647 | 11717
Roller Shutters | Internal Electric Roller Shutter | Town AA | 1 | Medium | B | 11 | 2035 | 5 | 3 | 3.2 | 19797 | 24893
Roller Shutters | External Electric Roller Shutter | Town X | 1 | High | B | 11 | 2035 | 5 | 2 | 2.7 | 11340 | 24074
General Lighting | General - LED fittings & Luminaires | Town R | 4 | Medium | B | 1 | 2025 | 5 | 3 | 3.2 | 19798 | 5927
Fire Safety Systems | Fire Alarm Panel / Repeater | Town AA | 1 | Urgent | B | 9 | 2033 | 5 | 1 | 2.2 | 1450 | 21211
Roller Shutters | External Manual Roller Shutter | Town S | 1 | High | B | 1 | 2025 | 5 | 2 | 2.7 | 11341 | 2764
Heat Emitters | Radiators - Steel | Town S | 4 | Medium | B | 4 | 2028 | 5 | 3 | 3.2 | 19799 | 14024
Fire Safety Systems | Fire Extinguishers - Foam | Town AD | 3 | Urgent | B | 6 | 2030 | 5 | 1 | 2.2 | 1451 | 15756
Fire Safety Systems | Manual and Automatic Doors - Emergency and Panic Escape Doors | Town X | 1 | Urgent | B | 11 | 2035 | 5 | 1 | 2.2 | 1452 | 23320
General Lighting | General - LED fittings & Luminaires | Town X | 5 | Medium | B | 1 | 2025 | 5 | 3 | 3.2 | 19800 | 5928
Air Conditioning | Single-Split Condenser - Split Systems/Heat Pumps - Air-cooled with Direct Expansion Evaporator (DX) | Town T | 1 | Medium | B | 7 | 2031 | 5 | 3 | 3.2 | 19801 | 19737
LV Distribution | Sub Distribution Board | Town R | 1 | High | B | 16 | 2040 | 5 | 2 | 2.7 | 11342 | 29081
Roller Shutters | Internal Electric Roller Shutter | Town V | 1 | Medium | B | 15 | 2039 | 5 | 3 | 3.2 | 19802 | 28347
General Lighting | General - LED fittings & Luminaires | Town S | 18 | Medium | B | 1 | 2025 | 5 | 3 | 3.2 | 19803 | 5929
LV Distribution | Sub Distribution Board | Town AF | 1 | High | C | 1 | 2025 | 4 | 2 | 2.4 | 10405 | 2306
Local Hot Water | Package Electric Water Heaters - Non-Drinking Water | Town W | 1 | Medium | B | 2 | 2026 | 5 | 3 | 3.2 | 19804 | 12993
Fire Safety Systems | Fire Extinguishers - Foam | Town X | 4 | Urgent | B | 6 | 2030 | 5 | 1 | 2.2 | 1453 | 15757
Central Ventilation Systems | Fan - General Ventilation | Town Z | 1 | Low | B | 1 | 2025 | 5 | 4 | 3.7 | 32648 | 11718
Roller Shutters | External Manual Roller Shutter | Town T | 1 | High | B | 21 | 2045 | 5 | 2 | 2.7 | 11343 | 32524
Local Hot Water | Package Electric Water Heaters - Non-Drinking Water | Town S | 1 | Medium | B | 5 | 2029 | 5 | 3 | 3.2 | 19805 | 14795
Emergency Lighting | Illuminated Fire Exit Signage | Town U | 3 | Urgent | B | 14 | 2038 | 5 | 1 | 2.2 | 1454 | 27329
Heat Emitters | Radiators - Aluminium | Town X | 2 | Medium | B | 1 | 2025 | 5 | 3 | 3.2 | 19806 | 5930
External Lighting | General - LED | Town R | 5 | Medium | B | 13 | 2037 | 5 | 3 | 3.2 | 19807 | 27056
Central Ventilation Systems | Fan - General Ventilation | Town Z | 1 | Low | B | 1 | 2025 | 5 | 4 | 3.7 | 32649 | 11719
Heat Emitters | Electric Overdoor Air Curtain/Heater | Town AF | 1 | Medium | A | 15 | 2039 | 6 | 3 | 3.5 | 32433 | 28554
Roller Shutters | External Manual Roller Shutter | Town T | 1 | High | B | 21 | 2045 | 5 | 2 | 2.7 | 11344 | 32525
External Doors | Entrance Doors | Town AE | 1 | High | B | 12 | 2036 | 5 | 2 | 2.7 | 11345 | 26131
General Lighting | General - LED fittings & Luminaires | Town AG | 2 | Medium | B | 6 | 2030 | 5 | 3 | 3.2 | 19808 | 18385
Boiler | Atmospheric Gas Burner/Condensing Combination Boiler (domestic type) | Town X | 1 | High | B | 6 | 2030 | 5 | 2 | 2.7 | 11346 | 17354
General Lighting | General - LED fittings & Luminaires | Town AH | 23 | Medium | B | 10 | 2034 | 5 | 3 | 3.2 | 19809 | 22551
Air Conditioning | Multi-Split Condenser - Split Systems/Heat Pumps - Air-cooled with Direct Expansion Evaporator (DX) | Town W | 1 | Medium | B | 1 | 2025 | 5 | 3 | 3.2 | 19810 | 5931
Air Conditioning | Multi-Split Condenser - DX Split Systems (With Gas, Electric or Hot Water Heaters) | Town X | 1 | Medium | B | 1 | 2025 | 5 | 3 | 3.2 | 19811 | 5932
Local and Special Ventilation | Fan - Axial | Town T | 1 | Medium | B | 9 | 2033 | 5 | 3 | 3.2 | 19812 | 21680
LV Distribution | Sub Distribution Board | Town AA | 1 | High | DX | 1 | 2025 | 1 | 2 | 1.5 | 363 | 326
Roller Shutters | External Manual Roller Shutter | Town Y | 1 | High | B | 1 | 2025 | 5 | 2 | 2.7 | 11347 | 2765
Roller Shutters | External Manual Roller Shutter | Town AA | 1 | High | B | 13 | 2037 | 5 | 2 | 2.7 | 11348 | 26935
Emergency Lighting | Self Contained - LED | Town AA | 10 | Urgent | B | 21 | 2045 | 5 | 1 | 2.2 | 1455 | 31730
Emergency Lighting | Illuminated Fire Exit Signage | Town X | 1 | Urgent | B | 12 | 2036 | 5 | 1 | 2.2 | 1456 | 25935
LV Distribution | Sub Distribution Board | Town W | 1 | High | B | 1 | 2025 | 5 | 2 | 2.7 | 11349 | 2766
Roller Shutters | External Manual Roller Shutter | Town R | 1 | High | B | 1 | 2025 | 5 | 2 | 2.7 | 11350 | 2767
LV Distribution | Main Distribution Board | Town AF | 1 | High | B | 1 | 2025 | 5 | 2 | 2.7 | 11351 | 2768
Local and Special Ventilation | Fan - Window / Wall Mounted | Town S | 1 | Medium | B | 11 | 2035 | 5 | 3 | 3.2 | 19813 | 24894
BMS | BMS Control Panel | Town AC | 1 | High | B | 6 | 2030 | 5 | 2 | 2.7 | 11352 | 17355
Heat Emitters | Electric Heaters | Town AA | 1 | Medium | B | 1 | 2025 | 5 | 3 | 3.2 | 19814 | 5933
Central Ventilation Systems | Fan - General Ventilation | Town W | 1 | Low | B | 1 | 2025 | 5 | 4 | 3.7 | 32650 | 11720
Roller Shutters | External Manual Roller Shutter | Town AA | 1 | High | B | 9 | 2033 | 5 | 2 | 2.7 | 11353 | 21555
BMS | BMS Control Panel | Town Q | 1 | High | B | 6 | 2030 | 5 | 2 | 2.7 | 11354 | 17356
Fire Safety Systems | Fire Extinguishers - Powder | Town AJ | 1 | Urgent | B | 6 | 2030 | 5 | 1 | 2.2 | 1457 | 15758
Central Ventilation Systems | Fan - General Ventilation | Town Z | 1 | Low | B | 1 | 2025 | 5 | 4 | 3.7 | 32651 | 11721
Central Cooling | Fan - Axial | Town AB | 1 | Medium | B | 1 | 2025 | 5 | 3 | 3.2 | 19815 | 5934
Heat Emitters | Electric Heaters | Town AJ | 4 | Medium | B | 1 | 2025 | 5 | 3 | 3.2 | 19816 | 5935
Heat Emitters | Electric Heaters | Town AA | 1 | Medium | DX | 1 | 2025 | 1 | 3 | 2 | 766 | 491
Fire Safety Systems | Fire Extinguishers - Foam | Town AG | 1 | Urgent | B | 8 | 2032 | 5 | 1 | 2.2 | 1458 | 20260
LV Distribution | Main Distribution Board | Town AJ | 1 | High | C | 1 | 2025 | 4 | 2 | 2.4 | 10406 | 2307
Central Ventilation Systems | Fan - General Ventilation | Town V | 1 | Low | B | 5 | 2029 | 5 | 4 | 3.7 | 32652 | 15585
Local and Special Ventilation | Fan - Centrifugal | Town U | 1 | Medium | B | 1 | 2025 | 5 | 3 | 3.2 | 19817 | 5936
Emergency Lighting | Self Contained - LED | Town AB | 10 | Urgent | B | 18 | 2042 | 5 | 1 | 2.2 | 1459 | 30607
Fire Safety Systems | Fire Extinguishers - CO2 | Town AC | 2 | Urgent | B | 6 | 2030 | 5 | 1 | 2.2 | 1460 | 15759
External Lighting | General - LED | Town R | 5 | Medium | B | 11 | 2035 | 5 | 3 | 3.2 | 19818 | 24895
Central Ventilation Systems | Fan - General Ventilation | Town Z | 1 | Low | B | 1 | 2025 | 5 | 4 | 3.7 | 32653 | 11722
Local and Special Ventilation | Fan - Axial | Town S | 1 | Medium | B | 1 | 2025 | 5 | 3 | 3.2 | 19819 | 5937
Emergency Lighting | Self Contained - LED | Town S | 18 | Urgent | B | 21 | 2045 | 5 | 1 | 2.2 | 1461 | 31731
General Lighting | General - LED fittings & Luminaires | Town Y | 4 | Medium | B | 6 | 2030 | 5 | 3 | 3.2 | 19820 | 18386
Roller Shutters | Internal Electric Roller Shutter | Town AF | 1 | Medium | B | 2 | 2026 | 5 | 3 | 3.2 | 19821 | 12994
LV Distribution | Sub Distribution Board | Town AF | 1 | High | B | 13 | 2037 | 5 | 2 | 2.7 | 11355 | 26936
Local Hot Water | Package Electric Water Heaters - Non-Drinking Water | Town AF | 1 | Medium | B | 8 | 2032 | 5 | 3 | 3.2 | 19822 | 20811
Emergency Lighting | Illuminated Fire Exit Signage | Town T | 1 | Urgent | B | 16 | 2040 | 5 | 1 | 2.2 | 1462 | 28607
Fire Safety Systems | Fire Alarm System | Town AE | 1 | Urgent | A | 13 | 2037 | 6 | 1 | 2.5 | 10809 | 26912
Emergency Lighting | Illuminated Fire Exit Signage | Town T | 6 | Urgent | B | 16 | 2040 | 5 | 1 | 2.2 | 1463 | 28608
Fire Safety Systems | Fire Extinguishers - Foam | Town T | 5 | Urgent | B | 8 | 2032 | 5 | 1 | 2.2 | 1464 | 20261
Fire Safety Systems | Manual and Automatic Doors - Emergency and Panic Escape Doors | Town R | 1 | Urgent | B | 11 | 2035 | 5 | 1 | 2.2 | 1465 | 23321
Central Ventilation Systems | Fan - General Ventilation | Town V | 1 | Low | B | 5 | 2029 | 5 | 4 | 3.7 | 32654 | 15586
External Doors | Entrance Doors | Town AD | 1 | High | B | 16 | 2040 | 5 | 2 | 2.7 | 11356 | 29082
Roller Shutters | External Manual Roller Shutter | Town AA | 1 | High | B | 13 | 2037 | 5 | 2 | 2.7 | 11357 | 26937
Local and Special Ventilation | Fan - Extract | Town O | 1 | Medium | C | 11 | 2035 | 4 | 3 | 2.9 | 18366 | 24865
Emergency Lighting | Self Contained - LED | Town Y | 2 | Urgent | B | 11 | 2035 | 5 | 1 | 2.2 | 1466 | 23322
LV Distribution | Sub Distribution Board | Town W | 1 | High | A | 19 | 2043 | 6 | 2 | 3 | 19508 | 31279
Emergency Lighting | Self Contained - LED | Town Z | 10 | Urgent | B | 21 | 2045 | 5 | 1 | 2.2 | 1467 | 31732
External Lighting | General - LED | Town X | 3 | Medium | B | 7 | 2031 | 5 | 3 | 3.2 | 19823 | 19738
LV Distribution | Sub Distribution Board | Town Z | 1 | High | B | 1 | 2025 | 5 | 2 | 2.7 | 11358 | 2769
Emergency Lighting | Illuminated Fire Exit Signage | Town Z | 4 | Urgent | B | 16 | 2040 | 5 | 1 | 2.2 | 1468 | 28609
Fire Safety Systems | Fire Extinguishers - CO2 | Town AB | 1 | Urgent | B | 6 | 2030 | 5 | 1 | 2.2 | 1469 | 15760
LV Distribution | Sub Distribution Board | Town W | 1 | High | A | 19 | 2043 | 6 | 2 | 3 | 19509 | 31280
Emergency Lighting | Self Contained - LED | Town AF | 12 | Urgent | B | 22 | 2046 | 5 | 1 | 2.2 | 1470 | 32819
Local and Special Ventilation | Fan - Kitchen Extract | Town W | 1 | Low | B | 5 | 2029 | 5 | 4 | 3.7 | 32655 | 15587
Roller Shutters | External Manual Roller Shutter | Town S | 1 | High | B | 1 | 2025 | 5 | 2 | 2.7 | 11359 | 2770
Emergency Lighting | Self Contained - LED | Town AE | 4 | Urgent | B | 15 | 2039 | 5 | 1 | 2.2 | 1471 | 27731
External Doors | Entrance Doors | Town AK | 1 | High | B | 11 | 2035 | 5 | 2 | 2.7 | 11360 | 24075
General Lighting | General - LED fittings & Luminaires | Town AK | 41 | Medium | B | 14 | 2038 | 5 | 3 | 3.2 | 19824 | 27518
Fire Safety Systems | Manual and Automatic Doors - Emergency and Panic Escape Doors | Town AL | 1 | Urgent | B | 15 | 2039 | 5 | 1 | 2.2 | 1472 | 27732
Fire Safety Systems | Fire Alarm System | Town AL | 1 | Urgent | B | 11 | 2035 | 5 | 1 | 2.2 | 1473 | 23323
Fire Safety Systems | Manual and Automatic Doors - Emergency and Panic Escape Doors | Town AL | 1 | Urgent | B | 11 | 2035 | 5 | 1 | 2.2 | 1474 | 23324
Roller Shutters | External Manual Roller Shutter | Town AL | 1 | High | B | 1 | 2025 | 5 | 2 | 2.7 | 11361 | 2771
Roller Shutters | External Manual Roller Shutter | Town AL | 1 | High | B | 1 | 2025 | 5 | 2 | 2.7 | 11362 | 2772
Emergency Lighting | Illuminated Fire Exit Signage | Town AC | 3 | Urgent | B | 6 | 2030 | 5 | 1 | 2.2 | 1475 | 15761
Local and Special Ventilation | Fan - Extract | Town AM | 1 | Medium | B | 1 | 2025 | 5 | 3 | 3.2 | 19825 | 5938
Multi-System Controls | Control Panel - Electrical Services (excluding Electrical Controllers and Pneumatic Relays) | Town AN | 1 | Medium | B | 1 | 2025 | 5 | 3 | 3.2 | 19826 | 5939
External Doors | Manual and Automatic Doors - Auto / Powered Sliding Doors | Town AO | 1 | High | B | 17 | 2041 | 5 | 2 | 2.7 | 11363 | 30273
Fire Safety Systems | Fire Alarm Panel / Repeater | Town AP | 1 | Urgent | B | 7 | 2031 | 5 | 1 | 2.2 | 1476 | 19149
Fire Safety Systems | Fire Alarm System | Town AQ | 1 | Urgent | B | 7 | 2031 | 5 | 1 | 2.2 | 1477 | 19150
Air Conditioning | Single-Split Condenser - Split Systems/Heat Pumps - Air-cooled with Direct Expansion Evaporator (DX) | Town AP | 1 | Medium | B | 1 | 2025 | 5 | 3 | 3.2 | 19827 | 5940
Fire Safety Systems | Fire Alarm Panel / Repeater | Town AP | 1 | Urgent | B | 7 | 2031 | 5 | 1 | 2.2 | 1478 | 19151
Roller Shutters | External Electric Roller Shutter | Town AR | 1 | High | B | 11 | 2035 | 5 | 2 | 2.7 | 11364 | 24076
Air Conditioning | Single-Split Condenser - Split Systems/Heat Pumps - Air-cooled with Direct Expansion Evaporator (DX) | Town AO | 1 | Medium | B | 1 | 2025 | 5 | 3 | 3.2 | 19828 | 5941
LV Distribution | Main Distribution Board | Town AS | 1 | High | B | 1 | 2025 | 5 | 2 | 2.7 | 11365 | 2773
Heat Emitters | Gas Fired Natural and Fan Assisted Heaters | Town AT | 1 | Medium | B | 1 | 2025 | 5 | 3 | 3.2 | 19829 | 5942
Barriers & Guardrails | Vehicle Crash Protection Barrier | Town AU | 1 | V Low | B | 1 | 2025 | 5 | 4 | 3.7 | 32656 | 11723
Fire Safety Systems | Smoke Extract Fan | Town AV | 1 | Urgent | B | 1 | 2025 | 5 | 1 | 2.2 | 1479 | 925
Local and Special Ventilation | Fan - Window / Wall Mounted | Town AV | 1 | Medium | B | 8 | 2032 | 5 | 3 | 3.2 | 19830 | 20812
Roller Shutters | External Manual Roller Shutter | Town AT | 1 | High | B | 1 | 2025 | 5 | 2 | 2.7 | 11366 | 2774
Roller Shutters | Internal Electric Roller Shutter | Town AW | 1 | Medium | B | 11 | 2035 | 5 | 3 | 3.2 | 19831 | 24896
Roller Shutters | External Electric Roller Shutter | Town AR | 1 | High | B | 11 | 2035 | 5 | 2 | 2.7 | 11367 | 24077
Local and Special Ventilation | Fan - Extract | Town AN | 1 | Medium | B | 12 | 2036 | 5 | 3 | 3.2 | 19832 | 26306
Air Conditioning | Single-Split Evaporator - Split Systems/Heat Pumps - Air-cooled with Direct Expansion Evaporator (DX) | Town AP | 1 | Medium | B | 1 | 2025 | 5 | 3 | 3.2 | 19833 | 5943
Hot Water Distribution | Hot water cylinders | Town AV | 1 | High | B | 7 | 2031 | 5 | 2 | 2.7 | 11368 | 19557
Local and Special Ventilation | Fan - Axial | Town AR | 1 | Medium | B | 1 | 2025 | 5 | 3 | 3.2 | 19834 | 5944
Fire Safety Systems | Manual and Automatic Doors - Emergency and Panic Escape Doors | Town AR | 1 | Urgent | B | 11 | 2035 | 5 | 1 | 2.2 | 1480 | 23325
Emergency Lighting | Self Contained - Non LED | Town AN | 1 | Urgent | B | 1 | 2025 | 5 | 1 | 2.2 | 1481 | 926
Barriers & Guardrails | Vehicle Crash Protection Barrier | Town AU | 1 | V Low | B | 1 | 2025 | 5 | 4 | 3.7 | 32657 | 11724
Fire Safety Systems | Fire Alarm System | Town AT | 1 | Urgent | B | 1 | 2025 | 5 | 1 | 2.2 | 1482 | 927
General Lighting | General - LED fittings & Luminaires | Town AR | 33 | Medium | B | 11 | 2035 | 5 | 3 | 3.2 | 19835 | 24897
Heat Emitters | Radiators - Steel | Town AX | 3 | Medium | B | 10 | 2034 | 5 | 3 | 3.2 | 19836 | 22552
Air Conditioning | Multi-Split Evaporator - Split Systems/Heat Pumps - Air-cooled with Direct Expansion Evaporator (DX) | Town AX | 1 | Medium | B | 11 | 2035 | 5 | 3 | 3.2 | 19837 | 24898
LV Distribution | Sub Distribution Board | Town AX | 1 | High | B | 15 | 2039 | 5 | 2 | 2.7 | 11369 | 28065
Fire Safety Systems | Fire Alarm System | Town AR | 1 | Urgent | B | 1 | 2025 | 5 | 1 | 2.2 | 1483 | 928
General Lighting | General - LED fittings & Luminaires | Town AQ | 25 | Medium | DX | 1 | 2025 | 1 | 3 | 2 | 767 | 492
Fire Safety Systems | Fire Extinguishers - CO2 | Town AR | 4 | Urgent | B | 6 | 2030 | 5 | 1 | 2.2 | 1484 | 15762
Fire Safety Systems | Fire Extinguishers - CO2 | Town AW | 1 | Urgent | B | 2 | 2026 | 5 | 1 | 2.2 | 1485 | 12442
Heat Emitters | Gas Fired Natural and Fan Assisted Heaters | Town AR | 1 | Medium | B | 1 | 2025 | 5 | 3 | 3.2 | 19838 | 5945
Fire Safety Systems | Fire Extinguishers - Powder - P50 | Town AY | 1 | Urgent | B | 1 | 2025 | 5 | 1 | 2.2 | 1486 | 929
LV Distribution | Sub Distribution Board | Town AP | 1 | High | B | 1 | 2025 | 5 | 2 | 2.7 | 11370 | 2775
Local and Special Ventilation | Fan - Window / Wall Mounted | Town AR | 1 | Medium | B | 1 | 2025 | 5 | 3 | 3.2 | 19839 | 5946
LV Distribution | Main Distribution Board | Town AU | 1 | High | B | 2 | 2026 | 5 | 2 | 2.7 | 11371 | 12858
Fire Safety Systems | Manual and Automatic Doors - Emergency and Panic Escape Doors | Town AX | 1 | Urgent | B | 11 | 2035 | 5 | 1 | 2.2 | 1487 | 23326
Security Systems | Manual and Automatic Doors - High Security Door | Town AT | 1 | High | B | 11 | 2035 | 5 | 2 | 2.7 | 11372 | 24078
Heat Emitters | Radiators - Steel | Town AX | 4 | Medium | B | 10 | 2034 | 5 | 3 | 3.2 | 19840 | 22553
LV Distribution | Main Distribution Board | Town AR | 1 | High | B | 1 | 2025 | 5 | 2 | 2.7 | 11373 | 2776
Communication Systems | PA System | Town AV | 1 | Medium | B | 2 | 2026 | 5 | 3 | 3.2 | 19841 | 12995
Local and Special Ventilation | Fan - Extract | Town AP | 1 | Medium | B | 1 | 2025 | 5 | 3 | 3.2 | 19842 | 5947
External Doors | Entrance Doors | Town AJ | 1 | High | B | 5 | 2029 | 5 | 2 | 2.7 | 11374 | 14570
General Lighting | General - LED fittings & Luminaires | Town AT | 7 | Medium | C | 1 | 2025 | 4 | 3 | 2.9 | 18367 | 5346
Emergency Lighting | Self Contained - Non LED | Town AN | 4 | Urgent | B | 1 | 2025 | 5 | 1 | 2.2 | 1488 | 930
Emergency Lighting | Self Contained - LED | Town AR | 3 | Urgent | B | 11 | 2035 | 5 | 1 | 2.2 | 1489 | 23327
Fire Safety Systems | Fire Extinguishers - Foam | Town AM | 2 | Urgent | B | 6 | 2030 | 5 | 1 | 2.2 | 1490 | 15763
Heat Emitters | Radiators - Steel | Town AT | 1 | Medium | B | 1 | 2025 | 5 | 3 | 3.2 | 19843 | 5948
LV Distribution | Main Distribution Board | Town AX | 1 | High | B | 1 | 2025 | 5 | 2 | 2.7 | 11375 | 2777
Local Hot Water | Instantaneous Electric Water Heater - Non-Drinking Water | Town AT | 1 | Medium | B | 1 | 2025 | 5 | 3 | 3.2 | 19844 | 5949
Emergency Lighting | Self Contained - LED | Town AU | 12 | Urgent | B | 21 | 2045 | 5 | 1 | 2.2 | 1491 | 31733
General Lighting | General - LED fittings & Luminaires | Town AN | 101 | Medium | B | 17 | 2041 | 5 | 3 | 3.2 | 19845 | 30389
General Lighting | General - LED fittings & Luminaires | Town AY | 2 | Medium | B | 12 | 2036 | 5 | 3 | 3.2 | 19846 | 26307
Heat Emitters | Radiators - Steel | Town AT | 1 | Medium | B | 1 | 2025 | 5 | 3 | 3.2 | 19847 | 5950
Roller Shutters | External Electric Roller Shutter | Town AM | 1 | High | B | 9 | 2033 | 5 | 2 | 2.7 | 11376 | 21556
General Lighting | General - LED fittings & Luminaires | Town AR | 14 | Medium | B | 11 | 2035 | 5 | 3 | 3.2 | 19848 | 24899
Air Conditioning | Single-Split Evaporator - Split Systems/Heat Pumps - Air-cooled with Direct Expansion Evaporator (DX) | Town AT | 1 | Medium | B | 1 | 2025 | 5 | 3 | 3.2 | 19849 | 5951
Roller Shutters | External Electric Roller Shutter | Town AQ | 1 | High | B | 10 | 2034 | 5 | 2 | 2.7 | 11377 | 22249
Local and Special Ventilation | Fan - Centrifugal | Town AN | 1 | Medium | B | 12 | 2036 | 5 | 3 | 3.2 | 19850 | 26308
Fire Safety Systems | Fire Extinguishers - Powder | Town AJ | 1 | Urgent | B | 6 | 2030 | 5 | 1 | 2.2 | 1492 | 15764
Local and Special Ventilation | Fan - Axial | Town AW | 1 | Medium | B | 1 | 2025 | 5 | 3 | 3.2 | 19851 | 5952
Fire Safety Systems | Fire Extinguishers - CO2 | Town AX | 2 | Urgent | B | 6 | 2030 | 5 | 1 | 2.2 | 1493 | 15765
Emergency Lighting | Self Contained - LED | Town AQ | 4 | Urgent | B | 20 | 2044 | 5 | 1 | 2.2 | 1494 | 31396
Fire Safety Systems | Fire Extinguishers - Powder | Town AR | 1 | Urgent | B | 6 | 2030 | 5 | 1 | 2.2 | 1495 | 15766
Emergency Lighting | Externally Powered - LED | Town AV | 1 | Urgent | B | 18 | 2042 | 5 | 1 | 2.2 | 1496 | 30608
Local and Special Ventilation | Fan - Window / Wall Mounted | Town AY | 1 | Medium | B | 1 | 2025 | 5 | 3 | 3.2 | 19852 | 5953
Specialist Lighting | Illuminated External Signs | Town AZ | 2 | Medium | C | 1 | 2025 | 4 | 3 | 2.9 | 18368 | 5347
Emergency Lighting | Self Contained - Non LED | Town AT | 1 | Urgent | B | 1 | 2025 | 5 | 1 | 2.2 | 1497 | 931
Fire Safety Systems | Fire Extinguishers - Foam | Town AT | 2 | Urgent | B | 1 | 2025 | 5 | 1 | 2.2 | 1498 | 932
Central Ventilation Systems | Fan - General Ventilation | Town AX | 1 | Low | B | 1 | 2025 | 5 | 4 | 3.7 | 32658 | 11725
Emergency Lighting | Illuminated Fire Exit Signage | Town AR | 4 | Urgent | B | 11 | 2035 | 5 | 1 | 2.2 | 1499 | 23328
General Lighting | General - LED fittings & Luminaires | Town AV | 3 | Medium | B | 13 | 2037 | 5 | 3 | 3.2 | 19853 | 27057
Emergency Lighting | Self Contained - LED | Town AV | 1 | Urgent | B | 18 | 2042 | 5 | 1 | 2.2 | 1500 | 30609
Local Hot Water | Instantaneous Electric Water Heater - Non-Drinking Water | Town AZ | 1 | Medium | B | 11 | 2035 | 5 | 3 | 3.2 | 19854 | 24900
LV Distribution | Main Distribution Board | Town AN | 1 | High | B | 1 | 2025 | 5 | 2 | 2.7 | 11378 | 2778
Roller Shutters | Internal Manual Roller Shutter | Town AX | 1 | Medium | B | 10 | 2034 | 5 | 3 | 3.2 | 19855 | 22554
Multi-System Controls | Instrumental Control Panel | Town AW | 1 | Medium | B | 16 | 2040 | 5 | 3 | 3.2 | 19856 | 29306
LV Distribution | Sub Distribution Board | Town BA | 1 | High | B | 6 | 2030 | 5 | 2 | 2.7 | 11379 | 17357
Emergency Lighting | Self Contained - LED | Town AP | 4 | Urgent | B | 20 | 2044 | 5 | 1 | 2.2 | 1501 | 31397
External Doors | Manual and Automatic Doors - Auto / Powered Sliding Doors | Town AU | 1 | High | B | 11 | 2035 | 5 | 2 | 2.7 | 11380 | 24079
Local and Special Ventilation | Fan - Window / Wall Mounted | Town AW | 1 | Medium | B | 1 | 2025 | 5 | 3 | 3.2 | 19857 | 5954
Boiler | Atmospheric Gas Burner Boiler - Small and/or Wall Hung for Light Commercial Installation | Town BB | 1 | Medium | B | 7 | 2031 | 5 | 3 | 3.2 | 19858 | 19739
Local Hot Water | Instantaneous Electric Water Heater - Non-Drinking Water | Town AU | 1 | Medium | B | 11 | 2035 | 5 | 3 | 3.2 | 19859 | 24901
Security Systems | Manual and Automatic Doors - High Security Door | Town AP | 1 | High | B | 11 | 2035 | 5 | 2 | 2.7 | 11381 | 24080
Fire Safety Systems | Fire Alarm System | Town AX | 1 | Urgent | B | 13 | 2037 | 5 | 1 | 2.2 | 1502 | 26817
LV Distribution | Main Distribution Board | Town AN | 1 | High | B | 1 | 2025 | 5 | 2 | 2.7 | 11382 | 2779
External Doors | Manual and Automatic Doors - Auto / Powered Sliding Doors | Town AW | 1 | High | B | 21 | 2045 | 5 | 2 | 2.7 | 11383 | 32526
General Lighting | General - LED fittings & Luminaires | Town AY | 24 | Medium | C | 1 | 2025 | 4 | 3 | 2.9 | 18369 | 5348
Local and Special Ventilation | Fan - Kitchen Extract | Town AX | 1 | Low | B | 5 | 2029 | 5 | 4 | 3.7 | 32659 | 15588
Local and Special Ventilation | Fan - Extract | Town AJ | 1 | Medium | B | 1 | 2025 | 5 | 3 | 3.2 | 19860 | 5955
LV Distribution | Main Distribution Board | Town AX | 1 | High | B | 1 | 2025 | 5 | 2 | 2.7 | 11384 | 2780
Central Cooling | Fan - Axial | Town AO | 1 | Medium | B | 1 | 2025 | 5 | 3 | 3.2 | 19861 | 5956
General Lighting | General - LED fittings & Luminaires | Town AT | 2 | Medium | B | 1 | 2025 | 5 | 3 | 3.2 | 19862 | 5957
Fire Safety Systems | Fire Extinguishers - CO2 | Town AV | 2 | Urgent | B | 6 | 2030 | 5 | 1 | 2.2 | 1503 | 15767
Heat Emitters | Gas Fired Natural and Fan Assisted Heaters | Town AR | 1 | Medium | B | 1 | 2025 | 5 | 3 | 3.2 | 19863 | 5958
Fire Safety Systems | Fire Extinguishers - Powder | Town AR | 2 | Urgent | B | 6 | 2030 | 5 | 1 | 2.2 | 1504 | 15768
Fire Safety Systems | Fire Extinguishers - Foam | Town AU | 3 | Urgent | B | 6 | 2030 | 5 | 1 | 2.2 | 1505 | 15769
External Doors | Entrance Doors | Town BA | 1 | High | B | 21 | 2045 | 5 | 2 | 2.7 | 11385 | 32527
Access Control | Gate Access - Local Lock / Keypad / Manual (External) | Town AT | 2 | Medium | B | 1 | 2025 | 5 | 3 | 3.2 | 19864 | 5959
LV Distribution | Sub Distribution Board | Town AX | 1 | High | B | 19 | 2043 | 5 | 2 | 2.7 | 11386 | 31138
Local and Special Ventilation | Fan - Axial | Town BB | 1 | Medium | B | 1 | 2025 | 5 | 3 | 3.2 | 19865 | 5960
Local and Special Ventilation | Fan - Window / Wall Mounted | Town AR | 1 | Medium | B | 1 | 2025 | 5 | 3 | 3.2 | 19866 | 5961
Emergency Lighting | Self Contained - Non LED | Town AT | 3 | Urgent | B | 1 | 2025 | 5 | 1 | 2.2 | 1506 | 933
General Lighting | General - LED fittings & Luminaires | Town AX | 3 | Medium | B | 10 | 2034 | 5 | 3 | 3.2 | 19867 | 22555
Emergency Lighting | Self Contained - LED | Town BC | 4 | Urgent | B | 11 | 2035 | 5 | 1 | 2.2 | 1507 | 23329
Fire Safety Systems | Fire Extinguishers - Foam | Town AR | 4 | Urgent | B | 6 | 2030 | 5 | 1 | 2.2 | 1508 | 15770
External Doors | Entrance Doors | Town BB | 1 | High | B | 18 | 2042 | 5 | 2 | 2.7 | 11387 | 30757
Barriers & Guardrails | Vehicle Crash Protection Barrier | Town AN | 1 | V Low | B | 1 | 2025 | 5 | 4 | 3.7 | 32660 | 11726
Roller Shutters | Internal Electric Roller Shutter | Town AR | 1 | Medium | B | 1 | 2025 | 5 | 3 | 3.2 | 19868 | 5962
Emergency Lighting | Self Contained - LED | Town AS | 4 | Urgent | B | 21 | 2045 | 5 | 1 | 2.2 | 1509 | 31734
External Lighting | General - LED | Town AP | 1 | Medium | B | 10 | 2034 | 5 | 3 | 3.2 | 19869 | 22556
Local and Special Ventilation | Fan - Axial | Town AW | 1 | Medium | B | 1 | 2025 | 5 | 3 | 3.2 | 19870 | 5963
Emergency Lighting | Self Contained - LED | Town AZ | 16 | Urgent | B | 21 | 2045 | 5 | 1 | 2.2 | 1510 | 31735
Emergency Lighting | Self Contained - LED | Town AN | 8 | Urgent | B | 22 | 2046 | 5 | 1 | 2.2 | 1511 | 32820
Air Conditioning | Multi-Split Evaporator - Split Systems/Heat Pumps - Air-cooled with Direct Expansion Evaporator (DX) | Town AX | 1 | Medium | B | 12 | 2036 | 5 | 3 | 3.2 | 19871 | 26309
Heat Emitters | Gas Fired Unit Heaters | Town BB | 1 | Medium | B | 3 | 2027 | 5 | 3 | 3.2 | 19872 | 13421
LV Distribution | Main Distribution Board | Town BC | 1 | High | B | 1 | 2025 | 5 | 2 | 2.7 | 11388 | 2781
Communication Systems | PA System | Town AO | 1 | Medium | B | 2 | 2026 | 5 | 3 | 3.2 | 19873 | 12996
Emergency Lighting | Self Contained - LED | Town BD | 3 | Urgent | B | 21 | 2045 | 5 | 1 | 2.2 | 1512 | 31736
Fire Safety Systems | Fire Extinguishers - CO2 | Town AX | 2 | Urgent | B | 6 | 2030 | 5 | 1 | 2.2 | 1513 | 15771
LV Distribution | Main Distribution Board | Town AX | 1 | High | B | 1 | 2025 | 5 | 2 | 2.7 | 11389 | 2782
Local Hot Water | Package Electric Water Heaters - Non-Drinking Water | Town AJ | 1 | Medium | B | 4 | 2028 | 5 | 3 | 3.2 | 19874 | 14025
Heat Emitters | Electric Heaters | Town AZ | 3 | Medium | B | 1 | 2025 | 5 | 3 | 3.2 | 19875 | 5964
Heat Emitters | Radiators - Steel | Town AW | 1 | Medium | B | 1 | 2025 | 5 | 3 | 3.2 | 19876 | 5965
LV Distribution | Sub Distribution Board | Town AQ | 1 | High | B | 12 | 2036 | 5 | 2 | 2.7 | 11390 | 26132
General Lighting | General - LED fittings & Luminaires | Town AR | 3 | Medium | B | 1 | 2025 | 5 | 3 | 3.2 | 19877 | 5966
Fire Safety Systems | Fire Extinguishers - Foam | Town AR | 6 | Urgent | B | 6 | 2030 | 5 | 1 | 2.2 | 1514 | 15772
Barriers & Guardrails | Vehicle Crash Protection Barrier | Town AU | 1 | V Low | B | 1 | 2025 | 5 | 4 | 3.7 | 32661 | 11727
Fire Safety Systems | Fire Alarm Panel / Repeater | Town AN | 1 | Urgent | B | 1 | 2025 | 5 | 1 | 2.2 | 1515 | 934
General Lighting | General - LED fittings & Luminaires | Town BC | 5 | Medium | B | 6 | 2030 | 5 | 3 | 3.2 | 19878 | 18387
Fire Safety Systems | Fire Extinguishers - CO2 | Town BC | 3 | Urgent | B | 6 | 2030 | 5 | 1 | 2.2 | 1516 | 15773
Roller Shutters | Internal Electric Roller Shutter | Town AX | 1 | Medium | B | 15 | 2039 | 5 | 3 | 3.2 | 19879 | 28348
Emergency Lighting | Self Contained - Non LED | Town AW | 2 | Urgent | B | 1 | 2025 | 5 | 1 | 2.2 | 1517 | 935
Local and Special Ventilation | Fan - Axial | Town BB | 1 | Medium | B | 1 | 2025 | 5 | 3 | 3.2 | 19880 | 5967
Heat Emitters | Gas Fired Natural and Fan Assisted Heaters | Town AN | 1 | Medium | B | 11 | 2035 | 5 | 3 | 3.2 | 19881 | 24902
Roller Shutters | External Electric Roller Shutter | Town AY | 1 | High | B | 1 | 2025 | 5 | 2 | 2.7 | 11391 | 2783
LV Distribution | Main Distribution Board | Town BD | 1 | High | B | 16 | 2040 | 5 | 2 | 2.7 | 11392 | 29083
Roller Shutters | External Electric Roller Shutter | Town AS | 1 | High | B | 8 | 2032 | 5 | 2 | 2.7 | 11393 | 20671
Fire Safety Systems | Manual and Automatic Doors - Emergency and Panic Escape Doors | Town AJ | 1 | Urgent | B | 20 | 2044 | 5 | 1 | 2.2 | 1518 | 31398
Security Systems | Manual and Automatic Doors - High Security Door | Town AT | 1 | High | B | 11 | 2035 | 5 | 2 | 2.7 | 11394 | 24081
Emergency Lighting | Self Contained - LED | Town AP | 2 | Urgent | B | 20 | 2044 | 5 | 1 | 2.2 | 1519 | 31399
Local Hot Water | Package Electric Water Heaters - Non-Drinking Water | Town BD | 1 | Medium | B | 8 | 2032 | 5 | 3 | 3.2 | 19882 | 20813
Barriers & Guardrails | Vehicle Crash Protection Barrier | Town AU | 1 | V Low | B | 1 | 2025 | 5 | 4 | 3.7 | 32662 | 11728
Fire Safety Systems | Manual and Automatic Doors - Emergency and Panic Escape Doors | Town AR | 1 | Urgent | B | 11 | 2035 | 5 | 1 | 2.2 | 1520 | 23330
General Lighting | General - LED fittings & Luminaires | Town AT | 5 | Medium | C | 1 | 2025 | 4 | 3 | 2.9 | 18370 | 5349
LV Distribution | Sub Distribution Board | Town BB | 1 | High | C | 1 | 2025 | 4 | 2 | 2.4 | 10407 | 2308
Fire Safety Systems | Fire Extinguishers - CO2 | Town AN | 4 | Urgent | B | 7 | 2031 | 5 | 1 | 2.2 | 1521 | 19152
Fire Safety Systems | Manual and Automatic Doors - Emergency and Panic Escape Doors | Town AZ | 1 | Urgent | B | 11 | 2035 | 5 | 1 | 2.2 | 1522 | 23331
Roller Shutters | External Electric Roller Shutter | Town AQ | 1 | High | B | 1 | 2025 | 5 | 2 | 2.7 | 11395 | 2784
General Lighting | General - LED fittings & Luminaires | Town AS | 40 | Medium | B | 1 | 2025 | 5 | 3 | 3.2 | 19883 | 5968
LV Distribution | Main Distribution Board | Town AJ | 1 | High | B | 1 | 2025 | 5 | 2 | 2.7 | 11396 | 2785
Barriers & Guardrails | Vehicle Crash Protection Barrier | Town AN | 1 | V Low | B | 1 | 2025 | 5 | 4 | 3.7 | 32663 | 11729
General Lighting | General - LED fittings & Luminaires | Town AR | 14 | Medium | B | 11 | 2035 | 5 | 3 | 3.2 | 19884 | 24903
General Lighting | General - LED fittings & Luminaires | Town AY | 11 | Medium | B | 1 | 2025 | 5 | 3 | 3.2 | 19885 | 5969
Fire Safety Systems | Fire Blanket | Town AO | 1 | Urgent | B | 4 | 2028 | 5 | 1 | 2.2 | 1523 | 13763
LV Distribution | Main Distribution Board | Town AR | 1 | High | B | 1 | 2025 | 5 | 2 | 2.7 | 11397 | 2786
Roller Shutters | External Manual Roller Shutter | Town BC | 1 | High | C | 1 | 2025 | 4 | 2 | 2.4 | 10408 | 2309
Roller Shutters | External Manual Roller Shutter | Town AY | 1 | High | B | 1 | 2025 | 5 | 2 | 2.7 | 11398 | 2787
Local and Special Ventilation | Fan - Extract | Town AU | 1 | Medium | C | 1 | 2025 | 4 | 3 | 2.9 | 18371 | 5350
Emergency Lighting | Illuminated Fire Exit Signage | Town AW | 2 | Urgent | B | 12 | 2036 | 5 | 1 | 2.2 | 1524 | 25936
Barriers & Guardrails | Vehicle Crash Protection Barrier | Town AN | 1 | V Low | B | 1 | 2025 | 5 | 4 | 3.7 | 32664 | 11730
Roller Shutters | Internal Electric Roller Shutter | Town AO | 1 | Medium | B | 7 | 2031 | 5 | 3 | 3.2 | 19886 | 19740
Local and Special Ventilation | Fan - Centrifugal | Town AU | 1 | Medium | B | 1 | 2025 | 5 | 3 | 3.2 | 19887 | 5970
General Lighting | General - LED fittings & Luminaires | Town AR | 16 | Medium | B | 6 | 2030 | 5 | 3 | 3.2 | 19888 | 18388
Emergency Lighting | Self Contained - LED | Town AX | 9 | Urgent | B | 22 | 2046 | 5 | 1 | 2.2 | 1525 | 32821
Local and Special Ventilation | Fan - Window / Wall Mounted | Town AR | 1 | Medium | B | 1 | 2025 | 5 | 3 | 3.2 | 19889 | 5971
Fire Safety Systems | Manual and Automatic Doors - Emergency and Panic Escape Doors | Town AX | 1 | Urgent | B | 20 | 2044 | 5 | 1 | 2.2 | 1526 | 31400
Emergency Lighting | Self Contained - LED | Town AT | 1 | Urgent | C | 11 | 2035 | 4 | 1 | 1.9 | 569 | 23249
Access Control | Gate Access - Local Lock / Keypad / Manual (External) | Town AN | 1 | Medium | B | 12 | 2036 | 5 | 3 | 3.2 | 19890 | 26310
Roller Shutters | Internal Electric Roller Shutter | Town AU | 1 | Medium | B | 1 | 2025 | 5 | 3 | 3.2 | 19891 | 5972
Central Cooling | Fan - Axial | Town AO | 1 | Medium | B | 1 | 2025 | 5 | 3 | 3.2 | 19892 | 5973
Heat Emitters | Electric Heaters | Town AO | 3 | Medium | C | 1 | 2025 | 4 | 3 | 2.9 | 18372 | 5351
Fire Safety Systems | Fire Extinguishers - CO2 | Town AR | 5 | Urgent | B | 6 | 2030 | 5 | 1 | 2.2 | 1527 | 15774
Local Hot Water | Package Electric Water Heaters - Non-Drinking Water | Town AS | 1 | Medium | B | 1 | 2025 | 5 | 3 | 3.2 | 19893 | 5974
LV Distribution | Main Distribution Board | Town AR | 1 | High | C | 1 | 2025 | 4 | 2 | 2.4 | 10409 | 2310
LV Distribution | Main Switch Panel at Supply Intake | Town AR | 1 | Medium | B | 1 | 2025 | 5 | 3 | 3.2 | 19894 | 5975
Roller Shutters | External Manual Roller Shutter | Town AT | 1 | High | B | 1 | 2025 | 5 | 2 | 2.7 | 11399 | 2788
Local and Special Ventilation | Fan - Extract | Town AJ | 1 | Medium | CX | 1 | 2025 | 2 | 3 | 2.3 | 10036 | 2007
Heat Emitters | Radiators - Steel | Town AN | 3 | Medium | B | 1 | 2025 | 5 | 3 | 3.2 | 19895 | 5976
Emergency Lighting | Illuminated Fire Exit Signage | Town AX | 2 | Urgent | B | 17 | 2041 | 5 | 1 | 2.2 | 1528 | 29984
Emergency Lighting | Illuminated Fire Exit Signage | Town AT | 2 | Urgent | B | 12 | 2036 | 5 | 1 | 2.2 | 1529 | 25937
Security Systems | Manual and Automatic Doors - High Security Door | Town AU | 1 | High | B | 11 | 2035 | 5 | 2 | 2.7 | 11400 | 24082
LV Distribution | Main Distribution Board | Town AR | 1 | High | B | 1 | 2025 | 5 | 2 | 2.7 | 11401 | 2789
Roller Shutters | External Manual Roller Shutter | Town BD | 1 | High | C | 1 | 2025 | 4 | 2 | 2.4 | 10410 | 2311
Local and Special Ventilation | Fan - Extract | Town BA | 1 | Medium | B | 1 | 2025 | 5 | 3 | 3.2 | 19896 | 5977
Access Control | Gate Access - Local Lock / Keypad / Manual (External) | Town AW | 1 | Medium | B | 1 | 2025 | 5 | 3 | 3.2 | 19897 | 5978
Emergency Lighting | Self Contained - LED | Town AT | 2 | Urgent | B | 20 | 2044 | 5 | 1 | 2.2 | 1530 | 31401
Local Hot Water | Instantaneous Electric Water Heater - Non-Drinking Water | Town BC | 1 | Medium | B | 1 | 2025 | 5 | 3 | 3.2 | 19898 | 5979
Roller Shutters | Internal Electric Roller Shutter | Town AP | 1 | Medium | B | 21 | 2045 | 5 | 3 | 3.2 | 19899 | 32780
Heat Emitters | Electric Heaters | Town AR | 4 | Medium | B | 1 | 2025 | 5 | 3 | 3.2 | 19900 | 5980
Central Cooling | Fan - Axial | Town AV | 1 | Medium | C | 1 | 2025 | 4 | 3 | 2.9 | 18373 | 5352
Central Cooling | Fan - Axial | Town AV | 1 | Medium | C | 1 | 2025 | 4 | 3 | 2.9 | 18374 | 5353
Central Cooling | Fan - Axial | Town AV | 1 | Medium | B | 1 | 2025 | 5 | 3 | 3.2 | 19901 | 5981
External Lighting | General - LED | Town AV | 1 | Medium | B | 14 | 2038 | 5 | 3 | 3.2 | 19902 | 27519
Roller Shutters | Internal Automatic Roller Shutter | Town AV | 1 | High | B | 7 | 2031 | 5 | 2 | 2.7 | 11402 | 19558
Roller Shutters | External Manual Roller Shutter | Town BE | 1 | High | B | 1 | 2025 | 5 | 2 | 2.7 | 11403 | 2790
Local Hot Water | Instantaneous Electric Water Heater - Non-Drinking Water | Town BF | 1 | Medium | C | 1 | 2025 | 4 | 3 | 2.9 | 18375 | 5354
Local and Special Ventilation | Fan - Extract | Town BF | 1 | Medium | CX | 1 | 2025 | 2 | 3 | 2.3 | 10037 | 2008
Local Hot Water | Instantaneous Electric Water Heater - Non-Drinking Water | Town BF | 1 | Medium | C | 1 | 2025 | 4 | 3 | 2.9 | 18376 | 5355
Roller Shutters | External Manual Roller Shutter | Town BF | 1 | High | B | 1 | 2025 | 5 | 2 | 2.7 | 11404 | 2791
Roller Shutters | External Manual Roller Shutter | Town BF | 1 | High | B | 24 | 2048 | 5 | 2 | 2.7 | 11405 | 33258
General Lighting | General - LED fittings & Luminaires | Town BF | 13 | Medium | B | 16 | 2040 | 5 | 3 | 3.2 | 19903 | 29307
Fire Safety Systems | Fire Extinguishers - Powder | Town BF | 5 | Urgent | B | 5 | 2029 | 5 | 1 | 2.2 | 1531 | 14300
Roller Shutters | External Electric Roller Shutter | Town BG | 1 | High | B | 15 | 2039 | 5 | 2 | 2.7 | 11406 | 28066
Air Conditioning | Multi-Split Evaporator - Split Systems/Heat Pumps - Air-cooled with Direct Expansion Evaporator (DX) | Town BH | 1 | Medium | B | 10 | 2034 | 5 | 3 | 3.2 | 19904 | 22557
LV Distribution | Sub Distribution Board | Town BH | 1 | High | B | 6 | 2030 | 5 | 2 | 2.7 | 11407 | 17358
Roller Shutters | External Manual Roller Shutter | Town BH | 1 | High | B | 1 | 2025 | 5 | 2 | 2.7 | 11408 | 2792
Roller Shutters | External Manual Roller Shutter | Town BH | 1 | High | B | 1 | 2025 | 5 | 2 | 2.7 | 11409 | 2793
General Lighting | General - LED fittings & Luminaires | Town BH | 49 | Medium | B | 6 | 2030 | 5 | 3 | 3.2 | 19905 | 18389
Heat Emitters | Electric Heaters | Town BH | 5 | Medium | B | 4 | 2028 | 5 | 3 | 3.2 | 19906 | 14026
Fire Safety Systems | Manual and Automatic Doors - Emergency and Panic Escape Doors | Town BF | 1 | Urgent | B | 31 | 2055 | 5 | 1 | 2.2 | 1532 | 33732
General Lighting | General - LED fittings & Luminaires | Town BF | 41 | Medium | B | 16 | 2040 | 5 | 3 | 3.2 | 19907 | 29308
Emergency Lighting | Illuminated Fire Exit Signage | Town BF | 1 | Urgent | B | 16 | 2040 | 5 | 1 | 2.2 | 1533 | 28610
Local and Special Ventilation | Fan - Centrifugal | Town BF | 1 | Medium | CX | 1 | 2025 | 2 | 3 | 2.3 | 10038 | 2009
Lifts | Disabled Lift - Electric | Town BF | 1 | High | B | 1 | 2025 | 5 | 2 | 2.7 | 11410 | 2794
LV Distribution | Main Distribution Board | Town BF | 1 | High | B | 1 | 2025 | 5 | 2 | 2.7 | 11411 | 2795
Local and Special Ventilation | Fan - Extract | Town BF | 1 | Medium | CX | 1 | 2025 | 2 | 3 | 2.3 | 10039 | 2010
Heat Emitters | Radiators - Steel | Town BF | 4 | Medium | B | 1 | 2025 | 5 | 3 | 3.2 | 19908 | 5982
Access Control | Gate Access - Local Lock / Keypad / Manual (External) | Town BF | 1 | Medium | B | 1 | 2025 | 5 | 3 | 3.2 | 19909 | 5983
General Lighting | General - LED fittings & Luminaires | Town BI | 10 | Medium | B | 1 | 2025 | 5 | 3 | 3.2 | 19910 | 5984
Roller Shutters | External Manual Roller Shutter | Town BI | 1 | High | B | 5 | 2029 | 5 | 2 | 2.7 | 11412 | 14571
Central Ventilation Systems | Fan - General Ventilation | Town BI | 1 | Low | B | 1 | 2025 | 5 | 4 | 3.7 | 32665 | 11731
Central Ventilation Systems | Fan - General Ventilation | Town BI | 1 | Low | B | 1 | 2025 | 5 | 4 | 3.7 | 32666 | 11732
Central Ventilation Systems | Fan - General Ventilation | Town BI | 1 | Low | B | 1 | 2025 | 5 | 4 | 3.7 | 32667 | 11733
Roller Shutters | External Electric Roller Shutter | Town BI | 1 | High | B | 15 | 2039 | 5 | 2 | 2.7 | 11413 | 28067
LV Distribution | Sub Distribution Board | Town BJ | 1 | High | B | 1 | 2025 | 5 | 2 | 2.7 | 11414 | 2796
LV Distribution | Sub Distribution Board | Town BJ | 1 | High | B | 1 | 2025 | 5 | 2 | 2.7 | 11415 | 2797
LV Distribution | Sub Distribution Board | Town BJ | 1 | High | B | 1 | 2025 | 5 | 2 | 2.7 | 11416 | 2798
Security Systems | Manual and Automatic Doors - High Security Door | Town BI | 1 | High | B | 20 | 2044 | 5 | 2 | 2.7 | 11417 | 31589
LV Distribution | Sub Distribution Board | Town BI | 1 | High | C | 1 | 2025 | 4 | 2 | 2.4 | 10411 | 2312
LV Distribution | Sub Distribution Board | Town BJ | 1 | High | B | 1 | 2025 | 5 | 2 | 2.7 | 11418 | 2799
Security Systems | Manual and Automatic Doors - High Security Door | Town BJ | 1 | High | B | 11 | 2035 | 5 | 2 | 2.7 | 11419 | 24083
LV Distribution | Sub Distribution Board | Town BJ | 1 | High | B | 6 | 2030 | 5 | 2 | 2.7 | 11420 | 17359
Heat Emitters | Electric Heaters | Town BJ | 1 | Medium | B | 1 | 2025 | 5 | 3 | 3.2 | 19911 | 5985
Emergency Lighting | Self Contained - LED | Town BJ | 4 | Urgent | B | 11 | 2035 | 5 | 1 | 2.2 | 1534 | 23332
Emergency Lighting | Illuminated Fire Exit Signage | Town BJ | 9 | Urgent | B | 12 | 2036 | 5 | 1 | 2.2 | 1535 | 25938
Emergency Lighting | Self Contained - Non LED | Town BJ | 3 | Urgent | B | 1 | 2025 | 5 | 1 | 2.2 | 1536 | 936
Fire Safety Systems | Fire Extinguishers - Foam | Town BJ | 2 | Urgent | B | 1 | 2025 | 5 | 1 | 2.2 | 1537 | 937
Fire Safety Systems | Fire Extinguishers - CO2 | Town BJ | 1 | Urgent | B | 2 | 2026 | 5 | 1 | 2.2 | 1538 | 12443
Heat Emitters | Unit Heaters | Town BJ | 1 | Medium | B | 1 | 2025 | 5 | 3 | 3.2 | 19912 | 5986
Heat Emitters | Unit Heaters | Town BJ | 1 | Medium | B | 1 | 2025 | 5 | 3 | 3.2 | 19913 | 5987
Emergency Lighting | Self Contained - LED | Town BJ | 10 | Urgent | B | 11 | 2035 | 5 | 1 | 2.2 | 1539 | 23333
General Lighting | General - LED fittings & Luminaires | Town BJ | 20 | Medium | B | 12 | 2036 | 5 | 3 | 3.2 | 19914 | 26311
Fire Safety Systems | Fire Extinguishers - Foam | Town BJ | 2 | Urgent | B | 1 | 2025 | 5 | 1 | 2.2 | 1540 | 938
General Lighting | General - LED fittings & Luminaires | Town BJ | 6 | Medium | B | 12 | 2036 | 5 | 3 | 3.2 | 19915 | 26312
Roller Shutters | External Manual Roller Shutter | Town BJ | 1 | High | B | 11 | 2035 | 5 | 2 | 2.7 | 11421 | 24084
Heat Emitters | Electric Heaters | Town BJ | 1 | Medium | B | 1 | 2025 | 5 | 3 | 3.2 | 19916 | 5988
Emergency Lighting | Self Contained - LED | Town BJ | 3 | Urgent | B | 11 | 2035 | 5 | 1 | 2.2 | 1541 | 23334
Air Conditioning | Multi-Split Condenser - Split Systems/Heat Pumps - Air-cooled with Direct Expansion Evaporator (DX) | Town AS | 1 | Medium | B | 7 | 2031 | 5 | 3 | 3.2 | 19917 | 19741
Emergency Lighting | Illuminated Fire Exit Signage | Town AS | 5 | Urgent | B | 16 | 2040 | 5 | 1 | 2.2 | 1542 | 28611
General Lighting | General - LED fittings & Luminaires | Town AS | 28 | Medium | B | 16 | 2040 | 5 | 3 | 3.2 | 19918 | 29309
Emergency Lighting | Self Contained - LED | Town AS | 6 | Urgent | B | 21 | 2045 | 5 | 1 | 2.2 | 1543 | 31737
Fire Safety Systems | Fire Extinguishers - Foam | Town AS | 3 | Urgent | B | 6 | 2030 | 5 | 1 | 2.2 | 1544 | 15775
Central Heating & Cooling | Fan - Mixed Flow | Town AS | 1 | Medium | B | 1 | 2025 | 5 | 3 | 3.2 | 19919 | 5989
Fire Safety Systems | Manual and Automatic Doors - Emergency and Panic Escape Doors | Town AS | 1 | Urgent | B | 8 | 2032 | 5 | 1 | 2.2 | 1545 | 20262
Roller Shutters | External Electric Roller Shutter | Town AS | 1 | High | B | 5 | 2029 | 5 | 2 | 2.7 | 11422 | 14572
Central Heating & Cooling | Fan - Mixed Flow | Town AS | 1 | Medium | B | 1 | 2025 | 5 | 3 | 3.2 | 19920 | 5990
Central Heating & Cooling | Fan - Mixed Flow | Town AS | 1 | Medium | B | 1 | 2025 | 5 | 3 | 3.2 | 19921 | 5991
Fire Safety Systems | Fire Extinguishers - Foam | Town BK | 5 | Urgent | B | 6 | 2030 | 5 | 1 | 2.2 | 1546 | 15776
Heat Emitters | Radiators - Steel | Town BL | 1 | Medium | B | 1 | 2025 | 5 | 3 | 3.2 | 19922 | 5992
Access Control | Door Lock / Keypad / Manual | Town BK | 1 | Medium | B | 8 | 2032 | 5 | 3 | 3.2 | 19923 | 20814
Emergency Lighting | Self Contained - Non LED | Town BL | 3 | Urgent | B | 1 | 2025 | 5 | 1 | 2.2 | 1547 | 939
LV Distribution | Sub Distribution Board | Town BM | 1 | High | B | 16 | 2040 | 5 | 2 | 2.7 | 11423 | 29084
General Lighting | General - LED fittings & Luminaires | Town BL | 19 | Medium | B | 1 | 2025 | 5 | 3 | 3.2 | 19924 | 5993
Roller Shutters | External Electric Roller Shutter | Town BL | 1 | High | C | 1 | 2025 | 4 | 2 | 2.4 | 10412 | 2313
LV Distribution | Sub Distribution Board | Town BM | 1 | High | B | 1 | 2025 | 5 | 2 | 2.7 | 11424 | 2800
Central Heating & Cooling | Fan - Mixed Flow | Town BK | 1 | Medium | B | 1 | 2025 | 5 | 3 | 3.2 | 19925 | 5994
General Lighting | General - LED fittings & Luminaires | Town BN | 1 | Medium | B | 1 | 2025 | 5 | 3 | 3.2 | 19926 | 5995
Local Hot Water | Instantaneous Electric Water Heater - Non-Drinking Water | Town BM | 1 | Medium | B | 7 | 2031 | 5 | 3 | 3.2 | 19927 | 19742
Emergency Lighting | Illuminated Fire Exit Signage | Town BM | 3 | Urgent | B | 6 | 2030 | 5 | 1 | 2.2 | 1548 | 15777
LV Distribution | Sub Distribution Board | Town BL | 1 | High | C | 1 | 2025 | 4 | 2 | 2.4 | 10413 | 2314
Multi-System Controls | Control Panel - Electrical Services (excluding Electrical Controllers and Pneumatic Relays) | Town BK | 1 | Medium | B | 1 | 2025 | 5 | 3 | 3.2 | 19928 | 5996
Central Cooling | Fan - Axial | Town BN | 1 | Medium | B | 1 | 2025 | 5 | 3 | 3.2 | 19929 | 5997
Central Cooling | Fan - Axial | Town BN | 1 | Medium | B | 1 | 2025 | 5 | 3 | 3.2 | 19930 | 5998
LV Distribution | Sub Distribution Board | Town BM | 1 | High | D | 1 | 2025 | 3 | 2 | 2.1 | 1019 | 710
LV Distribution | Sub Distribution Board | Town BM | 1 | High | DX | 1 | 2025 | 1 | 2 | 1.5 | 364 | 327
LV Distribution | Sub Distribution Board | Town BN | 1 | High | B | 1 | 2025 | 5 | 2 | 2.7 | 11425 | 2801
External Lighting | General - LED | Town BM | 1 | Medium | B | 7 | 2031 | 5 | 3 | 3.2 | 19931 | 19743
External Doors | Entrance Doors | Town BL | 1 | High | B | 6 | 2030 | 5 | 2 | 2.7 | 11426 | 17360
Communication Systems | PA System | Town BN | 1 | Medium | B | 1 | 2025 | 5 | 3 | 3.2 | 19932 | 5999
Fire Safety Systems | Fire Blanket | Town BN | 1 | Urgent | B | 4 | 2028 | 5 | 1 | 2.2 | 1549 | 13764
Local Hot Water | Package Electric Water Heaters - Non-Drinking Water | Town BO | 1 | Medium | B | 6 | 2030 | 5 | 3 | 3.2 | 19933 | 18390
External Lighting | General - LED | Town BL | 4 | Medium | B | 12 | 2036 | 5 | 3 | 3.2 | 19934 | 26313
Fire Safety Systems | Manual and Automatic Doors - Emergency and Panic Escape Doors | Town BK | 1 | Urgent | B | 6 | 2030 | 5 | 1 | 2.2 | 1550 | 15778
Fire Safety Systems | Fire Alarm System | Town BK | 1 | Urgent | B | 11 | 2035 | 5 | 1 | 2.2 | 1551 | 23335
LV Distribution | Sub Distribution Board | Town BK | 1 | High | C | 1 | 2025 | 4 | 2 | 2.4 | 10414 | 2315
Emergency Lighting | Self Contained - LED | Town BO | 1 | Urgent | B | 21 | 2045 | 5 | 1 | 2.2 | 1552 | 31738
LV Distribution | Sub Distribution Board | Town BK | 1 | High | C | 1 | 2025 | 4 | 2 | 2.4 | 10415 | 2316
LV Distribution | Sub Distribution Board | Town BM | 1 | High | D | 1 | 2025 | 3 | 2 | 2.1 | 1020 | 711
Fire Safety Systems | Manual and Automatic Doors - Emergency and Panic Escape Doors | Town BO | 1 | Urgent | C | 16 | 2040 | 4 | 1 | 1.9 | 570 | 28597
Local and Special Ventilation | Fan - Kitchen Extract | Town BP | 1 | Low | C | 1 | 2025 | 4 | 4 | 3.4 | 32401 | 11688
Local and Special Ventilation | Fan - Extract | Town BK | 1 | Medium | B | 1 | 2025 | 5 | 3 | 3.2 | 19935 | 6000
General Lighting | General - LED fittings & Luminaires | Town BO | 10 | Medium | C | 1 | 2025 | 4 | 3 | 2.9 | 18377 | 5356
LV Distribution | Main Distribution Board | Town BP | 1 | High | B | 13 | 2037 | 5 | 2 | 2.7 | 11427 | 26938
Local and Special Ventilation | Fan - Extract | Town BM | 1 | Medium | B | 1 | 2025 | 5 | 3 | 3.2 | 19936 | 6001
Access Control | Gate Access - Local Lock / Keypad / Manual (External) | Town BM | 1 | Medium | B | 1 | 2025 | 5 | 3 | 3.2 | 19937 | 6002
Lifts | Passenger Lift Hydraulic - Electric | Town BN | 1 | Medium | B | 1 | 2025 | 5 | 3 | 3.2 | 19938 | 6003
Emergency Lighting | Illuminated Fire Exit Signage | Town BN | 1 | Urgent | B | 16 | 2040 | 5 | 1 | 2.2 | 1553 | 28612
Emergency Lighting | Self Contained - Non LED | Town BN | 2 | Urgent | B | 5 | 2029 | 5 | 1 | 2.2 | 1554 | 14301
Emergency Lighting | Self Contained - LED | Town BN | 2 | Urgent | B | 21 | 2045 | 5 | 1 | 2.2 | 1555 | 31739
Fire Safety Systems | Manual and Automatic Doors - Emergency and Panic Escape Doors | Town BP | 1 | Urgent | B | 20 | 2044 | 5 | 1 | 2.2 | 1556 | 31402
Roller Shutters | External Manual Roller Shutter | Town BP | 1 | High | B | 1 | 2025 | 5 | 2 | 2.7 | 11428 | 2802
Local Hot Water | Package Electric Water Heaters - Non-Drinking Water | Town BP | 1 | Medium | B | 2 | 2026 | 5 | 3 | 3.2 | 19939 | 12997
Air Conditioning | Single-Split Evaporator - Split Systems/Heat Pumps - Air-cooled with Direct Expansion Evaporator (DX) | Town BM | 1 | Medium | B | 1 | 2025 | 5 | 3 | 3.2 | 19940 | 6004
Roller Shutters | External Manual Roller Shutter | Town BM | 1 | High | B | 1 | 2025 | 5 | 2 | 2.7 | 11429 | 2803
Emergency Lighting | Self Contained - LED | Town BP | 81 | Urgent | B | 23 | 2047 | 5 | 1 | 2.2 | 1557 | 33062
Access Control | Gate Access - Local Lock / Keypad / Manual (External) | Town BM | 1 | Medium | B | 1 | 2025 | 5 | 3 | 3.2 | 19941 | 6005
External Lighting | General - LED | Town BQ | 1 | Medium | B | 11 | 2035 | 5 | 3 | 3.2 | 19942 | 24904
Local and Special Ventilation | Fan - General Ventilation | Town BR | 1 | Medium | B | 12 | 2036 | 5 | 3 | 3.2 | 19943 | 26314
Heat Emitters | Electric Heaters | Town BQ | 1 | Medium | B | 6 | 2030 | 5 | 3 | 3.2 | 19944 | 18391
Heat Emitters | Gas Fired Natural and Fan Assisted Heaters | Town BM | 1 | Medium | D | 1 | 2025 | 3 | 3 | 2.6 | 11032 | 2567
Heat Emitters | Gas Fired Natural and Fan Assisted Heaters | Town BM | 1 | Medium | B | 1 | 2025 | 5 | 3 | 3.2 | 19945 | 6006
Local and Special Ventilation | Fan - Window / Wall Mounted | Town BQ | 1 | Medium | DX | 1 | 2025 | 1 | 3 | 2 | 768 | 493
External Doors | Manual and Automatic Doors - Auto / Powered Sliding Doors | Town BM | 1 | High | B | 21 | 2045 | 5 | 2 | 2.7 | 11430 | 32528
Emergency Lighting | Self Contained - LED | Town BM | 9 | Urgent | B | 17 | 2041 | 5 | 1 | 2.2 | 1558 | 29985
Roller Shutters | External Window Shutters - Electric | Town BM | 1 | Medium | B | 1 | 2025 | 5 | 3 | 3.2 | 19946 | 6007
BMS | BMS Control Panel | Town BS | 1 | High | B | 7 | 2031 | 5 | 2 | 2.7 | 11431 | 19559
Fire Safety Systems | Fire Alarm System | Town BS | 1 | Urgent | B | 11 | 2035 | 5 | 1 | 2.2 | 1559 | 23336
Air Conditioning | Single-Split Condenser - Split Systems/Heat Pumps - Air-cooled with Direct Expansion Evaporator (DX) | Town BM | 1 | Medium | B | 1 | 2025 | 5 | 3 | 3.2 | 19947 | 6008
Emergency Lighting | Illuminated Fire Exit Signage | Town BH | 4 | Urgent | B | 16 | 2040 | 5 | 1 | 2.2 | 1560 | 28613
External Lighting | General - LED | Town BH | 3 | Medium | B | 11 | 2035 | 5 | 3 | 3.2 | 19948 | 24905
General Lighting | General - LED fittings & Luminaires | Town BH | 10 | Medium | B | 6 | 2030 | 5 | 3 | 3.2 | 19949 | 18392
LV Distribution | Main Distribution Board | Town BH | 1 | High | B | 6 | 2030 | 5 | 2 | 2.7 | 11432 | 17361
General Lighting | General - LED fittings & Luminaires | Town BH | 15 | Medium | B | 6 | 2030 | 5 | 3 | 3.2 | 19950 | 18393
External Doors | Entrance Doors | Town BT | 1 | High | B | 32 | 2056 | 5 | 2 | 2.7 | 11433 | 33823
Roller Shutters | External Manual Roller Shutter | Town BQ | 1 | High | C | 1 | 2025 | 4 | 2 | 2.4 | 10416 | 2317
General Lighting | General - LED fittings & Luminaires | Town BS | 4 | Medium | B | 16 | 2040 | 5 | 3 | 3.2 | 19951 | 29310
Hot Water Distribution | Tank - Break Tank and Pump (Fluid Category 5 Backflow Protection) | Town BT | 1 | Urgent | D | 1 | 2025 | 3 | 1 | 1.6 | 421 | 374
Roller Shutters | External Electric Roller Shutter | Town BR | 1 | High | B | 15 | 2039 | 5 | 2 | 2.7 | 11434 | 28068
Central Cooling | Fan - Axial | Town BS | 1 | Medium | B | 1 | 2025 | 5 | 3 | 3.2 | 19952 | 6009
External Doors | Entrance Doors | Town BR | 1 | High | B | 9 | 2033 | 5 | 2 | 2.7 | 11435 | 21557
External Lighting | General - LED | Town BS | 1 | Medium | B | 12 | 2036 | 5 | 3 | 3.2 | 19953 | 26315
Roller Shutters | External Manual Roller Shutter | Town BM | 1 | High | B | 7 | 2031 | 5 | 2 | 2.7 | 11436 | 19560
Central Cooling | Fan - Axial | Town BS | 1 | Medium | B | 1 | 2025 | 5 | 3 | 3.2 | 19954 | 6010
Fire Safety Systems | Fire Alarm Panel / Repeater | Town BM | 1 | Urgent | B | 7 | 2031 | 5 | 1 | 2.2 | 1561 | 19153
Roller Shutters | Internal Automatic Roller Shutter | Town BS | 1 | High | B | 5 | 2029 | 5 | 2 | 2.7 | 11437 | 14573
Roller Shutters | External Manual Roller Shutter | Town BT | 1 | High | B | 15 | 2039 | 5 | 2 | 2.7 | 11438 | 28069
LV Distribution | Main Distribution Board | Town BT | 1 | High | B | 11 | 2035 | 5 | 2 | 2.7 | 11439 | 24085
Roller Shutters | External Manual Roller Shutter | Town BM | 1 | High | B | 7 | 2031 | 5 | 2 | 2.7 | 11440 | 19561
LV Distribution | Main Distribution Board | Town BT | 1 | High | B | 11 | 2035 | 5 | 2 | 2.7 | 11441 | 24086
Local and Special Ventilation | Unit extract fans | Town BR | 1 | Medium | C | 1 | 2025 | 4 | 3 | 2.9 | 18378 | 5357
Emergency Lighting | Self Contained - LED | Town BS | 6 | Urgent | B | 21 | 2045 | 5 | 1 | 2.2 | 1562 | 31740
Fire Safety Systems | Fire Extinguishers - Foam | Town BS | 3 | Urgent | B | 6 | 2030 | 5 | 1 | 2.2 | 1563 | 15779
General Lighting | General - LED fittings & Luminaires | Town BT | 2 | Medium | B | 11 | 2035 | 5 | 3 | 3.2 | 19955 | 24906
Fire Safety Systems | Fire Extinguishers - Foam | Town BT | 5 | Urgent | B | 6 | 2030 | 5 | 1 | 2.2 | 1564 | 15780
BMS | BMS Control Panel | Town BR | 1 | High | B | 1 | 2025 | 5 | 2 | 2.7 | 11442 | 2804
Air Conditioning | Single-Split Condenser - Split Systems/Heat Pumps - Air-cooled with Direct Expansion Evaporator (DX) | Town BR | 1 | Medium | B | 13 | 2037 | 5 | 3 | 3.2 | 19956 | 27058
Roller Shutters | External Manual Roller Shutter | Town BU | 1 | High | B | 1 | 2025 | 5 | 2 | 2.7 | 11443 | 2805
LV Distribution | Sub Distribution Board | Town BV | 1 | High | B | 1 | 2025 | 5 | 2 | 2.7 | 11444 | 2806
Heat Emitters | Unit Heaters | Town BV | 1 | Medium | B | 1 | 2025 | 5 | 3 | 3.2 | 19957 | 6011
Local and Special Ventilation | Fan - Window / Wall Mounted | Town BV | 1 | Medium | B | 1 | 2025 | 5 | 3 | 3.2 | 19958 | 6012
Fire Safety Systems | Fire Alarm System | Town BW | 1 | Urgent | A | 13 | 2037 | 6 | 1 | 2.5 | 10810 | 26913
Emergency Lighting | Self Contained - LED | Town BV | 4 | Urgent | B | 11 | 2035 | 5 | 1 | 2.2 | 1565 | 23337
Fire Safety Systems | Manual and Automatic Doors - Emergency and Panic Escape Doors | Town BW | 1 | Urgent | B | 20 | 2044 | 5 | 1 | 2.2 | 1566 | 31403
Local Hot Water | Package Electric Water Heaters - Non-Drinking Water | Town BU | 1 | Medium | B | 7 | 2031 | 5 | 3 | 3.2 | 19959 | 19744
Fire Safety Systems | Fire Extinguishers - Foam | Town BU | 2 | Urgent | A | 10 | 2034 | 6 | 1 | 2.5 | 10811 | 22200
Emergency Lighting | Self Contained - LED | Town BV | 3 | Urgent | B | 11 | 2035 | 5 | 1 | 2.2 | 1567 | 23338
Roller Shutters | External Electric Roller Shutter | Town BU | 1 | High | B | 17 | 2041 | 5 | 2 | 2.7 | 11445 | 30274
Roller Shutters | External Electric Roller Shutter | Town BU | 1 | High | B | 17 | 2041 | 5 | 2 | 2.7 | 11446 | 30275
LV Distribution | Sub Distribution Board | Town BU | 1 | High | B | 1 | 2025 | 5 | 2 | 2.7 | 11447 | 2807
Emergency Lighting | Self Contained - LED | Town BU | 5 | Urgent | B | 21 | 2045 | 5 | 1 | 2.2 | 1568 | 31741
Fire Safety Systems | Fire Extinguishers - CO2 | Town BU | 2 | Urgent | B | 7 | 2031 | 5 | 1 | 2.2 | 1569 | 19154
Roller Shutters | External Manual Roller Shutter | Town BU | 1 | High | C | 1 | 2025 | 4 | 2 | 2.4 | 10417 | 2318
Roller Shutters | External Manual Roller Shutter | Town BU | 1 | High | C | 1 | 2025 | 4 | 2 | 2.4 | 10418 | 2319
LV Distribution | Sub Distribution Board | Town BW | 1 | High | A | 19 | 2043 | 6 | 2 | 3 | 19510 | 31281
Air Conditioning | Multi-Split Evaporator - Split Systems/Heat Pumps - Air-cooled with Direct Expansion Evaporator (DX) | Town BW | 1 | Medium | B | 1 | 2025 | 5 | 3 | 3.2 | 19960 | 6013
External Lighting | General - Non LED | Town BX | 5 | Medium | B | 1 | 2025 | 5 | 3 | 3.2 | 19961 | 6014
External Lighting | General - LED | Town BX | 2 | Medium | B | 11 | 2035 | 5 | 3 | 3.2 | 19962 | 24907
Roller Shutters | Internal Electric Roller Shutter | Town BX | 1 | Medium | B | 19 | 2043 | 5 | 3 | 3.2 | 19963 | 31344
Fire Safety Systems | Fire Alarm Panel / Repeater | Town BX | 1 | Urgent | B | 9 | 2033 | 5 | 1 | 2.2 | 1570 | 21212
Roller Shutters | Internal Electric Roller Shutter | Town BW | 1 | Medium | B | 10 | 2034 | 5 | 3 | 3.2 | 19964 | 22558
Local and Special Ventilation | Fan - Window / Wall Mounted | Town BX | 1 | Medium | D | 9 | 2033 | 3 | 3 | 2.6 | 11033 | 21551
Local Hot Water | Package Electric Water Heaters - Non-Drinking Water | Town BX | 1 | Medium | B | 6 | 2030 | 5 | 3 | 3.2 | 19965 | 18394
Emergency Lighting | Self Contained - LED | Town BX | 9 | Urgent | B | 19 | 2043 | 5 | 1 | 2.2 | 1571 | 31038
Emergency Lighting | Illuminated Fire Exit Signage | Town BX | 3 | Urgent | B | 14 | 2038 | 5 | 1 | 2.2 | 1572 | 27330
Fire Safety Systems | Fire Extinguishers - Foam | Town BX | 4 | Urgent | B | 8 | 2032 | 5 | 1 | 2.2 | 1573 | 20263
Local and Special Ventilation | Fan - Axial | Town BX | 1 | Medium | B | 9 | 2033 | 5 | 3 | 3.2 | 19966 | 21681
Emergency Lighting | Illuminated Fire Exit Signage | Town BW | 4 | Urgent | B | 17 | 2041 | 5 | 1 | 2.2 | 1574 | 29986
Fire Safety Systems | Fire Extinguishers - Foam | Town BW | 1 | Urgent | B | 6 | 2030 | 5 | 1 | 2.2 | 1575 | 15781
Emergency Lighting | Self Contained - LED | Town BW | 6 | Urgent | B | 22 | 2046 | 5 | 1 | 2.2 | 1576 | 32822
Multi-System Controls | Control Panel - Electrical Services (excluding Electrical Controllers and Pneumatic Relays) | Town BN | 1 | Medium | B | 1 | 2025 | 5 | 3 | 3.2 | 19967 | 6015
Heat Emitters | Electric Heaters | Town BN | 3 | Medium | A | 8 | 2032 | 6 | 3 | 3.5 | 32434 | 21168
LV Distribution | Sub Distribution Board | Town BS | 1 | High | C | 1 | 2025 | 4 | 2 | 2.4 | 10419 | 2320
Roller Shutters | Internal Automatic Roller Shutter | Town BS | 1 | High | B | 5 | 2029 | 5 | 2 | 2.7 | 11448 | 14574
Air Conditioning | Fan - General Ventilation | Town BA | 1 | Medium | B | 1 | 2025 | 5 | 3 | 3.2 | 19968 | 6016
LV Distribution | Sub Distribution Board | Town BA | 1 | High | B | 1 | 2025 | 5 | 2 | 2.7 | 11449 | 2808
Burner | Forced draft gas burner | Town BA | 1 | Medium | B | 1 | 2025 | 5 | 3 | 3.2 | 19969 | 6017
Multi-System Controls | Control Panel - Electrical Services (excluding Electrical Controllers and Pneumatic Relays) | Town BA | 1 | Medium | B | 1 | 2025 | 5 | 3 | 3.2 | 19970 | 6018
Security Systems | Manual and Automatic Doors - High Security Door | Town BA | 1 | High | B | 11 | 2035 | 5 | 2 | 2.7 | 11450 | 24087
Fire Safety Systems | Fire Alarm System | Town BA | 1 | Urgent | B | 1 | 2025 | 5 | 1 | 2.2 | 1577 | 940
Access Control | Door Lock / Keypad / Manual | Town BA | 2 | Medium | B | 1 | 2025 | 5 | 3 | 3.2 | 19971 | 6019
Boiler | Combination Atmospheric Burner Gas Boiler | Town AN | 1 | High | B | 12 | 2036 | 5 | 2 | 2.7 | 11451 | 26133
Lifts | Passenger Lift Hydraulic - Electric | Town BY | 1 | Medium | B | 1 | 2025 | 5 | 3 | 3.2 | 19972 | 6020
Heat Emitters | Radiators - Steel | Town BY | 1 | Medium | B | 1 | 2025 | 5 | 3 | 3.2 | 19973 | 6021
Fire Safety Systems | Fire Extinguishers - Water | Town BY | 4 | Urgent | B | 1 | 2025 | 5 | 1 | 2.2 | 1578 | 941
Local and Special Ventilation | Unit extract fans | Town BY | 1 | Medium | B | 1 | 2025 | 5 | 3 | 3.2 | 19974 | 6022
Local Hot Water | Instantaneous Electric Water Heater - Non-Drinking Water | Town BY | 1 | Medium | B | 1 | 2025 | 5 | 3 | 3.2 | 19975 | 6023
Multi-System Controls | Instrumental Control Panel | Town BY | 1 | Medium | B | 1 | 2025 | 5 | 3 | 3.2 | 19976 | 6024
General Lighting | General - LED fittings & Luminaires | Town BY | 10 | Medium | B | 16 | 2040 | 5 | 3 | 3.2 | 19977 | 29311
Local and Special Ventilation | Unit extract fans | Town BY | 1 | Medium | B | 1 | 2025 | 5 | 3 | 3.2 | 19978 | 6025
Heat Emitters | Radiators - Steel | Town BY | 1 | Medium | B | 6 | 2030 | 5 | 3 | 3.2 | 19979 | 18395
Heat Emitters | Electric Overdoor Air Curtain/Heater | Town BZ | 1 | Medium | B | 7 | 2031 | 5 | 3 | 3.2 | 19980 | 19745
Fire Safety Systems | Fire Extinguishers - CO2 | Town CA | 3 | Urgent | B | 2 | 2026 | 5 | 1 | 2.2 | 1579 | 12444
Fire Safety Systems | Fire Extinguishers - CO2 | Town CB | 3 | Urgent | B | 2 | 2026 | 5 | 1 | 2.2 | 1580 | 12445
Heat Emitters | Electric Heaters | Town CB | 1 | Medium | B | 1 | 2025 | 5 | 3 | 3.2 | 19981 | 6026
General Lighting | General - LED fittings & Luminaires | Town CC | 35 | Medium | B | 17 | 2041 | 5 | 3 | 3.2 | 19982 | 30390
External Doors | Entrance Doors | Town CD | 1 | High | B | 1 | 2025 | 5 | 2 | 2.7 | 11452 | 2809
Fire Safety Systems | Manual and Automatic Doors - Emergency and Panic Escape Doors | Town CC | 1 | Urgent | B | 6 | 2030 | 5 | 1 | 2.2 | 1581 | 15782
Barriers & Guardrails | Vehicle Crash Protection Barrier | Town CD | 1 | V Low | B | 7 | 2031 | 5 | 4 | 3.7 | 32668 | 20215
External Doors | Entrance Doors | Town CB | 1 | High | B | 1 | 2025 | 5 | 2 | 2.7 | 11453 | 2810
Emergency Lighting | Self Contained - LED | Town CD | 1 | Urgent | C | 17 | 2041 | 4 | 1 | 1.9 | 571 | 29962
Air Conditioning | Single-Split Condenser - Split Systems/Heat Pumps - Air-cooled with Direct Expansion Evaporator (DX) | Town CD | 1 | Medium | C | 1 | 2025 | 4 | 3 | 2.9 | 18379 | 5358
Air Conditioning | Single-Split Condenser - Split Systems/Heat Pumps - Air-cooled with Direct Expansion Evaporator (DX) | Town CE | 1 | Medium | C | 1 | 2025 | 4 | 3 | 2.9 | 18380 | 5359
External Doors | Entrance Doors | Town CC | 1 | High | B | 11 | 2035 | 5 | 2 | 2.7 | 11454 | 24088
Fire Safety Systems | Fire Extinguishers - CO2 | Town BZ | 4 | Urgent | B | 7 | 2031 | 5 | 1 | 2.2 | 1582 | 19155
Emergency Lighting | Self Contained - LED | Town CD | 12 | Urgent | B | 21 | 2045 | 5 | 1 | 2.2 | 1583 | 31742
Local and Special Ventilation | Fan - Window / Wall Mounted | Town CE | 1 | Medium | C | 7 | 2031 | 4 | 3 | 2.9 | 18381 | 19717
Roller Shutters | Internal Electric Roller Shutter | Town CD | 1 | Medium | B | 17 | 2041 | 5 | 3 | 3.2 | 19983 | 30391
Heat Emitters | Electric Heaters | Town CD | 2 | Medium | B | 1 | 2025 | 5 | 3 | 3.2 | 19984 | 6027
Fire Safety Systems | Manual and Automatic Doors - Emergency and Panic Escape Doors | Town CB | 1 | Urgent | B | 20 | 2044 | 5 | 1 | 2.2 | 1584 | 31404
Emergency Lighting | Self Contained - LED | Town CF | 7 | Urgent | B | 17 | 2041 | 5 | 1 | 2.2 | 1585 | 29987
Fire Safety Systems | Fire Extinguishers - Foam | Town CF | 2 | Urgent | B | 1 | 2025 | 5 | 1 | 2.2 | 1586 | 942
Access Control | Door Lock / Keypad / Manual | Town CG | 1 | Medium | B | 11 | 2035 | 5 | 3 | 3.2 | 19985 | 24908
Emergency Lighting | Self Contained - LED | Town CD | 16 | Urgent | B | 17 | 2041 | 5 | 1 | 2.2 | 1587 | 29988
Heat Emitters | Gas Fired Natural and Fan Assisted Heaters | Town CH | 1 | Medium | B | 7 | 2031 | 5 | 3 | 3.2 | 19986 | 19746
External Doors | Entrance Doors | Town CD | 1 | High | B | 11 | 2035 | 5 | 2 | 2.7 | 11455 | 24089
Security Systems | Manual and Automatic Doors - High Security Door | Town CH | 1 | High | B | 11 | 2035 | 5 | 2 | 2.7 | 11456 | 24090
Emergency Lighting | Illuminated Fire Exit Signage | Town CD | 2 | Urgent | B | 16 | 2040 | 5 | 1 | 2.2 | 1588 | 28614
Emergency Lighting | Self Contained - Non LED | Town CH | 2 | Urgent | B | 1 | 2025 | 5 | 1 | 2.2 | 1589 | 943
Central Ventilation Systems | Fan - General Ventilation | Town CI | 1 | Low | B | 1 | 2025 | 5 | 4 | 3.7 | 32669 | 11734
LV Distribution | Sub Distribution Board | Town CG | 1 | High | B | 11 | 2035 | 5 | 2 | 2.7 | 11457 | 24091
LV Distribution | Main Distribution Board | Town CD | 1 | High | B | 19 | 2043 | 5 | 2 | 2.7 | 11458 | 31139
Local Hot Water | Instantaneous Electric Water Heater - Non-Drinking Water | Town CH | 1 | Medium | B | 1 | 2025 | 5 | 3 | 3.2 | 19987 | 6028
Fire Safety Systems | Manual and Automatic Doors - Emergency and Panic Escape Doors | Town CJ | 1 | Urgent | B | 11 | 2035 | 5 | 1 | 2.2 | 1590 | 23339
Central Heating | Condensate Pumps | Town CJ | 1 | Medium | B | 11 | 2035 | 5 | 3 | 3.2 | 19988 | 24909
Local Hot Water | Instantaneous Electric Water Heater - Non-Drinking Water | Town CK | 1 | Medium | C | 1 | 2025 | 4 | 3 | 2.9 | 18382 | 5360
Local and Special Ventilation | Fan - Axial | Town CH | 1 | Medium | B | 1 | 2025 | 5 | 3 | 3.2 | 19989 | 6029
Security Systems | Manual and Automatic Doors - High Security Door | Town CH | 1 | High | B | 11 | 2035 | 5 | 2 | 2.7 | 11459 | 24092
General Lighting | General - LED fittings & Luminaires | Town CG | 156 | Medium | B | 16 | 2040 | 5 | 3 | 3.2 | 19990 | 29312
External Doors | Entrance Doors | Town CL | 1 | High | B | 11 | 2035 | 5 | 2 | 2.7 | 11460 | 24093
Emergency Lighting | Self Contained - LED | Town BZ | 2 | Urgent | C | 23 | 2047 | 4 | 1 | 1.9 | 572 | 33059
Fire Safety Systems | Fire Extinguishers - Foam | Town CD | 6 | Urgent | B | 6 | 2030 | 5 | 1 | 2.2 | 1591 | 15783
Emergency Lighting | Self Contained - LED | Town CB | 2 | Urgent | B | 17 | 2041 | 5 | 1 | 2.2 | 1592 | 29989
Multi-System Controls | Instrumental Control Panel | Town CB | 1 | Medium | B | 16 | 2040 | 5 | 3 | 3.2 | 19991 | 29313
Fire Safety Systems | Fire Extinguishers - CO2 | Town CI | 1 | Urgent | B | 6 | 2030 | 5 | 1 | 2.2 | 1593 | 15784
External Lighting | General - LED | Town CH | 2 | Medium | B | 1 | 2025 | 5 | 3 | 3.2 | 19992 | 6030
LV Distribution | Sub Distribution Board | Town CM | 1 | High | B | 1 | 2025 | 5 | 2 | 2.7 | 11461 | 2811
Emergency Lighting | Self Contained - LED | Town CK | 27 | Urgent | B | 15 | 2039 | 5 | 1 | 2.2 | 1594 | 27733
Heat Emitters | Electric Heaters | Town CN | 1 | Medium | B | 1 | 2025 | 5 | 3 | 3.2 | 19993 | 6031
Heat Emitters | Radiators - Steel | Town CO | 4 | Medium | B | 6 | 2030 | 5 | 3 | 3.2 | 19994 | 18396
Multi-System Controls | Instrumental Control Panel | Town CM | 1 | Medium | B | 1 | 2025 | 5 | 3 | 3.2 | 19995 | 6032
Barriers & Guardrails | Vehicle Crash Protection Barrier | Town CD | 1 | V Low | B | 1 | 2025 | 5 | 4 | 3.7 | 32670 | 11735
Barriers & Guardrails | Vehicle Crash Protection Barrier | Town CD | 1 | V Low | B | 1 | 2025 | 5 | 4 | 3.7 | 32671 | 11736
Fire Safety Systems | Manual and Automatic Doors - Emergency and Panic Escape Doors | Town CD | 1 | Urgent | B | 11 | 2035 | 5 | 1 | 2.2 | 1595 | 23340
Local and Special Ventilation | Fan - Axial | Town CE | 1 | Medium | B | 1 | 2025 | 5 | 3 | 3.2 | 19996 | 6033
Roller Shutters | External Manual Roller Shutter | Town CD | 1 | High | B | 1 | 2025 | 5 | 2 | 2.7 | 11462 | 2812
General Lighting | General - LED fittings & Luminaires | Town CA | 2 | Medium | B | 1 | 2025 | 5 | 3 | 3.2 | 19997 | 6034
Fire Safety Systems | Fire Extinguishers - CO2 | Town CP | 1 | Urgent | B | 8 | 2032 | 5 | 1 | 2.2 | 1596 | 20264
Boiler | Atmospheric Gas Burner Boiler - Small and/or Wall Hung for Domestic Installation | Town CM | 1 | Medium | B | 3 | 2027 | 5 | 3 | 3.2 | 19998 | 13422
Barriers & Guardrails | Vehicle Crash Protection Barrier | Town CD | 1 | V Low | B | 1 | 2025 | 5 | 4 | 3.7 | 32672 | 11737
Local and Special Ventilation | Fan - Axial | Town CE | 1 | Medium | B | 1 | 2025 | 5 | 3 | 3.2 | 19999 | 6035
Emergency Lighting | Self Contained - Non LED | Town CE | 1 | Urgent | C | 4 | 2028 | 4 | 1 | 1.9 | 573 | 13744
Fire Safety Systems | Fire Extinguishers - Foam | Town CO | 6 | Urgent | B | 6 | 2030 | 5 | 1 | 2.2 | 1597 | 15785
Heat Emitters | Gas Fired Unit Heaters | Town CP | 1 | Medium | C | 1 | 2025 | 4 | 3 | 2.9 | 18383 | 5361
Air Conditioning | Single-Split Condenser - Split Systems/Heat Pumps - Air-cooled with Direct Expansion Evaporator (DX) | Town CO | 1 | Medium | B | 9 | 2033 | 5 | 3 | 3.2 | 20000 | 21682
Barriers & Guardrails | Vehicle Crash Protection Barrier | Town BZ | 1 | V Low | B | 1 | 2025 | 5 | 4 | 3.7 | 32673 | 11738
Fire Safety Systems | Fire Extinguishers - CO2 | Town CN | 2 | Urgent | B | 2 | 2026 | 5 | 1 | 2.2 | 1598 | 12446
Fire Safety Systems | Fire Extinguishers - Powder | Town CL | 3 | Urgent | B | 6 | 2030 | 5 | 1 | 2.2 | 1599 | 15786
LV Distribution | Main Distribution Board | Town BZ | 1 | High | B | 1 | 2025 | 5 | 2 | 2.7 | 11463 | 2813
Communication Systems | PA System | Town CE | 1 | Medium | B | 6 | 2030 | 5 | 3 | 3.2 | 20001 | 18397
Emergency Lighting | Illuminated Fire Exit Signage | Town CB | 2 | Urgent | B | 12 | 2036 | 5 | 1 | 2.2 | 1600 | 25939
External Lighting | General - LED | Town CB | 3 | Medium | B | 4 | 2028 | 5 | 3 | 3.2 | 20002 | 14027
External Doors | Entrance Doors | Town BZ | 1 | High | B | 11 | 2035 | 5 | 2 | 2.7 | 11464 | 24094
Boiler | Electric Boilers | Town CA | 1 | Medium | B | 6 | 2030 | 5 | 3 | 3.2 | 20003 | 18398
Fire Safety Systems | Fire Extinguishers - CO2 | Town BZ | 1 | Urgent | B | 9 | 2033 | 5 | 1 | 2.2 | 1601 | 21213
Emergency Lighting | Self Contained - LED | Town CH | 4 | Urgent | B | 11 | 2035 | 5 | 1 | 2.2 | 1602 | 23341
LV Distribution | Sub Distribution Board | Town CB | 1 | High | B | 1 | 2025 | 5 | 2 | 2.7 | 11465 | 2814
LV Distribution | Sub Distribution Board | Town CB | 1 | High | B | 6 | 2030 | 5 | 2 | 2.7 | 11466 | 17362
Emergency Lighting | Self Contained - Non LED | Town CE | 4 | Urgent | B | 11 | 2035 | 5 | 1 | 2.2 | 1603 | 23342
Fire Safety Systems | Fire Extinguishers - Foam | Town CK | 7 | Urgent | B | 5 | 2029 | 5 | 1 | 2.2 | 1604 | 14302
Emergency Lighting | Self Contained - LED | Town CB | 2 | Urgent | B | 20 | 2044 | 5 | 1 | 2.2 | 1605 | 31405
Heat Emitters | Gas Fired Natural and Fan Assisted Heaters | Town CN | 1 | Medium | B | 7 | 2031 | 5 | 3 | 3.2 | 20004 | 19747
BMS | BMS Operating Station | Town CB | 1 | High | B | 6 | 2030 | 5 | 2 | 2.7 | 11467 | 17363
Roller Shutters | External Manual Roller Shutter | Town CC | 1 | High | B | 1 | 2025 | 5 | 2 | 2.7 | 11468 | 2815
Emergency Lighting | Self Contained - LED | Town BZ | 10 | Urgent | B | 23 | 2047 | 5 | 1 | 2.2 | 1606 | 33063
AHU - Internal | Central Heating - Gas Fired (Internally Sourced) | Town CG | 1 | Medium | B | 1 | 2025 | 5 | 3 | 3.2 | 20005 | 6036
Heat Emitters | Gas Fired Natural and Fan Assisted Heaters | Town CD | 1 | Medium | B | 3 | 2027 | 5 | 3 | 3.2 | 20006 | 13423
Roller Shutters | External Manual Roller Shutter | Town CH | 1 | High | B | 1 | 2025 | 5 | 2 | 2.7 | 11469 | 2816
Emergency Lighting | Self Contained - LED | Town CB | 5 | Urgent | B | 20 | 2044 | 5 | 1 | 2.2 | 1607 | 31406
LV Distribution | Sub Distribution Board | Town CB | 1 | High | D | 1 | 2025 | 3 | 2 | 2.1 | 1021 | 712
Local and Special Ventilation | Fan - Window / Wall Mounted | Town CA | 1 | Medium | B | 1 | 2025 | 5 | 3 | 3.2 | 20007 | 6037
BMS | BMS Operating Station | Town CM | 1 | High | B | 6 | 2030 | 5 | 2 | 2.7 | 11470 | 17364
Fire Safety Systems | Fire Alarm System | Town CB | 1 | Urgent | B | 1 | 2025 | 5 | 1 | 2.2 | 1608 | 944
Air Conditioning | Single-Split Condenser - Split Systems/Heat Pumps - Air-cooled with Direct Expansion Evaporator (DX) | Town CI | 1 | Medium | B | 1 | 2025 | 5 | 3 | 3.2 | 20008 | 6038
Heat Emitters | Gas Fired Unit Heaters | Town CQ | 1 | Medium | B | 9 | 2033 | 5 | 3 | 3.2 | 20009 | 21683
Local and Special Ventilation | Fan - Axial | Town CQ | 1 | Medium | B | 1 | 2025 | 5 | 3 | 3.2 | 20010 | 6039
Security Systems | Manual and Automatic Doors - High Security Door | Town CH | 1 | High | B | 11 | 2035 | 5 | 2 | 2.7 | 11471 | 24095
Fire Safety Systems | Fire Blanket | Town CJ | 1 | Urgent | B | 4 | 2028 | 5 | 1 | 2.2 | 1609 | 13765
LV Distribution | Main Distribution Board | Town CD | 1 | High | B | 1 | 2025 | 5 | 2 | 2.7 | 11472 | 2817
Boiler | Electric Boilers | Town CR | 1 | Medium | B | 6 | 2030 | 5 | 3 | 3.2 | 20011 | 18399
Local and Special Ventilation | Fan - Window / Wall Mounted | Town CH | 1 | Medium | B | 1 | 2025 | 5 | 3 | 3.2 | 20012 | 6040
Roller Shutters | External Manual Roller Shutter | Town CH | 1 | High | B | 1 | 2025 | 5 | 2 | 2.7 | 11473 | 2818
Local and Special Ventilation | Fan - Extract | Town CC | 1 | Medium | D | 1 | 2025 | 3 | 3 | 2.6 | 11034 | 2568
General Lighting | General - LED fittings & Luminaires | Town CR | 30 | Medium | B | 16 | 2040 | 5 | 3 | 3.2 | 20013 | 29314
LV Distribution | Sub Distribution Board | Town CD | 1 | High | C | 1 | 2025 | 4 | 2 | 2.4 | 10420 | 2321
Local and Special Ventilation | Fan - Extract | Town CJ | 1 | Medium | B | 1 | 2025 | 5 | 3 | 3.2 | 20014 | 6041
Fire Safety Systems | Manual and Automatic Doors - Emergency and Panic Escape Doors | Town CK | 1 | Urgent | B | 1 | 2025 | 5 | 1 | 2.2 | 1610 | 945
Emergency Lighting | Self Contained - LED | Town CQ | 6 | Urgent | B | 21 | 2045 | 5 | 1 | 2.2 | 1611 | 31743
Fire Safety Systems | Fire Extinguishers - Foam | Town CM | 1 | Urgent | B | 1 | 2025 | 5 | 1 | 2.2 | 1612 | 946
LV Distribution | Sub Distribution Board | Town CL | 1 | High | B | 11 | 2035 | 5 | 2 | 2.7 | 11474 | 24096
LV Distribution | Sub Distribution Board | Town CO | 1 | High | B | 6 | 2030 | 5 | 2 | 2.7 | 11475 | 17365
Local and Special Ventilation | Fan - Axial | Town CH | 1 | Medium | B | 1 | 2025 | 5 | 3 | 3.2 | 20015 | 6042
Roller Shutters | External Electric Roller Shutter | Town BZ | 1 | High | B | 1 | 2025 | 5 | 2 | 2.7 | 11476 | 2819
Fire Safety Systems | Fire Alarm System | Town CN | 1 | Urgent | B | 1 | 2025 | 5 | 1 | 2.2 | 1613 | 947
External Doors | Entrance Doors | Town BZ | 1 | High | B | 11 | 2035 | 5 | 2 | 2.7 | 11477 | 24097
Emergency Lighting | Illuminated Fire Exit Signage | Town CL | 4 | Urgent | B | 16 | 2040 | 5 | 1 | 2.2 | 1614 | 28615
Barriers & Guardrails | Vehicle Crash Protection Barrier | Town BZ | 1 | V Low | B | 1 | 2025 | 5 | 4 | 3.7 | 32674 | 11739
Emergency Lighting | Self Contained - LED | Town BZ | 3 | Urgent | B | 21 | 2045 | 5 | 1 | 2.2 | 1615 | 31744
General Lighting | General - LED fittings & Luminaires | Town CA | 5 | Medium | B | 6 | 2030 | 5 | 3 | 3.2 | 20016 | 18400
Heat Emitters | Electric Overdoor Air Curtain/Heater | Town CD | 1 | Medium | C | 1 | 2025 | 4 | 3 | 2.9 | 18384 | 5362
External Doors | Manual and Automatic Doors - Auto / Powered Sliding Doors | Town CJ | 1 | High | B | 21 | 2045 | 5 | 2 | 2.7 | 11478 | 32529
General Lighting | General - LED fittings & Luminaires | Town CB | 63 | Medium | B | 12 | 2036 | 5 | 3 | 3.2 | 20017 | 26316
Air Conditioning | Single-Split Evaporator - Split Systems/Heat Pumps - Air-cooled with Direct Expansion Evaporator (DX) | Town CI | 1 | Medium | B | 1 | 2025 | 5 | 3 | 3.2 | 20018 | 6043
Barriers & Guardrails | Vehicle Crash Protection Barrier | Town BZ | 1 | V Low | B | 1 | 2025 | 5 | 4 | 3.7 | 32675 | 11740
Access Control | Gate Access - Local Lock / Keypad / Manual (External) | Town CD | 2 | Medium | B | 7 | 2031 | 5 | 3 | 3.2 | 20019 | 19748
Air Conditioning | Single-Split Condenser - Split Systems/Heat Pumps - Air-cooled with Direct Expansion Evaporator (DX) | Town CE | 1 | Medium | C | 1 | 2025 | 4 | 3 | 2.9 | 18385 | 5363
Fire Safety Systems | Manual and Automatic Doors - Emergency and Panic Escape Doors | Town CQ | 1 | Urgent | B | 24 | 2048 | 5 | 1 | 2.2 | 1616 | 33233
Local Hot Water | Instantaneous Electric Water Heater - Non-Drinking Water | Town CB | 1 | Medium | B | 1 | 2025 | 5 | 3 | 3.2 | 20020 | 6044
Access Control | Gate Access - Local Lock / Keypad / Manual (External) | Town CB | 1 | Medium | B | 1 | 2025 | 5 | 3 | 3.2 | 20021 | 6045
General Lighting | General - LED fittings & Luminaires | Town CB | 3 | Medium | B | 12 | 2036 | 5 | 3 | 3.2 | 20022 | 26317
Fire Safety Systems | Fire Extinguishers - CO2 | Town CM | 1 | Urgent | B | 2 | 2026 | 5 | 1 | 2.2 | 1617 | 12447
Heat Emitters | Gas Fired Radiant Heaters | Town CG | 1 | Medium | B | 1 | 2025 | 5 | 3 | 3.2 | 20023 | 6046
Roller Shutters | External Electric Roller Shutter | Town CS | 1 | High | B | 1 | 2025 | 5 | 2 | 2.7 | 11479 | 2820
Local and Special Ventilation | Fan - Axial | Town CE | 1 | Medium | B | 1 | 2025 | 5 | 3 | 3.2 | 20024 | 6047
Emergency Lighting | Self Contained - LED | Town CF | 2 | Urgent | B | 17 | 2041 | 5 | 1 | 2.2 | 1618 | 29990
Roller Shutters | External Manual Roller Shutter | Town CK | 1 | High | B | 1 | 2025 | 5 | 2 | 2.7 | 11480 | 2821
Barriers & Guardrails | Vehicle Crash Protection Barrier | Town CD | 1 | V Low | B | 7 | 2031 | 5 | 4 | 3.7 | 32676 | 20216
Barriers & Guardrails | Vehicle Crash Protection Barrier | Town CD | 1 | V Low | B | 1 | 2025 | 5 | 4 | 3.7 | 32677 | 11741
Local and Special Ventilation | Fan - Centrifugal | Town CD | 1 | Medium | B | 7 | 2031 | 5 | 3 | 3.2 | 20025 | 19749
Specialist Lighting | Illuminated External Signs | Town CM | 1 | Medium | B | 1 | 2025 | 5 | 3 | 3.2 | 20026 | 6048
Central Heating | Condensate Pumps | Town CJ | 1 | Medium | B | 16 | 2040 | 5 | 3 | 3.2 | 20027 | 29315
Roller Shutters | External Electric Roller Shutter | Town BZ | 1 | High | B | 9 | 2033 | 5 | 2 | 2.7 | 11481 | 21558
Local and Special Ventilation | Fan - Extract | Town CJ | 1 | Medium | B | 1 | 2025 | 5 | 3 | 3.2 | 20028 | 6049
Emergency Lighting | Self Contained - LED | Town CB | 1 | Urgent | B | 17 | 2041 | 5 | 1 | 2.2 | 1619 | 29991
Emergency Lighting | Self Contained - LED | Town CF | 1 | Urgent | B | 17 | 2041 | 5 | 1 | 2.2 | 1620 | 29992
Emergency Lighting | Self Contained - LED | Town CG | 3 | Urgent | B | 21 | 2045 | 5 | 1 | 2.2 | 1621 | 31745
External Doors | Entrance Doors | Town CE | 1 | High | B | 11 | 2035 | 5 | 2 | 2.7 | 11482 | 24098
Emergency Lighting | Self Contained - LED | Town CF | 5 | Urgent | B | 17 | 2041 | 5 | 1 | 2.2 | 1622 | 29993
Fire Safety Systems | Fire Extinguishers - CO2 | Town BZ | 4 | Urgent | B | 8 | 2032 | 5 | 1 | 2.2 | 1623 | 20265
Heat Emitters | Gas Fired Unit Heaters | Town CJ | 1 | Medium | B | 11 | 2035 | 5 | 3 | 3.2 | 20029 | 24910
External Lighting | General - LED | Town BZ | 4 | Medium | B | 11 | 2035 | 5 | 3 | 3.2 | 20030 | 24911
General Lighting | General - LED fittings & Luminaires | Town CF | 6 | Medium | B | 1 | 2025 | 5 | 3 | 3.2 | 20031 | 6050
LV Distribution | Sub Distribution Board | Town CJ | 1 | High | B | 6 | 2030 | 5 | 2 | 2.7 | 11483 | 17366
LV Distribution | Sub Distribution Board | Town CR | 1 | High | B | 6 | 2030 | 5 | 2 | 2.7 | 11484 | 17367
Heat Emitters | Electric Heaters | Town CH | 1 | Medium | B | 1 | 2025 | 5 | 3 | 3.2 | 20032 | 6051
Fire Safety Systems | Automatic Fire Dampers | Town CM | 1 | Urgent | B | 1 | 2025 | 5 | 1 | 2.2 | 1624 | 948
LV Distribution | Main Distribution Board | Town CD | 1 | High | B | 1 | 2025 | 5 | 2 | 2.7 | 11485 | 2822
Local and Special Ventilation | Fan - Window / Wall Mounted | Town CN | 1 | Medium | B | 1 | 2025 | 5 | 3 | 3.2 | 20033 | 6052
LV Distribution | Main Distribution Board | Town BZ | 1 | High | D | 1 | 2025 | 3 | 2 | 2.1 | 1022 | 713
Fire Safety Systems | Fire Alarm Panel / Repeater | Town BZ | 1 | Urgent | B | 14 | 2038 | 5 | 1 | 2.2 | 1625 | 27331
Fire Safety Systems | Fire Extinguishers - Foam | Town CI | 1 | Urgent | B | 6 | 2030 | 5 | 1 | 2.2 | 1626 | 15787
External Lighting | General - LED | Town CH | 1 | Medium | B | 1 | 2025 | 5 | 3 | 3.2 | 20034 | 6053
Roller Shutters | Internal Electric Roller Shutter | Town CR | 1 | Medium | B | 11 | 2035 | 5 | 3 | 3.2 | 20035 | 24912
Emergency Lighting | Self Contained - Non LED | Town CN | 1 | Urgent | B | 17 | 2041 | 5 | 1 | 2.2 | 1627 | 29994
General Lighting | General - LED fittings & Luminaires | Town CM | 4 | Medium | B | 12 | 2036 | 5 | 3 | 3.2 | 20036 | 26318
Heat Emitters | Gas Fired Natural and Fan Assisted Heaters | Town CH | 1 | Medium | B | 7 | 2031 | 5 | 3 | 3.2 | 20037 | 19750
Fire Safety Systems | Manual and Automatic Doors - Emergency and Panic Escape Doors | Town CR | 1 | Urgent | B | 21 | 2045 | 5 | 1 | 2.2 | 1628 | 31746
Local Hot Water | Instantaneous Electric Water Heater - Non-Drinking Water | Town BZ | 1 | Medium | B | 13 | 2037 | 5 | 3 | 3.2 | 20038 | 27059
Emergency Lighting | Illuminated Fire Exit Signage | Town CN | 2 | Urgent | B | 12 | 2036 | 5 | 1 | 2.2 | 1629 | 25940
LV Distribution | Sub Distribution Board | Town CG | 1 | High | B | 16 | 2040 | 5 | 2 | 2.7 | 11486 | 29085
General Lighting | General - LED fittings & Luminaires | Town CS | 26 | Medium | B | 6 | 2030 | 5 | 3 | 3.2 | 20039 | 18401
General Lighting | General - LED fittings & Luminaires | Town CI | 2 | Medium | B | 1 | 2025 | 5 | 3 | 3.2 | 20040 | 6054
General Lighting | General - LED fittings & Luminaires | Town BZ | 16 | Medium | B | 1 | 2025 | 5 | 3 | 3.2 | 20041 | 6055
LV Distribution | Sub Distribution Board | Town CQ | 1 | High | B | 18 | 2042 | 5 | 2 | 2.7 | 11487 | 30758
Barriers & Guardrails | Vehicle Crash Protection Barrier | Town CD | 1 | V Low | B | 1 | 2025 | 5 | 4 | 3.7 | 32678 | 11742
Heat Emitters | Electric Heaters | Town CA | 1 | Medium | B | 1 | 2025 | 5 | 3 | 3.2 | 20042 | 6056
Fire Safety Systems | Fire Extinguishers - CO2 | Town CH | 3 | Urgent | B | 2 | 2026 | 5 | 1 | 2.2 | 1630 | 12448
Air Conditioning | Single-Split Evaporator - Split Systems/Heat Pumps - Air-cooled with Direct Expansion Evaporator (DX) | Town CO | 1 | Medium | B | 8 | 2032 | 5 | 3 | 3.2 | 20043 | 20815
LV Distribution | Sub Distribution Board | Town CA | 1 | High | B | 5 | 2029 | 5 | 2 | 2.7 | 11488 | 14575
LV Distribution | Sub Distribution Board | Town CE | 1 | High | B | 1 | 2025 | 5 | 2 | 2.7 | 11489 | 2823
External Lighting | General - LED | Town CM | 3 | Medium | B | 7 | 2031 | 5 | 3 | 3.2 | 20044 | 19751
Fire Safety Systems | Fire Extinguishers - Powder | Town CH | 2 | Urgent | B | 2 | 2026 | 5 | 1 | 2.2 | 1631 | 12449
Air Conditioning | Single-Split Evaporator - Split Systems/Heat Pumps - Air-cooled with Direct Expansion Evaporator (DX) | Town CI | 1 | Medium | B | 1 | 2025 | 5 | 3 | 3.2 | 20045 | 6057
Barriers & Guardrails | Vehicle Crash Protection Barrier | Town CD | 1 | V Low | B | 1 | 2025 | 5 | 4 | 3.7 | 32679 | 11743
General Lighting | General - LED fittings & Luminaires | Town BZ | 28 | Medium | B | 1 | 2025 | 5 | 3 | 3.2 | 20046 | 6058
Roller Shutters | External Manual Roller Shutter | Town CB | 1 | High | B | 1 | 2025 | 5 | 2 | 2.7 | 11490 | 2824
General Lighting | General - LED fittings & Luminaires | Town CE | 75 | Medium | B | 16 | 2040 | 5 | 3 | 3.2 | 20047 | 29316
General Lighting | General - LED fittings & Luminaires | Town CB | 2 | Medium | B | 12 | 2036 | 5 | 3 | 3.2 | 20048 | 26319
Roller Shutters | External Window Shutters - Electric | Town CJ | 1 | Medium | B | 6 | 2030 | 5 | 3 | 3.2 | 20049 | 18402
Local Hot Water | Instantaneous Electric Water Heater - Non-Drinking Water | Town CS | 1 | Medium | C | 1 | 2025 | 4 | 3 | 2.9 | 18386 | 5364
Local and Special Ventilation | Fan - Extract | Town CJ | 1 | Medium | B | 1 | 2025 | 5 | 3 | 3.2 | 20050 | 6059
Heat Emitters | Gas Fired Unit Heaters | Town CQ | 1 | Medium | B | 9 | 2033 | 5 | 3 | 3.2 | 20051 | 21684
Barriers & Guardrails | Vehicle Crash Protection Barrier | Town BZ | 1 | V Low | C | 1 | 2025 | 4 | 4 | 3.4 | 32402 | 11689
Emergency Lighting | Self Contained - Non LED | Town CQ | 1 | Urgent | C | 8 | 2032 | 4 | 1 | 1.9 | 574 | 20235
General Lighting | General - LED fittings & Luminaires | Town CD | 24 | Medium | C | 16 | 2040 | 4 | 3 | 2.9 | 18387 | 29282
Emergency Lighting | Illuminated Fire Exit Signage | Town CR | 4 | Urgent | B | 17 | 2041 | 5 | 1 | 2.2 | 1632 | 29995
LV Distribution | Main Distribution Board | Town CI | 1 | High | B | 1 | 2025 | 5 | 2 | 2.7 | 11491 | 2825
General Lighting | General - LED fittings & Luminaires | Town CM | 8 | Medium | B | 12 | 2036 | 5 | 3 | 3.2 | 20052 | 26320
Barriers & Guardrails | Vehicle Crash Protection Barrier | Town CD | 1 | V Low | B | 7 | 2031 | 5 | 4 | 3.7 | 32680 | 20217
Barriers & Guardrails | Vehicle Crash Protection Barrier | Town CD | 1 | V Low | B | 1 | 2025 | 5 | 4 | 3.7 | 32681 | 11744
Emergency Lighting | Self Contained - LED | Town BZ | 10 | Urgent | B | 23 | 2047 | 5 | 1 | 2.2 | 1633 | 33064
Fire Safety Systems | Fire Extinguishers - Foam | Town CL | 6 | Urgent | B | 6 | 2030 | 5 | 1 | 2.2 | 1634 | 15788
LV Distribution | Sub Distribution Board | Town CT | 1 | High | C | 1 | 2025 | 4 | 2 | 2.4 | 10421 | 2322
Local and Special Ventilation | Fan - Extract | Town CG | 1 | Medium | B | 1 | 2025 | 5 | 3 | 3.2 | 20053 | 6060
Local Hot Water | Package Electric Water Heaters - Non-Drinking Water | Town CL | 1 | Medium | DX | 1 | 2025 | 1 | 3 | 2 | 769 | 494
Access Control | Door Lock / Keypad / Manual | Town CJ | 1 | Medium | B | 1 | 2025 | 5 | 3 | 3.2 | 20054 | 6061
Local Hot Water | Instantaneous Electric Water Heater - Non-Drinking Water | Town CN | 1 | Medium | B | 1 | 2025 | 5 | 3 | 3.2 | 20055 | 6062
LV Distribution | Sub Distribution Board | Town CJ | 1 | High | B | 6 | 2030 | 5 | 2 | 2.7 | 11492 | 17368
Roller Shutters | External Electric Roller Shutter | Town CD | 1 | High | B | 17 | 2041 | 5 | 2 | 2.7 | 11493 | 30276
Lifts | Disabled Lift - Electric | Town CE | 1 | High | B | 1 | 2025 | 5 | 2 | 2.7 | 11494 | 2826
Roller Shutters | External Manual Roller Shutter | Town CB | 1 | High | C | 1 | 2025 | 4 | 2 | 2.4 | 10422 | 2323
External Doors | Entrance Doors | Town BZ | 1 | High | B | 1 | 2025 | 5 | 2 | 2.7 | 11495 | 2827
External Doors | Entrance Doors | Town CB | 1 | High | B | 1 | 2025 | 5 | 2 | 2.7 | 11496 | 2828
Fire Safety Systems | Fire Alarm System | Town CB | 1 | Urgent | B | 1 | 2025 | 5 | 1 | 2.2 | 1635 | 949
General Lighting | General - LED fittings & Luminaires | Town CB | 6 | Medium | B | 12 | 2036 | 5 | 3 | 3.2 | 20056 | 26321
Emergency Lighting | Self Contained - LED | Town CG | 1 | Urgent | B | 21 | 2045 | 5 | 1 | 2.2 | 1636 | 31747
LV Distribution | Sub Distribution Board | Town CM | 1 | High | B | 1 | 2025 | 5 | 2 | 2.7 | 11497 | 2829
LV Distribution | Sub Distribution Board | Town CB | 1 | High | B | 1 | 2025 | 5 | 2 | 2.7 | 11498 | 2830
Emergency Lighting | Illuminated Fire Exit Signage | Town CB | 3 | Urgent | B | 15 | 2039 | 5 | 1 | 2.2 | 1637 | 27734
LV Distribution | Main Distribution Board | Town BZ | 1 | High | B | 19 | 2043 | 5 | 2 | 2.7 | 11499 | 31140
Fire Safety Systems | Manual and Automatic Doors - Emergency and Panic Escape Doors | Town CF | 1 | Urgent | B | 11 | 2035 | 5 | 1 | 2.2 | 1638 | 23343
Roller Shutters | External Electric Roller Shutter | Town BZ | 1 | High | B | 9 | 2033 | 5 | 2 | 2.7 | 11500 | 21559
Roller Shutters | Internal Electric Roller Shutter | Town CA | 1 | Medium | B | 11 | 2035 | 5 | 3 | 3.2 | 20057 | 24913
Emergency Lighting | Self Contained - LED | Town CA | 12 | Urgent | B | 19 | 2043 | 5 | 1 | 2.2 | 1639 | 31039
Fire Safety Systems | Fire Extinguishers - CO2 | Town CD | 6 | Urgent | B | 7 | 2031 | 5 | 1 | 2.2 | 1640 | 19156
Fire Safety Systems | Manual and Automatic Doors - Emergency and Panic Escape Doors | Town CD | 1 | Urgent | B | 11 | 2035 | 5 | 1 | 2.2 | 1641 | 23344
LV Distribution | Sub Distribution Board | Town CN | 1 | High | B | 6 | 2030 | 5 | 2 | 2.7 | 11501 | 17369
Local and Special Ventilation | Fan - Axial | Town CO | 1 | Medium | B | 1 | 2025 | 5 | 3 | 3.2 | 20058 | 6063
External Doors | Entrance Doors | Town CB | 1 | High | B | 11 | 2035 | 5 | 2 | 2.7 | 11502 | 24099
Fire Safety Systems | Fire Extinguishers - Foam | Town CA | 3 | Urgent | B | 2 | 2026 | 5 | 1 | 2.2 | 1642 | 12450
Local and Special Ventilation | Fan - Extract | Town CU | 1 | Medium | B | 1 | 2025 | 5 | 3 | 3.2 | 20059 | 6064
AHU - Internal | Central Air Conditioning - Gas Fired | Town CV | 1 | Medium | B | 7 | 2031 | 5 | 3 | 3.2 | 20060 | 19752
Fire Safety Systems | Fire Alarm System | Town CW | 1 | Urgent | B | 12 | 2036 | 5 | 1 | 2.2 | 1643 | 25941
Heat Emitters | Electric Heaters | Town CX | 3 | Medium | B | 4 | 2028 | 5 | 3 | 3.2 | 20061 | 14028
External Doors | Entrance Doors | Town CY | 1 | High | B | 17 | 2041 | 5 | 2 | 2.7 | 11503 | 30277
Roller Shutters | External Electric Roller Shutter | Town CZ | 1 | High | D | 13 | 2037 | 3 | 2 | 2.1 | 1023 | 26808
Local and Special Ventilation | Fan - Extract | Town DA | 1 | Medium | B | 1 | 2025 | 5 | 3 | 3.2 | 20062 | 6065
LV Distribution | Main Distribution Board | Town CV | 1 | High | B | 6 | 2030 | 5 | 2 | 2.7 | 11504 | 17370
Local and Special Ventilation | Fan - General Ventilation | Town DB | 1 | Medium | B | 1 | 2025 | 5 | 3 | 3.2 | 20063 | 6066
LV Distribution | Sub Distribution Board | Town CY | 1 | High | B | 18 | 2042 | 5 | 2 | 2.7 | 11505 | 30759
Boiler | Combination Atmospheric Burner Gas Boiler | Town CV | 1 | High | B | 1 | 2025 | 5 | 2 | 2.7 | 11506 | 2831
Local and Special Ventilation | Fan - Kitchen Extract | Town CW | 1 | Low | B | 12 | 2036 | 5 | 4 | 3.7 | 32682 | 26790
Fire Safety Systems | Fire Alarm Panel / Repeater | Town DA | 1 | Urgent | B | 1 | 2025 | 5 | 1 | 2.2 | 1644 | 950
Multi-System Controls | Control Panel - Electrical Services (excluding Electrical Controllers and Pneumatic Relays) | Town DC | 1 | Medium | B | 7 | 2031 | 5 | 3 | 3.2 | 20064 | 19753
Fire Safety Systems | Fire Extinguishers - Foam | Town CX | 2 | Urgent | B | 10 | 2034 | 5 | 1 | 2.2 | 1645 | 21971
LV Distribution | Sub Distribution Board | Town DA | 1 | High | B | 1 | 2025 | 5 | 2 | 2.7 | 11507 | 2832
LV Distribution | Main Distribution Board | Town CV | 1 | High | B | 11 | 2035 | 5 | 2 | 2.7 | 11508 | 24100
Fire Safety Systems | Fire Extinguishers - CO2 | Town DD | 4 | Urgent | B | 3 | 2027 | 5 | 1 | 2.2 | 1646 | 13269
Local Hot Water | Instantaneous Electric Water Heater - Non-Drinking Water | Town CV | 1 | Medium | B | 11 | 2035 | 5 | 3 | 3.2 | 20065 | 24914
Fire Safety Systems | Smoke Extract Fan | Town DB | 1 | Urgent | C | 1 | 2025 | 4 | 1 | 1.9 | 575 | 457
Emergency Lighting | Illuminated Fire Exit Signage | Town CU | 1 | Urgent | B | 16 | 2040 | 5 | 1 | 2.2 | 1647 | 28616
Emergency Lighting | Illuminated Fire Exit Signage | Town CG | 5 | Urgent | B | 16 | 2040 | 5 | 1 | 2.2 | 1648 | 28617
External Lighting | General - Non LED | Town DC | 4 | Medium | B | 2 | 2026 | 5 | 3 | 3.2 | 20066 | 12998
Fire Safety Systems | Fire Extinguishers - Foam | Town DA | 4 | Urgent | B | 6 | 2030 | 5 | 1 | 2.2 | 1649 | 15789
Local and Special Ventilation | Fan - General Ventilation | Town DB | 1 | Medium | B | 1 | 2025 | 5 | 3 | 3.2 | 20067 | 6067
External Doors | Entrance Doors | Town DB | 1 | High | B | 6 | 2030 | 5 | 2 | 2.7 | 11509 | 17371
Emergency Lighting | Self Contained - LED | Town CZ | 2 | Urgent | B | 21 | 2045 | 5 | 1 | 2.2 | 1650 | 31748
Fire Safety Systems | Fire Extinguishers - CO2 | Town CU | 1 | Urgent | B | 6 | 2030 | 5 | 1 | 2.2 | 1651 | 15790
Fire Safety Systems | Fire Extinguishers - Foam | Town DE | 5 | Urgent | B | 5 | 2029 | 5 | 1 | 2.2 | 1652 | 14303
Emergency Lighting | Self Contained - LED | Town DA | 4 | Urgent | B | 21 | 2045 | 5 | 1 | 2.2 | 1653 | 31749
Fire Safety Systems | Fire Extinguishers - Foam | Town DF | 1 | Urgent | B | 9 | 2033 | 5 | 1 | 2.2 | 1654 | 21214
LV Distribution | Main Distribution Board | Town DG | 1 | High | B | 1 | 2025 | 5 | 2 | 2.7 | 11510 | 2833
LV Distribution | Sub Distribution Board | Town DC | 1 | High | B | 16 | 2040 | 5 | 2 | 2.7 | 11511 | 29086
Roller Shutters | External Electric Roller Shutter | Town DA | 1 | High | B | 16 | 2040 | 5 | 2 | 2.7 | 11512 | 29087
General Lighting | General - LED fittings & Luminaires | Town DH | 31 | Medium | B | 10 | 2034 | 5 | 3 | 3.2 | 20068 | 22559
External Lighting | General - LED | Town CG | 3 | Medium | B | 11 | 2035 | 5 | 3 | 3.2 | 20069 | 24915
Fire Safety Systems | Manual and Automatic Doors - Emergency and Panic Escape Doors | Town DH | 1 | Urgent | D | 33 | 2057 | 3 | 1 | 1.6 | 422 | 33837
Heat Emitters | Gas Fired Natural and Fan Assisted Heaters | Town DI | 1 | Medium | B | 1 | 2025 | 5 | 3 | 3.2 | 20070 | 6068
Heat Emitters | Gas Fired Natural and Fan Assisted Heaters | Town CX | 1 | Medium | B | 11 | 2035 | 5 | 3 | 3.2 | 20071 | 24916
Fire Safety Systems | Fire Extinguishers - Foam | Town DC | 4 | Urgent | B | 6 | 2030 | 5 | 1 | 2.2 | 1655 | 15791
Fire Safety Systems | Fire Extinguishers - Foam | Town DD | 4 | Urgent | B | 9 | 2033 | 5 | 1 | 2.2 | 1656 | 21215
Fire Safety Systems | Fire Alarm Panel / Repeater | Town DD | 1 | Urgent | B | 7 | 2031 | 5 | 1 | 2.2 | 1657 | 19157
Roller Shutters | External Electric Roller Shutter | Town CV | 1 | High | B | 11 | 2035 | 5 | 2 | 2.7 | 11513 | 24101
Access Control | Gate Access - Local Lock / Keypad / Manual (External) | Town DG | 1 | Medium | D | 11 | 2035 | 3 | 3 | 2.6 | 11035 | 24065
Heat Emitters | Electric Overdoor Air Curtain/Heater | Town CH | 1 | Medium | B | 4 | 2028 | 5 | 3 | 3.2 | 20072 | 14029
External Lighting | General - Non LED | Town CZ | 4 | Medium | C | 1 | 2025 | 4 | 3 | 2.9 | 18388 | 5365
Fire Safety Systems | Manual and Automatic Doors - Emergency and Panic Escape Doors | Town CZ | 1 | Urgent | B | 21 | 2045 | 5 | 1 | 2.2 | 1658 | 31750
Fire Safety Systems | Fire Extinguishers - CO2 | Town CZ | 1 | Urgent | B | 8 | 2032 | 5 | 1 | 2.2 | 1659 | 20266
General Lighting | General - LED fittings & Luminaires | Town CZ | 17 | Medium | B | 19 | 2043 | 5 | 3 | 3.2 | 20073 | 31345
LV Distribution | Sub Distribution Board | Town DJ | 1 | High | B | 10 | 2034 | 5 | 2 | 2.7 | 11514 | 22250
LV Distribution | Main Distribution Board | Town CU | 1 | High | B | 2 | 2026 | 5 | 2 | 2.7 | 11515 | 12859
Roller Shutters | External Electric Roller Shutter | Town CV | 1 | High | B | 11 | 2035 | 5 | 2 | 2.7 | 11516 | 24102
External Lighting | General - LED | Town CG | 3 | Medium | B | 11 | 2035 | 5 | 3 | 3.2 | 20074 | 24917
LV Distribution | Main Distribution Board | Town DC | 1 | High | B | 7 | 2031 | 5 | 2 | 2.7 | 11517 | 19562
Local and Special Ventilation | Fan - Centrifugal | Town CU | 1 | Medium | B | 1 | 2025 | 5 | 3 | 3.2 | 20075 | 6069
Roller Shutters | External Manual Roller Shutter | Town CZ | 1 | High | B | 11 | 2035 | 5 | 2 | 2.7 | 11518 | 24103
Heat Emitters | Electric Heaters | Town DC | 1 | Medium | B | 1 | 2025 | 5 | 3 | 3.2 | 20076 | 6070
Heat Emitters | Oil Fired Unit Heaters | Town CG | 1 | Medium | B | 1 | 2025 | 5 | 3 | 3.2 | 20077 | 6071
LV Distribution | Main Distribution Board | Town CX | 1 | High | B | 16 | 2040 | 5 | 2 | 2.7 | 11519 | 29088
LV Distribution | Sub Distribution Board | Town CY | 1 | High | B | 11 | 2035 | 5 | 2 | 2.7 | 11520 | 24104
Emergency Lighting | Self Contained - LED | Town CW | 1 | Urgent | B | 22 | 2046 | 5 | 1 | 2.2 | 1660 | 32823
Local and Special Ventilation | Fan - Window / Wall Mounted | Town CV | 1 | Medium | B | 1 | 2025 | 5 | 3 | 3.2 | 20078 | 6072
Local and Special Ventilation | Fan - General Ventilation | Town DF | 1 | Medium | B | 1 | 2025 | 5 | 3 | 3.2 | 20079 | 6073
Local and Special Ventilation | Fan - Axial | Town CY | 1 | Medium | B | 1 | 2025 | 5 | 3 | 3.2 | 20080 | 6074
Roller Shutters | External Window Shutters - Manual | Town CG | 1 | Medium | B | 6 | 2030 | 5 | 3 | 3.2 | 20081 | 18403
Roller Shutters | Internal Automatic Roller Shutter | Town DK | 1 | High | B | 25 | 2049 | 5 | 2 | 2.7 | 11521 | 33366
Heat Emitters | Electric Heaters | Town CW | 1 | Medium | B | 5 | 2029 | 5 | 3 | 3.2 | 20082 | 14796
LV Distribution | Sub Distribution Board | Town CH | 1 | High | B | 1 | 2025 | 5 | 2 | 2.7 | 11522 | 2834
Fire Safety Systems | Fire Alarm System | Town DJ | 1 | Urgent | C | 5 | 2029 | 4 | 1 | 1.9 | 576 | 14276
Heat Emitters | Gas Fired Unit Heaters | Town CZ | 1 | Medium | B | 4 | 2028 | 5 | 3 | 3.2 | 20083 | 14030
Emergency Lighting | Self Contained - LED | Town CU | 12 | Urgent | B | 21 | 2045 | 5 | 1 | 2.2 | 1661 | 31751
Fire Safety Systems | Fire Extinguishers - Foam | Town DC | 3 | Urgent | B | 6 | 2030 | 5 | 1 | 2.2 | 1662 | 15792
Heat Emitters | Gas Fired Radiant Heaters | Town CZ | 1 | Medium | B | 1 | 2025 | 5 | 3 | 3.2 | 20084 | 6075
Local and Special Ventilation | Fan - Bifurcated | Town DC | 1 | Medium | B | 2 | 2026 | 5 | 3 | 3.2 | 20085 | 12999
Local and Special Ventilation | Fan - Axial | Town CU | 1 | Medium | C | 1 | 2025 | 4 | 3 | 2.9 | 18389 | 5366
External Doors | Entrance Doors | Town DH | 1 | High | B | 11 | 2035 | 5 | 2 | 2.7 | 11523 | 24105
General Lighting | General - LED fittings & Luminaires | Town CY | 43 | Medium | B | 17 | 2041 | 5 | 3 | 3.2 | 20086 | 30392
General Lighting | General - LED fittings & Luminaires | Town DF | 76 | Medium | B | 17 | 2041 | 5 | 3 | 3.2 | 20087 | 30393
Roller Shutters | External Electric Roller Shutter | Town DF | 1 | High | B | 1 | 2025 | 5 | 2 | 2.7 | 11524 | 2835
External Doors | Entrance Doors | Town CZ | 1 | High | B | 23 | 2047 | 5 | 2 | 2.7 | 11525 | 33186
Local and Special Ventilation | Fan - Extract | Town DC | 1 | Medium | B | 2 | 2026 | 5 | 3 | 3.2 | 20088 | 13000
Roller Shutters | External Electric Roller Shutter | Town CV | 1 | High | B | 11 | 2035 | 5 | 2 | 2.7 | 11526 | 24106
General Lighting | General - LED fittings & Luminaires | Town DF | 6 | Medium | B | 17 | 2041 | 5 | 3 | 3.2 | 20089 | 30394
General Lighting | General - LED fittings & Luminaires | Town CV | 8 | Medium | B | 11 | 2035 | 5 | 3 | 3.2 | 20090 | 24918
Roller Shutters | External Electric Roller Shutter | Town CV | 1 | High | B | 11 | 2035 | 5 | 2 | 2.7 | 11527 | 24107
Emergency Lighting | Self Contained - Non LED | Town DB | 2 | Urgent | B | 15 | 2039 | 5 | 1 | 2.2 | 1663 | 27735
General Lighting | General - LED fittings & Luminaires | Town CY | 1 | Medium | B | 6 | 2030 | 5 | 3 | 3.2 | 20091 | 18404
Fire Safety Systems | Fire Extinguishers - CO2 | Town CY | 5 | Urgent | B | 5 | 2029 | 5 | 1 | 2.2 | 1664 | 14304
Fire Safety Systems | Fire Extinguishers - Foam | Town CY | 3 | Urgent | B | 8 | 2032 | 5 | 1 | 2.2 | 1665 | 20267
LV Distribution | Main Distribution Board | Town DC | 1 | High | B | 7 | 2031 | 5 | 2 | 2.7 | 11528 | 19563
Burner | Gas/Oil Burner-Dual fuel | Town CG | 1 | Medium | B | 1 | 2025 | 5 | 3 | 3.2 | 20092 | 6076
Local Hot Water | Instantaneous Electric Water Heater - Non-Drinking Water | Town CH | 1 | Medium | B | 1 | 2025 | 5 | 3 | 3.2 | 20093 | 6077
General Lighting | General - LED fittings & Luminaires | Town CU | 1 | Medium | D | 2 | 2026 | 3 | 3 | 2.6 | 11036 | 12844
LV Distribution | Sub Distribution Board | Town DA | 1 | High | B | 1 | 2025 | 5 | 2 | 2.7 | 11529 | 2836
Local and Special Ventilation | Fan - Window / Wall Mounted | Town CV | 1 | Medium | B | 1 | 2025 | 5 | 3 | 3.2 | 20094 | 6078
Fire Safety Systems | Fire Extinguishers - CO2 | Town DK | 3 | Urgent | B | 1 | 2025 | 5 | 1 | 2.2 | 1666 | 951
BMS | BMS Control Panel | Town DF | 1 | High | B | 7 | 2031 | 5 | 2 | 2.7 | 11530 | 19564
Local and Special Ventilation | Fan - General Ventilation | Town DF | 1 | Medium | B | 1 | 2025 | 5 | 3 | 3.2 | 20095 | 6079
Roller Shutters | External Electric Roller Shutter | Town CG | 1 | High | B | 21 | 2045 | 5 | 2 | 2.7 | 11531 | 32530
Emergency Lighting | Self Contained - LED | Town DJ | 5 | Urgent | B | 23 | 2047 | 5 | 1 | 2.2 | 1667 | 33065
Heat Emitters | Electric Heaters | Town CH | 2 | Medium | B | 1 | 2025 | 5 | 3 | 3.2 | 20096 | 6080
Fire Safety Systems | Fire Extinguishers - CO2 | Town CZ | 1 | Urgent | B | 8 | 2032 | 5 | 1 | 2.2 | 1668 | 20268
LV Distribution | Sub Distribution Board | Town DH | 1 | High | B | 1 | 2025 | 5 | 2 | 2.7 | 11532 | 2837
External Doors | Entrance Doors | Town CY | 1 | High | B | 17 | 2041 | 5 | 2 | 2.7 | 11533 | 30278
Heat Emitters | Gas Fired Natural and Fan Assisted Heaters | Town DG | 1 | Medium | B | 15 | 2039 | 5 | 3 | 3.2 | 20097 | 28349
External Doors | Entrance Doors | Town DK | 1 | High | B | 15 | 2039 | 5 | 2 | 2.7 | 11534 | 28070
Local and Special Ventilation | Fan - Axial | Town CY | 1 | Medium | B | 1 | 2025 | 5 | 3 | 3.2 | 20098 | 6081
Local Hot Water | Instantaneous Electric Water Heater - Non-Drinking Water | Town DL | 1 | Medium | B | 12 | 2036 | 5 | 3 | 3.2 | 20099 | 26322
Air Conditioning | Single-Split Condenser - Split Systems/Heat Pumps - Air-cooled with Direct Expansion Evaporator (DX) | Town CY | 1 | Medium | B | 7 | 2031 | 5 | 3 | 3.2 | 20100 | 19754
Local and Special Ventilation | Fan - Extract | Town DA | 1 | Medium | B | 1 | 2025 | 5 | 3 | 3.2 | 20101 | 6082
Roller Shutters | External Manual Roller Shutter | Town CH | 1 | High | B | 1 | 2025 | 5 | 2 | 2.7 | 11535 | 2838
Local and Special Ventilation | Fan - Extract | Town CU | 1 | Medium | B | 1 | 2025 | 5 | 3 | 3.2 | 20102 | 6083
General Lighting | General - LED fittings & Luminaires | Town DJ | 43 | Medium | C | 10 | 2034 | 4 | 3 | 2.9 | 18390 | 22530
External Lighting | General - LED | Town CH | 4 | Medium | B | 1 | 2025 | 5 | 3 | 3.2 | 20103 | 6084
External Doors | Entrance Doors | Town DB | 1 | High | B | 6 | 2030 | 5 | 2 | 2.7 | 11536 | 17372
General Lighting | General - LED fittings & Luminaires | Town CX | 16 | Medium | B | 16 | 2040 | 5 | 3 | 3.2 | 20104 | 29317
LV Distribution | Sub Distribution Board | Town CY | 1 | High | D | 1 | 2025 | 3 | 2 | 2.1 | 1024 | 714
Heat Emitters | Gas Fired Unit Heaters | Town DL | 1 | Medium | B | 7 | 2031 | 5 | 3 | 3.2 | 20105 | 19755
Roller Shutters | External Manual Roller Shutter | Town CH | 1 | High | B | 1 | 2025 | 5 | 2 | 2.7 | 11537 | 2839
Fire Safety Systems | Fire Extinguishers - Foam | Town DK | 5 | Urgent | B | 9 | 2033 | 5 | 1 | 2.2 | 1669 | 21216
Fire Safety Systems | Fire Extinguishers - Foam | Town CZ | 1 | Urgent | B | 8 | 2032 | 5 | 1 | 2.2 | 1670 | 20269
Fire Safety Systems | Fire Extinguishers - Foam | Town CH | 7 | Urgent | B | 1 | 2025 | 5 | 1 | 2.2 | 1671 | 952
LV Distribution | Main Distribution Board | Town CU | 1 | High | B | 2 | 2026 | 5 | 2 | 2.7 | 11538 | 12860
Local and Special Ventilation | Fan - Kitchen Extract | Town DJ | 1 | Low | C | 5 | 2029 | 4 | 4 | 3.4 | 32403 | 15574
LV Distribution | Sub Distribution Board | Town DD | 1 | High | B | 12 | 2036 | 5 | 2 | 2.7 | 11539 | 26134
Heat Emitters | Electric Overdoor Air Curtain/Heater | Town DB | 1 | Medium | B | 5 | 2029 | 5 | 3 | 3.2 | 20106 | 14797
Fire Safety Systems | Fire Alarm Panel / Repeater | Town CG | 1 | Urgent | B | 11 | 2035 | 5 | 1 | 2.2 | 1672 | 23345
Air Conditioning | Single-Split Condenser - Split Systems/Heat Pumps - Air-cooled with Direct Expansion Evaporator (DX) | Town DB | 1 | Medium | B | 5 | 2029 | 5 | 3 | 3.2 | 20107 | 14798
External Lighting | General - LED | Town DE | 3 | Medium | B | 12 | 2036 | 5 | 3 | 3.2 | 20108 | 26323
Fire Safety Systems | Fire Extinguishers - CO2 | Town CX | 3 | Urgent | B | 5 | 2029 | 5 | 1 | 2.2 | 1673 | 14305
Fire Safety Systems | Fire Extinguishers - CO2 | Town DB | 3 | Urgent | B | 7 | 2031 | 5 | 1 | 2.2 | 1674 | 19158
LV Distribution | Main Distribution Board | Town DG | 1 | High | B | 1 | 2025 | 5 | 2 | 2.7 | 11540 | 2840
Fire Safety Systems | Manual and Automatic Doors - Emergency and Panic Escape Doors | Town CY | 1 | Urgent | B | 21 | 2045 | 5 | 1 | 2.2 | 1675 | 31752
General Lighting | General - LED fittings & Luminaires | Town CG | 41 | Medium | B | 1 | 2025 | 5 | 3 | 3.2 | 20109 | 6085
Fire Safety Systems | Fire Extinguishers - CO2 | Town DB | 3 | Urgent | B | 7 | 2031 | 5 | 1 | 2.2 | 1676 | 19159
Local and Special Ventilation | Unit extract fans | Town DH | 1 | Medium | C | 1 | 2025 | 4 | 3 | 2.9 | 18391 | 5367
External Doors | Entrance Doors | Town DG | 1 | High | B | 1 | 2025 | 5 | 2 | 2.7 | 11541 | 2841
Fire Safety Systems | Fire Extinguishers - Foam | Town DJ | 1 | Urgent | B | 8 | 2032 | 5 | 1 | 2.2 | 1677 | 20270
Fire Safety Systems | Fire Extinguishers - Foam - P50 | Town DB | 4 | Urgent | B | 7 | 2031 | 5 | 1 | 2.2 | 1678 | 19160
LV Distribution | Sub Distribution Board | Town DK | 1 | High | D | 1 | 2025 | 3 | 2 | 2.1 | 1025 | 715
Local and Special Ventilation | Fan - Extract | Town DA | 1 | Medium | B | 1 | 2025 | 5 | 3 | 3.2 | 20110 | 6086
BMS | BMS Control Panel | Town DB | 1 | High | B | 7 | 2031 | 5 | 2 | 2.7 | 11542 | 19565
Fire Safety Systems | Fire Extinguishers - CO2 | Town CV | 2 | Urgent | B | 6 | 2030 | 5 | 1 | 2.2 | 1679 | 15793
Fire Safety Systems | Smoke vents - Smoke Relief-Natural Ventilators | Town DC | 1 | Urgent | B | 7 | 2031 | 5 | 1 | 2.2 | 1680 | 19161
Local and Special Ventilation | Fan - Axial | Town CY | 1 | Medium | B | 1 | 2025 | 5 | 3 | 3.2 | 20111 | 6087
Heat Emitters | Electric Heaters | Town DE | 2 | Medium | B | 1 | 2025 | 5 | 3 | 3.2 | 20112 | 6088
External Lighting | General - Non LED | Town CX | 2 | Medium | B | 11 | 2035 | 5 | 3 | 3.2 | 20113 | 24919
LV Distribution | Sub Distribution Board | Town DF | 1 | High | B | 1 | 2025 | 5 | 2 | 2.7 | 11543 | 2842
Access Control | Gate Access - Local Lock / Keypad / Manual (External) | Town DF | 1 | Medium | B | 1 | 2025 | 5 | 3 | 3.2 | 20114 | 6089
Access Control | Gate Access - Local Lock / Keypad / Manual (External) | Town CU | 1 | Medium | B | 11 | 2035 | 5 | 3 | 3.2 | 20115 | 24920
LV Distribution | Sub Distribution Board | Town DJ | 1 | High | B | 10 | 2034 | 5 | 2 | 2.7 | 11544 | 22251
Fire Safety Systems | Manual and Automatic Doors - Emergency and Panic Escape Doors | Town CZ | 1 | Urgent | B | 21 | 2045 | 5 | 1 | 2.2 | 1681 | 31753
Air Conditioning | Single-Split Condenser - Split Systems/Heat Pumps - Air-cooled with Direct Expansion Evaporator (DX) | Town CY | 1 | Medium | B | 7 | 2031 | 5 | 3 | 3.2 | 20116 | 19756
Boiler | Combination Atmospheric Burner Gas Boiler | Town DF | 1 | High | B | 1 | 2025 | 5 | 2 | 2.7 | 11545 | 2843
Heat Emitters | Electric Overdoor Air Curtain/Heater | Town DH | 1 | Medium | C | 1 | 2025 | 4 | 3 | 2.9 | 18392 | 5368
LV Distribution | Sub Distribution Board | Town DG | 1 | High | B | 19 | 2043 | 5 | 2 | 2.7 | 11546 | 31141
Fire Safety Systems | Fire Extinguishers - CO2 | Town CX | 2 | Urgent | B | 10 | 2034 | 5 | 1 | 2.2 | 1682 | 21972
Emergency Lighting | Self Contained - LED | Town CU | 6 | Urgent | B | 21 | 2045 | 5 | 1 | 2.2 | 1683 | 31754
Fire Safety Systems | Fire Extinguishers - Powder | Town CV | 1 | Urgent | B | 6 | 2030 | 5 | 1 | 2.2 | 1684 | 15794
Fire Safety Systems | Fire Alarm System | Town CV | 1 | Urgent | B | 6 | 2030 | 5 | 1 | 2.2 | 1685 | 15795
Boiler | Atmospheric Gas Burner/Condensing Combination Boiler (domestic type) | Town DJ | 1 | High | C | 9 | 2033 | 4 | 2 | 2.4 | 10423 | 21525
External Doors | Manual and Automatic Doors - Auto / Powered Sliding Doors | Town CV | 1 | High | B | 26 | 2050 | 5 | 2 | 2.7 | 11547 | 33477
General Lighting | General - LED fittings & Luminaires | Town DA | 72 | Medium | B | 16 | 2040 | 5 | 3 | 3.2 | 20117 | 29318
External Doors | Entrance Doors | Town CG | 1 | High | B | 11 | 2035 | 5 | 2 | 2.7 | 11548 | 24108
Local and Special Ventilation | Fan - Axial | Town DC | 1 | Medium | B | 2 | 2026 | 5 | 3 | 3.2 | 20118 | 13001
Fire Safety Systems | Smoke vents - Smoke Relief-Natural Ventilators | Town DC | 1 | Urgent | B | 7 | 2031 | 5 | 1 | 2.2 | 1686 | 19162
General Lighting | General - LED fittings & Luminaires | Town DK | 33 | Medium | B | 10 | 2034 | 5 | 3 | 3.2 | 20119 | 22560
LV Distribution | Sub Distribution Board | Town CY | 1 | High | B | 12 | 2036 | 5 | 2 | 2.7 | 11549 | 26135
LV Distribution | Main Distribution Board | Town DG | 1 | High | B | 19 | 2043 | 5 | 2 | 2.7 | 11550 | 31142
Heat Emitters | Electric Overdoor Air Curtain/Heater | Town CH | 1 | Medium | B | 1 | 2025 | 5 | 3 | 3.2 | 20120 | 6090
General Lighting | General - LED fittings & Luminaires | Town CX | 16 | Medium | B | 16 | 2040 | 5 | 3 | 3.2 | 20121 | 29319
External Lighting | General - Non LED | Town CZ | 9 | Medium | C | 1 | 2025 | 4 | 3 | 2.9 | 18393 | 5369
Local and Special Ventilation | Fan - Window / Wall Mounted | Town DD | 1 | Medium | B | 7 | 2031 | 5 | 3 | 3.2 | 20122 | 19757
Fire Safety Systems | Manual and Automatic Doors - Emergency and Panic Escape Doors | Town CU | 1 | Urgent | B | 17 | 2041 | 5 | 1 | 2.2 | 1687 | 29996
Fire Safety Systems | Manual and Automatic Doors - Emergency and Panic Escape Doors | Town DG | 1 | Urgent | B | 28 | 2052 | 5 | 1 | 2.2 | 1688 | 33595
Air Conditioning | Multi-Split Condenser - Split Systems/Heat Pumps - Air-cooled with Direct Expansion Evaporator (DX) | Town DM | 1 | Medium | B | 10 | 2034 | 5 | 3 | 3.2 | 20123 | 22561
Local Hot Water | Package Electric Water Heaters - Non-Drinking Water | Town DN | 1 | Medium | B | 6 | 2030 | 5 | 3 | 3.2 | 20124 | 18405
External Doors | Manual and Automatic Doors - Auto / Powered Bi-Fold Doors | Town DO | 1 | Medium | B | 21 | 2045 | 5 | 3 | 3.2 | 20125 | 32781
Fire Safety Systems | Fire Alarm System | Town DP | 1 | Urgent | B | 1 | 2025 | 5 | 1 | 2.2 | 1689 | 953
Local Hot Water | Package Electric Water Heaters - Non-Drinking Water | Town DN | 1 | Medium | B | 7 | 2031 | 5 | 3 | 3.2 | 20126 | 19758
Fire Safety Systems | Manual and Automatic Doors - Emergency and Panic Escape Doors | Town DQ | 1 | Urgent | B | 1 | 2025 | 5 | 1 | 2.2 | 1690 | 954
Emergency Lighting | Self Contained - LED | Town DR | 11 | Urgent | B | 21 | 2045 | 5 | 1 | 2.2 | 1691 | 31755
Multi-System Controls | Control Panel - Electrical Services (excluding Electrical Controllers and Pneumatic Relays) | Town DS | 1 | Medium | B | 1 | 2025 | 5 | 3 | 3.2 | 20127 | 6091
Burner | Forced draft gas burner | Town BU | 1 | Medium | B | 1 | 2025 | 5 | 3 | 3.2 | 20128 | 6092
Local and Special Ventilation | Fan - Window / Wall Mounted | Town DO | 1 | Medium | B | 12 | 2036 | 5 | 3 | 3.2 | 20129 | 26324
External Lighting | General - LED | Town DS | 1 | Medium | B | 11 | 2035 | 5 | 3 | 3.2 | 20130 | 24921
Local and Special Ventilation | Fan - Extract | Town DT | 1 | Medium | B | 11 | 2035 | 5 | 3 | 3.2 | 20131 | 24922
Barriers & Guardrails | Vehicle Crash Protection Barrier | Town DT | 1 | V Low | B | 1 | 2025 | 5 | 4 | 3.7 | 32683 | 11745
Roller Shutters | Internal Automatic Roller Shutter | Town DU | 1 | High | B | 4 | 2028 | 5 | 2 | 2.7 | 11551 | 13895
Air Conditioning | Multi-Split Evaporator - DX Split Systems (With Gas, Electric or Hot Water Heaters) | Town DT | 1 | High | B | 1 | 2025 | 5 | 2 | 2.7 | 11552 | 2844
Heat Emitters | Fan Convector - Electric | Town DU | 1 | Medium | B | 1 | 2025 | 5 | 3 | 3.2 | 20132 | 6093
Local and Special Ventilation | Fan - Extract | Town DV | 1 | Medium | B | 1 | 2025 | 5 | 3 | 3.2 | 20133 | 6094
Roller Shutters | External Manual Roller Shutter | Town DW | 1 | High | B | 1 | 2025 | 5 | 2 | 2.7 | 11553 | 2845
Heat Emitters | Electric Heaters | Town DX | 2 | Medium | CX | 1 | 2025 | 2 | 3 | 2.3 | 10040 | 2011
Air Conditioning | Single-Split Condenser - Split Systems/Heat Pumps - Air-cooled with Direct Expansion Evaporator (DX) | Town BU | 1 | Medium | B | 11 | 2035 | 5 | 3 | 3.2 | 20134 | 24923
Local and Special Ventilation | Fan - Window / Wall Mounted | Town DY | 1 | Medium | B | 7 | 2031 | 5 | 3 | 3.2 | 20135 | 19759
Heat Emitters | Electric Overdoor Air Curtain/Heater | Town DU | 1 | Medium | C | 8 | 2032 | 4 | 3 | 2.9 | 18394 | 20783
General Lighting | General - LED fittings & Luminaires | Town DT | 8 | Medium | B | 1 | 2025 | 5 | 3 | 3.2 | 20136 | 6095
General Lighting | General - LED fittings & Luminaires | Town DZ | 1 | Medium | B | 10 | 2034 | 5 | 3 | 3.2 | 20137 | 22562
External Doors | Manual and Automatic Doors - Auto / Powered Swing Doors | Town DT | 1 | High | B | 1 | 2025 | 5 | 2 | 2.7 | 11554 | 2846
Local and Special Ventilation | Fan - Kitchen Window / Wall Mounted | Town EA | 1 | Medium | CX | 1 | 2025 | 2 | 3 | 2.3 | 10041 | 2012
Local and Special Ventilation | Fan - Window / Wall Mounted | Town BU | 1 | Medium | DX | 8 | 2032 | 1 | 3 | 2 | 770 | 20238
Fire Safety Systems | Fire Alarm System | Town EB | 1 | Urgent | B | 5 | 2029 | 5 | 1 | 2.2 | 1692 | 14306
General Lighting | General - LED fittings & Luminaires | Town EC | 2 | Medium | B | 16 | 2040 | 5 | 3 | 3.2 | 20138 | 29320
External Doors | Entrance Doors | Town DT | 1 | High | B | 11 | 2035 | 5 | 2 | 2.7 | 11555 | 24109
Local and Special Ventilation | Fan - Extract | Town DT | 1 | Medium | B | 1 | 2025 | 5 | 3 | 3.2 | 20139 | 6096
Fire Safety Systems | Fire Extinguishers - CO2 | Town ED | 3 | Urgent | B | 6 | 2030 | 5 | 1 | 2.2 | 1693 | 15796
Emergency Lighting | Illuminated Fire Exit Signage | Town DP | 2 | Urgent | B | 18 | 2042 | 5 | 1 | 2.2 | 1694 | 30610
Roller Shutters | External Manual Roller Shutter | Town EC | 1 | High | B | 24 | 2048 | 5 | 2 | 2.7 | 11556 | 33259
Fire Safety Systems | Fire Extinguishers - CO2 | Town DT | 2 | Urgent | B | 1 | 2025 | 5 | 1 | 2.2 | 1695 | 955
Roller Shutters | Internal Electric Roller Shutter | Town DN | 1 | Medium | B | 15 | 2039 | 5 | 3 | 3.2 | 20140 | 28350
Local and Special Ventilation | Fan - Extract | Town EC | 1 | Medium | B | 1 | 2025 | 5 | 3 | 3.2 | 20141 | 6097
General Lighting | General - LED fittings & Luminaires | Town DQ | 6 | Medium | B | 1 | 2025 | 5 | 3 | 3.2 | 20142 | 6098
Emergency Lighting | Illuminated Fire Exit Signage | Town DN | 1 | Urgent | A | 18 | 2042 | 6 | 1 | 2.5 | 10812 | 30735
External Doors | Entrance Doors | Town DP | 1 | High | B | 31 | 2055 | 5 | 2 | 2.7 | 11557 | 33780
Central Heating | Fan - Axial | Town EE | 1 | High | B | 1 | 2025 | 5 | 2 | 2.7 | 11558 | 2847
External Lighting | General - Non LED | Town BU | 4 | Medium | B | 1 | 2025 | 5 | 3 | 3.2 | 20143 | 6099
Fire Safety Systems | Fire Extinguishers - Foam | Town EB | 4 | Urgent | B | 6 | 2030 | 5 | 1 | 2.2 | 1696 | 15797
LV Distribution | Sub Distribution Board | Town BU | 1 | High | B | 1 | 2025 | 5 | 2 | 2.7 | 11559 | 2848
Barriers & Guardrails | Vehicle Crash Protection Barrier | Town DT | 1 | V Low | B | 1 | 2025 | 5 | 4 | 3.7 | 32684 | 11746
Fire Safety Systems | Fire Extinguishers - CO2 | Town DP | 1 | Urgent | B | 8 | 2032 | 5 | 1 | 2.2 | 1697 | 20271
General Lighting | General - LED fittings & Luminaires | Town EE | 11 | Medium | B | 8 | 2032 | 5 | 3 | 3.2 | 20144 | 20816
Barriers & Guardrails | Vehicle Crash Protection Barrier | Town DT | 1 | V Low | B | 1 | 2025 | 5 | 4 | 3.7 | 32685 | 11747
Heat Emitters | Electric Heaters | Town DU | 3 | Medium | C | 1 | 2025 | 4 | 3 | 2.9 | 18395 | 5370
Emergency Lighting | Self Contained - Non LED | Town EE | 1 | Urgent | B | 9 | 2033 | 5 | 1 | 2.2 | 1698 | 21217
Fire Safety Systems | Fire Extinguishers - CO2 | Town EB | 6 | Urgent | B | 6 | 2030 | 5 | 1 | 2.2 | 1699 | 15798
LV Distribution | Main Distribution Board | Town EC | 1 | High | C | 1 | 2025 | 4 | 2 | 2.4 | 10424 | 2324
Access Control | Door Lock / Keypad / Manual | Town EF | 1 | Medium | B | 9 | 2033 | 5 | 3 | 3.2 | 20145 | 21685
Fire Safety Systems | Fire Extinguishers - CO2 | Town DS | 1 | Urgent | B | 6 | 2030 | 5 | 1 | 2.2 | 1700 | 15799
Security Systems | Manual and Automatic Doors - High Security Door | Town DS | 1 | High | B | 13 | 2037 | 5 | 2 | 2.7 | 11560 | 26939
External Doors | Manual and Automatic Doors - Auto / Powered Sliding Doors | Town EG | 1 | High | B | 18 | 2042 | 5 | 2 | 2.7 | 11561 | 30760
Emergency Lighting | Self Contained - LED | Town DX | 7 | Urgent | B | 21 | 2045 | 5 | 1 | 2.2 | 1701 | 31756
LV Distribution | Sub Distribution Board | Town DR | 1 | High | B | 11 | 2035 | 5 | 2 | 2.7 | 11562 | 24110
Roller Shutters | Internal Electric Roller Shutter | Town DN | 1 | Medium | B | 16 | 2040 | 5 | 3 | 3.2 | 20146 | 29321
Emergency Lighting | Self Contained - LED | Town DV | 2 | Urgent | B | 21 | 2045 | 5 | 1 | 2.2 | 1702 | 31757
Access Control | Gate Access - Local Lock / Keypad / Manual (External) | Town EB | 1 | Medium | B | 8 | 2032 | 5 | 3 | 3.2 | 20147 | 20817
LV Distribution | Sub Distribution Board | Town EH | 1 | High | B | 6 | 2030 | 5 | 2 | 2.7 | 11563 | 17373
Local and Special Ventilation | Fan - Extract | Town DR | 1 | Medium | B | 1 | 2025 | 5 | 3 | 3.2 | 20148 | 6100
Fire Safety Systems | Fire Extinguishers - Powder | Town DZ | 1 | Urgent | B | 5 | 2029 | 5 | 1 | 2.2 | 1703 | 14307
Local Hot Water | Package Electric Water Heaters - Non-Drinking Water | Town EH | 1 | Medium | B | 8 | 2032 | 5 | 3 | 3.2 | 20149 | 20818
Fire Safety Systems | Manual and Automatic Doors - Emergency and Panic Escape Doors | Town DN | 1 | Urgent | B | 15 | 2039 | 5 | 1 | 2.2 | 1704 | 27736
Roller Shutters | Internal Manual Roller Shutter | Town DN | 1 | Medium | B | 5 | 2029 | 5 | 3 | 3.2 | 20150 | 14799
Heat Emitters | Radiators - Steel | Town DO | 1 | Medium | B | 10 | 2034 | 5 | 3 | 3.2 | 20151 | 22563
Fire Safety Systems | Fire Extinguishers - CO2 | Town DQ | 5 | Urgent | B | 6 | 2030 | 5 | 1 | 2.2 | 1705 | 15800
Roller Shutters | Internal Electric Roller Shutter | Town DZ | 1 | Medium | B | 15 | 2039 | 5 | 3 | 3.2 | 20152 | 28351
Emergency Lighting | Illuminated Fire Exit Signage | Town EE | 3 | Urgent | B | 4 | 2028 | 5 | 1 | 2.2 | 1706 | 13766
External Lighting | General - LED | Town DX | 3 | Medium | B | 11 | 2035 | 5 | 3 | 3.2 | 20153 | 24924
Fire Safety Systems | Fire Blanket | Town EI | 1 | Urgent | B | 4 | 2028 | 5 | 1 | 2.2 | 1707 | 13767
Fire Safety Systems | Fire Extinguishers - Foam | Town DU | 3 | Urgent | B | 6 | 2030 | 5 | 1 | 2.2 | 1708 | 15801
Multi-System Controls | Instrumental Control Panel | Town DO | 1 | Medium | B | 11 | 2035 | 5 | 3 | 3.2 | 20154 | 24925
General Lighting | General - LED fittings & Luminaires | Town DM | 30 | Medium | B | 16 | 2040 | 5 | 3 | 3.2 | 20155 | 29322
Fire Safety Systems | Fire Extinguishers - Foam | Town DS | 4 | Urgent | B | 6 | 2030 | 5 | 1 | 2.2 | 1709 | 15802
General Lighting | General - LED fittings & Luminaires | Town DS | 6 | Medium | B | 1 | 2025 | 5 | 3 | 3.2 | 20156 | 6101
LV Distribution | Sub Distribution Board | Town EE | 1 | High | B | 4 | 2028 | 5 | 2 | 2.7 | 11564 | 13896
Local Hot Water | Instantaneous Electric Water Heater - Non-Drinking Water | Town EA | 1 | Medium | B | 5 | 2029 | 5 | 3 | 3.2 | 20157 | 14800
Fire Safety Systems | Fire Extinguishers - Foam | Town DM | 4 | Urgent | B | 6 | 2030 | 5 | 1 | 2.2 | 1710 | 15803
Local and Special Ventilation | Unit extract fans | Town EE | 1 | Medium | B | 3 | 2027 | 5 | 3 | 3.2 | 20158 | 13424
External Doors | Entrance Doors | Town EC | 1 | High | B | 12 | 2036 | 5 | 2 | 2.7 | 11565 | 26136
General Lighting | General - LED fittings & Luminaires | Town EF | 6 | Medium | B | 4 | 2028 | 5 | 3 | 3.2 | 20159 | 14031
Emergency Lighting | Illuminated Fire Exit Signage | Town EH | 1 | Urgent | B | 16 | 2040 | 5 | 1 | 2.2 | 1711 | 28618
Central Cooling | Fan - Axial | Town DU | 1 | Medium | B | 1 | 2025 | 5 | 3 | 3.2 | 20160 | 6102
Heat Emitters | Electric Overdoor Air Curtain/Heater | Town EI | 1 | Medium | B | 1 | 2025 | 5 | 3 | 3.2 | 20161 | 6103
Roller Shutters | External Manual Roller Shutter | Town EE | 1 | High | B | 13 | 2037 | 5 | 2 | 2.7 | 11566 | 26940
Roller Shutters | Internal Automatic Roller Shutter | Town DU | 1 | High | B | 4 | 2028 | 5 | 2 | 2.7 | 11567 | 13897
Air Conditioning | Single-Split Evaporator - Split Systems/Heat Pumps - Air-cooled with Direct Expansion Evaporator (DX) | Town EG | 1 | Medium | B | 6 | 2030 | 5 | 3 | 3.2 | 20162 | 18406
Fire Safety Systems | Smoke Extract Fan | Town EG | 1 | Urgent | B | 1 | 2025 | 5 | 1 | 2.2 | 1712 | 956
External Doors | Manual and Automatic Doors - Auto / Powered Bi-Fold Doors | Town DO | 1 | Medium | B | 21 | 2045 | 5 | 3 | 3.2 | 20163 | 32782
Local and Special Ventilation | Fan - Window / Wall Mounted | Town EG | 1 | Medium | B | 8 | 2032 | 5 | 3 | 3.2 | 20164 | 20819
External Doors | Manual and Automatic Doors - Auto / Powered Sliding Doors | Town DV | 1 | High | B | 29 | 2053 | 5 | 2 | 2.7 | 11568 | 33646
General Lighting | General - LED fittings & Luminaires | Town ED | 22 | Medium | B | 16 | 2040 | 5 | 3 | 3.2 | 20165 | 29323
Emergency Lighting | Illuminated Fire Exit Signage | Town DM | 4 | Urgent | B | 16 | 2040 | 5 | 1 | 2.2 | 1713 | 28619
Fire Safety Systems | Fire Blanket | Town EG | 1 | Urgent | B | 4 | 2028 | 5 | 1 | 2.2 | 1714 | 13768
Fire Safety Systems | Fire Extinguishers - CO2 | Town EG | 4 | Urgent | B | 6 | 2030 | 5 | 1 | 2.2 | 1715 | 15804
LV Distribution | Sub Distribution Board | Town DY | 1 | High | B | 16 | 2040 | 5 | 2 | 2.7 | 11569 | 29089
Security Systems | Manual and Automatic Doors - High Security Door | Town EE | 1 | High | B | 19 | 2043 | 5 | 2 | 2.7 | 11570 | 31143
General Lighting | General - LED fittings & Luminaires | Town DR | 12 | Medium | B | 16 | 2040 | 5 | 3 | 3.2 | 20166 | 29324
External Lighting | General - LED | Town DT | 8 | Medium | C | 1 | 2025 | 4 | 3 | 2.9 | 18396 | 5371
Emergency Lighting | Self Contained - LED | Town EB | 8 | Urgent | B | 21 | 2045 | 5 | 1 | 2.2 | 1716 | 31758
Fire Safety Systems | Fire Blanket | Town EH | 1 | Urgent | B | 4 | 2028 | 5 | 1 | 2.2 | 1717 | 13769
Air Conditioning | Single-Split Condenser - Split Systems/Heat Pumps - Air-cooled with Direct Expansion Evaporator (DX) | Town DP | 1 | Medium | B | 7 | 2031 | 5 | 3 | 3.2 | 20167 | 19760
Local and Special Ventilation | Fan - Window / Wall Mounted | Town DM | 1 | Medium | B | 1 | 2025 | 5 | 3 | 3.2 | 20168 | 6104
Roller Shutters | Internal Electric Roller Shutter | Town EI | 1 | Medium | B | 15 | 2039 | 5 | 3 | 3.2 | 20169 | 28352
Roller Shutters | Internal Electric Roller Shutter | Town DO | 1 | Medium | B | 15 | 2039 | 5 | 3 | 3.2 | 20170 | 28353
Local and Special Ventilation | Fan - Window / Wall Mounted | Town DS | 1 | Medium | B | 5 | 2029 | 5 | 3 | 3.2 | 20171 | 14801
General Lighting | General - LED fittings & Luminaires | Town EA | 17 | Medium | B | 6 | 2030 | 5 | 3 | 3.2 | 20172 | 18407
External Lighting | General - LED | Town DT | 1 | Medium | B | 11 | 2035 | 5 | 3 | 3.2 | 20173 | 24926
Local Hot Water | Package Electric Water Heaters - Non-Drinking Water | Town DN | 1 | Medium | B | 3 | 2027 | 5 | 3 | 3.2 | 20174 | 13425
General Lighting | General - LED fittings & Luminaires | Town EE | 26 | Medium | B | 10 | 2034 | 5 | 3 | 3.2 | 20175 | 22564
Heat Emitters | Electric Heaters | Town EA | 1 | Medium | C | 1 | 2025 | 4 | 3 | 2.9 | 18397 | 5372
Roller Shutters | External Manual Roller Shutter | Town DR | 1 | High | B | 1 | 2025 | 5 | 2 | 2.7 | 11571 | 2849
LV Distribution | Main Distribution Board | Town DO | 1 | High | C | 1 | 2025 | 4 | 2 | 2.4 | 10425 | 2325
Heat Emitters | Fan Convector - Electric | Town DU | 1 | Medium | B | 1 | 2025 | 5 | 3 | 3.2 | 20176 | 6105
Local and Special Ventilation | Fan - Window / Wall Mounted | Town DO | 1 | Medium | B | 8 | 2032 | 5 | 3 | 3.2 | 20177 | 20820
Fire Safety Systems | Fire Extinguishers - CO2 | Town EH | 4 | Urgent | B | 6 | 2030 | 5 | 1 | 2.2 | 1718 | 15805
LV Distribution | Sub Distribution Board | Town DT | 1 | High | B | 19 | 2043 | 5 | 2 | 2.7 | 11572 | 31144
Local and Special Ventilation | Fan - Axial | Town DY | 1 | Medium | B | 5 | 2029 | 5 | 3 | 3.2 | 20178 | 14802
Fire Safety Systems | Fire Extinguishers - Powder | Town EI | 1 | Urgent | B | 9 | 2033 | 5 | 1 | 2.2 | 1719 | 21218
Fire Safety Systems | Manual and Automatic Doors - Emergency and Panic Escape Doors | Town DT | 1 | Urgent | B | 11 | 2035 | 5 | 1 | 2.2 | 1720 | 23346
Barriers & Guardrails | Vehicle Crash Protection Barrier | Town DT | 1 | V Low | B | 1 | 2025 | 5 | 4 | 3.7 | 32686 | 11748
Fire Safety Systems | Fire Alarm Panel / Repeater | Town EC | 1 | Urgent | B | 13 | 2037 | 5 | 1 | 2.2 | 1721 | 26818
Central Cooling | Fan - Axial | Town DU | 1 | Medium | B | 1 | 2025 | 5 | 3 | 3.2 | 20179 | 6106
Roller Shutters | External Electric Roller Shutter | Town EE | 1 | High | B | 21 | 2045 | 5 | 2 | 2.7 | 11573 | 32531
Heat Emitters | Electric Heaters | Town EC | 2 | Medium | B | 4 | 2028 | 5 | 3 | 3.2 | 20180 | 14032
Emergency Lighting | Self Contained - Non LED | Town EG | 1 | Urgent | B | 8 | 2032 | 5 | 1 | 2.2 | 1722 | 20272
Specialist Lighting | Illuminated External Signs | Town DV | 1 | Medium | B | 11 | 2035 | 5 | 3 | 3.2 | 20181 | 24927
Local and Special Ventilation | Fan - Window / Wall Mounted | Town DM | 1 | Medium | B | 1 | 2025 | 5 | 3 | 3.2 | 20182 | 6107
Local and Special Ventilation | Fan - Axial | Town DY | 1 | Medium | B | 5 | 2029 | 5 | 3 | 3.2 | 20183 | 14803
Barriers & Guardrails | Vehicle Crash Protection Barrier | Town DT | 1 | V Low | B | 1 | 2025 | 5 | 4 | 3.7 | 32687 | 11749
General Lighting | General - LED fittings & Luminaires | Town EH | 9 | Medium | B | 1 | 2025 | 5 | 3 | 3.2 | 20184 | 6108
Emergency Lighting | Self Contained - LED | Town EA | 4 | Urgent | B | 23 | 2047 | 5 | 1 | 2.2 | 1723 | 33066
LV Distribution | Sub Distribution Board | Town DV | 1 | High | B | 1 | 2025 | 5 | 2 | 2.7 | 11574 | 2850
LV Distribution | Sub Distribution Board | Town DN | 1 | High | B | 15 | 2039 | 5 | 2 | 2.7 | 11575 | 28071
Multi-System Controls | Control Panel - Electrical Services (excluding Electrical Controllers and Pneumatic Relays) | Town EG | 1 | Medium | B | 3 | 2027 | 5 | 3 | 3.2 | 20185 | 13426
Multi-System Controls | Control Panel - Electrical Services (excluding Electrical Controllers and Pneumatic Relays) | Town BU | 1 | Medium | B | 6 | 2030 | 5 | 3 | 3.2 | 20186 | 18408
External Lighting | General - LED | Town ED | 2 | Medium | B | 11 | 2035 | 5 | 3 | 3.2 | 20187 | 24928
Fire Safety Systems | Manual and Automatic Doors - Emergency and Panic Escape Doors | Town EG | 1 | Urgent | B | 18 | 2042 | 5 | 1 | 2.2 | 1724 | 30611
Emergency Lighting | Self Contained - LED | Town EF | 9 | Urgent | B | 21 | 2045 | 5 | 1 | 2.2 | 1725 | 31759
External Lighting | General - Non LED | Town DN | 1 | Medium | B | 1 | 2025 | 5 | 3 | 3.2 | 20188 | 6109
LV Distribution | Sub Distribution Board | Town EG | 1 | High | B | 16 | 2040 | 5 | 2 | 2.7 | 11576 | 29090
Local and Special Ventilation | Fan - Kitchen Extract | Town DN | 1 | Low | B | 6 | 2030 | 5 | 4 | 3.7 | 32688 | 19094
Barriers & Guardrails | Vehicle Crash Protection Barrier | Town DT | 1 | V Low | B | 1 | 2025 | 5 | 4 | 3.7 | 32689 | 11750
External Doors | Entrance Doors | Town EA | 1 | High | B | 21 | 2045 | 5 | 2 | 2.7 | 11577 | 32532
LV Distribution | Sub Distribution Board | Town EE | 1 | High | B | 8 | 2032 | 5 | 2 | 2.7 | 11578 | 20672
General Lighting | General - LED fittings & Luminaires | Town EC | 3 | Medium | D | 1 | 2025 | 3 | 3 | 2.6 | 11037 | 2569
AHU - Internal | Central Heating - Gas Fired (Internally Sourced) | Town EG | 1 | Medium | B | 3 | 2027 | 5 | 3 | 3.2 | 20189 | 13427
LV Distribution | Main Distribution Board | Town EA | 1 | High | B | 1 | 2025 | 5 | 2 | 2.7 | 11579 | 2851
Air Conditioning | Multi-Split Condenser - Split Systems/Heat Pumps - Air-cooled with Direct Expansion Evaporator (DX) | Town DO | 1 | Medium | B | 7 | 2031 | 5 | 3 | 3.2 | 20190 | 19761
Roller Shutters | Internal Electric Roller Shutter | Town DN | 1 | Medium | B | 15 | 2039 | 5 | 3 | 3.2 | 20191 | 28354
Access Control | Door Lock / Keypad / Manual | Town DV | 1 | Medium | B | 11 | 2035 | 5 | 3 | 3.2 | 20192 | 24929
Lifts | Passenger Lift Hydraulic - Electric | Town EE | 1 | Medium | B | 4 | 2028 | 5 | 3 | 3.2 | 20193 | 14033
Local and Special Ventilation | Fan - Window / Wall Mounted | Town DO | 1 | Medium | B | 1 | 2025 | 5 | 3 | 3.2 | 20194 | 6110
External Doors | Entrance Doors | Town DN | 1 | High | B | 20 | 2044 | 5 | 2 | 2.7 | 11580 | 31590
BMS | BMS Control Panel | Town DM | 1 | High | B | 9 | 2033 | 5 | 2 | 2.7 | 11581 | 21560
Air Conditioning | Single-Split Condenser - Split Systems/Heat Pumps - Air-cooled with Direct Expansion Evaporator (DX) | Town DV | 1 | Medium | C | 1 | 2025 | 4 | 3 | 2.9 | 18398 | 5373
Fire Safety Systems | Manual and Automatic Doors - Emergency and Panic Escape Doors | Town DN | 1 | Urgent | B | 15 | 2039 | 5 | 1 | 2.2 | 1726 | 27737
Fire Safety Systems | Fire Dampers - Fusible Link | Town DM | 1 | Urgent | B | 1 | 2025 | 5 | 1 | 2.2 | 1727 | 957
Heat Emitters | Electric Heaters | Town EH | 2 | Medium | B | 1 | 2025 | 5 | 3 | 3.2 | 20195 | 6111
LV Distribution | Main Distribution Board | Town DT | 1 | High | B | 1 | 2025 | 5 | 2 | 2.7 | 11582 | 2852
Roller Shutters | Internal Electric Roller Shutter | Town DO | 1 | Medium | B | 15 | 2039 | 5 | 3 | 3.2 | 20196 | 28355
Heat Emitters | Electric Heaters | Town DR | 4 | Medium | B | 1 | 2025 | 5 | 3 | 3.2 | 20197 | 6112
General Lighting | General - LED fittings & Luminaires | Town ED | 87 | Medium | B | 16 | 2040 | 5 | 3 | 3.2 | 20198 | 29325
External Lighting | General - LED | Town DN | 6 | Medium | B | 6 | 2030 | 5 | 3 | 3.2 | 20199 | 18409
Fire Safety Systems | Fire Extinguishers - CO2 | Town DM | 2 | Urgent | B | 6 | 2030 | 5 | 1 | 2.2 | 1728 | 15806
LV Distribution | Sub Distribution Board | Town DM | 1 | High | B | 4 | 2028 | 5 | 2 | 2.7 | 11583 | 13898
Boiler | Atmospheric Gas Burner/Condensing Combination Boiler (domestic type) | Town DP | 1 | High | B | 1 | 2025 | 5 | 2 | 2.7 | 11584 | 2853
Barriers & Guardrails | Vehicle Crash Protection Barrier | Town DT | 1 | V Low | B | 1 | 2025 | 5 | 4 | 3.7 | 32690 | 11751
Local and Special Ventilation | Fan - Centrifugal | Town DT | 1 | Medium | B | 1 | 2025 | 5 | 3 | 3.2 | 20200 | 6113
Access Control | Gate Access - Local Lock / Keypad / Manual (External) | Town DS | 1 | Medium | B | 5 | 2029 | 5 | 3 | 3.2 | 20201 | 14804
Central Heating | Fan - Axial | Town EE | 1 | High | B | 1 | 2025 | 5 | 2 | 2.7 | 11585 | 2854
Heat Emitters | Electric Heaters | Town EE | 2 | Medium | B | 1 | 2025 | 5 | 3 | 3.2 | 20202 | 6114
Fire Safety Systems | Fire Extinguishers - Foam | Town EE | 3 | Urgent | B | 4 | 2028 | 5 | 1 | 2.2 | 1729 | 13770
LV Distribution | Sub Distribution Board | Town EB | 1 | High | B | 16 | 2040 | 5 | 2 | 2.7 | 11586 | 29091
LV Distribution | Sub Distribution Board | Town DS | 1 | High | B | 16 | 2040 | 5 | 2 | 2.7 | 11587 | 29092
Fire Safety Systems | Fire Alarm Panel / Repeater | Town DT | 1 | Urgent | B | 11 | 2035 | 5 | 1 | 2.2 | 1730 | 23347
External Doors | Entrance Doors | Town DQ | 1 | High | B | 1 | 2025 | 5 | 2 | 2.7 | 11588 | 2855
Emergency Lighting | Self Contained - Non LED | Town DV | 2 | Urgent | B | 1 | 2025 | 5 | 1 | 2.2 | 1731 | 958
External Doors | Entrance Doors | Town BU | 1 | High | B | 17 | 2041 | 5 | 2 | 2.7 | 11589 | 30279
Local and Special Ventilation | Fan - Window / Wall Mounted | Town DS | 1 | Medium | B | 5 | 2029 | 5 | 3 | 3.2 | 20203 | 14805
LV Distribution | Main Distribution Board | Town DT | 1 | High | B | 19 | 2043 | 5 | 2 | 2.7 | 11590 | 31145
Local and Special Ventilation | Fan - Kitchen Window / Wall Mounted | Town DP | 1 | Medium | B | 5 | 2029 | 5 | 3 | 3.2 | 20204 | 14806
Fire Safety Systems | Fire Blanket | Town EB | 1 | Urgent | B | 4 | 2028 | 5 | 1 | 2.2 | 1732 | 13771
Local and Special Ventilation | Fan - Axial | Town DU | 1 | Medium | B | 1 | 2025 | 5 | 3 | 3.2 | 20205 | 6115
Local and Special Ventilation | Fan - Kitchen Window / Wall Mounted | Town DZ | 1 | Medium | C | 5 | 2029 | 4 | 3 | 2.9 | 18399 | 14777
Heat Emitters | Gas Fired Natural and Fan Assisted Heaters | Town EA | 1 | Medium | B | 5 | 2029 | 5 | 3 | 3.2 | 20206 | 14807
Emergency Lighting | Illuminated Fire Exit Signage | Town EA | 2 | Urgent | B | 15 | 2039 | 5 | 1 | 2.2 | 1733 | 27738
Fire Safety Systems | Fire Extinguishers - Foam | Town DV | 6 | Urgent | B | 6 | 2030 | 5 | 1 | 2.2 | 1734 | 15807
External Drainage | Pumps - Sewage: Compressed Air | Town AZ | 1 | High | B | 1 | 2025 | 5 | 2 | 2.7 | 11591 | 2856
Central Ventilation Systems | Fan - General Ventilation | Town EJ | 1 | Low | B | 12 | 2036 | 5 | 4 | 3.7 | 32691 | 26791
Emergency Lighting | Self Contained - Non LED | Town EK | 2 | Urgent | B | 1 | 2025 | 5 | 1 | 2.2 | 1735 | 959
Air Conditioning | Single-Split Condenser - Split Systems/Heat Pumps - Air-cooled with Direct Expansion Evaporator (DX) | Town EL | 1 | Medium | B | 5 | 2029 | 5 | 3 | 3.2 | 20207 | 14808
LV Distribution | Sub Distribution Board | Town EM | 1 | High | B | 4 | 2028 | 5 | 2 | 2.7 | 11592 | 13899
Roller Shutters | External Electric Roller Shutter | Town EN | 1 | High | B | 1 | 2025 | 5 | 2 | 2.7 | 11593 | 2857
Fire Safety Systems | Fire Alarm Panel / Repeater | Town EO | 1 | Urgent | B | 11 | 2035 | 5 | 1 | 2.2 | 1736 | 23348
Roller Shutters | External Manual Roller Shutter | Town EP | 1 | High | B | 1 | 2025 | 5 | 2 | 2.7 | 11594 | 2858
External Lighting | General - Non LED | Town EO | 2 | Medium | B | 1 | 2025 | 5 | 3 | 3.2 | 20208 | 6116
Local and Special Ventilation | Fan - Window / Wall Mounted | Town EQ | 1 | Medium | B | 11 | 2035 | 5 | 3 | 3.2 | 20209 | 24930
Roller Shutters | External Manual Roller Shutter | Town EP | 1 | High | B | 1 | 2025 | 5 | 2 | 2.7 | 11595 | 2859
Emergency Lighting | Self Contained - LED | Town ER | 15 | Urgent | B | 22 | 2046 | 5 | 1 | 2.2 | 1737 | 32824
General Lighting | General - LED fittings & Luminaires | Town EN | 24 | Medium | C | 1 | 2025 | 4 | 3 | 2.9 | 18400 | 5374
Access Control | Door Lock / Keypad / Manual | Town EJ | 3 | Medium | B | 12 | 2036 | 5 | 3 | 3.2 | 20210 | 26325
External Lighting | General - LED | Town EN | 2 | Medium | B | 12 | 2036 | 5 | 3 | 3.2 | 20211 | 26326
General Lighting | General - LED fittings & Luminaires | Town ER | 9 | Medium | B | 1 | 2025 | 5 | 3 | 3.2 | 20212 | 6117
Fire Safety Systems | Fire Extinguishers - CO2 | Town EK | 3 | Urgent | B | 2 | 2026 | 5 | 1 | 2.2 | 1738 | 12451
LV Distribution | Sub Distribution Board | Town ES | 1 | High | C | 1 | 2025 | 4 | 2 | 2.4 | 10426 | 2326
General Lighting | General - LED fittings & Luminaires | Town EK | 37 | Medium | A | 20 | 2044 | 6 | 3 | 3.5 | 32435 | 31692
General Lighting | General - LED fittings & Luminaires | Town EK | 3 | Medium | B | 1 | 2025 | 5 | 3 | 3.2 | 20213 | 6118
Emergency Lighting | Self Contained - LED | Town EJ | 2 | Urgent | B | 22 | 2046 | 5 | 1 | 2.2 | 1739 | 32825
Heat Emitters | Radiators - Steel | Town ET | 1 | Medium | B | 1 | 2025 | 5 | 3 | 3.2 | 20214 | 6119
AHU - Internal | Central Heating & Cooling - Electric & DX | Town EJ | 1 | Medium | B | 2 | 2026 | 5 | 3 | 3.2 | 20215 | 13002
LV Distribution | Main Distribution Board | Town ET | 1 | High | B | 1 | 2025 | 5 | 2 | 2.7 | 11596 | 2860
LV Distribution | Sub Distribution Board | Town EM | 1 | High | B | 1 | 2025 | 5 | 2 | 2.7 | 11597 | 2861
Local and Special Ventilation | Fan - Extract | Town EO | 1 | Medium | A | 13 | 2037 | 6 | 3 | 3.5 | 32436 | 27275
Fire Safety Systems | Fire Extinguishers - CO2 | Town EU | 4 | Urgent | B | 8 | 2032 | 5 | 1 | 2.2 | 1740 | 20273
Fire Safety Systems | Fire Extinguishers - CO2 | Town EK | 5 | Urgent | A | 10 | 2034 | 6 | 1 | 2.5 | 10813 | 22201
Heat Emitters | Unit Heaters | Town EV | 1 | Medium | B | 1 | 2025 | 5 | 3 | 3.2 | 20216 | 6120
Local and Special Ventilation | Fan - General Ventilation | Town EW | 1 | Medium | B | 1 | 2025 | 5 | 3 | 3.2 | 20217 | 6121
LV Distribution | Sub Distribution Board | Town EV | 1 | High | B | 1 | 2025 | 5 | 2 | 2.7 | 11598 | 2862
Local and Special Ventilation | Fan - Extract | Town EV | 1 | Medium | B | 1 | 2025 | 5 | 3 | 3.2 | 20218 | 6122
Heat Emitters | Gas Fired Unit Heaters | Town EP | 1 | Medium | B | 1 | 2025 | 5 | 3 | 3.2 | 20219 | 6123
Emergency Lighting | Illuminated Fire Exit Signage | Town EM | 3 | Urgent | B | 10 | 2034 | 5 | 1 | 2.2 | 1741 | 21973
Emergency Lighting | Illuminated Fire Exit Signage | Town EK | 4 | Urgent | B | 12 | 2036 | 5 | 1 | 2.2 | 1742 | 25942
External Doors | Manual and Automatic Doors - Auto / Powered Sliding Doors | Town EX | 1 | High | B | 11 | 2035 | 5 | 2 | 2.7 | 11599 | 24111
Fire Safety Systems | Fire Extinguishers - CO2 | Town EO | 2 | Urgent | B | 6 | 2030 | 5 | 1 | 2.2 | 1743 | 15808
Emergency Lighting | Self Contained - LED | Town EO | 5 | Urgent | B | 21 | 2045 | 5 | 1 | 2.2 | 1744 | 31760
Heat Emitters | Radiators - Steel | Town EW | 3 | Medium | B | 1 | 2025 | 5 | 3 | 3.2 | 20220 | 6124
LV Distribution | Sub Distribution Board | Town EK | 1 | High | B | 1 | 2025 | 5 | 2 | 2.7 | 11600 | 2863
Fire Safety Systems | Manual and Automatic Doors - Emergency and Panic Escape Doors | Town EW | 1 | Urgent | C | 6 | 2030 | 4 | 1 | 1.9 | 577 | 15703
Local and Special Ventilation | Fan - Kitchen Extract | Town EJ | 1 | Low | B | 1 | 2025 | 5 | 4 | 3.7 | 32692 | 11752
Roller Shutters | Internal Manual Roller Shutter | Town ES | 1 | Medium | B | 1 | 2025 | 5 | 3 | 3.2 | 20221 | 6125
External Lighting | General - LED | Town EQ | 1 | Medium | B | 11 | 2035 | 5 | 3 | 3.2 | 20222 | 24931
Heat Emitters | Fan Convector - Electric | Town EK | 1 | Medium | B | 9 | 2033 | 5 | 3 | 3.2 | 20223 | 21686
Air Conditioning | Single-Split Evaporator - Split Systems/Heat Pumps - Air-cooled with Direct Expansion Evaporator (DX) | Town EW | 1 | Medium | B | 4 | 2028 | 5 | 3 | 3.2 | 20224 | 14034
Local and Special Ventilation | Fan - Extract | Town EY | 1 | Medium | B | 6 | 2030 | 5 | 3 | 3.2 | 20225 | 18410
Roller Shutters | Internal Manual Roller Shutter | Town EJ | 1 | Medium | B | 10 | 2034 | 5 | 3 | 3.2 | 20226 | 22565
Roller Shutters | External Electric Roller Shutter | Town EP | 1 | High | B | 1 | 2025 | 5 | 2 | 2.7 | 11601 | 2864
Heat Emitters | Electric Heaters | Town EU | 7 | Medium | B | 1 | 2025 | 5 | 3 | 3.2 | 20227 | 6126
Multi-System Controls | Control Panel - Electrical Services (excluding Electrical Controllers and Pneumatic Relays) | Town EL | 1 | Medium | B | 1 | 2025 | 5 | 3 | 3.2 | 20228 | 6127
Roller Shutters | Internal Electric Roller Shutter | Town EV | 1 | Medium | B | 11 | 2035 | 5 | 3 | 3.2 | 20229 | 24932
External Lighting | General - Non LED | Town EM | 2 | Medium | C | 1 | 2025 | 4 | 3 | 2.9 | 18401 | 5375
General Lighting | General - LED fittings & Luminaires | Town ET | 66 | Medium | B | 18 | 2042 | 5 | 3 | 3.2 | 20230 | 30921
Air Conditioning | Multi-Split Evaporator - Split Systems/Heat Pumps - Air-cooled with Direct Expansion Evaporator (DX) | Town EJ | 1 | Medium | CX | 1 | 2025 | 2 | 3 | 2.3 | 10042 | 2013
LV Distribution | Sub Distribution Board | Town EL | 1 | High | B | 17 | 2041 | 5 | 2 | 2.7 | 11602 | 30280
BMS | BMS Control Panel | Town EM | 1 | High | B | 4 | 2028 | 5 | 2 | 2.7 | 11603 | 13900
Local and Special Ventilation | Fan - Extract | Town EP | 1 | Medium | B | 1 | 2025 | 5 | 3 | 3.2 | 20231 | 6128
Heat Emitters | Electric Heaters | Town ER | 3 | Medium | B | 1 | 2025 | 5 | 3 | 3.2 | 20232 | 6129
Heat Emitters | Gas Fired Unit Heaters | Town ES | 1 | Medium | CX | 1 | 2025 | 2 | 3 | 2.3 | 10043 | 2014
Foul Drainage | Sump Pumps-Extended Shaft | Town EN | 1 | High | D | 1 | 2025 | 3 | 2 | 2.1 | 1026 | 716
Local and Special Ventilation | Fan - General Ventilation | Town ER | 1 | Medium | B | 5 | 2029 | 5 | 3 | 3.2 | 20233 | 14809
Local and Special Ventilation | Unit extract fans | Town EL | 1 | Medium | B | 5 | 2029 | 5 | 3 | 3.2 | 20234 | 14810
General Lighting | General - LED fittings & Luminaires | Town ES | 35 | Medium | B | 16 | 2040 | 5 | 3 | 3.2 | 20235 | 29326
LV Distribution | Sub Distribution Board | Town EZ | 1 | High | B | 16 | 2040 | 5 | 2 | 2.7 | 11604 | 29093
Roller Shutters | External Electric Roller Shutter | Town EU | 1 | High | B | 1 | 2025 | 5 | 2 | 2.7 | 11605 | 2865
Central Heating | Fan - Axial | Town EM | 1 | High | B | 1 | 2025 | 5 | 2 | 2.7 | 11606 | 2866
Emergency Lighting | Illuminated Fire Exit Signage | Town EU | 6 | Urgent | B | 17 | 2041 | 5 | 1 | 2.2 | 1745 | 29997
Fire Safety Systems | Fire Extinguishers - Foam | Town EL | 4 | Urgent | B | 6 | 2030 | 5 | 1 | 2.2 | 1746 | 15809
Heat Emitters | Unit Heaters | Town EV | 1 | Medium | B | 1 | 2025 | 5 | 3 | 3.2 | 20236 | 6130
Local and Special Ventilation | Fan - General Ventilation | Town EW | 1 | Medium | B | 1 | 2025 | 5 | 3 | 3.2 | 20237 | 6131
LV Distribution | Main Distribution Board | Town EP | 1 | High | B | 1 | 2025 | 5 | 2 | 2.7 | 11607 | 2867
Local Hot Water | Instantaneous Electric Water Heater - Non-Drinking Water | Town EM | 1 | Medium | B | 14 | 2038 | 5 | 3 | 3.2 | 20238 | 27520
Roller Shutters | Internal Electric Roller Shutter | Town EJ | 1 | Medium | B | 15 | 2039 | 5 | 3 | 3.2 | 20239 | 28356
External Doors | Entrance Doors | Town EJ | 1 | High | B | 31 | 2055 | 5 | 2 | 2.7 | 11608 | 33781
Access Control | Door Lock / Keypad / Manual | Town EJ | 2 | Medium | B | 12 | 2036 | 5 | 3 | 3.2 | 20240 | 26327
General Lighting | General - LED fittings & Luminaires | Town EK | 20 | Medium | B | 12 | 2036 | 5 | 3 | 3.2 | 20241 | 26328
Fire Safety Systems | Fire Extinguishers - CO2 | Town EK | 3 | Urgent | B | 2 | 2026 | 5 | 1 | 2.2 | 1747 | 12452
Emergency Lighting | Illuminated Fire Exit Signage | Town ET | 1 | Urgent | B | 15 | 2039 | 5 | 1 | 2.2 | 1748 | 27739
Air Conditioning | Multi-Split Condenser - Split Systems/Heat Pumps - Air-cooled with Direct Expansion Evaporator (DX) | Town EK | 1 | Medium | B | 1 | 2025 | 5 | 3 | 3.2 | 20242 | 6132
LV Distribution | Sub Distribution Board | Town EJ | 1 | High | A | 19 | 2043 | 6 | 2 | 3 | 19511 | 31282
Roller Shutters | External Electric Roller Shutter | Town EY | 1 | High | B | 11 | 2035 | 5 | 2 | 2.7 | 11609 | 24112
Roller Shutters | Internal Electric Roller Shutter | Town FA | 1 | Medium | B | 11 | 2035 | 5 | 3 | 3.2 | 20243 | 24933
Central Ventilation Systems | Fan - General Ventilation | Town EJ | 1 | Low | B | 12 | 2036 | 5 | 4 | 3.7 | 32693 | 26792
Air Conditioning | Single-Split Condenser - Split Systems/Heat Pumps - Air-cooled with Direct Expansion Evaporator (DX) | Town ER | 1 | Medium | B | 7 | 2031 | 5 | 3 | 3.2 | 20244 | 19762
External Doors | Entrance Doors | Town EY | 1 | High | B | 11 | 2035 | 5 | 2 | 2.7 | 11610 | 24113
Security Systems | Manual and Automatic Doors - High Security Door | Town EX | 1 | High | B | 31 | 2055 | 5 | 2 | 2.7 | 11611 | 33782
Emergency Lighting | Self Contained - LED | Town EY | 12 | Urgent | B | 21 | 2045 | 5 | 1 | 2.2 | 1749 | 31761
Heat Emitters | Radiators - Steel | Town EJ | 4 | Medium | B | 5 | 2029 | 5 | 3 | 3.2 | 20245 | 14811
Central Ventilation Systems | Fan - General Ventilation | Town EJ | 1 | Low | B | 12 | 2036 | 5 | 4 | 3.7 | 32694 | 26793
Roller Shutters | External Electric Roller Shutter | Town EM | 1 | High | B | 15 | 2039 | 5 | 2 | 2.7 | 11612 | 28072
Emergency Lighting | Self Contained - LED | Town EK | 16 | Urgent | B | 17 | 2041 | 5 | 1 | 2.2 | 1750 | 29998
General Lighting | General - LED fittings & Luminaires | Town EU | 9 | Medium | B | 17 | 2041 | 5 | 3 | 3.2 | 20246 | 30395
Local and Special Ventilation | Fan - Extract | Town EV | 1 | Medium | B | 1 | 2025 | 5 | 3 | 3.2 | 20247 | 6133
External Lighting | General - Non LED | Town EM | 8 | Medium | B | 1 | 2025 | 5 | 3 | 3.2 | 20248 | 6134
Fire Safety Systems | Fire Extinguishers - CO2 | Town EV | 3 | Urgent | B | 6 | 2030 | 5 | 1 | 2.2 | 1751 | 15810
Air Conditioning | Single-Split Condenser - Split Systems/Heat Pumps - Air-cooled with Direct Expansion Evaporator (DX) | Town EL | 1 | Medium | B | 5 | 2029 | 5 | 3 | 3.2 | 20249 | 14812
Emergency Lighting | Externally Powered - Non LED | Town FA | 5 | Urgent | B | 1 | 2025 | 5 | 1 | 2.2 | 1752 | 960
LV Distribution | Main Distribution Board | Town FA | 1 | High | B | 6 | 2030 | 5 | 2 | 2.7 | 11613 | 17374
Lifts | Disabled Lift - Electric | Town EX | 1 | High | B | 1 | 2025 | 5 | 2 | 2.7 | 11614 | 2868
Air Conditioning | Single-Split Evaporator - Split Systems/Heat Pumps - Air-cooled with Direct Expansion Evaporator (DX) | Town EK | 1 | Medium | A | 15 | 2039 | 6 | 3 | 3.5 | 32437 | 28555
Roller Shutters | Internal Manual Roller Shutter | Town ES | 1 | Medium | B | 1 | 2025 | 5 | 3 | 3.2 | 20250 | 6135
Local and Special Ventilation | Fan - General Ventilation | Town EU | 1 | Medium | B | 1 | 2025 | 5 | 3 | 3.2 | 20251 | 6136
Specialist Lighting | Illuminated External Signs | Town EZ | 1 | Medium | B | 1 | 2025 | 5 | 3 | 3.2 | 20252 | 6137
Fire Safety Systems | Fire Extinguishers - CO2 | Town EV | 6 | Urgent | B | 6 | 2030 | 5 | 1 | 2.2 | 1753 | 15811
Central Heating | Pressurisation Unit - Gas/Oil Fired Heating System | Town EY | 1 | Low | B | 1 | 2025 | 5 | 4 | 3.7 | 32695 | 11753
LV Distribution | Sub Distribution Board | Town EV | 1 | High | B | 1 | 2025 | 5 | 2 | 2.7 | 11615 | 2869
Fire Safety Systems | Manual and Automatic Doors - Emergency and Panic Escape Doors | Town EJ | 1 | Urgent | B | 25 | 2049 | 5 | 1 | 2.2 | 1754 | 33281
Emergency Lighting | Self Contained - LED | Town EK | 6 | Urgent | B | 17 | 2041 | 5 | 1 | 2.2 | 1755 | 29999
Fire Safety Systems | Smoke Extract Fan | Town EL | 1 | Urgent | B | 1 | 2025 | 5 | 1 | 2.2 | 1756 | 961
LV Distribution | Sub Distribution Board | Town ET | 1 | High | B | 6 | 2030 | 5 | 2 | 2.7 | 11616 | 17375
Local Hot Water | Instantaneous Electric Water Heater - Non-Drinking Water | Town EK | 1 | Medium | B | 7 | 2031 | 5 | 3 | 3.2 | 20253 | 19763
Fire Safety Systems | Manual and Automatic Doors - Emergency and Panic Escape Doors | Town EU | 1 | Urgent | B | 6 | 2030 | 5 | 1 | 2.2 | 1757 | 15812
Emergency Lighting | Self Contained - Non LED | Town ER | 2 | Urgent | B | 15 | 2039 | 5 | 1 | 2.2 | 1758 | 27740
Heat Emitters | Radiators - Aluminium | Town EK | 3 | Medium | B | 1 | 2025 | 5 | 3 | 3.2 | 20254 | 6138
Fire Safety Systems | Manual and Automatic Doors - Emergency and Panic Escape Doors | Town EQ | 1 | Urgent | A | 33 | 2057 | 6 | 1 | 2.5 | 10814 | 33844
Emergency Lighting | Illuminated Fire Exit Signage | Town EZ | 2 | Urgent | B | 16 | 2040 | 5 | 1 | 2.2 | 1759 | 28620
Air Conditioning | Multi-Split Evaporator - Split Systems/Heat Pumps - Air-cooled with Direct Expansion Evaporator (DX) | Town EJ | 1 | Medium | B | 6 | 2030 | 5 | 3 | 3.2 | 20255 | 18411
Local and Special Ventilation | Fan - Kitchen Extract | Town EJ | 1 | Low | B | 10 | 2034 | 5 | 4 | 3.7 | 32696 | 23210
General Lighting | General - LED fittings & Luminaires | Town EO | 11 | Medium | B | 16 | 2040 | 5 | 3 | 3.2 | 20256 | 29327
Air Conditioning | Single-Split Condenser - Split Systems/Heat Pumps - Air-cooled with Direct Expansion Evaporator (DX) | Town EV | 1 | Medium | C | 1 | 2025 | 4 | 3 | 2.9 | 18402 | 5376
Fire Safety Systems | Fire Extinguishers - Foam | Town EJ | 8 | Urgent | B | 6 | 2030 | 5 | 1 | 2.2 | 1760 | 15813
External Lighting | General - Non LED | Town FA | 5 | Medium | B | 1 | 2025 | 5 | 3 | 3.2 | 20257 | 6139
Local and Special Ventilation | Fan - General Ventilation | Town ER | 1 | Medium | B | 5 | 2029 | 5 | 3 | 3.2 | 20258 | 14813
Emergency Lighting | Self Contained - LED | Town EK | 6 | Urgent | A | 25 | 2049 | 6 | 1 | 2.5 | 10815 | 33358
Heat Emitters | Gas Fired Unit Heaters | Town EZ | 1 | Medium | B | 1 | 2025 | 5 | 3 | 3.2 | 20259 | 6140
External Doors | Entrance Doors | Town EM | 1 | High | B | 1 | 2025 | 5 | 2 | 2.7 | 11617 | 2870
Heat Emitters | Electric Heaters | Town EP | 3 | Medium | C | 1 | 2025 | 4 | 3 | 2.9 | 18403 | 5377
External Doors | Entrance Doors | Town EQ | 1 | High | B | 16 | 2040 | 5 | 2 | 2.7 | 11618 | 29094
Multi-System Controls | Instrumental Control Panel | Town ET | 1 | Medium | B | 16 | 2040 | 5 | 3 | 3.2 | 20260 | 29328
Roller Shutters | Internal Manual Roller Shutter | Town EK | 1 | Medium | B | 1 | 2025 | 5 | 3 | 3.2 | 20261 | 6141
Roller Shutters | External Electric Roller Shutter | Town EP | 1 | High | B | 21 | 2045 | 5 | 2 | 2.7 | 11619 | 32533
Fire Safety Systems | Fire Extinguishers - Foam | Town ET | 4 | Urgent | A | 10 | 2034 | 6 | 1 | 2.5 | 10816 | 22202
Local and Special Ventilation | Fan - General Ventilation | Town ER | 1 | Medium | B | 5 | 2029 | 5 | 3 | 3.2 | 20262 | 14814
LV Distribution | Sub Distribution Board | Town EP | 1 | High | B | 16 | 2040 | 5 | 2 | 2.7 | 11620 | 29095
Local and Special Ventilation | Fan - Extract | Town EV | 1 | Medium | B | 1 | 2025 | 5 | 3 | 3.2 | 20263 | 6142
Access Control | Door Lock / Keypad / Manual | Town EV | 1 | Medium | B | 1 | 2025 | 5 | 3 | 3.2 | 20264 | 6143
Emergency Lighting | Self Contained - Non LED | Town EV | 3 | Urgent | B | 1 | 2025 | 5 | 1 | 2.2 | 1761 | 962
Fire Safety Systems | Manual and Automatic Doors - Emergency and Panic Escape Doors | Town EK | 1 | Urgent | B | 18 | 2042 | 5 | 1 | 2.2 | 1762 | 30612
Roller Shutters | External Manual Roller Shutter | Town EP | 1 | High | B | 1 | 2025 | 5 | 2 | 2.7 | 11621 | 2871
General Lighting | General - LED fittings & Luminaires | Town EV | 89 | Medium | B | 16 | 2040 | 5 | 3 | 3.2 | 20265 | 29329
Emergency Lighting | Self Contained - LED | Town EJ | 5 | Urgent | B | 22 | 2046 | 5 | 1 | 2.2 | 1763 | 32826
Fire Safety Systems | Fire Extinguishers - Foam | Town EK | 6 | Urgent | B | 2 | 2026 | 5 | 1 | 2.2 | 1764 | 12453
Local and Special Ventilation | Fan - Extract | Town EV | 1 | Medium | B | 1 | 2025 | 5 | 3 | 3.2 | 20266 | 6144
Roller Shutters | External Manual Roller Shutter | Town EK | 1 | High | B | 1 | 2025 | 5 | 2 | 2.7 | 11622 | 2872
General Lighting | General - LED fittings & Luminaires | Town EM | 1 | Medium | B | 1 | 2025 | 5 | 3 | 3.2 | 20267 | 6145
Fire Safety Systems | Fire Extinguishers - CO2 | Town EX | 5 | Urgent | B | 6 | 2030 | 5 | 1 | 2.2 | 1765 | 15814
LV Distribution | Sub Distribution Board | Town EM | 1 | High | B | 4 | 2028 | 5 | 2 | 2.7 | 11623 | 13901
Roller Shutters | External Window Shutters - Electric | Town FA | 1 | Medium | B | 6 | 2030 | 5 | 3 | 3.2 | 20268 | 18412
Local and Special Ventilation | Fan - Window / Wall Mounted | Town EV | 1 | Medium | A | 13 | 2037 | 6 | 3 | 3.5 | 32438 | 27276
Heat Emitters | Electric Heaters | Town EK | 1 | Medium | B | 1 | 2025 | 5 | 3 | 3.2 | 20269 | 6146
Central Ventilation Systems | Fan - General Ventilation | Town EX | 1 | Low | B | 1 | 2025 | 5 | 4 | 3.7 | 32697 | 11754
External Doors | Entrance Doors | Town FA | 1 | High | B | 21 | 2045 | 5 | 2 | 2.7 | 11624 | 32534
Heat Emitters | Gas Fired Natural and Fan Assisted Heaters | Town EK | 1 | Medium | DX | 1 | 2025 | 1 | 3 | 2 | 771 | 495
General Lighting | General - LED fittings & Luminaires | Town EV | 52 | Medium | B | 16 | 2040 | 5 | 3 | 3.2 | 20270 | 29330
General Lighting | General - LED fittings & Luminaires | Town ER | 70 | Medium | B | 17 | 2041 | 5 | 3 | 3.2 | 20271 | 30396
Emergency Lighting | Illuminated Fire Exit Signage | Town EV | 4 | Urgent | B | 16 | 2040 | 5 | 1 | 2.2 | 1766 | 28621
Emergency Lighting | Self Contained - Non LED | Town EM | 3 | Urgent | B | 1 | 2025 | 5 | 1 | 2.2 | 1767 | 963
Roller Shutters | External Window Shutters - Electric | Town ES | 1 | Medium | B | 11 | 2035 | 5 | 3 | 3.2 | 20272 | 24934
Roller Shutters | External Manual Roller Shutter | Town EP | 1 | High | B | 1 | 2025 | 5 | 2 | 2.7 | 11625 | 2873
Emergency Lighting | Illuminated Fire Exit Signage | Town EL | 1 | Urgent | B | 17 | 2041 | 5 | 1 | 2.2 | 1768 | 30000
External Lighting | General - Non LED | Town EK | 4 | Medium | B | 1 | 2025 | 5 | 3 | 3.2 | 20273 | 6147
LV Distribution | Sub Distribution Board | Town ER | 1 | High | C | 1 | 2025 | 4 | 2 | 2.4 | 10427 | 2327
Local and Special Ventilation | Unit extract fans | Town ET | 1 | Medium | B | 1 | 2025 | 5 | 3 | 3.2 | 20274 | 6148
Local and Special Ventilation | Fan - Extract | Town EX | 1 | Medium | B | 1 | 2025 | 5 | 3 | 3.2 | 20275 | 6149
Access Control | Gate Access - Local Lock / Keypad / Manual (External) | Town EN | 1 | Medium | B | 1 | 2025 | 5 | 3 | 3.2 | 20276 | 6150
External Doors | Entrance Doors | Town EK | 1 | High | B | 18 | 2042 | 5 | 2 | 2.7 | 11626 | 30761
Local and Special Ventilation | Fan - Extract | Town EK | 1 | Medium | B | 1 | 2025 | 5 | 3 | 3.2 | 20277 | 6151
Heat Emitters | Gas Fired Unit Heaters | Town FA | 1 | Medium | C | 1 | 2025 | 4 | 3 | 2.9 | 18404 | 5378
External Doors | Entrance Doors | Town EJ | 1 | High | B | 20 | 2044 | 5 | 2 | 2.7 | 11627 | 31591
LV Distribution | Sub Distribution Board | Town FB | 1 | High | B | 2 | 2026 | 5 | 2 | 2.7 | 11628 | 12861
Heat Emitters | Gas Fired Unit Heaters | Town FC | 1 | Medium | B | 10 | 2034 | 5 | 3 | 3.2 | 20278 | 22566
Local and Special Ventilation | Fan - Axial | Town FD | 1 | Medium | B | 1 | 2025 | 5 | 3 | 3.2 | 20279 | 6152
LV Distribution | Sub Distribution Board | Town FE | 1 | High | B | 6 | 2030 | 5 | 2 | 2.7 | 11629 | 17376
Multi-System Controls | Control Panel - Electrical Services (excluding Electrical Controllers and Pneumatic Relays) | Town FF | 1 | Medium | B | 5 | 2029 | 5 | 3 | 3.2 | 20280 | 14815
Central Ventilation Systems | Fan - General Ventilation | Town FG | 1 | Low | B | 1 | 2025 | 5 | 4 | 3.7 | 32698 | 11755
Fire Safety Systems | Manual and Automatic Doors - Emergency and Panic Escape Doors | Town FF | 1 | Urgent | B | 11 | 2035 | 5 | 1 | 2.2 | 1769 | 23349
Emergency Lighting | Self Contained - Non LED | Town FH | 2 | Urgent | C | 7 | 2031 | 4 | 1 | 1.9 | 578 | 19125
Boiler | Atmospheric Gas Burner/Condensing Combination Boiler (domestic type) | Town FI | 1 | High | D | 1 | 2025 | 3 | 2 | 2.1 | 1027 | 717
Boiler | Electric Boilers | Town FJ | 1 | Medium | B | 1 | 2025 | 5 | 3 | 3.2 | 20281 | 6153
Burner | Forced draft gas burner | Town FK | 1 | Medium | CX | 1 | 2025 | 2 | 3 | 2.3 | 10044 | 2015
Boiler | Atmospheric Gas Burner/Condensing Combination Boiler (domestic type) | Town FG | 1 | High | B | 6 | 2030 | 5 | 2 | 2.7 | 11630 | 17377
Local and Special Ventilation | Fan - Kitchen Extract | Town FI | 1 | Low | CX | 5 | 2029 | 2 | 4 | 2.8 | 18345 | 14768
Fire Safety Systems | Manual and Automatic Doors - Emergency and Panic Escape Doors | Town FL | 1 | Urgent | B | 15 | 2039 | 5 | 1 | 2.2 | 1770 | 27741
Emergency Lighting | Illuminated Fire Exit Signage | Town FJ | 2 | Urgent | B | 1 | 2025 | 5 | 1 | 2.2 | 1771 | 964
Fire Safety Systems | Fire Extinguishers - Foam | Town FJ | 1 | Urgent | B | 1 | 2025 | 5 | 1 | 2.2 | 1772 | 965
Security Systems | Manual and Automatic Doors - High Security Door | Town FF | 1 | High | B | 11 | 2035 | 5 | 2 | 2.7 | 11631 | 24114
Access Control | Door Lock / Keypad / Manual | Town FK | 3 | Medium | B | 11 | 2035 | 5 | 3 | 3.2 | 20282 | 24935
Emergency Lighting | Self Contained - LED | Town FC | 21 | Urgent | B | 21 | 2045 | 5 | 1 | 2.2 | 1773 | 31762
Heat Emitters | Radiators - Steel | Town FF | 5 | Medium | B | 1 | 2025 | 5 | 3 | 3.2 | 20283 | 6154
Fire Safety Systems | Fire Blanket | Town FM | 1 | Urgent | B | 4 | 2028 | 5 | 1 | 2.2 | 1774 | 13772
External Lighting | General - LED | Town FN | 3 | Medium | B | 10 | 2034 | 5 | 3 | 3.2 | 20284 | 22567
External Lighting | General - LED | Town FO | 4 | Medium | B | 11 | 2035 | 5 | 3 | 3.2 | 20285 | 24936
Security Systems | Manual and Automatic Doors - High Security Door | Town BI | 1 | High | B | 15 | 2039 | 5 | 2 | 2.7 | 11632 | 28073
Emergency Lighting | Illuminated Fire Exit Signage | Town FK | 1 | Urgent | B | 16 | 2040 | 5 | 1 | 2.2 | 1775 | 28622
Emergency Lighting | Self Contained - Non LED | Town FP | 4 | Urgent | C | 13 | 2037 | 4 | 1 | 1.9 | 579 | 26806
Heat Emitters | Electric Heaters | Town FB | 3 | Medium | B | 5 | 2029 | 5 | 3 | 3.2 | 20286 | 14816
Emergency Lighting | Self Contained - LED | Town FD | 2 | Urgent | B | 21 | 2045 | 5 | 1 | 2.2 | 1776 | 31763
LV Distribution | Sub Distribution Board | Town FH | 1 | High | B | 7 | 2031 | 5 | 2 | 2.7 | 11633 | 19566
Local Hot Water | Package Electric Water Heaters - Non-Drinking Water | Town FD | 1 | Medium | B | 8 | 2032 | 5 | 3 | 3.2 | 20287 | 20821
Fire Safety Systems | Fire Extinguishers - Foam | Town FG | 5 | Urgent | B | 6 | 2030 | 5 | 1 | 2.2 | 1777 | 15815
Multi-System Controls | Control Panel - Electrical Services (excluding Electrical Controllers and Pneumatic Relays) | Town BI | 1 | Medium | B | 1 | 2025 | 5 | 3 | 3.2 | 20288 | 6155
Fire Safety Systems | Manual and Automatic Doors - Emergency and Panic Escape Doors | Town FQ | 1 | Urgent | B | 1 | 2025 | 5 | 1 | 2.2 | 1778 | 966
Roller Shutters | External Manual Roller Shutter | Town FF | 1 | High | B | 5 | 2029 | 5 | 2 | 2.7 | 11634 | 14576
External Lighting | General - Non LED | Town FH | 9 | Medium | C | 1 | 2025 | 4 | 3 | 2.9 | 18405 | 5379
Heat Emitters | Radiators - Steel | Town FC | 1 | Medium | B | 1 | 2025 | 5 | 3 | 3.2 | 20289 | 6156
LV Distribution | Main Distribution Board | Town FF | 1 | High | B | 1 | 2025 | 5 | 2 | 2.7 | 11635 | 2874
Roller Shutters | Internal Electric Roller Shutter | Town FE | 1 | Medium | B | 11 | 2035 | 5 | 3 | 3.2 | 20290 | 24937
External Doors | Entrance Doors | Town FR | 1 | High | B | 18 | 2042 | 5 | 2 | 2.7 | 11636 | 30762
Fire Safety Systems | Fire Alarm Panel / Repeater | Town FD | 1 | Urgent | B | 11 | 2035 | 5 | 1 | 2.2 | 1779 | 23350
Emergency Lighting | Illuminated Fire Exit Signage | Town FS | 3 | Urgent | C | 1 | 2025 | 4 | 1 | 1.9 | 580 | 458
LV Distribution | Sub Distribution Board | Town FE | 1 | High | B | 6 | 2030 | 5 | 2 | 2.7 | 11637 | 17378
LV Distribution | Main Distribution Board | Town FR | 1 | High | B | 1 | 2025 | 5 | 2 | 2.7 | 11638 | 2875
Local and Special Ventilation | Fan - Axial | Town FS | 1 | Medium | B | 3 | 2027 | 5 | 3 | 3.2 | 20291 | 13428
Roller Shutters | External Electric Roller Shutter | Town FO | 1 | High | B | 15 | 2039 | 5 | 2 | 2.7 | 11639 | 28074
Fire Safety Systems | Fire Extinguishers - CO2 | Town FD | 3 | Urgent | B | 8 | 2032 | 5 | 1 | 2.2 | 1780 | 20274
Fire Safety Systems | Fire Alarm Panel / Repeater | Town FK | 1 | Urgent | CX | 1 | 2025 | 2 | 1 | 1.3 | 323 | 310
Access Control | Door Lock / Keypad / Manual | Town FH | 1 | Medium | B | 11 | 2035 | 5 | 3 | 3.2 | 20292 | 24938
External Doors | Entrance Doors | Town FK | 1 | High | B | 21 | 2045 | 5 | 2 | 2.7 | 11640 | 32535
Roller Shutters | External Manual Roller Shutter | Town BI | 1 | High | B | 5 | 2029 | 5 | 2 | 2.7 | 11641 | 14577
Roller Shutters | External Manual Roller Shutter | Town FO | 1 | High | B | 10 | 2034 | 5 | 2 | 2.7 | 11642 | 22252
Emergency Lighting | Illuminated Fire Exit Signage | Town FI | 2 | Urgent | B | 16 | 2040 | 5 | 1 | 2.2 | 1781 | 28623
External Doors | Entrance Doors | Town FR | 1 | High | B | 5 | 2029 | 5 | 2 | 2.7 | 11643 | 14578
External Doors | Entrance Doors | Town FF | 1 | High | B | 15 | 2039 | 5 | 2 | 2.7 | 11644 | 28075
Fire Safety Systems | Fire Extinguishers - CO2 | Town FE | 1 | Urgent | B | 1 | 2025 | 5 | 1 | 2.2 | 1782 | 967
Emergency Lighting | Illuminated Fire Exit Signage | Town FS | 2 | Urgent | B | 16 | 2040 | 5 | 1 | 2.2 | 1783 | 28624
Heat Emitters | Electric Heaters | Town FE | 4 | Medium | B | 1 | 2025 | 5 | 3 | 3.2 | 20293 | 6157
Heat Emitters | Radiators - Steel | Town FI | 4 | Medium | B | 10 | 2034 | 5 | 3 | 3.2 | 20294 | 22568
General Lighting | General - LED fittings & Luminaires | Town FI | 22 | Medium | B | 17 | 2041 | 5 | 3 | 3.2 | 20295 | 30397
Heat Emitters | Gas Fired Unit Heaters | Town FH | 1 | Medium | B | 7 | 2031 | 5 | 3 | 3.2 | 20296 | 19764
Heat Emitters | Electric Heaters | Town FL | 5 | Medium | B | 3 | 2027 | 5 | 3 | 3.2 | 20297 | 13429
Local Hot Water | Package Electric Water Heaters - Non-Drinking Water | Town FF | 1 | Medium | B | 2 | 2026 | 5 | 3 | 3.2 | 20298 | 13003
Local and Special Ventilation | Fan - Window / Wall Mounted | Town FK | 1 | Medium | B | 11 | 2035 | 5 | 3 | 3.2 | 20299 | 24939
Fire Safety Systems | Fire Alarm Panel / Repeater | Town FS | 1 | Urgent | B | 11 | 2035 | 5 | 1 | 2.2 | 1784 | 23351
Local and Special Ventilation | Fan - Axial | Town FK | 1 | Medium | B | 1 | 2025 | 5 | 3 | 3.2 | 20300 | 6158
Local and Special Ventilation | Fan - Axial | Town FS | 1 | Medium | B | 3 | 2027 | 5 | 3 | 3.2 | 20301 | 13430
External Doors | Entrance Doors | Town FP | 1 | High | B | 16 | 2040 | 5 | 2 | 2.7 | 11645 | 29096
Specialist Lighting | Illuminated External Signs | Town FT | 1 | Medium | C | 1 | 2025 | 4 | 3 | 2.9 | 18406 | 5380
Central Heating & Cooling | Fan - Bifurcated | Town FF | 1 | Medium | B | 1 | 2025 | 5 | 3 | 3.2 | 20302 | 6159
Fire Safety Systems | Fire Alarm System | Town BI | 1 | Urgent | B | 8 | 2032 | 5 | 1 | 2.2 | 1785 | 20275
Fire Safety Systems | Fire Extinguishers - CO2 | Town FE | 4 | Urgent | B | 1 | 2025 | 5 | 1 | 2.2 | 1786 | 968
Air Conditioning | Multi-Split Evaporator - Split Systems/Heat Pumps - Air-cooled with Direct Expansion Evaporator (DX) | Town FS | 1 | Medium | B | 8 | 2032 | 5 | 3 | 3.2 | 20303 | 20822
Roller Shutters | External Manual Roller Shutter | Town FT | 1 | High | DX | 1 | 2025 | 1 | 2 | 1.5 | 365 | 328
External Lighting | General - Non LED | Town FI | 4 | Medium | B | 5 | 2029 | 5 | 3 | 3.2 | 20304 | 14817
Fire Safety Systems | Fire Extinguishers - Foam | Town FI | 5 | Urgent | B | 6 | 2030 | 5 | 1 | 2.2 | 1787 | 15816
External Doors | Entrance Doors | Town FI | 1 | High | B | 15 | 2039 | 5 | 2 | 2.7 | 11646 | 28076
Fire Safety Systems | Manual and Automatic Doors - Emergency and Panic Escape Doors | Town FJ | 1 | Urgent | B | 11 | 2035 | 5 | 1 | 2.2 | 1788 | 23352
Local Hot Water | Package Electric Water Heaters - Non-Drinking Water | Town FI | 1 | Medium | B | 8 | 2032 | 5 | 3 | 3.2 | 20305 | 20823
Roller Shutters | External Manual Roller Shutter | Town FC | 1 | High | B | 8 | 2032 | 5 | 2 | 2.7 | 11647 | 20673
Emergency Lighting | Self Contained - LED | Town FF | 6 | Urgent | B | 21 | 2045 | 5 | 1 | 2.2 | 1789 | 31764
Roller Shutters | External Manual Roller Shutter | Town FE | 1 | High | C | 11 | 2035 | 4 | 2 | 2.4 | 10428 | 24046
Fire Safety Systems | Manual and Automatic Doors - Emergency and Panic Escape Doors | Town FF | 1 | Urgent | B | 15 | 2039 | 5 | 1 | 2.2 | 1790 | 27742
External Lighting | General - Non LED | Town FB | 12 | Medium | C | 1 | 2025 | 4 | 3 | 2.9 | 18407 | 5381
Emergency Lighting | Illuminated Fire Exit Signage | Town FD | 5 | Urgent | B | 16 | 2040 | 5 | 1 | 2.2 | 1791 | 28625
Roller Shutters | External Manual Roller Shutter | Town FH | 1 | High | B | 5 | 2029 | 5 | 2 | 2.7 | 11648 | 14579
Local and Special Ventilation | Fan - Kitchen Extract | Town FI | 1 | Low | CX | 5 | 2029 | 2 | 4 | 2.8 | 18346 | 14769
Fire Safety Systems | Manual and Automatic Doors - Emergency and Panic Escape Doors | Town FH | 1 | Urgent | B | 34 | 2058 | 5 | 1 | 2.2 | 1792 | 33858
Emergency Lighting | Self Contained - LED | Town FI | 22 | Urgent | B | 22 | 2046 | 5 | 1 | 2.2 | 1793 | 32827
Emergency Lighting | Externally Powered - Non LED | Town FJ | 7 | Urgent | B | 1 | 2025 | 5 | 1 | 2.2 | 1794 | 969
Boiler | Electric Boilers | Town FE | 1 | Medium | B | 1 | 2025 | 5 | 3 | 3.2 | 20306 | 6160
General Lighting | General - LED fittings & Luminaires | Town FK | 84 | Medium | B | 14 | 2038 | 5 | 3 | 3.2 | 20307 | 27521
Emergency Lighting | Illuminated Fire Exit Signage | Town FI | 3 | Urgent | B | 17 | 2041 | 5 | 1 | 2.2 | 1795 | 30001
Heat Emitters | Electric Heaters | Town FC | 2 | Medium | B | 3 | 2027 | 5 | 3 | 3.2 | 20308 | 13431
Local and Special Ventilation | Unit extract fans | Town FT | 1 | Medium | DX | 1 | 2025 | 1 | 3 | 2 | 772 | 496
Local and Special Ventilation | Fan - Extract | Town FK | 1 | Medium | C | 5 | 2029 | 4 | 3 | 2.9 | 18408 | 14778
Fire Safety Systems | Fire Extinguishers - Foam | Town FE | 5 | Urgent | B | 1 | 2025 | 5 | 1 | 2.2 | 1796 | 970
General Lighting | General - LED fittings & Luminaires | Town FE | 56 | Medium | B | 1 | 2025 | 5 | 3 | 3.2 | 20309 | 6161
LV Distribution | Main Distribution Board | Town BI | 1 | High | B | 1 | 2025 | 5 | 2 | 2.7 | 11649 | 2876
LV Distribution | Sub Distribution Board | Town FJ | 1 | High | B | 1 | 2025 | 5 | 2 | 2.7 | 11650 | 2877
LV Distribution | Sub Distribution Board | Town FF | 1 | High | B | 4 | 2028 | 5 | 2 | 2.7 | 11651 | 13902
Roller Shutters | External Manual Roller Shutter | Town FT | 1 | High | DX | 1 | 2025 | 1 | 2 | 1.5 | 366 | 329
Fire Safety Systems | Fire Extinguishers - Foam | Town FG | 1 | Urgent | B | 6 | 2030 | 5 | 1 | 2.2 | 1797 | 15817
Air Conditioning | Single-Split Evaporator - Split Systems/Heat Pumps - Air-cooled with Direct Expansion Evaporator (DX) | Town FE | 1 | Medium | B | 1 | 2025 | 5 | 3 | 3.2 | 20310 | 6162
Roller Shutters | Internal Manual Roller Shutter | Town FJ | 1 | Medium | B | 1 | 2025 | 5 | 3 | 3.2 | 20311 | 6163
Fire Safety Systems | Fire Alarm System | Town FF | 1 | Urgent | B | 11 | 2035 | 5 | 1 | 2.2 | 1798 | 23353
Local Hot Water | Package Electric Water Heaters - Non-Drinking Water | Town FT | 1 | Medium | B | 7 | 2031 | 5 | 3 | 3.2 | 20312 | 19765
External Doors | Entrance Doors | Town FS | 1 | High | B | 25 | 2049 | 5 | 2 | 2.7 | 11652 | 33367
Roller Shutters | External Manual Roller Shutter | Town FT | 1 | High | DX | 1 | 2025 | 1 | 2 | 1.5 | 367 | 330
Fire Safety Systems | Fire Extinguishers - Powder | Town FU | 1 | Urgent | B | 6 | 2030 | 5 | 1 | 2.2 | 1799 | 15818
Roller Shutters | External Manual Roller Shutter | Town FF | 1 | High | B | 5 | 2029 | 5 | 2 | 2.7 | 11653 | 14580
General Lighting | General - LED fittings & Luminaires | Town FR | 45 | Medium | B | 16 | 2040 | 5 | 3 | 3.2 | 20313 | 29331
Air Conditioning | Multi-Split Evaporator - Split Systems/Heat Pumps - Air-cooled with Direct Expansion Evaporator (DX) | Town FS | 1 | Medium | B | 8 | 2032 | 5 | 3 | 3.2 | 20314 | 20824
Central Ventilation Systems | Fan - General Ventilation | Town FI | 1 | Low | B | 1 | 2025 | 5 | 4 | 3.7 | 32699 | 11756
LV Distribution | Sub Distribution Board | Town FH | 1 | High | B | 2 | 2026 | 5 | 2 | 2.7 | 11654 | 12862
Heat Emitters | Electric Heaters | Town FF | 2 | Medium | B | 1 | 2025 | 5 | 3 | 3.2 | 20315 | 6164
Central Ventilation Systems | Fan - General Ventilation | Town FG | 1 | Low | B | 1 | 2025 | 5 | 4 | 3.7 | 32700 | 11757
Roller Shutters | External Manual Roller Shutter | Town FO | 1 | High | B | 15 | 2039 | 5 | 2 | 2.7 | 11655 | 28077
Roller Shutters | External Manual Roller Shutter | Town FB | 1 | High | B | 20 | 2044 | 5 | 2 | 2.7 | 11656 | 31592
Specialist Lighting | Illuminated External Signs | Town FH | 1 | Medium | C | 6 | 2030 | 4 | 3 | 2.9 | 18409 | 17928
Central Heating | Circulating Pump | Town FF | 1 | High | B | 13 | 2037 | 5 | 2 | 2.7 | 11657 | 26941
Fire Safety Systems | Manual and Automatic Doors - Emergency and Panic Escape Doors | Town FD | 1 | Urgent | B | 21 | 2045 | 5 | 1 | 2.2 | 1800 | 31765
Roller Shutters | External Electric Roller Shutter | Town FF | 1 | High | B | 10 | 2034 | 5 | 2 | 2.7 | 11658 | 22253
Emergency Lighting | Self Contained - Non LED | Town FP | 1 | Urgent | C | 6 | 2030 | 4 | 1 | 1.9 | 581 | 15704
Emergency Lighting | Self Contained - LED | Town FI | 9 | Urgent | B | 23 | 2047 | 5 | 1 | 2.2 | 1801 | 33067
LV Distribution | Main Distribution Board | Town FF | 1 | High | B | 16 | 2040 | 5 | 2 | 2.7 | 11659 | 29097
General Lighting | General - LED fittings & Luminaires | Town FN | 23 | Medium | B | 16 | 2040 | 5 | 3 | 3.2 | 20316 | 29332
Emergency Lighting | Self Contained - LED | Town FK | 10 | Urgent | B | 21 | 2045 | 5 | 1 | 2.2 | 1802 | 31766
LV Distribution | Sub Distribution Board | Town FE | 1 | High | B | 6 | 2030 | 5 | 2 | 2.7 | 11660 | 17379
LV Distribution | Sub Distribution Board | Town FT | 1 | High | B | 4 | 2028 | 5 | 2 | 2.7 | 11661 | 13903
Central Ventilation Systems | Fan - Extract | Town FC | 1 | Medium | B | 1 | 2025 | 5 | 3 | 3.2 | 20317 | 6165
Roller Shutters | External Electric Roller Shutter | Town FC | 1 | High | B | 15 | 2039 | 5 | 2 | 2.7 | 11662 | 28078
Fire Safety Systems | Fire Alarm System | Town FO | 1 | Urgent | B | 11 | 2035 | 5 | 1 | 2.2 | 1803 | 23354
Fire Safety Systems | Fire Extinguishers - CO2 | Town FF | 6 | Urgent | B | 6 | 2030 | 5 | 1 | 2.2 | 1804 | 15819
Fire Safety Systems | Fire Extinguishers - CO2 | Town FJ | 3 | Urgent | B | 1 | 2025 | 5 | 1 | 2.2 | 1805 | 971
LV Distribution | Main Distribution Board | Town FU | 1 | High | B | 16 | 2040 | 5 | 2 | 2.7 | 11663 | 29098
Central Ventilation Systems | Fan - General Ventilation | Town FG | 1 | Low | B | 1 | 2025 | 5 | 4 | 3.7 | 32701 | 11758
Local and Special Ventilation | Fan - Axial | Town FK | 1 | Medium | B | 1 | 2025 | 5 | 3 | 3.2 | 20318 | 6166
Heat Emitters | Radiators - Steel | Town FG | 4 | Medium | B | 10 | 2034 | 5 | 3 | 3.2 | 20319 | 22569
Emergency Lighting | Self Contained - LED | Town FG | 9 | Urgent | B | 23 | 2047 | 5 | 1 | 2.2 | 1806 | 33068
Air Conditioning | Single-Split Condenser - Split Systems/Heat Pumps - Air-cooled with Direct Expansion Evaporator (DX) | Town FS | 1 | Medium | DX | 1 | 2025 | 1 | 3 | 2 | 773 | 497
Local Hot Water | Instantaneous Electric Water Heater - Non-Drinking Water | Town FP | 1 | Medium | B | 13 | 2037 | 5 | 3 | 3.2 | 20320 | 27060
Central Heating & Cooling | Fan - Bifurcated | Town BI | 1 | Medium | B | 1 | 2025 | 5 | 3 | 3.2 | 20321 | 6167
Roller Shutters | Internal Electric Roller Shutter | Town FE | 1 | Medium | B | 11 | 2035 | 5 | 3 | 3.2 | 20322 | 24940
Fire Safety Systems | Manual and Automatic Doors - Emergency and Panic Escape Doors | Town FU | 1 | Urgent | B | 5 | 2029 | 5 | 1 | 2.2 | 1807 | 14308
Fire Safety Systems | Fire Extinguishers - Foam | Town FR | 2 | Urgent | B | 6 | 2030 | 5 | 1 | 2.2 | 1808 | 15820
Fire Safety Systems | Fire Extinguishers - CO2 | Town FG | 3 | Urgent | B | 6 | 2030 | 5 | 1 | 2.2 | 1809 | 15821
Fire Safety Systems | Fire Extinguishers - Powder | Town FK | 1 | Urgent | B | 7 | 2031 | 5 | 1 | 2.2 | 1810 | 19163
Fire Safety Systems | Manual and Automatic Doors - Emergency and Panic Escape Doors | Town FG | 1 | Urgent | B | 20 | 2044 | 5 | 1 | 2.2 | 1811 | 31407
Boiler | Electric Boilers | Town FQ | 1 | Medium | B | 9 | 2033 | 5 | 3 | 3.2 | 20323 | 21687
General Lighting | General - LED fittings & Luminaires | Town FS | 24 | Medium | B | 16 | 2040 | 5 | 3 | 3.2 | 20324 | 29333
External Lighting | General - LED | Town FS | 1 | Medium | B | 11 | 2035 | 5 | 3 | 3.2 | 20325 | 24941
Fire Safety Systems | Fire Extinguishers - Foam | Town FE | 3 | Urgent | B | 1 | 2025 | 5 | 1 | 2.2 | 1812 | 972
Fire Safety Systems | Manual and Automatic Doors - Emergency and Panic Escape Doors | Town FO | 1 | Urgent | B | 15 | 2039 | 5 | 1 | 2.2 | 1813 | 27743
LV Distribution | Main Distribution Board | Town BI | 1 | High | C | 1 | 2025 | 4 | 2 | 2.4 | 10429 | 2328
LV Distribution | Sub Distribution Board | Town FQ | 1 | High | B | 1 | 2025 | 5 | 2 | 2.7 | 11664 | 2878
Hot Water Distribution | Hot water cylinders | Town FN | 1 | High | A | 23 | 2047 | 6 | 2 | 3 | 19512 | 33221
Emergency Lighting | Self Contained - LED | Town FH | 10 | Urgent | B | 21 | 2045 | 5 | 1 | 2.2 | 1814 | 31767
Local Hot Water | Package Electric Water Heaters - Non-Drinking Water | Town FH | 1 | Medium | B | 2 | 2026 | 5 | 3 | 3.2 | 20326 | 13004
LV Distribution | Sub Distribution Board | Town FK | 1 | High | B | 18 | 2042 | 5 | 2 | 2.7 | 11665 | 30763
Fire Safety Systems | Manual and Automatic Doors - Emergency and Panic Escape Doors | Town FE | 1 | Urgent | B | 21 | 2045 | 5 | 1 | 2.2 | 1815 | 31768
External Doors | Entrance Doors | Town FB | 1 | High | B | 24 | 2048 | 5 | 2 | 2.7 | 11666 | 33260
Fire Safety Systems | Fire Extinguishers - Foam | Town FU | 2 | Urgent | B | 6 | 2030 | 5 | 1 | 2.2 | 1816 | 15822
Fire Safety Systems | Fire Extinguishers - Foam | Town FQ | 2 | Urgent | B | 1 | 2025 | 5 | 1 | 2.2 | 1817 | 973
Roller Shutters | External Manual Roller Shutter | Town FM | 1 | High | B | 22 | 2046 | 5 | 2 | 2.7 | 11667 | 33014
Local Hot Water | Package Electric Water Heaters - Non-Drinking Water | Town FR | 1 | Medium | B | 5 | 2029 | 5 | 3 | 3.2 | 20327 | 14818
Central Ventilation Systems | Fan - Extract | Town BI | 1 | Medium | B | 1 | 2025 | 5 | 3 | 3.2 | 20328 | 6168
Fire Safety Systems | Fire Extinguishers - Foam | Town FQ | 3 | Urgent | B | 1 | 2025 | 5 | 1 | 2.2 | 1818 | 974
Roller Shutters | External Manual Roller Shutter | Town AR | 1 | High | B | 1 | 2025 | 5 | 2 | 2.7 | 11668 | 2879
Roller Shutters | External Manual Roller Shutter | Town AR | 1 | High | B | 1 | 2025 | 5 | 2 | 2.7 | 11669 | 2880
Local and Special Ventilation | Unit extract fans | Town FV | 1 | Medium | D | 2 | 2026 | 3 | 3 | 2.6 | 11038 | 12845
Emergency Lighting | Illuminated Fire Exit Signage | Town FW | 6 | Urgent | B | 16 | 2040 | 5 | 1 | 2.2 | 1819 | 28626
Fire Safety Systems | Fire Extinguishers - Foam | Town FX | 4 | Urgent | B | 6 | 2030 | 5 | 1 | 2.2 | 1820 | 15823
Roller Shutters | External Manual Roller Shutter | Town FY | 1 | High | B | 11 | 2035 | 5 | 2 | 2.7 | 11670 | 24115
Fire Safety Systems | Fire Alarm Panel / Repeater | Town FW | 1 | Urgent | B | 8 | 2032 | 5 | 1 | 2.2 | 1821 | 20276
Roller Shutters | External Manual Roller Shutter | Town AR | 1 | High | B | 1 | 2025 | 5 | 2 | 2.7 | 11671 | 2881
Boiler | Atmospheric Gas Burner - Condensing Boiler | Town E | 1 | High | B | 15 | 2039 | 5 | 2 | 2.7 | 11672 | 28079
Barriers & Guardrails | Vehicle Crash Protection Barrier | Town FW | 1 | V Low | B | 8 | 2032 | 5 | 4 | 3.7 | 32702 | 21174
Local and Special Ventilation | Fan - Extract | Town FZ | 1 | Medium | B | 1 | 2025 | 5 | 3 | 3.2 | 20329 | 6169
General Lighting | General - LED fittings & Luminaires | Town E | 27 | Medium | B | 10 | 2034 | 5 | 3 | 3.2 | 20330 | 22570
Emergency Lighting | Self Contained - LED | Town GA | 4 | Urgent | B | 11 | 2035 | 5 | 1 | 2.2 | 1822 | 23355
Heat Emitters | Electric Overdoor Air Curtain/Heater | Town GB | 1 | Medium | B | 1 | 2025 | 5 | 3 | 3.2 | 20331 | 6170
Local and Special Ventilation | Fan - Axial | Town GA | 1 | Medium | B | 1 | 2025 | 5 | 3 | 3.2 | 20332 | 6171
Local and Special Ventilation | Fan - Axial | Town GA | 1 | Medium | B | 1 | 2025 | 5 | 3 | 3.2 | 20333 | 6172
Emergency Lighting | Illuminated Fire Exit Signage | Town GB | 4 | Urgent | B | 10 | 2034 | 5 | 1 | 2.2 | 1823 | 21974
Emergency Lighting | Self Contained - LED | Town FX | 7 | Urgent | B | 21 | 2045 | 5 | 1 | 2.2 | 1824 | 31769
General Lighting | General - LED fittings & Luminaires | Town GA | 8 | Medium | B | 12 | 2036 | 5 | 3 | 3.2 | 20334 | 26329
Emergency Lighting | Self Contained - LED | Town GC | 2 | Urgent | B | 16 | 2040 | 5 | 1 | 2.2 | 1825 | 28627
Fire Safety Systems | Fire Extinguishers - Powder - P50 | Town GA | 2 | Urgent | B | 2 | 2026 | 5 | 1 | 2.2 | 1826 | 12454
Fire Safety Systems | Fire Extinguishers - Powder | Town FW | 3 | Urgent | B | 10 | 2034 | 5 | 1 | 2.2 | 1827 | 21975
Fire Safety Systems | Manual and Automatic Doors - Emergency and Panic Escape Doors | Town AR | 1 | Urgent | B | 11 | 2035 | 5 | 1 | 2.2 | 1828 | 23356
Fire Safety Systems | Fire Alarm Panel / Repeater | Town FX | 1 | Urgent | B | 11 | 2035 | 5 | 1 | 2.2 | 1829 | 23357
Roller Shutters | External Manual Roller Shutter | Town GA | 1 | High | B | 1 | 2025 | 5 | 2 | 2.7 | 11673 | 2882
General Lighting | General - LED fittings & Luminaires | Town GA | 52 | Medium | B | 12 | 2036 | 5 | 3 | 3.2 | 20335 | 26330
Emergency Lighting | Self Contained - Non LED | Town FW | 5 | Urgent | B | 13 | 2037 | 5 | 1 | 2.2 | 1830 | 26819
Emergency Lighting | Self Contained - Non LED | Town FV | 1 | Urgent | B | 2 | 2026 | 5 | 1 | 2.2 | 1831 | 12455
Fire Safety Systems | Fire Extinguishers - Foam | Town GC | 8 | Urgent | B | 6 | 2030 | 5 | 1 | 2.2 | 1832 | 15824
Local and Special Ventilation | Fan - Window / Wall Mounted | Town GD | 1 | Medium | B | 1 | 2025 | 5 | 3 | 3.2 | 20336 | 6173
Roller Shutters | External Manual Roller Shutter | Town FW | 1 | High | B | 1 | 2025 | 5 | 2 | 2.7 | 11674 | 2883
Roller Shutters | External Manual Roller Shutter | Town GA | 1 | High | B | 1 | 2025 | 5 | 2 | 2.7 | 11675 | 2884
Heat Emitters | Radiators - Steel | Town GD | 1 | Medium | B | 1 | 2025 | 5 | 3 | 3.2 | 20337 | 6174
LV Distribution | Sub Distribution Board | Town GE | 1 | High | B | 6 | 2030 | 5 | 2 | 2.7 | 11676 | 17380
Multi-System Controls | Control Panel - Electrical Services (excluding Electrical Controllers and Pneumatic Relays) | Town FW | 1 | Medium | B | 1 | 2025 | 5 | 3 | 3.2 | 20338 | 6175
Local and Special Ventilation | Fan - Window / Wall Mounted | Town GA | 1 | Medium | B | 1 | 2025 | 5 | 3 | 3.2 | 20339 | 6176
Heat Emitters | Radiators - Steel | Town GC | 3 | Medium | B | 11 | 2035 | 5 | 3 | 3.2 | 20340 | 24942
Local Hot Water | Instantaneous Electric Water Heater - Non-Drinking Water | Town GF | 1 | Medium | B | 1 | 2025 | 5 | 3 | 3.2 | 20341 | 6177
Hot Water Distribution | Calorifier-LTHW - Copper | Town FV | 1 | High | B | 32 | 2056 | 5 | 2 | 2.7 | 11677 | 33824
Roller Shutters | External Manual Roller Shutter | Town GB | 1 | High | B | 11 | 2035 | 5 | 2 | 2.7 | 11678 | 24116
Boiler | Atmospheric Gas Burner Boiler - Small and/or Wall Hung for Light Commercial Installation | Town GG | 1 | Medium | B | 6 | 2030 | 5 | 3 | 3.2 | 20342 | 18413
BMS | BMS Operating Station | Town GA | 1 | High | B | 6 | 2030 | 5 | 2 | 2.7 | 11679 | 17381
Local and Special Ventilation | Fan - Axial | Town GH | 1 | Medium | B | 1 | 2025 | 5 | 3 | 3.2 | 20343 | 6178
Fire Safety Systems | Fire Extinguishers - CO2 | Town GA | 2 | Urgent | B | 2 | 2026 | 5 | 1 | 2.2 | 1833 | 12456
Local and Special Ventilation | Fan - Window / Wall Mounted | Town GH | 1 | Medium | B | 1 | 2025 | 5 | 3 | 3.2 | 20344 | 6179
Local and Special Ventilation | Fan - Axial | Town FX | 1 | Medium | B | 1 | 2025 | 5 | 3 | 3.2 | 20345 | 6180
Fire Safety Systems | Automatic Fire Dampers | Town GD | 1 | Urgent | B | 1 | 2025 | 5 | 1 | 2.2 | 1834 | 975
Air Conditioning | Single-Split Condenser - Split Systems/Heat Pumps - Air-cooled with Direct Expansion Evaporator (DX) | Town AR | 1 | Medium | B | 1 | 2025 | 5 | 3 | 3.2 | 20346 | 6181
Local Hot Water | Package Electric Water Heaters - Non-Drinking Water | Town FY | 1 | Medium | B | 8 | 2032 | 5 | 3 | 3.2 | 20347 | 20825
Boiler | Combination Atmospheric Burner Gas Boiler | Town FW | 1 | High | B | 1 | 2025 | 5 | 2 | 2.7 | 11680 | 2885
Emergency Lighting | Self Contained - LED | Town GI | 8 | Urgent | B | 23 | 2047 | 5 | 1 | 2.2 | 1835 | 33069
LV Distribution | Main Distribution Board | Town FW | 1 | High | B | 13 | 2037 | 5 | 2 | 2.7 | 11681 | 26942
Multi-System Controls | Instrumental Control Panel | Town GD | 1 | Medium | B | 16 | 2040 | 5 | 3 | 3.2 | 20348 | 29334
General Lighting | General - LED fittings & Luminaires | Town FY | 17 | Medium | B | 1 | 2025 | 5 | 3 | 3.2 | 20349 | 6182
Fire Safety Systems | Fire Blanket | Town GC | 1 | Urgent | B | 4 | 2028 | 5 | 1 | 2.2 | 1836 | 13773
Roller Shutters | External Electric Roller Shutter | Town GF | 1 | High | B | 1 | 2025 | 5 | 2 | 2.7 | 11682 | 2886
Local and Special Ventilation | Unit extract fans | Town E | 1 | Medium | B | 3 | 2027 | 5 | 3 | 3.2 | 20350 | 13432
Heat Emitters | Electric Heaters | Town GA | 1 | Medium | B | 1 | 2025 | 5 | 3 | 3.2 | 20351 | 6183
Fire Safety Systems | Fire Extinguishers - Foam | Town GB | 2 | Urgent | B | 8 | 2032 | 5 | 1 | 2.2 | 1837 | 20277
AHU - Internal | Central Heating & Cooling - Electric & DX | Town FW | 1 | Medium | B | 13 | 2037 | 5 | 3 | 3.2 | 20352 | 27061
LV Distribution | Sub Distribution Board | Town FX | 1 | High | B | 18 | 2042 | 5 | 2 | 2.7 | 11683 | 30764
Roller Shutters | External Manual Roller Shutter | Town GE | 1 | High | B | 11 | 2035 | 5 | 2 | 2.7 | 11684 | 24117
Access Control | Gate Access - Local Lock / Keypad / Manual (External) | Town GF | 1 | Medium | B | 1 | 2025 | 5 | 3 | 3.2 | 20353 | 6184
Fire Safety Systems | Fire Extinguishers - CO2 | Town GA | 3 | Urgent | B | 2 | 2026 | 5 | 1 | 2.2 | 1838 | 12457
Fire Safety Systems | Fire Extinguishers - CO2 | Town GE | 4 | Urgent | B | 6 | 2030 | 5 | 1 | 2.2 | 1839 | 15825
Air Conditioning | Single-Split Evaporator - Split Systems/Heat Pumps - Air-cooled with Direct Expansion Evaporator (DX) | Town FW | 1 | Medium | DX | 1 | 2025 | 1 | 3 | 2 | 774 | 498
Air Conditioning | Multi-Split Evaporator - Split Systems/Heat Pumps - Air-cooled with Direct Expansion Evaporator (DX) | Town FY | 1 | Medium | B | 10 | 2034 | 5 | 3 | 3.2 | 20354 | 22571
LV Distribution | Sub Distribution Board | Town GG | 1 | High | B | 1 | 2025 | 5 | 2 | 2.7 | 11685 | 2887
Fire Safety Systems | Fire Extinguishers - CO2 | Town FW | 5 | Urgent | B | 8 | 2032 | 5 | 1 | 2.2 | 1840 | 20278
Emergency Lighting | Self Contained - LED | Town GG | 5 | Urgent | B | 21 | 2045 | 5 | 1 | 2.2 | 1841 | 31770
Heat Emitters | Electric Heaters | Town FV | 5 | Medium | B | 1 | 2025 | 5 | 3 | 3.2 | 20355 | 6185
Fire Safety Systems | Manual and Automatic Doors - Emergency and Panic Escape Doors | Town GB | 1 | Urgent | B | 1 | 2025 | 5 | 1 | 2.2 | 1842 | 976
LV Distribution | Main Distribution Board | Town GH | 1 | High | B | 6 | 2030 | 5 | 2 | 2.7 | 11686 | 17382
Roller Shutters | External Manual Roller Shutter | Town FY | 1 | High | B | 11 | 2035 | 5 | 2 | 2.7 | 11687 | 24118
Central Ventilation Systems | Fan - Axial | Town GA | 1 | Medium | B | 1 | 2025 | 5 | 3 | 3.2 | 20356 | 6186
General Lighting | General - LED fittings & Luminaires | Town GC | 6 | Medium | B | 11 | 2035 | 5 | 3 | 3.2 | 20357 | 24943
General Lighting | General - LED fittings & Luminaires | Town GH | 4 | Medium | B | 6 | 2030 | 5 | 3 | 3.2 | 20358 | 18414
Heat Emitters | Gas Fired Natural and Fan Assisted Heaters | Town GH | 1 | Medium | B | 1 | 2025 | 5 | 3 | 3.2 | 20359 | 6187
Security Systems | Manual and Automatic Doors - High Security Door | Town FW | 1 | High | B | 8 | 2032 | 5 | 2 | 2.7 | 11688 | 20674
General Lighting | General - LED fittings & Luminaires | Town GA | 3 | Medium | B | 12 | 2036 | 5 | 3 | 3.2 | 20360 | 26331
Emergency Lighting | Self Contained - LED | Town FY | 5 | Urgent | B | 21 | 2045 | 5 | 1 | 2.2 | 1843 | 31771
Heat Emitters | Unit Heaters | Town GI | 1 | Medium | C | 5 | 2029 | 4 | 3 | 2.9 | 18410 | 14779
LV Distribution | Sub Distribution Board | Town GA | 1 | High | B | 1 | 2025 | 5 | 2 | 2.7 | 11689 | 2888
Roller Shutters | External Manual Roller Shutter | Town FY | 1 | High | B | 11 | 2035 | 5 | 2 | 2.7 | 11690 | 24119
External Lighting | General - LED | Town FW | 3 | Medium | B | 8 | 2032 | 5 | 3 | 3.2 | 20361 | 20826
General Lighting | General - LED fittings & Luminaires | Town GD | 12 | Medium | B | 12 | 2036 | 5 | 3 | 3.2 | 20362 | 26332
External Lighting | General - LED | Town GD | 4 | Medium | B | 7 | 2031 | 5 | 3 | 3.2 | 20363 | 19766
LV Distribution | Main Distribution Board | Town AR | 1 | High | B | 1 | 2025 | 5 | 2 | 2.7 | 11691 | 2889
Local and Special Ventilation | Unit extract fans | Town E | 1 | Medium | B | 3 | 2027 | 5 | 3 | 3.2 | 20364 | 13433
Local and Special Ventilation | Fan - Axial | Town GH | 1 | Medium | B | 1 | 2025 | 5 | 3 | 3.2 | 20365 | 6188
Barriers & Guardrails | Vehicle Crash Protection Barrier | Town FW | 1 | V Low | B | 8 | 2032 | 5 | 4 | 3.7 | 32703 | 21175
External Lighting | General - Non LED | Town FY | 1 | Medium | B | 1 | 2025 | 5 | 3 | 3.2 | 20366 | 6189
Fire Safety Systems | Fire Extinguishers - CO2 | Town AR | 4 | Urgent | B | 6 | 2030 | 5 | 1 | 2.2 | 1844 | 15826
Local and Special Ventilation | Fan - Window / Wall Mounted | Town AR | 1 | Medium | B | 1 | 2025 | 5 | 3 | 3.2 | 20367 | 6190
Local and Special Ventilation | Fan - Extract | Town FW | 1 | Medium | B | 11 | 2035 | 5 | 3 | 3.2 | 20368 | 24944
Fire Safety Systems | Fire Alarm System | Town GA | 1 | Urgent | B | 1 | 2025 | 5 | 1 | 2.2 | 1845 | 977
General Lighting | General - LED fittings & Luminaires | Town FV | 8 | Medium | C | 7 | 2031 | 4 | 3 | 2.9 | 18411 | 19718
Emergency Lighting | Illuminated Fire Exit Signage | Town GE | 3 | Urgent | B | 16 | 2040 | 5 | 1 | 2.2 | 1846 | 28628
Fire Safety Systems | Fire Extinguishers - CO2 | Town GA | 2 | Urgent | B | 2 | 2026 | 5 | 1 | 2.2 | 1847 | 12458
LV Distribution | Main Distribution Board | Town FW | 1 | High | B | 17 | 2041 | 5 | 2 | 2.7 | 11692 | 30281
Roller Shutters | Internal Electric Roller Shutter | Town FW | 1 | Medium | B | 13 | 2037 | 5 | 3 | 3.2 | 20369 | 27062
Emergency Lighting | Self Contained - LED | Town GA | 2 | Urgent | B | 17 | 2041 | 5 | 1 | 2.2 | 1848 | 30002
External Lighting | General - LED | Town FZ | 8 | Medium | B | 5 | 2029 | 5 | 3 | 3.2 | 20370 | 14819
External Doors | Entrance Doors | Town GA | 1 | High | B | 11 | 2035 | 5 | 2 | 2.7 | 11693 | 24120
Central Heating | Condensate Pumps | Town AR | 1 | Medium | B | 6 | 2030 | 5 | 3 | 3.2 | 20371 | 18415
LV Distribution | Sub Distribution Board | Town FY | 1 | High | B | 16 | 2040 | 5 | 2 | 2.7 | 11694 | 29099
Local and Special Ventilation | Fan - Window / Wall Mounted | Town GA | 1 | Medium | B | 1 | 2025 | 5 | 3 | 3.2 | 20372 | 6191
Local and Special Ventilation | Unit extract fans | Town GF | 1 | Medium | D | 1 | 2025 | 3 | 3 | 2.6 | 11039 | 2570
Communication Systems | PA System | Town GG | 1 | Medium | B | 2 | 2026 | 5 | 3 | 3.2 | 20373 | 13005
Barriers & Guardrails | Vehicle Crash Protection Barrier | Town FW | 1 | V Low | B | 8 | 2032 | 5 | 4 | 3.7 | 32704 | 21176
Roller Shutters | External Manual Roller Shutter | Town GA | 1 | High | B | 1 | 2025 | 5 | 2 | 2.7 | 11695 | 2890
Local and Special Ventilation | Fan - Window / Wall Mounted | Town GA | 1 | Medium | B | 1 | 2025 | 5 | 3 | 3.2 | 20374 | 6192
Local and Special Ventilation | Fan - Axial | Town GG | 1 | Medium | B | 1 | 2025 | 5 | 3 | 3.2 | 20375 | 6193
Local and Special Ventilation | Fan - Axial | Town GA | 1 | Medium | B | 1 | 2025 | 5 | 3 | 3.2 | 20376 | 6194
Barriers & Guardrails | Vehicle Crash Protection Barrier | Town FW | 1 | V Low | B | 1 | 2025 | 5 | 4 | 3.7 | 32705 | 11759
General Lighting | General - LED fittings & Luminaires | Town GA | 27 | Medium | B | 12 | 2036 | 5 | 3 | 3.2 | 20377 | 26333
Local and Special Ventilation | Fan - Window / Wall Mounted | Town AR | 1 | Medium | B | 1 | 2025 | 5 | 3 | 3.2 | 20378 | 6195
Roller Shutters | External Manual Roller Shutter | Town GE | 1 | High | B | 11 | 2035 | 5 | 2 | 2.7 | 11696 | 24121
Barriers & Guardrails | Vehicle Crash Protection Barrier | Town FW | 1 | V Low | B | 1 | 2025 | 5 | 4 | 3.7 | 32706 | 11760
Roller Shutters | External Electric Roller Shutter | Town E | 1 | High | B | 13 | 2037 | 5 | 2 | 2.7 | 11697 | 26943
Roller Shutters | External Electric Roller Shutter | Town GF | 1 | High | B | 1 | 2025 | 5 | 2 | 2.7 | 11698 | 2891
LV Distribution | Sub Distribution Board | Town GD | 1 | High | D | 1 | 2025 | 3 | 2 | 2.1 | 1028 | 718
Local and Special Ventilation | Fan - Axial | Town GA | 1 | Medium | B | 1 | 2025 | 5 | 3 | 3.2 | 20379 | 6196
Heat Emitters | Gas Fired Unit Heaters | Town E | 1 | Medium | B | 4 | 2028 | 5 | 3 | 3.2 | 20380 | 14035
General Lighting | General - LED fittings & Luminaires | Town GA | 1 | Medium | B | 1 | 2025 | 5 | 3 | 3.2 | 20381 | 6197
Emergency Lighting | Self Contained - LED | Town GI | 2 | Urgent | B | 23 | 2047 | 5 | 1 | 2.2 | 1849 | 33070
Air Conditioning | Single-Split Evaporator - Split Systems/Heat Pumps - Air-cooled with Direct Expansion Evaporator (DX) | Town FW | 1 | Medium | DX | 1 | 2025 | 1 | 3 | 2 | 775 | 499
LV Distribution | Main Distribution Board | Town AR | 1 | High | B | 6 | 2030 | 5 | 2 | 2.7 | 11699 | 17383
LV Distribution | Sub Distribution Board | Town GD | 1 | High | D | 6 | 2030 | 3 | 2 | 2.1 | 1029 | 15718
General Lighting | General - LED fittings & Luminaires | Town GA | 8 | Medium | B | 1 | 2025 | 5 | 3 | 3.2 | 20382 | 6198
LV Distribution | Main Distribution Board | Town GH | 1 | High | B | 6 | 2030 | 5 | 2 | 2.7 | 11700 | 17384
Emergency Lighting | Illuminated Fire Exit Signage | Town GA | 1 | Urgent | B | 12 | 2036 | 5 | 1 | 2.2 | 1850 | 25943
Local and Special Ventilation | Fan - Axial | Town GH | 1 | Medium | B | 1 | 2025 | 5 | 3 | 3.2 | 20383 | 6199
Heat Emitters | Electric Heaters | Town GA | 2 | Medium | B | 1 | 2025 | 5 | 3 | 3.2 | 20384 | 6200
Emergency Lighting | Self Contained - LED | Town GA | 6 | Urgent | B | 17 | 2041 | 5 | 1 | 2.2 | 1851 | 30003
General Lighting | General - LED fittings & Luminaires | Town GA | 10 | Medium | B | 1 | 2025 | 5 | 3 | 3.2 | 20385 | 6201
Roller Shutters | External Electric Roller Shutter | Town E | 1 | High | B | 13 | 2037 | 5 | 2 | 2.7 | 11701 | 26944
Fire Safety Systems | Manual and Automatic Doors - Emergency and Panic Escape Doors | Town GI | 1 | Urgent | B | 25 | 2049 | 5 | 1 | 2.2 | 1852 | 33282
Central Heating | Fan - Axial | Town E | 1 | High | B | 4 | 2028 | 5 | 2 | 2.7 | 11702 | 13904
Local and Special Ventilation | Fan - Window / Wall Mounted | Town AR | 1 | Medium | B | 1 | 2025 | 5 | 3 | 3.2 | 20386 | 6202
Multi-System Controls | Instrumental Control Panel | Town GA | 1 | Medium | C | 1 | 2025 | 4 | 3 | 2.9 | 18412 | 5382
Local Hot Water | Instantaneous Electric Water Heater - Non-Drinking Water | Town FW | 1 | Medium | B | 1 | 2025 | 5 | 3 | 3.2 | 20387 | 6203
Roller Shutters | External Manual Roller Shutter | Town GA | 1 | High | B | 1 | 2025 | 5 | 2 | 2.7 | 11703 | 2892
Specialist Lighting | Illuminated External Signs | Town GA | 1 | Medium | B | 1 | 2025 | 5 | 3 | 3.2 | 20388 | 6204
AHU - Internal | Central Air Conditioning - Gas Fired | Town GG | 1 | Medium | B | 1 | 2025 | 5 | 3 | 3.2 | 20389 | 6205
Barriers & Guardrails | Vehicle Crash Protection Barrier | Town FX | 12 | V Low | B | 1 | 2025 | 5 | 4 | 3.7 | 32707 | 11761
Emergency Lighting | Illuminated Fire Exit Signage | Town GC | 2 | Urgent | B | 11 | 2035 | 5 | 1 | 2.2 | 1853 | 23358
Emergency Lighting | Self Contained - LED | Town AR | 1 | Urgent | B | 11 | 2035 | 5 | 1 | 2.2 | 1854 | 23359
Fire Safety Systems | Fire Extinguishers - Foam | Town FY | 4 | Urgent | B | 6 | 2030 | 5 | 1 | 2.2 | 1855 | 15827
Air Conditioning | Multi-Split Condenser - DX Split Systems (With Gas, Electric or Hot Water Heaters) | Town GC | 1 | Medium | B | 10 | 2034 | 5 | 3 | 3.2 | 20390 | 22572
LV Distribution | Main Distribution Board | Town AR | 1 | High | B | 1 | 2025 | 5 | 2 | 2.7 | 11704 | 2893
Fire Safety Systems | Manual and Automatic Doors - Emergency and Panic Escape Doors | Town FV | 1 | Urgent | B | 22 | 2046 | 5 | 1 | 2.2 | 1856 | 32828
External Doors | Entrance Doors | Town GD | 1 | High | B | 11 | 2035 | 5 | 2 | 2.7 | 11705 | 24122
Emergency Lighting | Self Contained - Non LED | Town GG | 2 | Urgent | B | 11 | 2035 | 5 | 1 | 2.2 | 1857 | 23360
Local and Special Ventilation | Fan - Window / Wall Mounted | Town GA | 1 | Medium | B | 1 | 2025 | 5 | 3 | 3.2 | 20391 | 6206
Local Hot Water | Instantaneous Electric Water Heater - Non-Drinking Water | Town GE | 1 | Medium | B | 11 | 2035 | 5 | 3 | 3.2 | 20392 | 24945
Emergency Lighting | Illuminated Fire Exit Signage | Town GD | 1 | Urgent | B | 12 | 2036 | 5 | 1 | 2.2 | 1858 | 25944
Boiler | Electric Boilers | Town FZ | 1 | Medium | B | 3 | 2027 | 5 | 3 | 3.2 | 20393 | 13434
Local and Special Ventilation | Fan - Window / Wall Mounted | Town GH | 1 | Medium | B | 1 | 2025 | 5 | 3 | 3.2 | 20394 | 6207
Barriers & Guardrails | Vehicle Crash Protection Barrier | Town FW | 1 | V Low | B | 1 | 2025 | 5 | 4 | 3.7 | 32708 | 11762
Roller Shutters | External Manual Roller Shutter | Town GA | 1 | High | B | 1 | 2025 | 5 | 2 | 2.7 | 11706 | 2894
Local and Special Ventilation | Fan - Extract | Town FZ | 1 | Medium | B | 1 | 2025 | 5 | 3 | 3.2 | 20395 | 6208
Emergency Lighting | Self Contained - LED | Town E | 8 | Urgent | B | 15 | 2039 | 5 | 1 | 2.2 | 1859 | 27744
Local and Special Ventilation | Fan - Window / Wall Mounted | Town GD | 1 | Medium | B | 1 | 2025 | 5 | 3 | 3.2 | 20396 | 6209
Local Hot Water | Instantaneous Electric Water Heater - Non-Drinking Water | Town FW | 1 | Medium | B | 8 | 2032 | 5 | 3 | 3.2 | 20397 | 20827
Emergency Lighting | Illuminated Fire Exit Signage | Town FW | 4 | Urgent | B | 6 | 2030 | 5 | 1 | 2.2 | 1860 | 15828
Local and Special Ventilation | Fan - Window / Wall Mounted | Town GD | 1 | Medium | B | 1 | 2025 | 5 | 3 | 3.2 | 20398 | 6210
LV Distribution | Sub Distribution Board | Town FV | 1 | High | B | 7 | 2031 | 5 | 2 | 2.7 | 11707 | 19567
Roller Shutters | External Manual Roller Shutter | Town GA | 1 | High | B | 1 | 2025 | 5 | 2 | 2.7 | 11708 | 2895
Local and Special Ventilation | Fan - Centrifugal | Town FW | 1 | Medium | B | 3 | 2027 | 5 | 3 | 3.2 | 20399 | 13435
Local and Special Ventilation | Fan - Extract | Town FY | 1 | Medium | B | 6 | 2030 | 5 | 3 | 3.2 | 20400 | 18416
Roller Shutters | External Manual Roller Shutter | Town GE | 1 | High | B | 11 | 2035 | 5 | 2 | 2.7 | 11709 | 24123
Fire Safety Systems | Manual and Automatic Doors - Emergency and Panic Escape Doors | Town FX | 1 | Urgent | B | 14 | 2038 | 5 | 1 | 2.2 | 1861 | 27332
Barriers & Guardrails | Vehicle Crash Protection Barrier | Town FW | 1 | V Low | B | 1 | 2025 | 5 | 4 | 3.7 | 32709 | 11763
External Doors | Entrance Doors | Town FV | 1 | High | B | 22 | 2046 | 5 | 2 | 2.7 | 11710 | 33015
Emergency Lighting | Illuminated Fire Exit Signage | Town GG | 2 | Urgent | B | 16 | 2040 | 5 | 1 | 2.2 | 1862 | 28629
External Lighting | General - Non LED | Town GD | 4 | Medium | B | 1 | 2025 | 5 | 3 | 3.2 | 20401 | 6211
Multi-System Controls | Control Panel - Electrical Services (excluding Electrical Controllers and Pneumatic Relays) | Town GC | 1 | Medium | B | 6 | 2030 | 5 | 3 | 3.2 | 20402 | 18417
Security Systems | Manual and Automatic Doors - High Security Door | Town GA | 1 | High | B | 11 | 2035 | 5 | 2 | 2.7 | 11711 | 24124
LV Distribution | Main Distribution Board | Town FW | 1 | High | B | 16 | 2040 | 5 | 2 | 2.7 | 11712 | 29100
Local and Special Ventilation | Unit extract fans | Town E | 1 | Medium | B | 3 | 2027 | 5 | 3 | 3.2 | 20403 | 13436
Barriers & Guardrails | Vehicle Crash Protection Barrier | Town FW | 1 | V Low | B | 8 | 2032 | 5 | 4 | 3.7 | 32710 | 21177
Roller Shutters | External Electric Roller Shutter | Town FV | 1 | High | B | 12 | 2036 | 5 | 2 | 2.7 | 11713 | 26137
LV Distribution | Main Distribution Board | Town AR | 1 | High | B | 6 | 2030 | 5 | 2 | 2.7 | 11714 | 17385
Local and Special Ventilation | Fan - Axial | Town GC | 1 | Medium | B | 6 | 2030 | 5 | 3 | 3.2 | 20404 | 18418
Heat Emitters | Electric Heaters | Town GB | 2 | Medium | B | 5 | 2029 | 5 | 3 | 3.2 | 20405 | 14820
Heat Emitters | Gas Fired Unit Heaters | Town GJ | 1 | Medium | B | 11 | 2035 | 5 | 3 | 3.2 | 20406 | 24946
Air Conditioning | Multi-Split Condenser - Split Systems/Heat Pumps - Air-cooled with Direct Expansion Evaporator (DX) | Town GK | 1 | Medium | D | 1 | 2025 | 3 | 3 | 2.6 | 11040 | 2571
LV Distribution | Sub Distribution Board | Town GK | 1 | High | D | 1 | 2025 | 3 | 2 | 2.1 | 1030 | 719
Lifts | Disabled Lift - Hydraulic | Town GJ | 1 | High | B | 1 | 2025 | 5 | 2 | 2.7 | 11715 | 2896
Boiler | Combination Atmospheric Burner Gas Boiler | Town GL | 1 | High | B | 4 | 2028 | 5 | 2 | 2.7 | 11716 | 13905
Air Conditioning | Fan - Axial | Town GL | 1 | High | B | 5 | 2029 | 5 | 2 | 2.7 | 11717 | 14581
LV Distribution | Sub Distribution Board | Town GL | 1 | High | B | 1 | 2025 | 5 | 2 | 2.7 | 11718 | 2897
Fire Safety Systems | Manual and Automatic Doors - Emergency and Panic Escape Doors | Town GM | 1 | Urgent | B | 21 | 2045 | 5 | 1 | 2.2 | 1863 | 31772
Roller Shutters | External Electric Roller Shutter | Town GN | 1 | High | B | 21 | 2045 | 5 | 2 | 2.7 | 11719 | 32536
Local and Special Ventilation | Fan - Extract | Town GM | 1 | Medium | B | 1 | 2025 | 5 | 3 | 3.2 | 20407 | 6212
Central Ventilation Systems | Fan - General Ventilation | Town GO | 1 | Low | B | 6 | 2030 | 5 | 4 | 3.7 | 32711 | 19095
LV Distribution | Main Distribution Board | Town GP | 1 | High | B | 14 | 2038 | 5 | 2 | 2.7 | 11720 | 27432
AHU - External | Central Heating - Gas Fired (Externally Sourced) | Town GQ | 1 | Medium | B | 1 | 2025 | 5 | 3 | 3.2 | 20408 | 6213
Heat Emitters | Gas Fired Natural and Fan Assisted Heaters | Town GR | 1 | Medium | B | 1 | 2025 | 5 | 3 | 3.2 | 20409 | 6214
Roller Shutters | External Manual Roller Shutter | Town GS | 1 | High | B | 21 | 2045 | 5 | 2 | 2.7 | 11721 | 32537
Roller Shutters | External Electric Roller Shutter | Town GS | 1 | High | B | 21 | 2045 | 5 | 2 | 2.7 | 11722 | 32538
Access Control | Door Lock / Keypad / Manual | Town GJ | 1 | Medium | B | 1 | 2025 | 5 | 3 | 3.2 | 20410 | 6215
External Lighting | General - LED | Town GT | 7 | Medium | B | 5 | 2029 | 5 | 3 | 3.2 | 20411 | 14821
Local and Special Ventilation | Fan - Window / Wall Mounted | Town GD | 1 | Medium | B | 1 | 2025 | 5 | 3 | 3.2 | 20412 | 6216
Fire Safety Systems | Smoke vents - Smoke Relief-Natural Ventilators | Town AA | 1 | Urgent | B | 1 | 2025 | 5 | 1 | 2.2 | 1864 | 978
External Lighting | General - Non LED | Town GO | 1 | Medium | B | 5 | 2029 | 5 | 3 | 3.2 | 20413 | 14822
Emergency Lighting | Self Contained - LED | Town GU | 1 | Urgent | B | 17 | 2041 | 5 | 1 | 2.2 | 1865 | 30004
Heat Emitters | Radiators - Steel | Town GT | 6 | Medium | B | 1 | 2025 | 5 | 3 | 3.2 | 20414 | 6217
Heat Emitters | Electric Heaters | Town GU | 1 | Medium | B | 1 | 2025 | 5 | 3 | 3.2 | 20415 | 6218
General Lighting | General - LED fittings & Luminaires | Town GS | 4 | Medium | B | 6 | 2030 | 5 | 3 | 3.2 | 20416 | 18419
General Lighting | General - LED fittings & Luminaires | Town GQ | 25 | Medium | B | 12 | 2036 | 5 | 3 | 3.2 | 20417 | 26334
Emergency Lighting | Illuminated Fire Exit Signage | Town GM | 4 | Urgent | B | 16 | 2040 | 5 | 1 | 2.2 | 1866 | 28630
Emergency Lighting | Self Contained - Non LED | Town GK | 6 | Urgent | B | 15 | 2039 | 5 | 1 | 2.2 | 1867 | 27745
Fire Safety Systems | Fire Extinguishers - CO2 | Town GN | 1 | Urgent | B | 7 | 2031 | 5 | 1 | 2.2 | 1868 | 19164
General Lighting | General - LED fittings & Luminaires | Town GS | 12 | Medium | B | 12 | 2036 | 5 | 3 | 3.2 | 20418 | 26335
Heat Emitters | Electric Heaters | Town GS | 1 | Medium | B | 1 | 2025 | 5 | 3 | 3.2 | 20419 | 6219
Local and Special Ventilation | Unit extract fans | Town GO | 1 | Medium | B | 6 | 2030 | 5 | 3 | 3.2 | 20420 | 18420
Emergency Lighting | Self Contained - LED | Town GO | 8 | Urgent | B | 16 | 2040 | 5 | 1 | 2.2 | 1869 | 28631
Fire Safety Systems | Fire Extinguishers - CO2 | Town GQ | 2 | Urgent | B | 2 | 2026 | 5 | 1 | 2.2 | 1870 | 12459
LV Distribution | Sub Distribution Board | Town GS | 1 | High | B | 1 | 2025 | 5 | 2 | 2.7 | 11723 | 2898
Access Control | Gate Access - Local Lock / Keypad / Manual (External) | Town GN | 1 | Medium | B | 1 | 2025 | 5 | 3 | 3.2 | 20421 | 6220
Emergency Lighting | Illuminated Fire Exit Signage | Town GS | 1 | Urgent | B | 12 | 2036 | 5 | 1 | 2.2 | 1871 | 25945
Emergency Lighting | Self Contained - LED | Town GV | 1 | Urgent | B | 21 | 2045 | 5 | 1 | 2.2 | 1872 | 31773
Fire Safety Systems | Fire Extinguishers - Foam | Town GW | 4 | Urgent | B | 7 | 2031 | 5 | 1 | 2.2 | 1873 | 19165
Local and Special Ventilation | Fan - Window / Wall Mounted | Town GS | 1 | Medium | B | 1 | 2025 | 5 | 3 | 3.2 | 20422 | 6221
LV Distribution | Sub Distribution Board | Town GU | 1 | High | B | 1 | 2025 | 5 | 2 | 2.7 | 11724 | 2899
Emergency Lighting | Illuminated Fire Exit Signage | Town GT | 3 | Urgent | B | 16 | 2040 | 5 | 1 | 2.2 | 1874 | 28632
External Lighting | General - Non LED | Town GS | 1 | Medium | B | 1 | 2025 | 5 | 3 | 3.2 | 20423 | 6222
Fire Safety Systems | Fire Extinguishers - Foam | Town GX | 2 | Urgent | B | 6 | 2030 | 5 | 1 | 2.2 | 1875 | 15829
AHU - Internal | Central Air Conditioning - Gas Fired | Town GN | 1 | Medium | D | 2 | 2026 | 3 | 3 | 2.6 | 11041 | 12846
Fire Safety Systems | Manual and Automatic Doors - Emergency and Panic Escape Doors | Town GW | 3 | Urgent | D | 11 | 2035 | 3 | 1 | 1.6 | 423 | 23240
LV Distribution | Sub Distribution Board | Town GN | 1 | High | B | 16 | 2040 | 5 | 2 | 2.7 | 11725 | 29101
External Doors | Entrance Doors | Town GL | 1 | High | B | 21 | 2045 | 5 | 2 | 2.7 | 11726 | 32539
External Doors | Entrance Doors | Town GK | 1 | High | B | 6 | 2030 | 5 | 2 | 2.7 | 11727 | 17386
General Lighting | General - LED fittings & Luminaires | Town GY | 4 | Medium | B | 11 | 2035 | 5 | 3 | 3.2 | 20424 | 24947
General Lighting | General - LED fittings & Luminaires | Town GQ | 14 | Medium | B | 12 | 2036 | 5 | 3 | 3.2 | 20425 | 26336
LV Distribution | Sub Distribution Board | Town GP | 1 | High | B | 19 | 2043 | 5 | 2 | 2.7 | 11728 | 31146
Emergency Lighting | Self Contained - LED | Town GY | 1 | Urgent | B | 16 | 2040 | 5 | 1 | 2.2 | 1876 | 28633
External Lighting | General - LED | Town GS | 5 | Medium | B | 1 | 2025 | 5 | 3 | 3.2 | 20426 | 6223
General Lighting | General - LED fittings & Luminaires | Town GS | 2 | Medium | B | 1 | 2025 | 5 | 3 | 3.2 | 20427 | 6224
Roller Shutters | External Manual Roller Shutter | Town GM | 1 | High | B | 11 | 2035 | 5 | 2 | 2.7 | 11729 | 24125
External Lighting | General - Non LED | Town GS | 8 | Medium | B | 1 | 2025 | 5 | 3 | 3.2 | 20428 | 6225
Heat Emitters | Gas Fired Ceramic Plaque Infra-Red Heaters | Town GS | 1 | Medium | B | 1 | 2025 | 5 | 3 | 3.2 | 20429 | 6226
LV Distribution | Sub Distribution Board | Town GQ | 1 | High | B | 12 | 2036 | 5 | 2 | 2.7 | 11730 | 26138
General Lighting | General - LED fittings & Luminaires | Town GS | 1 | Medium | C | 16 | 2040 | 4 | 3 | 2.9 | 18413 | 29283
Local and Special Ventilation | Fan - Extract | Town GX | 1 | Medium | B | 1 | 2025 | 5 | 3 | 3.2 | 20430 | 6227
Emergency Lighting | Illuminated Fire Exit Signage | Town GN | 5 | Urgent | C | 10 | 2034 | 4 | 1 | 1.9 | 582 | 21945
Emergency Lighting | Self Contained - LED | Town GT | 6 | Urgent | B | 21 | 2045 | 5 | 1 | 2.2 | 1877 | 31774
Fire Safety Systems | Fire Extinguishers - Foam | Town GT | 6 | Urgent | B | 6 | 2030 | 5 | 1 | 2.2 | 1878 | 15830
Local and Special Ventilation | Fan - Extract | Town GJ | 1 | Medium | B | 1 | 2025 | 5 | 3 | 3.2 | 20431 | 6228
Fire Safety Systems | Manual and Automatic Doors - Emergency and Panic Escape Doors | Town GN | 1 | Urgent | B | 17 | 2041 | 5 | 1 | 2.2 | 1879 | 30005
Heat Emitters | Electric Heaters | Town GZ | 1 | Medium | B | 1 | 2025 | 5 | 3 | 3.2 | 20432 | 6229
Local and Special Ventilation | Fan - Extract | Town GV | 1 | Medium | B | 11 | 2035 | 5 | 3 | 3.2 | 20433 | 24948
Roller Shutters | External Manual Roller Shutter | Town GS | 1 | High | B | 11 | 2035 | 5 | 2 | 2.7 | 11731 | 24126
Air Conditioning | Single-Split Evaporator - Split Systems/Heat Pumps - Air-cooled with Direct Expansion Evaporator (DX) | Town GJ | 1 | Medium | B | 1 | 2025 | 5 | 3 | 3.2 | 20434 | 6230
LV Distribution | Main Distribution Board | Town GP | 1 | High | B | 14 | 2038 | 5 | 2 | 2.7 | 11732 | 27433
Local Hot Water | Package Electric Water Heaters - Non-Drinking Water | Town GO | 1 | Medium | B | 3 | 2027 | 5 | 3 | 3.2 | 20435 | 13437
Heat Emitters | Gas Fired Ceramic Plaque Infra-Red Heaters | Town GS | 1 | Medium | B | 1 | 2025 | 5 | 3 | 3.2 | 20436 | 6231
Fire Safety Systems | Manual and Automatic Doors - Emergency and Panic Escape Doors | Town GK | 1 | Urgent | B | 6 | 2030 | 5 | 1 | 2.2 | 1880 | 15831
Emergency Lighting | Illuminated Fire Exit Signage | Town GQ | 2 | Urgent | B | 12 | 2036 | 5 | 1 | 2.2 | 1881 | 25946
Fire Safety Systems | Fire Extinguishers - CO2 | Town GD | 3 | Urgent | B | 2 | 2026 | 5 | 1 | 2.2 | 1882 | 12460
Local Hot Water | Package Electric Water Heaters - Non-Drinking Water | Town HA | 1 | Medium | A | 12 | 2036 | 6 | 3 | 3.5 | 32439 | 26785
Local and Special Ventilation | Fan - General Ventilation | Town GK | 1 | Medium | B | 1 | 2025 | 5 | 3 | 3.2 | 20437 | 6232
Roller Shutters | External Manual Roller Shutter | Town GS | 1 | High | CX | 1 | 2025 | 2 | 2 | 1.8 | 478 | 387
Heat Emitters | Electric Overdoor Air Curtain/Heater | Town HA | 1 | Medium | A | 15 | 2039 | 6 | 3 | 3.5 | 32440 | 28556
Emergency Lighting | Illuminated Fire Exit Signage | Town GS | 1 | Urgent | B | 12 | 2036 | 5 | 1 | 2.2 | 1883 | 25947
General Lighting | General - LED fittings & Luminaires | Town GL | 51 | Medium | B | 14 | 2038 | 5 | 3 | 3.2 | 20438 | 27522
Fire Safety Systems | Fire Extinguishers - CO2 | Town GK | 3 | Urgent | B | 7 | 2031 | 5 | 1 | 2.2 | 1884 | 19166
Local and Special Ventilation | Fan - Window / Wall Mounted | Town GS | 1 | Medium | C | 1 | 2025 | 4 | 3 | 2.9 | 18414 | 5383
Local and Special Ventilation | Fan - Window / Wall Mounted | Town GD | 1 | Medium | B | 1 | 2025 | 5 | 3 | 3.2 | 20439 | 6233
General Lighting | General - LED fittings & Luminaires | Town GR | 21 | Medium | C | 12 | 2036 | 4 | 3 | 2.9 | 18415 | 26279
Emergency Lighting | Illuminated Fire Exit Signage | Town GW | 1 | Urgent | B | 16 | 2040 | 5 | 1 | 2.2 | 1885 | 28634
Heat Emitters | Gas Fired Natural and Fan Assisted Heaters | Town GM | 1 | Medium | B | 1 | 2025 | 5 | 3 | 3.2 | 20440 | 6234
Emergency Lighting | Self Contained - LED | Town GQ | 4 | Urgent | B | 11 | 2035 | 5 | 1 | 2.2 | 1886 | 23361
Emergency Lighting | Self Contained - LED | Town GS | 1 | Urgent | B | 20 | 2044 | 5 | 1 | 2.2 | 1887 | 31408
Fire Safety Systems | Fire Extinguishers - CO2 | Town GQ | 2 | Urgent | B | 2 | 2026 | 5 | 1 | 2.2 | 1888 | 12461
Local and Special Ventilation | Fan - Window / Wall Mounted | Town GS | 1 | Medium | B | 1 | 2025 | 5 | 3 | 3.2 | 20441 | 6235
Fire Safety Systems | Fire Alarm System | Town GR | 1 | Urgent | B | 1 | 2025 | 5 | 1 | 2.2 | 1889 | 979
Emergency Lighting | Illuminated Fire Exit Signage | Town GP | 3 | Urgent | B | 16 | 2040 | 5 | 1 | 2.2 | 1890 | 28635
Fire Safety Systems | Manual and Automatic Doors - Emergency and Panic Escape Doors | Town GL | 1 | Urgent | B | 11 | 2035 | 5 | 1 | 2.2 | 1891 | 23362
External Lighting | General - Non LED | Town GS | 1 | Medium | B | 1 | 2025 | 5 | 3 | 3.2 | 20442 | 6236
Heat Emitters | Electric Heaters | Town GD | 1 | Medium | B | 1 | 2025 | 5 | 3 | 3.2 | 20443 | 6237
Fire Safety Systems | Fire Extinguishers - Foam | Town HA | 2 | Urgent | B | 6 | 2030 | 5 | 1 | 2.2 | 1892 | 15832
Fire Safety Systems | Fire Extinguishers - Foam | Town GV | 3 | Urgent | B | 6 | 2030 | 5 | 1 | 2.2 | 1893 | 15833
LV Distribution | Main Distribution Board | Town GX | 1 | High | B | 10 | 2034 | 5 | 2 | 2.7 | 11733 | 22254
Fire Safety Systems | Fire Alarm System | Town GS | 1 | Urgent | B | 1 | 2025 | 5 | 1 | 2.2 | 1894 | 980
Roller Shutters | External Electric Roller Shutter | Town GK | 1 | High | B | 1 | 2025 | 5 | 2 | 2.7 | 11734 | 2900
Local Hot Water | Package Electric Water Heaters - Non-Drinking Water | Town GT | 1 | Medium | A | 11 | 2035 | 6 | 3 | 3.5 | 32441 | 25705
Boiler | Atmospheric Gas Burner/Condensing Combination Boiler (domestic type) | Town GV | 1 | High | B | 1 | 2025 | 5 | 2 | 2.7 | 11735 | 2901
Burner | Forced draft gas burner | Town R | 1 | Medium | B | 6 | 2030 | 5 | 3 | 3.2 | 20444 | 18421
Roller Shutters | Internal Electric Roller Shutter | Town GO | 1 | Medium | B | 1 | 2025 | 5 | 3 | 3.2 | 20445 | 6238
Roller Shutters | External Manual Roller Shutter | Town HB | 1 | High | B | 1 | 2025 | 5 | 2 | 2.7 | 11736 | 2902
General Lighting | General - LED fittings & Luminaires | Town GS | 1 | Medium | C | 16 | 2040 | 4 | 3 | 2.9 | 18416 | 29284
Air Conditioning | Single-Split Condenser - Split Systems/Heat Pumps - Air-cooled with Direct Expansion Evaporator (DX) | Town GW | 1 | Medium | B | 11 | 2035 | 5 | 3 | 3.2 | 20446 | 24949
Local and Special Ventilation | Fan - Extract | Town GJ | 1 | Medium | B | 1 | 2025 | 5 | 3 | 3.2 | 20447 | 6239
LV Distribution | Main Distribution Board | Town GT | 1 | High | B | 3 | 2027 | 5 | 2 | 2.7 | 11737 | 13324
Roller Shutters | External Manual Roller Shutter | Town GX | 1 | High | C | 1 | 2025 | 4 | 2 | 2.4 | 10430 | 2329
Roller Shutters | External Electric Roller Shutter | Town GT | 1 | High | B | 10 | 2034 | 5 | 2 | 2.7 | 11738 | 22255
General Lighting | General - LED fittings & Luminaires | Town GN | 34 | Medium | B | 10 | 2034 | 5 | 3 | 3.2 | 20448 | 22573
Emergency Lighting | Illuminated Fire Exit Signage | Town GV | 3 | Urgent | B | 16 | 2040 | 5 | 1 | 2.2 | 1895 | 28636
Air Conditioning | Multi-Split Condenser - Split Systems/Heat Pumps - Air-cooled with Direct Expansion Evaporator (DX) | Town GO | 1 | Medium | B | 6 | 2030 | 5 | 3 | 3.2 | 20449 | 18422
External Doors | Entrance Doors | Town GT | 1 | High | D | 1 | 2025 | 3 | 2 | 2.1 | 1031 | 720
Barriers & Guardrails | Vehicle Crash Protection Barrier | Town GP | 1 | V Low | B | 1 | 2025 | 5 | 4 | 3.7 | 32712 | 11764
Fire Safety Systems | Fire Extinguishers - Powder | Town GW | 1 | Urgent | B | 7 | 2031 | 5 | 1 | 2.2 | 1896 | 19167
Fire Safety Systems | Fire Extinguishers - Foam | Town GD | 3 | Urgent | B | 1 | 2025 | 5 | 1 | 2.2 | 1897 | 981
Fire Safety Systems | Fire Extinguishers - CO2 | Town R | 5 | Urgent | B | 6 | 2030 | 5 | 1 | 2.2 | 1898 | 15834
Central Ventilation Systems | Fan - Axial | Town GQ | 1 | Medium | B | 1 | 2025 | 5 | 3 | 3.2 | 20450 | 6240
Local Hot Water | Instantaneous Electric Water Heater - Non-Drinking Water | Town GN | 1 | Medium | B | 1 | 2025 | 5 | 3 | 3.2 | 20451 | 6241
Roller Shutters | External Electric Roller Shutter | Town GT | 1 | High | B | 10 | 2034 | 5 | 2 | 2.7 | 11739 | 22256
Fire Safety Systems | Fire Alarm System | Town GU | 1 | Urgent | B | 1 | 2025 | 5 | 1 | 2.2 | 1899 | 982
Emergency Lighting | Self Contained - LED | Town GU | 2 | Urgent | B | 11 | 2035 | 5 | 1 | 2.2 | 1900 | 23363
Air Conditioning | Single-Split Condenser - Split Systems/Heat Pumps - Air-cooled with Direct Expansion Evaporator (DX) | Town R | 1 | Medium | B | 6 | 2030 | 5 | 3 | 3.2 | 20452 | 18423
External Doors | Entrance Doors | Town AA | 1 | High | C | 16 | 2040 | 4 | 2 | 2.4 | 10431 | 29067
Local Hot Water | Instantaneous Electric Water Heater - Non-Drinking Water | Town GS | 1 | Medium | B | 1 | 2025 | 5 | 3 | 3.2 | 20453 | 6242
Fire Safety Systems | Fire Extinguishers - CO2 | Town GS | 1 | Urgent | B | 2 | 2026 | 5 | 1 | 2.2 | 1901 | 12462
LV Distribution | Main Distribution Board | Town GY | 1 | High | B | 1 | 2025 | 5 | 2 | 2.7 | 11740 | 2903
Fire Safety Systems | Manual and Automatic Doors - Emergency and Panic Escape Doors | Town GP | 1 | Urgent | B | 21 | 2045 | 5 | 1 | 2.2 | 1902 | 31775
Roller Shutters | Internal Electric Roller Shutter | Town GP | 1 | Medium | B | 14 | 2038 | 5 | 3 | 3.2 | 20454 | 27523
Roller Shutters | Internal Electric Roller Shutter | Town GS | 1 | Medium | B | 11 | 2035 | 5 | 3 | 3.2 | 20455 | 24950
Access Control | Door Lock / Keypad / Manual | Town AA | 2 | Medium | B | 7 | 2031 | 5 | 3 | 3.2 | 20456 | 19767
Fire Safety Systems | Fire Extinguishers - CO2 | Town GX | 3 | Urgent | B | 6 | 2030 | 5 | 1 | 2.2 | 1903 | 15835
Local and Special Ventilation | Fan - Extract | Town GV | 1 | Medium | B | 1 | 2025 | 5 | 3 | 3.2 | 20457 | 6243
Fire Safety Systems | Fire Extinguishers - CO2 | Town GK | 4 | Urgent | B | 7 | 2031 | 5 | 1 | 2.2 | 1904 | 19168
Air Conditioning | Single-Split Condenser - Split Systems/Heat Pumps - Air-cooled with Direct Expansion Evaporator (DX) | Town GV | 1 | Medium | D | 1 | 2025 | 3 | 3 | 2.6 | 11042 | 2572
Local and Special Ventilation | Fan - Axial | Town GR | 1 | Medium | B | 1 | 2025 | 5 | 3 | 3.2 | 20458 | 6244
Local and Special Ventilation | Fan - Centrifugal | Town GY | 1 | Medium | B | 1 | 2025 | 5 | 3 | 3.2 | 20459 | 6245
Boiler | Atmospheric Gas Burner Boiler - Small and/or Wall Hung for Domestic Installation | Town GJ | 1 | Medium | B | 4 | 2028 | 5 | 3 | 3.2 | 20460 | 14036
Fire Safety Systems | Fire Alarm Panel / Repeater | Town HB | 1 | Urgent | B | 5 | 2029 | 5 | 1 | 2.2 | 1905 | 14309
Local and Special Ventilation | Fan - Centrifugal | Town GY | 1 | Medium | B | 1 | 2025 | 5 | 3 | 3.2 | 20461 | 6246
Roller Shutters | External Manual Roller Shutter | Town GM | 1 | High | B | 11 | 2035 | 5 | 2 | 2.7 | 11741 | 24127
Emergency Lighting | Illuminated Fire Exit Signage | Town GZ | 1 | Urgent | B | 10 | 2034 | 5 | 1 | 2.2 | 1906 | 21976
Emergency Lighting | Illuminated Fire Exit Signage | Town GW | 4 | Urgent | B | 14 | 2038 | 5 | 1 | 2.2 | 1907 | 27333
Access Control | Door Lock / Keypad / Manual | Town AA | 2 | Medium | B | 8 | 2032 | 5 | 3 | 3.2 | 20462 | 20828
Security Systems | Manual and Automatic Doors - High Security Door | Town GQ | 1 | High | B | 11 | 2035 | 5 | 2 | 2.7 | 11742 | 24128
LV Distribution | Main Distribution Board | Town GW | 1 | High | B | 1 | 2025 | 5 | 2 | 2.7 | 11743 | 2904
Fire Safety Systems | Manual and Automatic Doors - Emergency and Panic Escape Doors | Town GX | 1 | Urgent | B | 5 | 2029 | 5 | 1 | 2.2 | 1908 | 14310
Heat Emitters | Electric Heaters | Town GO | 1 | Medium | B | 1 | 2025 | 5 | 3 | 3.2 | 20463 | 6247
Emergency Lighting | Self Contained - Non LED | Town AA | 1 | Urgent | C | 5 | 2029 | 4 | 1 | 1.9 | 583 | 14277
Fire Safety Systems | Fire Extinguishers - Powder | Town GJ | 2 | Urgent | B | 6 | 2030 | 5 | 1 | 2.2 | 1909 | 15836
Air Conditioning | Multi-Split Evaporator - Split Systems/Heat Pumps - Air-cooled with Direct Expansion Evaporator (DX) | Town GW | 1 | Medium | B | 12 | 2036 | 5 | 3 | 3.2 | 20464 | 26337
Boiler | Atmospheric Gas Burner Boiler - Small and/or Wall Hung for Domestic Installation | Town GW | 1 | Medium | B | 1 | 2025 | 5 | 3 | 3.2 | 20465 | 6248
Central Heating | Fan - Axial | Town GN | 1 | High | C | 1 | 2025 | 4 | 2 | 2.4 | 10432 | 2330
Local and Special Ventilation | Fan - Extract | Town GV | 1 | Medium | B | 1 | 2025 | 5 | 3 | 3.2 | 20466 | 6249
External Doors | Entrance Doors | Town GS | 1 | High | B | 11 | 2035 | 5 | 2 | 2.7 | 11744 | 24129
Local and Special Ventilation | Fan - Window / Wall Mounted | Town GS | 1 | Medium | B | 1 | 2025 | 5 | 3 | 3.2 | 20467 | 6250
Emergency Lighting | Self Contained - LED | Town GU | 3 | Urgent | B | 17 | 2041 | 5 | 1 | 2.2 | 1910 | 30006
Fire Safety Systems | Fire Extinguishers - CO2 | Town GS | 1 | Urgent | B | 2 | 2026 | 5 | 1 | 2.2 | 1911 | 12463
LV Distribution | Main Distribution Board | Town HB | 1 | High | B | 1 | 2025 | 5 | 2 | 2.7 | 11745 | 2905
General Lighting | General - LED fittings & Luminaires | Town AA | 74 | Medium | B | 16 | 2040 | 5 | 3 | 3.2 | 20468 | 29335
Roller Shutters | External Window Shutters - Electric | Town R | 1 | Medium | B | 11 | 2035 | 5 | 3 | 3.2 | 20469 | 24951
Fire Safety Systems | Manual and Automatic Doors - Emergency and Panic Escape Doors | Town GQ | 1 | Urgent | B | 11 | 2035 | 5 | 1 | 2.2 | 1912 | 23364
Heat Emitters | Electric Heaters | Town GS | 2 | Medium | B | 1 | 2025 | 5 | 3 | 3.2 | 20470 | 6251
Heat Emitters | Gas Fired Natural and Fan Assisted Heaters | Town GU | 1 | Medium | B | 1 | 2025 | 5 | 3 | 3.2 | 20471 | 6252
LV Distribution | Sub Distribution Board | Town GN | 1 | High | B | 2 | 2026 | 5 | 2 | 2.7 | 11746 | 12863
Fire Safety Systems | Fire Alarm System | Town GD | 1 | Urgent | B | 1 | 2025 | 5 | 1 | 2.2 | 1913 | 983
General Lighting | General - LED fittings & Luminaires | Town GL | 2 | Medium | B | 11 | 2035 | 5 | 3 | 3.2 | 20472 | 24952
General Lighting | General - LED fittings & Luminaires | Town GR | 8 | Medium | B | 12 | 2036 | 5 | 3 | 3.2 | 20473 | 26338
Emergency Lighting | Self Contained - LED | Town GN | 2 | Urgent | B | 15 | 2039 | 5 | 1 | 2.2 | 1914 | 27746
Local Hot Water | Instantaneous Electric Water Heater - Non-Drinking Water | Town GS | 1 | Medium | B | 1 | 2025 | 5 | 3 | 3.2 | 20474 | 6253
External Doors | Manual and Automatic Doors - Auto / Powered Sliding Doors | Town GV | 1 | High | B | 21 | 2045 | 5 | 2 | 2.7 | 11747 | 32540
Local and Special Ventilation | Fan - Axial | Town GQ | 1 | Medium | B | 1 | 2025 | 5 | 3 | 3.2 | 20475 | 6254
Fire Safety Systems | Manual and Automatic Doors - Emergency and Panic Escape Doors | Town GM | 1 | Urgent | B | 21 | 2045 | 5 | 1 | 2.2 | 1915 | 31776
Emergency Lighting | Illuminated Fire Exit Signage | Town GJ | 2 | Urgent | B | 16 | 2040 | 5 | 1 | 2.2 | 1916 | 28637
Specialist Lighting | Illuminated External Signs | Town GD | 1 | Medium | B | 1 | 2025 | 5 | 3 | 3.2 | 20476 | 6255
Emergency Lighting | Self Contained - LED | Town GS | 2 | Urgent | B | 20 | 2044 | 5 | 1 | 2.2 | 1917 | 31409
Central Ventilation Systems | Fan - General Ventilation | Town GO | 1 | Low | B | 6 | 2030 | 5 | 4 | 3.7 | 32713 | 19096
Roller Shutters | External Manual Roller Shutter | Town HB | 1 | High | D | 1 | 2025 | 3 | 2 | 2.1 | 1032 | 721
Roller Shutters | External Electric Roller Shutter | Town GS | 1 | High | B | 1 | 2025 | 5 | 2 | 2.7 | 11748 | 2906
Fire Safety Systems | Fire Extinguishers - CO2 | Town GJ | 2 | Urgent | B | 6 | 2030 | 5 | 1 | 2.2 | 1918 | 15837
LV Distribution | Sub Distribution Board | Town AA | 1 | High | D | 1 | 2025 | 3 | 2 | 2.1 | 1033 | 722
LV Distribution | Sub Distribution Board | Town AJ | 1 | High | B | 1 | 2025 | 5 | 2 | 2.7 | 11749 | 2907
Roller Shutters | External Electric Roller Shutter | Town HC | 1 | High | B | 11 | 2035 | 5 | 2 | 2.7 | 11750 | 24130
LV Distribution | Sub Distribution Board | Town HD | 1 | High | B | 1 | 2025 | 5 | 2 | 2.7 | 11751 | 2908
Heat Emitters | Gas Fired Unit Heaters | Town HE | 1 | Medium | B | 6 | 2030 | 5 | 3 | 3.2 | 20477 | 18424
Fire Safety Systems | Automatic Fire Dampers | Town HF | 1 | Urgent | C | 1 | 2025 | 4 | 1 | 1.9 | 584 | 459
Heat Emitters | Gas Fired Unit Heaters | Town HE | 1 | Medium | B | 6 | 2030 | 5 | 3 | 3.2 | 20478 | 18425
Central Ventilation Systems | Fan - Extract | Town HC | 1 | Medium | B | 7 | 2031 | 5 | 3 | 3.2 | 20479 | 19768
Lifts | Disabled Lift - Electric | Town HG | 1 | High | B | 10 | 2034 | 5 | 2 | 2.7 | 11752 | 22257
Local and Special Ventilation | Fan - General Ventilation | Town HG | 1 | Medium | B | 5 | 2029 | 5 | 3 | 3.2 | 20480 | 14823
Roller Shutters | External Manual Roller Shutter | Town HH | 1 | High | B | 1 | 2025 | 5 | 2 | 2.7 | 11753 | 2909
Local and Special Ventilation | Fan - Centrifugal | Town HI | 1 | Medium | B | 2 | 2026 | 5 | 3 | 3.2 | 20481 | 13006
Central Ventilation Systems | Centrifugal | Town HF | 1 | Medium | B | 1 | 2025 | 5 | 3 | 3.2 | 20482 | 6256
LV Distribution | Main Distribution Board | Town HG | 1 | High | B | 10 | 2034 | 5 | 2 | 2.7 | 11754 | 22258
Local and Special Ventilation | Fan - Window / Wall Mounted | Town HG | 1 | Medium | B | 1 | 2025 | 5 | 3 | 3.2 | 20483 | 6257
Roller Shutters | External Manual Roller Shutter | Town HJ | 1 | High | B | 8 | 2032 | 5 | 2 | 2.7 | 11755 | 20675
Heat Emitters | Gas Fired Unit Heaters | Town HK | 1 | Medium | D | 1 | 2025 | 3 | 3 | 2.6 | 11043 | 2573
Local and Special Ventilation | Fan - Window / Wall Mounted | Town HL | 1 | Medium | B | 1 | 2025 | 5 | 3 | 3.2 | 20484 | 6258
Roller Shutters | External Manual Roller Shutter | Town HG | 1 | High | B | 15 | 2039 | 5 | 2 | 2.7 | 11756 | 28080
LV Distribution | Sub Distribution Board | Town HM | 1 | High | B | 2 | 2026 | 5 | 2 | 2.7 | 11757 | 12864
Central Cooling | Fan - Axial | Town HD | 1 | Medium | B | 1 | 2025 | 5 | 3 | 3.2 | 20485 | 6259
External Doors | Manual and Automatic Doors - Auto / Powered Sliding Doors | Town AJ | 1 | High | B | 27 | 2051 | 5 | 2 | 2.7 | 11758 | 33560
General Lighting | General - LED fittings & Luminaires | Town HI | 69 | Medium | B | 7 | 2031 | 5 | 3 | 3.2 | 20486 | 19769
Emergency Lighting | Illuminated Fire Exit Signage | Town HD | 3 | Urgent | B | 13 | 2037 | 5 | 1 | 2.2 | 1919 | 26820
Heat Emitters | Electric Heaters | Town HL | 5 | Medium | B | 1 | 2025 | 5 | 3 | 3.2 | 20487 | 6260
Emergency Lighting | Self Contained - LED | Town HL | 4 | Urgent | B | 11 | 2035 | 5 | 1 | 2.2 | 1920 | 23365
Fire Safety Systems | Fire Extinguishers - Powder | Town HJ | 1 | Urgent | B | 7 | 2031 | 5 | 1 | 2.2 | 1921 | 19169
General Lighting | General - LED fittings & Luminaires | Town HD | 2 | Medium | B | 1 | 2025 | 5 | 3 | 3.2 | 20488 | 6261
General Lighting | General - LED fittings & Luminaires | Town HL | 14 | Medium | C | 1 | 2025 | 4 | 3 | 2.9 | 18417 | 5384
Access Control | Door Lock / Keypad / Manual | Town HN | 1 | Medium | B | 10 | 2034 | 5 | 3 | 3.2 | 20489 | 22574
Fire Safety Systems | Fire Extinguishers - CO2 | Town HE | 2 | Urgent | B | 6 | 2030 | 5 | 1 | 2.2 | 1922 | 15838
Emergency Lighting | Self Contained - LED | Town HO | 1 | Urgent | B | 18 | 2042 | 5 | 1 | 2.2 | 1923 | 30613
Local and Special Ventilation | Fan - General Ventilation | Town HN | 1 | Medium | B | 5 | 2029 | 5 | 3 | 3.2 | 20490 | 14824
Roller Shutters | External Manual Roller Shutter | Town HP | 1 | High | B | 1 | 2025 | 5 | 2 | 2.7 | 11759 | 2910
Fire Safety Systems | Fire Alarm Panel / Repeater | Town HJ | 1 | Urgent | B | 11 | 2035 | 5 | 1 | 2.2 | 1924 | 23366
Barriers & Guardrails | Vehicle Crash Protection Barrier | Town HI | 1 | V Low | B | 2 | 2026 | 5 | 4 | 3.7 | 32714 | 13221
Heat Emitters | Radiators - Aluminium | Town HF | 3 | Medium | B | 3 | 2027 | 5 | 3 | 3.2 | 20491 | 13438
Fire Safety Systems | Manual and Automatic Doors - Emergency and Panic Escape Doors | Town HM | 1 | Urgent | B | 17 | 2041 | 5 | 1 | 2.2 | 1925 | 30007
Roller Shutters | External Manual Roller Shutter | Town AJ | 1 | High | B | 1 | 2025 | 5 | 2 | 2.7 | 11760 | 2911
Local and Special Ventilation | Fan - Extract | Town AJ | 1 | Medium | B | 1 | 2025 | 5 | 3 | 3.2 | 20492 | 6262
Fire Safety Systems | Manual and Automatic Doors - Emergency and Panic Escape Doors | Town HG | 1 | Urgent | B | 30 | 2054 | 5 | 1 | 2.2 | 1926 | 33660
Local and Special Ventilation | Fan - Axial | Town HH | 1 | Medium | B | 1 | 2025 | 5 | 3 | 3.2 | 20493 | 6263
Central Ventilation Systems | Centrifugal | Town HF | 1 | Medium | B | 1 | 2025 | 5 | 3 | 3.2 | 20494 | 6264
External Lighting | General - LED | Town HK | 1 | Medium | B | 11 | 2035 | 5 | 3 | 3.2 | 20495 | 24953
General Lighting | General - LED fittings & Luminaires | Town HL | 23 | Medium | B | 6 | 2030 | 5 | 3 | 3.2 | 20496 | 18426
Fire Safety Systems | Fire Extinguishers - Powder | Town HE | 2 | Urgent | B | 6 | 2030 | 5 | 1 | 2.2 | 1927 | 15839
LV Distribution | Main Distribution Board | Town HI | 1 | High | B | 7 | 2031 | 5 | 2 | 2.7 | 11761 | 19568
External Doors | Entrance Doors | Town HN | 1 | High | B | 30 | 2054 | 5 | 2 | 2.7 | 11762 | 33702
Fire Safety Systems | Manual and Automatic Doors - Emergency and Panic Escape Doors | Town HL | 1 | Urgent | B | 11 | 2035 | 5 | 1 | 2.2 | 1928 | 23367
General Lighting | General - LED fittings & Luminaires | Town HL | 10 | Medium | B | 6 | 2030 | 5 | 3 | 3.2 | 20497 | 18427
Emergency Lighting | Self Contained - LED | Town AJ | 10 | Urgent | B | 22 | 2046 | 5 | 1 | 2.2 | 1929 | 32829
External Lighting | General - LED | Town HD | 1 | Medium | B | 8 | 2032 | 5 | 3 | 3.2 | 20498 | 20829
Local and Special Ventilation | Fan - General Ventilation | Town HG | 1 | Medium | B | 5 | 2029 | 5 | 3 | 3.2 | 20499 | 14825
Roller Shutters | Internal Electric Roller Shutter | Town HI | 1 | Medium | B | 12 | 2036 | 5 | 3 | 3.2 | 20500 | 26339
General Lighting | General - LED fittings & Luminaires | Town HL | 11 | Medium | B | 6 | 2030 | 5 | 3 | 3.2 | 20501 | 18428
Foul Drainage | Sump Pumps-Extended Shaft | Town HE | 1 | High | C | 2 | 2026 | 4 | 2 | 2.4 | 10433 | 12838
Fire Safety Systems | Manual and Automatic Doors - Emergency and Panic Escape Doors | Town HL | 1 | Urgent | B | 11 | 2035 | 5 | 1 | 2.2 | 1930 | 23368
Fire Safety Systems | Fire Extinguishers - CO2 | Town HP | 1 | Urgent | B | 6 | 2030 | 5 | 1 | 2.2 | 1931 | 15840
General Lighting | General - LED fittings & Luminaires | Town HH | 19 | Medium | B | 6 | 2030 | 5 | 3 | 3.2 | 20502 | 18429
Fire Safety Systems | Fire Extinguishers - Foam | Town HL | 5 | Urgent | B | 6 | 2030 | 5 | 1 | 2.2 | 1932 | 15841
External Doors | Manual and Automatic Doors - Auto / Powered Sliding Doors | Town HL | 1 | High | B | 11 | 2035 | 5 | 2 | 2.7 | 11763 | 24131
Local Hot Water | Instantaneous Electric Water Heater - Non-Drinking Water | Town HH | 1 | Medium | B | 1 | 2025 | 5 | 3 | 3.2 | 20503 | 6265
External Doors | Entrance Doors | Town HL | 1 | High | B | 11 | 2035 | 5 | 2 | 2.7 | 11764 | 24132
Emergency Lighting | Illuminated Fire Exit Signage | Town HM | 1 | Urgent | B | 13 | 2037 | 5 | 1 | 2.2 | 1933 | 26821
Fire Safety Systems | Fire Extinguishers - Wet Chemical | Town HL | 1 | Urgent | B | 6 | 2030 | 5 | 1 | 2.2 | 1934 | 15842
Emergency Lighting | Self Contained - LED | Town HM | 8 | Urgent | B | 7 | 2031 | 5 | 1 | 2.2 | 1935 | 19170
Fire Safety Systems | Manual and Automatic Doors - Emergency and Panic Escape Doors | Town HL | 1 | Urgent | B | 11 | 2035 | 5 | 1 | 2.2 | 1936 | 23369
External Lighting | General - LED | Town AJ | 6 | Medium | B | 11 | 2035 | 5 | 3 | 3.2 | 20504 | 24954
Emergency Lighting | Self Contained - LED | Town HJ | 1 | Urgent | B | 21 | 2045 | 5 | 1 | 2.2 | 1937 | 31777
External Doors | Manual and Automatic Doors - Auto / Powered Sliding Doors | Town HC | 1 | High | B | 21 | 2045 | 5 | 2 | 2.7 | 11765 | 32541
Local and Special Ventilation | Fan - Extract | Town AJ | 1 | Medium | B | 1 | 2025 | 5 | 3 | 3.2 | 20505 | 6266
Local and Special Ventilation | Fan - Extract | Town HQ | 1 | Medium | DX | 1 | 2025 | 1 | 3 | 2 | 776 | 500
AHU - Internal | Central Heating - Electric Heating (Internally Sourced) | Town HO | 1 | Medium | B | 2 | 2026 | 5 | 3 | 3.2 | 20506 | 13007
External Doors | Entrance Doors | Town HE | 1 | High | C | 15 | 2039 | 4 | 2 | 2.4 | 10434 | 28054
Fire Safety Systems | Fire Alarm System | Town HG | 1 | Urgent | B | 10 | 2034 | 5 | 1 | 2.2 | 1938 | 21977
Fire Safety Systems | Fire Extinguishers - Inert Gas | Town AJ | 1 | Urgent | A | 14 | 2038 | 6 | 1 | 2.5 | 10817 | 27409
Central Ventilation Systems | Fan - Extract | Town HC | 1 | Medium | C | 7 | 2031 | 4 | 3 | 2.9 | 18418 | 19719
Fire Safety Systems | Fire Extinguishers - Water | Town HP | 1 | Urgent | B | 6 | 2030 | 5 | 1 | 2.2 | 1939 | 15843
Local Hot Water | Instantaneous Electric Water Heater - Non-Drinking Water | Town HC | 1 | Medium | B | 10 | 2034 | 5 | 3 | 3.2 | 20507 | 22575
Roller Shutters | External Electric Roller Shutter | Town HI | 1 | High | B | 21 | 2045 | 5 | 2 | 2.7 | 11766 | 32542
Fire Safety Systems | Fire Extinguishers - CO2 | Town HE | 1 | Urgent | B | 8 | 2032 | 5 | 1 | 2.2 | 1940 | 20279
Air Conditioning | Single-Split Condenser - Split Systems/Heat Pumps - Air-cooled with Direct Expansion Evaporator (DX) | Town HD | 1 | Medium | B | 1 | 2025 | 5 | 3 | 3.2 | 20508 | 6267
LV Distribution | Main Distribution Board | Town HC | 1 | High | B | 6 | 2030 | 5 | 2 | 2.7 | 11767 | 17387
Local and Special Ventilation | Fan - Extract | Town HQ | 1 | Medium | DX | 1 | 2025 | 1 | 3 | 2 | 777 | 501
Fire Safety Systems | Fire Extinguishers - Foam | Town HN | 4 | Urgent | B | 6 | 2030 | 5 | 1 | 2.2 | 1941 | 15844
Local and Special Ventilation | Fan - Extract | Town HP | 1 | Medium | B | 1 | 2025 | 5 | 3 | 3.2 | 20509 | 6268
General Lighting | General - LED fittings & Luminaires | Town AJ | 20 | Medium | B | 17 | 2041 | 5 | 3 | 3.2 | 20510 | 30398
Emergency Lighting | Self Contained - Non LED | Town HF | 9 | Urgent | B | 8 | 2032 | 5 | 1 | 2.2 | 1942 | 20280
Fire Safety Systems | Fire Extinguishers - CO2 | Town HJ | 6 | Urgent | B | 7 | 2031 | 5 | 1 | 2.2 | 1943 | 19171
Fire Safety Systems | Manual and Automatic Doors - Emergency and Panic Escape Doors | Town HN | 1 | Urgent | B | 30 | 2054 | 5 | 1 | 2.2 | 1944 | 33661
External Lighting | General - LED | Town HP | 1 | Medium | B | 11 | 2035 | 5 | 3 | 3.2 | 20511 | 24955
General Lighting | General - LED fittings & Luminaires | Town HL | 12 | Medium | B | 6 | 2030 | 5 | 3 | 3.2 | 20512 | 18430
General Lighting | General - LED fittings & Luminaires | Town HE | 5 | Medium | B | 2 | 2026 | 5 | 3 | 3.2 | 20513 | 13008
Fire Safety Systems | Fire Extinguishers - Foam | Town HH | 4 | Urgent | B | 6 | 2030 | 5 | 1 | 2.2 | 1945 | 15845
Roller Shutters | External Manual Roller Shutter | Town HI | 1 | High | B | 1 | 2025 | 5 | 2 | 2.7 | 11768 | 2912
General Lighting | General - LED fittings & Luminaires | Town HJ | 2 | Medium | B | 12 | 2036 | 5 | 3 | 3.2 | 20514 | 26340
Air Conditioning | Single-Split Evaporator - Split Systems/Heat Pumps - Air-cooled with Direct Expansion Evaporator (DX) | Town HE | 1 | Medium | B | 9 | 2033 | 5 | 3 | 3.2 | 20515 | 21688
External Doors | Entrance Doors | Town HE | 1 | High | C | 15 | 2039 | 4 | 2 | 2.4 | 10435 | 28055
Multi-System Controls | Control Panel - Electrical Services (excluding Electrical Controllers and Pneumatic Relays) | Town HI | 1 | Medium | B | 7 | 2031 | 5 | 3 | 3.2 | 20516 | 19770
LV Distribution | Main Distribution Board | Town HL | 1 | High | B | 6 | 2030 | 5 | 2 | 2.7 | 11769 | 17388
Fire Safety Systems | Fire Alarm System | Town HO | 1 | Urgent | B | 1 | 2025 | 5 | 1 | 2.2 | 1946 | 984
Air Conditioning | Multi-Split Evaporator - Split Systems/Heat Pumps - Air-cooled with Direct Expansion Evaporator (DX) | Town HG | 1 | Medium | B | 1 | 2025 | 5 | 3 | 3.2 | 20517 | 6269
LV Distribution | Main Distribution Board | Town HL | 1 | High | B | 11 | 2035 | 5 | 2 | 2.7 | 11770 | 24133
Boiler | Atmospheric Gas Burner/Condensing Combination Boiler (domestic type) | Town AJ | 1 | High | B | 5 | 2029 | 5 | 2 | 2.7 | 11771 | 14582
Central Cooling | Fan - Axial | Town HD | 1 | Medium | B | 1 | 2025 | 5 | 3 | 3.2 | 20518 | 6270
Roller Shutters | External Manual Roller Shutter | Town AJ | 1 | High | B | 1 | 2025 | 5 | 2 | 2.7 | 11772 | 2913
Barriers & Guardrails | Vehicle Crash Protection Barrier | Town HI | 1 | V Low | B | 2 | 2026 | 5 | 4 | 3.7 | 32715 | 13222
LV Distribution | Sub Distribution Board | Town AJ | 1 | High | B | 5 | 2029 | 5 | 2 | 2.7 | 11773 | 14583
Fire Safety Systems | Manual and Automatic Doors - Emergency and Panic Escape Doors | Town HP | 1 | Urgent | B | 11 | 2035 | 5 | 1 | 2.2 | 1947 | 23370
External Doors | Entrance Doors | Town HP | 1 | High | B | 21 | 2045 | 5 | 2 | 2.7 | 11774 | 32543
Fire Safety Systems | Fire Alarm System | Town AJ | 1 | Urgent | B | 10 | 2034 | 5 | 1 | 2.2 | 1948 | 21978
Emergency Lighting | Illuminated Fire Exit Signage | Town HG | 2 | Urgent | B | 15 | 2039 | 5 | 1 | 2.2 | 1949 | 27747
Heat Emitters | Radiators - Aluminium | Town HN | 3 | Medium | B | 15 | 2039 | 5 | 3 | 3.2 | 20519 | 28357
Central Cooling | Fan - Axial | Town HM | 1 | Medium | B | 1 | 2025 | 5 | 3 | 3.2 | 20520 | 6271
Local Hot Water | Instantaneous Electric Water Heater - Non-Drinking Water | Town HQ | 1 | Medium | B | 1 | 2025 | 5 | 3 | 3.2 | 20521 | 6272
Emergency Lighting | Self Contained - LED | Town HL | 2 | Urgent | B | 11 | 2035 | 5 | 1 | 2.2 | 1950 | 23371
External Doors | Entrance Doors | Town HE | 1 | High | C | 15 | 2039 | 4 | 2 | 2.4 | 10436 | 28056
Local Hot Water | Package Electric Water Heaters - Non-Drinking Water | Town HJ | 1 | Medium | B | 2 | 2026 | 5 | 3 | 3.2 | 20522 | 13009
Heat Emitters | Electric Heaters | Town HD | 4 | Medium | B | 1 | 2025 | 5 | 3 | 3.2 | 20523 | 6273
LV Distribution | Sub Distribution Board | Town HD | 1 | High | B | 13 | 2037 | 5 | 2 | 2.7 | 11775 | 26945
Emergency Lighting | Self Contained - LED | Town HF | 11 | Urgent | B | 17 | 2041 | 5 | 1 | 2.2 | 1951 | 30008
Fire Safety Systems | Fire Extinguishers - Foam | Town HD | 2 | Urgent | B | 6 | 2030 | 5 | 1 | 2.2 | 1952 | 15846
Air Conditioning | Single-Split Evaporator - Split Systems/Heat Pumps - Air-cooled with Direct Expansion Evaporator (DX) | Town HI | 1 | Medium | B | 14 | 2038 | 5 | 3 | 3.2 | 20524 | 27524
LV Distribution | Sub Distribution Board | Town HF | 1 | High | B | 3 | 2027 | 5 | 2 | 2.7 | 11776 | 13325
Local and Special Ventilation | Fan - General Ventilation | Town HN | 1 | Medium | B | 5 | 2029 | 5 | 3 | 3.2 | 20525 | 14826
Central Cooling | Fan - Axial | Town HM | 1 | Medium | B | 1 | 2025 | 5 | 3 | 3.2 | 20526 | 6274
Barriers & Guardrails | Vehicle Crash Protection Barrier | Town HI | 1 | V Low | B | 2 | 2026 | 5 | 4 | 3.7 | 32716 | 13223
General Lighting | General - LED fittings & Luminaires | Town HF | 59 | Medium | B | 1 | 2025 | 5 | 3 | 3.2 | 20527 | 6275
Roller Shutters | Internal Automatic Roller Shutter | Town HM | 1 | High | B | 7 | 2031 | 5 | 2 | 2.7 | 11777 | 19569
General Lighting | General - LED fittings & Luminaires | Town HO | 46 | Medium | B | 13 | 2037 | 5 | 3 | 3.2 | 20528 | 27063
External Lighting | General - LED | Town HL | 7 | Medium | B | 1 | 2025 | 5 | 3 | 3.2 | 20529 | 6276
General Lighting | General - LED fittings & Luminaires | Town HL | 5 | Medium | B | 1 | 2025 | 5 | 3 | 3.2 | 20530 | 6277
LV Distribution | Sub Distribution Board | Town HE | 1 | High | C | 1 | 2025 | 4 | 2 | 2.4 | 10437 | 2331
Local and Special Ventilation | Fan - Centrifugal | Town HD | 1 | Medium | B | 1 | 2025 | 5 | 3 | 3.2 | 20531 | 6278
Fire Safety Systems | Fire Extinguishers - CO2 | Town HN | 3 | Urgent | B | 5 | 2029 | 5 | 1 | 2.2 | 1953 | 14311
LV Distribution | Main Distribution Board | Town HG | 1 | High | D | 10 | 2034 | 3 | 2 | 2.1 | 1034 | 21952
LV Distribution | Main Distribution Board | Town HQ | 1 | High | B | 6 | 2030 | 5 | 2 | 2.7 | 11778 | 17389
Local Hot Water | Instantaneous Electric Water Heater - Non-Drinking Water | Town HI | 1 | Medium | B | 11 | 2035 | 5 | 3 | 3.2 | 20532 | 24956
Fire Safety Systems | Manual and Automatic Doors - Emergency and Panic Escape Doors | Town HL | 1 | Urgent | B | 11 | 2035 | 5 | 1 | 2.2 | 1954 | 23372
Fire Safety Systems | Fire Extinguishers - CO2 | Town HP | 2 | Urgent | B | 6 | 2030 | 5 | 1 | 2.2 | 1955 | 15847
AHU - Internal | Central Ventilation Systems - Ventilation Only | Town HO | 1 | Medium | B | 1 | 2025 | 5 | 3 | 3.2 | 20533 | 6279
Central Ventilation Systems | Fan - Extract | Town HC | 1 | Medium | B | 7 | 2031 | 5 | 3 | 3.2 | 20534 | 19771
Local and Special Ventilation | Fan - Axial | Town HI | 1 | Medium | B | 1 | 2025 | 5 | 3 | 3.2 | 20535 | 6280
Emergency Lighting | Self Contained - LED | Town HP | 10 | Urgent | B | 21 | 2045 | 5 | 1 | 2.2 | 1956 | 31778
Access Control | Door Lock / Keypad / Manual | Town HN | 1 | Medium | B | 10 | 2034 | 5 | 3 | 3.2 | 20536 | 22576
Air Conditioning | Single-Split Condenser - Split Systems/Heat Pumps - Air-cooled with Direct Expansion Evaporator (DX) | Town HN | 1 | Medium | B | 5 | 2029 | 5 | 3 | 3.2 | 20537 | 14827
Fire Safety Systems | Fire Alarm System | Town HG | 1 | Urgent | B | 5 | 2029 | 5 | 1 | 2.2 | 1957 | 14312
Emergency Lighting | Self Contained - LED | Town HG | 8 | Urgent | B | 15 | 2039 | 5 | 1 | 2.2 | 1958 | 27748
Local and Special Ventilation | Fan - Axial | Town HL | 1 | Medium | B | 1 | 2025 | 5 | 3 | 3.2 | 20538 | 6281
General Lighting | General - LED fittings & Luminaires | Town HL | 3 | Medium | B | 6 | 2030 | 5 | 3 | 3.2 | 20539 | 18431
Emergency Lighting | Self Contained - LED | Town HD | 2 | Urgent | B | 18 | 2042 | 5 | 1 | 2.2 | 1959 | 30614
Local Hot Water | Package Electric Water Heaters - Non-Drinking Water | Town HG | 1 | Medium | B | 2 | 2026 | 5 | 3 | 3.2 | 20540 | 13010
Barriers & Guardrails | Vehicle Crash Protection Barrier | Town HI | 1 | V Low | B | 2 | 2026 | 5 | 4 | 3.7 | 32717 | 13224
Local and Special Ventilation | Fan - Window / Wall Mounted | Town HG | 1 | Medium | B | 10 | 2034 | 5 | 3 | 3.2 | 20541 | 22577
Central Cooling | Fan - Axial | Town HO | 1 | Medium | B | 1 | 2025 | 5 | 3 | 3.2 | 20542 | 6282
General Lighting | General - LED fittings & Luminaires | Town AJ | 50 | Medium | B | 4 | 2028 | 5 | 3 | 3.2 | 20543 | 14037
General Lighting | General - LED fittings & Luminaires | Town AJ | 7 | Medium | B | 4 | 2028 | 5 | 3 | 3.2 | 20544 | 14038
Air Conditioning | Single-Split Evaporator - Split Systems/Heat Pumps - Air-cooled with Direct Expansion Evaporator (DX) | Town HI | 1 | Medium | B | 14 | 2038 | 5 | 3 | 3.2 | 20545 | 27525
Fire Safety Systems | Manual and Automatic Doors - Emergency and Panic Escape Doors | Town HI | 1 | Urgent | B | 33 | 2057 | 5 | 1 | 2.2 | 1960 | 33838
Roller Shutters | External Electric Roller Shutter | Town HI | 1 | High | B | 21 | 2045 | 5 | 2 | 2.7 | 11779 | 32544
General Lighting | General - LED fittings & Luminaires | Town HP | 1 | Medium | B | 16 | 2040 | 5 | 3 | 3.2 | 20546 | 29336
Emergency Lighting | Self Contained - LED | Town HL | 2 | Urgent | B | 11 | 2035 | 5 | 1 | 2.2 | 1961 | 23373
Boiler | Atmospheric Gas Burner Boiler - Small and/or Wall Hung for Domestic Installation | Town HP | 1 | Medium | B | 6 | 2030 | 5 | 3 | 3.2 | 20547 | 18432
Roller Shutters | External Manual Roller Shutter | Town HJ | 1 | High | B | 13 | 2037 | 5 | 2 | 2.7 | 11780 | 26946
Fire Safety Systems | Fire Alarm Panel / Repeater | Town HR | 1 | Urgent | B | 8 | 2032 | 5 | 1 | 2.2 | 1962 | 20281
Fire Safety Systems | Fire Extinguishers - CO2 | Town HK | 3 | Urgent | B | 6 | 2030 | 5 | 1 | 2.2 | 1963 | 15848
Fire Safety Systems | Fire Blanket | Town HL | 1 | Urgent | B | 4 | 2028 | 5 | 1 | 2.2 | 1964 | 13774
Fire Safety Systems | Fire Extinguishers - CO2 | Town HH | 2 | Urgent | B | 6 | 2030 | 5 | 1 | 2.2 | 1965 | 15849
Fire Safety Systems | Manual and Automatic Doors - Emergency and Panic Escape Doors | Town HR | 2 | Urgent | D | 27 | 2051 | 3 | 1 | 1.6 | 424 | 33537
LV Distribution | Sub Distribution Board | Town HP | 1 | High | B | 1 | 2025 | 5 | 2 | 2.7 | 11781 | 2914
LV Distribution | Main Distribution Board | Town HG | 1 | High | B | 10 | 2034 | 5 | 2 | 2.7 | 11782 | 22259
External Doors | Entrance Doors | Town AJ | 1 | High | B | 28 | 2052 | 5 | 2 | 2.7 | 11783 | 33616
Fire Safety Systems | Fire Blanket | Town HF | 1 | Urgent | B | 1 | 2025 | 5 | 1 | 2.2 | 1966 | 985
Fire Safety Systems | Fire Alarm Panel / Repeater | Town HE | 1 | Urgent | C | 1 | 2025 | 4 | 1 | 1.9 | 585 | 460
Emergency Lighting | Self Contained - LED | Town AY | 1 | Urgent | C | 11 | 2035 | 4 | 1 | 1.9 | 586 | 23250
LV Distribution | Sub Distribution Board | Town HS | 1 | High | B | 6 | 2030 | 5 | 2 | 2.7 | 11784 | 17390
Air Conditioning | Single-Split Condenser - Split Systems/Heat Pumps - Air-cooled with Direct Expansion Evaporator (DX) | Town HT | 1 | Medium | B | 3 | 2027 | 5 | 3 | 3.2 | 20548 | 13439
Local and Special Ventilation | Fan - Window / Wall Mounted | Town HU | 1 | Medium | B | 1 | 2025 | 5 | 3 | 3.2 | 20549 | 6283
Air Conditioning | Multi-Split Condenser - Split Systems/Heat Pumps - Air-cooled with Direct Expansion Evaporator (DX) | Town AY | 1 | Medium | B | 1 | 2025 | 5 | 3 | 3.2 | 20550 | 6284
LV Distribution | Sub Distribution Board | Town HV | 1 | High | B | 10 | 2034 | 5 | 2 | 2.7 | 11785 | 22260
Burner | Forced draft gas burner | Town AQ | 1 | Medium | B | 1 | 2025 | 5 | 3 | 3.2 | 20551 | 6285
LV Distribution | Main Distribution Board | Town A | 1 | High | B | 18 | 2042 | 5 | 2 | 2.7 | 11786 | 30765
Central Cooling | Fan - Axial | Town HW | 1 | Medium | B | 1 | 2025 | 5 | 3 | 3.2 | 20552 | 6286
Local and Special Ventilation | Fan - Axial | Town HX | 1 | Medium | B | 1 | 2025 | 5 | 3 | 3.2 | 20553 | 6287
Local Hot Water | Package Electric Water Heaters - Non-Drinking Water | Town HW | 1 | Medium | B | 10 | 2034 | 5 | 3 | 3.2 | 20554 | 22578
Multi-System Controls | Instrumental Control Panel | Town HS | 1 | Medium | B | 1 | 2025 | 5 | 3 | 3.2 | 20555 | 6288
Heat Emitters | Gas Fired Unit Heaters | Town HX | 1 | Medium | B | 9 | 2033 | 5 | 3 | 3.2 | 20556 | 21689
Hot Water Distribution | Hot water cylinders | Town HY | 1 | High | B | 7 | 2031 | 5 | 2 | 2.7 | 11787 | 19570
Heat Emitters | Gas Fired Unit Heaters | Town HX | 1 | Medium | B | 8 | 2032 | 5 | 3 | 3.2 | 20557 | 20830
Fire Safety Systems | Manual and Automatic Doors - Emergency and Panic Escape Doors | Town HY | 1 | Urgent | B | 17 | 2041 | 5 | 1 | 2.2 | 1967 | 30009
Air Conditioning | Multi-Split Condenser - DX Split Systems (With Gas, Electric or Hot Water Heaters) | Town HZ | 1 | Medium | B | 1 | 2025 | 5 | 3 | 3.2 | 20558 | 6289
Barriers & Guardrails | Vehicle Crash Protection Barrier | Town IA | 6 | V Low | B | 1 | 2025 | 5 | 4 | 3.7 | 32718 | 11765
Fire Safety Systems | Fire Extinguishers - CO2 | Town HU | 1 | Urgent | B | 2 | 2026 | 5 | 1 | 2.2 | 1968 | 12464
General Lighting | General - LED fittings & Luminaires | Town HV | 15 | Medium | B | 16 | 2040 | 5 | 3 | 3.2 | 20559 | 29337
Emergency Lighting | Self Contained - Non LED | Town HW | 1 | Urgent | B | 7 | 2031 | 5 | 1 | 2.2 | 1969 | 19172
Fire Safety Systems | Fire Extinguishers - CO2 | Town A | 5 | Urgent | B | 4 | 2028 | 5 | 1 | 2.2 | 1970 | 13775
Emergency Lighting | Illuminated Fire Exit Signage | Town AQ | 3 | Urgent | B | 12 | 2036 | 5 | 1 | 2.2 | 1971 | 25948
General Lighting | General - LED fittings & Luminaires | Town HS | 5 | Medium | B | 12 | 2036 | 5 | 3 | 3.2 | 20560 | 26341
Emergency Lighting | Self Contained - LED | Town IB | 3 | Urgent | B | 19 | 2043 | 5 | 1 | 2.2 | 1972 | 31040
Heat Emitters | Electric Heaters | Town AY | 1 | Medium | B | 1 | 2025 | 5 | 3 | 3.2 | 20561 | 6290
Heat Emitters | Radiators - Steel | Town IC | 9 | Medium | B | 10 | 2034 | 5 | 3 | 3.2 | 20562 | 22579
Local and Special Ventilation | Fan - Window / Wall Mounted | Town HS | 1 | Medium | B | 1 | 2025 | 5 | 3 | 3.2 | 20563 | 6291
Local Hot Water | Instantaneous Electric Water Heater - Non-Drinking Water | Town A | 1 | Medium | B | 11 | 2035 | 5 | 3 | 3.2 | 20564 | 24957
Central Cooling | Fan - Axial | Town HW | 1 | Medium | B | 1 | 2025 | 5 | 3 | 3.2 | 20565 | 6292
Local Hot Water | Package Electric Water Heaters - Non-Drinking Water | Town HX | 1 | Medium | C | 8 | 2032 | 4 | 3 | 2.9 | 18419 | 20784
Multi-System Controls | Control Panel - Electrical Services (excluding Electrical Controllers and Pneumatic Relays) | Town AQ | 1 | Medium | B | 6 | 2030 | 5 | 3 | 3.2 | 20566 | 18433
Roller Shutters | External Electric Roller Shutter | Town ID | 1 | High | B | 1 | 2025 | 5 | 2 | 2.7 | 11788 | 2915
Fire Safety Systems | Fire Extinguishers - Powder - P50 | Town IE | 2 | Urgent | B | 9 | 2033 | 5 | 1 | 2.2 | 1973 | 21219
Burner | Forced draft gas burner | Town IB | 1 | Medium | B | 1 | 2025 | 5 | 3 | 3.2 | 20567 | 6293
Fire Safety Systems | Fire Alarm Panel / Repeater | Town HX | 1 | Urgent | CX | 1 | 2025 | 2 | 1 | 1.3 | 324 | 311
LV Distribution | Sub Distribution Board | Town HY | 1 | High | B | 2 | 2026 | 5 | 2 | 2.7 | 11789 | 12865
Heat Emitters | Unit Heaters | Town ID | 1 | Medium | B | 1 | 2025 | 5 | 3 | 3.2 | 20568 | 6294
Fire Safety Systems | Fire Blanket | Town HW | 1 | Urgent | B | 4 | 2028 | 5 | 1 | 2.2 | 1974 | 13776
Local Hot Water | Package Electric Water Heaters - Non-Drinking Water | Town IF | 1 | Medium | B | 2 | 2026 | 5 | 3 | 3.2 | 20569 | 13011
Emergency Lighting | Self Contained - LED | Town AY | 12 | Urgent | C | 11 | 2035 | 4 | 1 | 1.9 | 587 | 23251
Heat Emitters | Electric Heaters | Town AY | 1 | Medium | B | 1 | 2025 | 5 | 3 | 3.2 | 20570 | 6295
Fire Safety Systems | Manual and Automatic Doors - Emergency and Panic Escape Doors | Town IB | 1 | Urgent | D | 11 | 2035 | 3 | 1 | 1.6 | 425 | 23241
LV Distribution | Sub Distribution Board | Town HY | 1 | High | B | 2 | 2026 | 5 | 2 | 2.7 | 11790 | 12866
Fire Safety Systems | Manual and Automatic Doors - Emergency and Panic Escape Doors | Town A | 1 | Urgent | B | 35 | 2059 | 5 | 1 | 2.2 | 1975 | 33876
External Lighting | General - Non LED | Town ID | 11 | Medium | B | 1 | 2025 | 5 | 3 | 3.2 | 20571 | 6296
Access Control | Gate Access - Local Lock / Keypad / Manual (External) | Town A | 3 | Medium | B | 6 | 2030 | 5 | 3 | 3.2 | 20572 | 18434
AHU - External | Central Heating - Gas Fired (Externally Sourced) | Town AY | 1 | Medium | B | 1 | 2025 | 5 | 3 | 3.2 | 20573 | 6297
Fire Safety Systems | Manual and Automatic Doors - Emergency and Panic Escape Doors | Town AY | 1 | Urgent | B | 11 | 2035 | 5 | 1 | 2.2 | 1976 | 23374
Fire Safety Systems | Manual and Automatic Doors - Emergency and Panic Escape Doors | Town IC | 2 | Urgent | B | 11 | 2035 | 5 | 1 | 2.2 | 1977 | 23375
Fire Safety Systems | Manual and Automatic Doors - Emergency and Panic Escape Doors | Town AY | 1 | Urgent | B | 11 | 2035 | 5 | 1 | 2.2 | 1978 | 23376
Fire Safety Systems | Manual and Automatic Doors - Emergency and Panic Escape Doors | Town AY | 1 | Urgent | B | 11 | 2035 | 5 | 1 | 2.2 | 1979 | 23377
General Lighting | General - LED fittings & Luminaires | Town HX | 8 | Medium | B | 1 | 2025 | 5 | 3 | 3.2 | 20574 | 6298
Emergency Lighting | Self Contained - LED | Town HS | 1 | Urgent | B | 11 | 2035 | 5 | 1 | 2.2 | 1980 | 23378
Fire Safety Systems | Fire Extinguishers - CO2 | Town IB | 2 | Urgent | B | 7 | 2031 | 5 | 1 | 2.2 | 1981 | 19173
Boiler | Atmospheric Gas Burner Boiler - Small and/or Wall Hung for Light Commercial Installation | Town IB | 1 | Medium | B | 6 | 2030 | 5 | 3 | 3.2 | 20575 | 18435
Fire Safety Systems | Fire Extinguishers - CO2 | Town HS | 2 | Urgent | B | 2 | 2026 | 5 | 1 | 2.2 | 1982 | 12465
Security Systems | Manual and Automatic Doors - High Security Door | Town HT | 1 | High | B | 25 | 2049 | 5 | 2 | 2.7 | 11791 | 33368
Local and Special Ventilation | Fan - Extract | Town A | 1 | Medium | B | 1 | 2025 | 5 | 3 | 3.2 | 20576 | 6299
Fire Safety Systems | Fire Extinguishers - Powder | Town BK | 3 | Urgent | B | 6 | 2030 | 5 | 1 | 2.2 | 1983 | 15850
Heat Emitters | Electric Overdoor Air Curtain/Heater | Town A | 1 | Medium | CX | 1 | 2025 | 2 | 3 | 2.3 | 10045 | 2016
LV Distribution | Sub Distribution Board | Town HX | 1 | High | B | 18 | 2042 | 5 | 2 | 2.7 | 11792 | 30766
Fire Safety Systems | Manual and Automatic Doors - Emergency and Panic Escape Doors | Town AQ | 1 | Urgent | B | 21 | 2045 | 5 | 1 | 2.2 | 1984 | 31779
Multi-System Controls | Instrumental Control Panel | Town HS | 1 | Medium | B | 16 | 2040 | 5 | 3 | 3.2 | 20577 | 29338
General Lighting | General - LED fittings & Luminaires | Town IG | 1 | Medium | B | 13 | 2037 | 5 | 3 | 3.2 | 20578 | 27064
Emergency Lighting | Self Contained - LED | Town HX | 1 | Urgent | B | 21 | 2045 | 5 | 1 | 2.2 | 1985 | 31780
External Doors | Entrance Doors | Town IB | 1 | High | B | 21 | 2045 | 5 | 2 | 2.7 | 11793 | 32545
Specialist Lighting | Illuminated External Signs | Town HS | 1 | Medium | B | 1 | 2025 | 5 | 3 | 3.2 | 20579 | 6300
Local and Special Ventilation | Fan - Window / Wall Mounted | Town HS | 1 | Medium | B | 1 | 2025 | 5 | 3 | 3.2 | 20580 | 6301
LV Distribution | Main Distribution Board | Town IF | 1 | High | B | 17 | 2041 | 5 | 2 | 2.7 | 11794 | 30282
Fire Safety Systems | Fire Extinguishers - CO2 | Town AY | 2 | Urgent | B | 2 | 2026 | 5 | 1 | 2.2 | 1986 | 12466
Local Hot Water | Instantaneous Electric Water Heater - Non-Drinking Water | Town A | 1 | Medium | C | 1 | 2025 | 4 | 3 | 2.9 | 18420 | 5385
Specialist Lighting | Illuminated External Signs | Town A | 1 | Medium | C | 1 | 2025 | 4 | 3 | 2.9 | 18421 | 5386
Boiler | Atmospheric Gas Burner/Condensing Combination Boiler (domestic type) | Town AQ | 1 | High | C | 1 | 2025 | 4 | 2 | 2.4 | 10438 | 2332
Heat Emitters | Electric Overdoor Air Curtain/Heater | Town A | 1 | Medium | B | 1 | 2025 | 5 | 3 | 3.2 | 20581 | 6302
LV Distribution | Sub Distribution Board | Town HV | 1 | High | B | 15 | 2039 | 5 | 2 | 2.7 | 11795 | 28081
Local Hot Water | Package Electric Water Heaters - Non-Drinking Water | Town HV | 1 | Medium | DX | 1 | 2025 | 1 | 3 | 2 | 778 | 502
General Lighting | General - LED fittings & Luminaires | Town HS | 4 | Medium | B | 12 | 2036 | 5 | 3 | 3.2 | 20582 | 26342
Boiler | Atmospheric Gas Burner Boiler - Small and/or Wall Hung for Domestic Installation | Town HU | 1 | Medium | B | 2 | 2026 | 5 | 3 | 3.2 | 20583 | 13012
LV Distribution | Sub Distribution Board | Town AY | 1 | High | B | 12 | 2036 | 5 | 2 | 2.7 | 11796 | 26139
Central Cooling | Fan - Axial | Town IG | 1 | Medium | B | 5 | 2029 | 5 | 3 | 3.2 | 20584 | 14828
Emergency Lighting | Self Contained - LED | Town AY | 5 | Urgent | C | 11 | 2035 | 4 | 1 | 1.9 | 588 | 23252
Lifts | Passenger Lift Hydraulic - Electric | Town IF | 1 | Medium | B | 8 | 2032 | 5 | 3 | 3.2 | 20585 | 20831
Fire Safety Systems | Manual and Automatic Doors - Emergency and Panic Escape Doors | Town BK | 1 | Urgent | B | 15 | 2039 | 5 | 1 | 2.2 | 1987 | 27749
Fire Safety Systems | Manual and Automatic Doors - Emergency and Panic Escape Doors | Town HS | 1 | Urgent | C | 11 | 2035 | 4 | 1 | 1.9 | 589 | 23253
Boiler | Atmospheric Gas Burner Boiler - Small and/or Wall Hung for Domestic Installation | Town AY | 1 | Medium | B | 2 | 2026 | 5 | 3 | 3.2 | 20586 | 13013
Local and Special Ventilation | Fan - Extract | Town HX | 1 | Medium | B | 1 | 2025 | 5 | 3 | 3.2 | 20587 | 6303
Emergency Lighting | Illuminated Fire Exit Signage | Town HS | 2 | Urgent | B | 12 | 2036 | 5 | 1 | 2.2 | 1988 | 25949
LV Distribution | Main Distribution Board | Town BK | 1 | High | B | 12 | 2036 | 5 | 2 | 2.7 | 11797 | 26140
LV Distribution | Sub Distribution Board | Town HT | 1 | High | B | 10 | 2034 | 5 | 2 | 2.7 | 11798 | 22261
Local and Special Ventilation | Unit extract fans | Town IH | 1 | Medium | B | 1 | 2025 | 5 | 3 | 3.2 | 20588 | 6304
Emergency Lighting | Self Contained - LED | Town IH | 3 | Urgent | B | 21 | 2045 | 5 | 1 | 2.2 | 1989 | 31781
External Lighting | General - Non LED | Town AQ | 17 | Medium | B | 1 | 2025 | 5 | 3 | 3.2 | 20589 | 6305
Heat Emitters | Gas Fired Natural and Fan Assisted Heaters | Town A | 1 | Medium | B | 15 | 2039 | 5 | 3 | 3.2 | 20590 | 28358
Local and Special Ventilation | Fan - Extract | Town HY | 1 | Medium | B | 1 | 2025 | 5 | 3 | 3.2 | 20591 | 6306
Central Cooling | Fan - Axial | Town HY | 1 | Medium | B | 1 | 2025 | 5 | 3 | 3.2 | 20592 | 6307
Emergency Lighting | Self Contained - LED | Town HX | 15 | Urgent | B | 21 | 2045 | 5 | 1 | 2.2 | 1990 | 31782
General Lighting | General - LED fittings & Luminaires | Town AY | 6 | Medium | C | 12 | 2036 | 4 | 3 | 2.9 | 18422 | 26280
Emergency Lighting | Self Contained - Non LED | Town A | 1 | Urgent | B | 1 | 2025 | 5 | 1 | 2.2 | 1991 | 986
Air Conditioning | Single-Split Evaporator - Split Systems/Heat Pumps - Air-cooled with Direct Expansion Evaporator (DX) | Town AY | 1 | Medium | B | 1 | 2025 | 5 | 3 | 3.2 | 20593 | 6308
General Lighting | General - LED fittings & Luminaires | Town IA | 27 | Medium | B | 4 | 2028 | 5 | 3 | 3.2 | 20594 | 14039
External Lighting | General - Non LED | Town BK | 5 | Medium | C | 1 | 2025 | 4 | 3 | 2.9 | 18423 | 5387
Fire Safety Systems | Fire Extinguishers - CO2 | Town AQ | 1 | Urgent | B | 2 | 2026 | 5 | 1 | 2.2 | 1992 | 12467
Roller Shutters | External Manual Roller Shutter | Town IH | 1 | High | B | 21 | 2045 | 5 | 2 | 2.7 | 11799 | 32546
Local and Special Ventilation | Fan - Extract | Town BK | 1 | Medium | B | 1 | 2025 | 5 | 3 | 3.2 | 20595 | 6309
Emergency Lighting | Self Contained - LED | Town AY | 2 | Urgent | C | 11 | 2035 | 4 | 1 | 1.9 | 590 | 23254
Emergency Lighting | Self Contained - LED | Town IE | 8 | Urgent | B | 21 | 2045 | 5 | 1 | 2.2 | 1993 | 31783
Fire Safety Systems | Fire Extinguishers - CO2 | Town HU | 2 | Urgent | B | 2 | 2026 | 5 | 1 | 2.2 | 1994 | 12468
Emergency Lighting | Self Contained - Non LED | Town IB | 1 | Urgent | C | 9 | 2033 | 4 | 1 | 1.9 | 591 | 21201
Fire Safety Systems | Fire Extinguishers - CO2 | Town BK | 5 | Urgent | B | 6 | 2030 | 5 | 1 | 2.2 | 1995 | 15851
LV Distribution | Main Distribution Board | Town A | 1 | High | B | 1 | 2025 | 5 | 2 | 2.7 | 11800 | 2916
Roller Shutters | Internal Manual Roller Shutter | Town IF | 1 | Medium | B | 1 | 2025 | 5 | 3 | 3.2 | 20596 | 6310
Local and Special Ventilation | Fan - Centrifugal | Town A | 1 | Medium | B | 1 | 2025 | 5 | 3 | 3.2 | 20597 | 6311
Roller Shutters | External Manual Roller Shutter | Town IC | 1 | High | B | 1 | 2025 | 5 | 2 | 2.7 | 11801 | 2917
General Lighting | General - LED fittings & Luminaires | Town IF | 34 | Medium | B | 10 | 2034 | 5 | 3 | 3.2 | 20598 | 22580
Emergency Lighting | Self Contained - Non LED | Town A | 2 | Urgent | B | 5 | 2029 | 5 | 1 | 2.2 | 1996 | 14313
Central Cooling | Fan - Axial | Town II | 1 | Medium | B | 1 | 2025 | 5 | 3 | 3.2 | 20599 | 6312
General Lighting | General - LED fittings & Luminaires | Town AY | 4 | Medium | B | 12 | 2036 | 5 | 3 | 3.2 | 20600 | 26343
Local and Special Ventilation | Fan - Window / Wall Mounted | Town IB | 1 | Medium | C | 1 | 2025 | 4 | 3 | 2.9 | 18424 | 5388
Roller Shutters | External Window Shutters - Manual | Town HW | 1 | Medium | D | 2 | 2026 | 3 | 3 | 2.6 | 11044 | 12847
Fire Safety Systems | Fire Extinguishers - Foam | Town IE | 4 | Urgent | B | 9 | 2033 | 5 | 1 | 2.2 | 1997 | 21220
Central Ventilation Systems | Fan - General Ventilation | Town IF | 1 | Low | B | 3 | 2027 | 5 | 4 | 3.7 | 32719 | 13714
LV Distribution | Sub Distribution Board | Town HV | 1 | High | B | 1 | 2025 | 5 | 2 | 2.7 | 11802 | 2918
LV Distribution | Main Distribution Board | Town IF | 1 | High | B | 17 | 2041 | 5 | 2 | 2.7 | 11803 | 30283
External Doors | Manual and Automatic Doors - Auto / Powered Sliding Doors | Town IG | 1 | High | B | 17 | 2041 | 5 | 2 | 2.7 | 11804 | 30284
Emergency Lighting | Illuminated Fire Exit Signage | Town HX | 3 | Urgent | B | 16 | 2040 | 5 | 1 | 2.2 | 1998 | 28638
AHU - External | Central Air Conditioning - Gas Fired | Town HS | 1 | Medium | B | 1 | 2025 | 5 | 3 | 3.2 | 20601 | 6313
Emergency Lighting | Illuminated Fire Exit Signage | Town IJ | 3 | Urgent | B | 13 | 2037 | 5 | 1 | 2.2 | 1999 | 26822
General Lighting | General - LED fittings & Luminaires | Town AY | 7 | Medium | B | 12 | 2036 | 5 | 3 | 3.2 | 20602 | 26344
General Lighting | General - LED fittings & Luminaires | Town HU | 4 | Medium | B | 12 | 2036 | 5 | 3 | 3.2 | 20603 | 26345
General Lighting | General - LED fittings & Luminaires | Town II | 1 | Medium | B | 6 | 2030 | 5 | 3 | 3.2 | 20604 | 18436
Roller Shutters | External Electric Roller Shutter | Town IK | 1 | High | B | 11 | 2035 | 5 | 2 | 2.7 | 11805 | 24134
LV Distribution | Sub Distribution Board | Town IL | 1 | High | B | 1 | 2025 | 5 | 2 | 2.7 | 11806 | 2919
Roller Shutters | External Manual Roller Shutter | Town IM | 1 | High | B | 1 | 2025 | 5 | 2 | 2.7 | 11807 | 2920
Local Hot Water | Instantaneous Electric Water Heater - Non-Drinking Water | Town E | 1 | Medium | B | 12 | 2036 | 5 | 3 | 3.2 | 20605 | 26346
Roller Shutters | Internal Electric Roller Shutter | Town IN | 1 | Medium | B | 11 | 2035 | 5 | 3 | 3.2 | 20606 | 24958
Heat Emitters | Gas Fired Natural and Fan Assisted Heaters | Town BV | 1 | Medium | B | 1 | 2025 | 5 | 3 | 3.2 | 20607 | 6314
Heat Emitters | Gas Fired Natural and Fan Assisted Heaters | Town IL | 1 | Medium | B | 1 | 2025 | 5 | 3 | 3.2 | 20608 | 6315
Local Hot Water | Instantaneous Electric Water Heater - Non-Drinking Water | Town IO | 1 | Medium | B | 5 | 2029 | 5 | 3 | 3.2 | 20609 | 14829
External Doors | Entrance Doors | Town IL | 1 | High | B | 11 | 2035 | 5 | 2 | 2.7 | 11808 | 24135
LV Distribution | Sub Distribution Board | Town IP | 1 | High | B | 1 | 2025 | 5 | 2 | 2.7 | 11809 | 2921
Boiler | Atmospheric Gas Burner/Condensing Combination Boiler (domestic type) | Town BL | 1 | High | B | 1 | 2025 | 5 | 2 | 2.7 | 11810 | 2922
Local and Special Ventilation | Fan - Extract | Town BK | 1 | Medium | C | 1 | 2025 | 4 | 3 | 2.9 | 18425 | 5389
Local and Special Ventilation | Fan - Centrifugal | Town IQ | 1 | Medium | B | 1 | 2025 | 5 | 3 | 3.2 | 20610 | 6316
Fire Safety Systems | Fire Extinguishers - Powder | Town IR | 1 | Urgent | B | 6 | 2030 | 5 | 1 | 2.2 | 2000 | 15852
Heat Emitters | Gas Fired Unit Heaters | Town IO | 1 | Medium | B | 10 | 2034 | 5 | 3 | 3.2 | 20611 | 22581
Emergency Lighting | Illuminated Fire Exit Signage | Town IP | 3 | Urgent | B | 16 | 2040 | 5 | 1 | 2.2 | 2001 | 28639
Emergency Lighting | Self Contained - Non LED | Town BV | 2 | Urgent | B | 1 | 2025 | 5 | 1 | 2.2 | 2002 | 987
Heat Emitters | Gas Fired Natural and Fan Assisted Heaters | Town IL | 1 | Medium | B | 1 | 2025 | 5 | 3 | 3.2 | 20612 | 6317
Local Hot Water | Instantaneous Electric Water Heater - Non-Drinking Water | Town IL | 1 | Medium | B | 1 | 2025 | 5 | 3 | 3.2 | 20613 | 6318
Emergency Lighting | Illuminated Fire Exit Signage | Town IS | 2 | Urgent | B | 16 | 2040 | 5 | 1 | 2.2 | 2003 | 28640
Fire Safety Systems | Fire Extinguishers - Foam | Town BH | 1 | Urgent | B | 6 | 2030 | 5 | 1 | 2.2 | 2004 | 15853
Roller Shutters | External Electric Roller Shutter | Town BI | 1 | High | B | 17 | 2041 | 5 | 2 | 2.7 | 11811 | 30285
Multi-System Controls | Instrumental Control Panel | Town IN | 1 | Medium | B | 1 | 2025 | 5 | 3 | 3.2 | 20614 | 6319
Heat Emitters | Radiators - Steel | Town EA | 1 | Medium | B | 10 | 2034 | 5 | 3 | 3.2 | 20615 | 22582
Fire Safety Systems | Fire Extinguishers - CO2 | Town IT | 1 | Urgent | B | 8 | 2032 | 5 | 1 | 2.2 | 2005 | 20282
Central Heating & Cooling | Fan - Mixed Flow | Town IS | 1 | Medium | B | 1 | 2025 | 5 | 3 | 3.2 | 20616 | 6320
Roller Shutters | External Manual Roller Shutter | Town IL | 1 | High | B | 1 | 2025 | 5 | 2 | 2.7 | 11812 | 2923
Fire Safety Systems | Fire Extinguishers - CO2 | Town IQ | 2 | Urgent | B | 8 | 2032 | 5 | 1 | 2.2 | 2006 | 20283
Roller Shutters | Internal Electric Roller Shutter | Town BL | 1 | Medium | C | 21 | 2045 | 4 | 3 | 2.9 | 18426 | 32779
Fire Safety Systems | Fire Extinguishers - CO2 | Town IS | 1 | Urgent | B | 6 | 2030 | 5 | 1 | 2.2 | 2007 | 15854
Fire Safety Systems | Fire Extinguishers - CO2 | Town IQ | 5 | Urgent | B | 3 | 2027 | 5 | 1 | 2.2 | 2008 | 13270
Heat Emitters | Gas Fired Natural and Fan Assisted Heaters | Town BL | 1 | Medium | B | 5 | 2029 | 5 | 3 | 3.2 | 20617 | 14830
General Lighting | General - LED fittings & Luminaires | Town IK | 2 | Medium | CX | 1 | 2025 | 2 | 3 | 2.3 | 10046 | 2017
General Lighting | General - LED fittings & Luminaires | Town EA | 1 | Medium | A | 19 | 2043 | 6 | 3 | 3.5 | 32442 | 31382
Roller Shutters | Internal Electric Roller Shutter | Town IL | 1 | Medium | B | 11 | 2035 | 5 | 3 | 3.2 | 20618 | 24959
Heat Emitters | Electric Heaters | Town IU | 1 | Medium | B | 1 | 2025 | 5 | 3 | 3.2 | 20619 | 6321
Fire Safety Systems | Fire Extinguishers - Powder - P50 | Town IL | 2 | Urgent | B | 2 | 2026 | 5 | 1 | 2.2 | 2009 | 12469
External Lighting | General - LED | Town IK | 6 | Medium | B | 11 | 2035 | 5 | 3 | 3.2 | 20620 | 24960
Heat Emitters | Gas Fired Unit Heaters | Town EA | 1 | Medium | B | 5 | 2029 | 5 | 3 | 3.2 | 20621 | 14831
Roller Shutters | External Manual Roller Shutter | Town BV | 1 | High | B | 4 | 2028 | 5 | 2 | 2.7 | 11813 | 13906
Local and Special Ventilation | Fan - Axial | Town BJ | 1 | Medium | B | 1 | 2025 | 5 | 3 | 3.2 | 20622 | 6322
General Lighting | General - LED fittings & Luminaires | Town BV | 14 | Medium | B | 12 | 2036 | 5 | 3 | 3.2 | 20623 | 26347
External Lighting | General - LED | Town IQ | 4 | Medium | B | 1 | 2025 | 5 | 3 | 3.2 | 20624 | 6323
Fire Safety Systems | Fire Extinguishers - Foam | Town IV | 1 | Urgent | B | 7 | 2031 | 5 | 1 | 2.2 | 2010 | 19174
Central Heating & Cooling | Fan - Mixed Flow | Town IS | 1 | Medium | B | 1 | 2025 | 5 | 3 | 3.2 | 20625 | 6324
Fire Safety Systems | Fire Extinguishers - CO2 | Town IL | 2 | Urgent | B | 2 | 2026 | 5 | 1 | 2.2 | 2011 | 12470
Air Conditioning | Multi-Split Evaporator - Split Systems/Heat Pumps - Air-cooled with Direct Expansion Evaporator (DX) | Town IN | 1 | Medium | B | 1 | 2025 | 5 | 3 | 3.2 | 20626 | 6325
Barriers & Guardrails | Vehicle Crash Protection Barrier | Town IQ | 1 | V Low | B | 1 | 2025 | 5 | 4 | 3.7 | 32720 | 11766
Fire Safety Systems | Fire Extinguishers - Foam | Town IP | 6 | Urgent | B | 7 | 2031 | 5 | 1 | 2.2 | 2012 | 19175
General Lighting | General - LED fittings & Luminaires | Town BI | 35 | Medium | B | 16 | 2040 | 5 | 3 | 3.2 | 20627 | 29339
Local Hot Water | Instantaneous Electric Water Heater - Non-Drinking Water | Town IL | 1 | Medium | B | 1 | 2025 | 5 | 3 | 3.2 | 20628 | 6326
Local and Special Ventilation | Fan - Window / Wall Mounted | Town BV | 1 | Medium | B | 1 | 2025 | 5 | 3 | 3.2 | 20629 | 6327
General Lighting | General - LED fittings & Luminaires | Town BJ | 3 | Medium | B | 12 | 2036 | 5 | 3 | 3.2 | 20630 | 26348
Local and Special Ventilation | Unit extract fans | Town E | 1 | Medium | B | 1 | 2025 | 5 | 3 | 3.2 | 20631 | 6328
LV Distribution | Main Distribution Board | Town IV | 1 | High | B | 1 | 2025 | 5 | 2 | 2.7 | 11814 | 2924
Roller Shutters | Internal Electric Roller Shutter | Town BH | 1 | Medium | B | 11 | 2035 | 5 | 3 | 3.2 | 20632 | 24961
Roller Shutters | External Window Shutters - Electric | Town E | 1 | Medium | B | 1 | 2025 | 5 | 3 | 3.2 | 20633 | 6329
Emergency Lighting | Illuminated Fire Exit Signage | Town IQ | 3 | Urgent | B | 16 | 2040 | 5 | 1 | 2.2 | 2013 | 28641
Emergency Lighting | Self Contained - LED | Town IT | 2 | Urgent | B | 15 | 2039 | 5 | 1 | 2.2 | 2014 | 27750
Roller Shutters | External Manual Roller Shutter | Town IP | 1 | High | B | 1 | 2025 | 5 | 2 | 2.7 | 11815 | 2925
Fire Safety Systems | Fire Extinguishers - CO2 | Town EA | 1 | Urgent | B | 7 | 2031 | 5 | 1 | 2.2 | 2015 | 19176
Air Conditioning | Multi-Split Condenser - Split Systems/Heat Pumps - Air-cooled with Direct Expansion Evaporator (DX) | Town E | 1 | Medium | B | 9 | 2033 | 5 | 3 | 3.2 | 20634 | 21690
Air Conditioning | Multi-Split Evaporator - Split Systems/Heat Pumps - Air-cooled with Direct Expansion Evaporator (DX) | Town IN | 1 | Medium | B | 1 | 2025 | 5 | 3 | 3.2 | 20635 | 6330
Roller Shutters | External Manual Roller Shutter | Town IP | 1 | High | B | 1 | 2025 | 5 | 2 | 2.7 | 11816 | 2926
Fire Safety Systems | Manual and Automatic Doors - Emergency and Panic Escape Doors | Town EA | 1 | Urgent | B | 21 | 2045 | 5 | 1 | 2.2 | 2016 | 31784
Emergency Lighting | Externally Powered - Non LED | Town IW | 4 | Urgent | B | 1 | 2025 | 5 | 1 | 2.2 | 2017 | 988
Air Conditioning | Single-Split Evaporator - Split Systems/Heat Pumps - Air-cooled with Direct Expansion Evaporator (DX) | Town BH | 1 | Medium | B | 7 | 2031 | 5 | 3 | 3.2 | 20636 | 19772
General Lighting | General - LED fittings & Luminaires | Town IL | 35 | Medium | B | 12 | 2036 | 5 | 3 | 3.2 | 20637 | 26349
Fire Safety Systems | Fire Extinguishers - CO2 | Town BH | 6 | Urgent | B | 6 | 2030 | 5 | 1 | 2.2 | 2018 | 15855
LV Distribution | Sub Distribution Board | Town IW | 1 | High | B | 1 | 2025 | 5 | 2 | 2.7 | 11817 | 2927
Roller Shutters | External Manual Roller Shutter | Town BK | 1 | High | B | 8 | 2032 | 5 | 2 | 2.7 | 11818 | 20676
Emergency Lighting | Self Contained - Non LED | Town E | 2 | Urgent | B | 1 | 2025 | 5 | 1 | 2.2 | 2019 | 989
AHU - External | Central Air Conditioning - Electric & DX | Town IV | 1 | Medium | B | 3 | 2027 | 5 | 3 | 3.2 | 20638 | 13440
Air Conditioning | Single-Split Evaporator - Split Systems/Heat Pumps - Air-cooled with Direct Expansion Evaporator (DX) | Town IX | 1 | Medium | B | 1 | 2025 | 5 | 3 | 3.2 | 20639 | 6331
Local and Special Ventilation | Fan - Extract | Town IQ | 1 | Medium | CX | 1 | 2025 | 2 | 3 | 2.3 | 10047 | 2018
Local and Special Ventilation | Fan - Centrifugal | Town IQ | 1 | Medium | B | 1 | 2025 | 5 | 3 | 3.2 | 20640 | 6332
Local and Special Ventilation | Fan - Axial | Town IQ | 1 | Medium | B | 1 | 2025 | 5 | 3 | 3.2 | 20641 | 6333
Heat Emitters | Electric Heaters | Town IY | 2 | Medium | B | 4 | 2028 | 5 | 3 | 3.2 | 20642 | 14040
Air Conditioning | Multi-Split Evaporator - Split Systems/Heat Pumps - Air-cooled with Direct Expansion Evaporator (DX) | Town IN | 1 | Medium | B | 1 | 2025 | 5 | 3 | 3.2 | 20643 | 6334
Local and Special Ventilation | Fan - Window / Wall Mounted | Town EA | 1 | Medium | B | 5 | 2029 | 5 | 3 | 3.2 | 20644 | 14832
Fire Safety Systems | Fire Alarm System | Town IO | 1 | Urgent | B | 10 | 2034 | 5 | 1 | 2.2 | 2020 | 21979
Emergency Lighting | Self Contained - LED | Town BL | 4 | Urgent | A | 25 | 2049 | 6 | 1 | 2.5 | 10818 | 33359
General Lighting | General - LED fittings & Luminaires | Town BL | 31 | Medium | A | 20 | 2044 | 6 | 3 | 3.5 | 32443 | 31693
Heat Emitters | Gas Radiant Tube Heaters | Town BI | 1 | Medium | B | 2 | 2026 | 5 | 3 | 3.2 | 20645 | 13014
LV Distribution | Sub Distribution Board | Town IS | 1 | High | B | 1 | 2025 | 5 | 2 | 2.7 | 11819 | 2928
Local Hot Water | Instantaneous Electric Water Heater - Non-Drinking Water | Town E | 1 | Medium | B | 9 | 2033 | 5 | 3 | 3.2 | 20646 | 21691
Roller Shutters | External Manual Roller Shutter | Town BV | 1 | High | B | 1 | 2025 | 5 | 2 | 2.7 | 11820 | 2929
General Lighting | General - LED fittings & Luminaires | Town IT | 19 | Medium | B | 1 | 2025 | 5 | 3 | 3.2 | 20647 | 6335
Specialist Lighting | Illuminated External Signs | Town BJ | 1 | Medium | B | 6 | 2030 | 5 | 3 | 3.2 | 20648 | 18437
General Lighting | General - LED fittings & Luminaires | Town BV | 6 | Medium | B | 1 | 2025 | 5 | 3 | 3.2 | 20649 | 6336
Heat Emitters | Electric Overdoor Air Curtain/Heater | Town E | 1 | Medium | C | 1 | 2025 | 4 | 3 | 2.9 | 18427 | 5390
Fire Safety Systems | Fire Extinguishers - CO2 | Town IL | 3 | Urgent | B | 2 | 2026 | 5 | 1 | 2.2 | 2021 | 12471
Fire Safety Systems | Fire Extinguishers - Foam | Town BL | 1 | Urgent | B | 9 | 2033 | 5 | 1 | 2.2 | 2022 | 21221
Heat Emitters | Gas Fired Unit Heaters | Town BI | 1 | Medium | B | 8 | 2032 | 5 | 3 | 3.2 | 20650 | 20832
Roller Shutters | External Manual Roller Shutter | Town BV | 1 | High | B | 11 | 2035 | 5 | 2 | 2.7 | 11821 | 24136
General Lighting | General - LED fittings & Luminaires | Town IN | 5 | Medium | B | 12 | 2036 | 5 | 3 | 3.2 | 20651 | 26350
Local Hot Water | Package Electric Water Heaters - Non-Drinking Water | Town BK | 1 | Medium | DX | 1 | 2025 | 1 | 3 | 2 | 779 | 503
Local and Special Ventilation | Fan - Window / Wall Mounted | Town IO | 1 | Medium | B | 10 | 2034 | 5 | 3 | 3.2 | 20652 | 22583
External Doors | Entrance Doors | Town BV | 1 | High | B | 11 | 2035 | 5 | 2 | 2.7 | 11822 | 24137
External Lighting | General - LED | Town BJ | 2 | Medium | B | 1 | 2025 | 5 | 3 | 3.2 | 20653 | 6337
Air Conditioning | Single-Split Condenser - Split Systems/Heat Pumps - Air-cooled with Direct Expansion Evaporator (DX) | Town IZ | 1 | Medium | B | 7 | 2031 | 5 | 3 | 3.2 | 20654 | 19773
Air Conditioning | Multi-Split Condenser - Split Systems/Heat Pumps - Air-cooled with Direct Expansion Evaporator (DX) | Town JA | 1 | Medium | B | 1 | 2025 | 5 | 3 | 3.2 | 20655 | 6338
Local and Special Ventilation | Fan - Centrifugal | Town JB | 1 | Medium | B | 1 | 2025 | 5 | 3 | 3.2 | 20656 | 6339
LV Distribution | Sub Distribution Board | Town JA | 1 | High | B | 19 | 2043 | 5 | 2 | 2.7 | 11823 | 31147
Fire Safety Systems | Fire Alarm System | Town JC | 1 | Urgent | B | 1 | 2025 | 5 | 1 | 2.2 | 2023 | 990
LV Distribution | Main Distribution Board | Town JD | 1 | High | B | 3 | 2027 | 5 | 2 | 2.7 | 11824 | 13326
Heat Emitters | Gas Fired Natural and Fan Assisted Heaters | Town JE | 1 | Medium | B | 11 | 2035 | 5 | 3 | 3.2 | 20657 | 24962
LV Distribution | Sub Distribution Board | Town JA | 1 | High | B | 3 | 2027 | 5 | 2 | 2.7 | 11825 | 13327
LV Distribution | Sub Distribution Board | Town JF | 1 | High | CX | 1 | 2025 | 2 | 2 | 1.8 | 479 | 388
Local Hot Water | Package Electric Water Heaters - Non-Drinking Water | Town JC | 1 | Medium | B | 1 | 2025 | 5 | 3 | 3.2 | 20658 | 6340
Local and Special Ventilation | Fan - Window / Wall Mounted | Town JG | 1 | Medium | B | 1 | 2025 | 5 | 3 | 3.2 | 20659 | 6341
Local and Special Ventilation | Fan - Extract | Town HA | 1 | Medium | B | 1 | 2025 | 5 | 3 | 3.2 | 20660 | 6342
Air Conditioning | Single-Split Condenser - Split Systems/Heat Pumps - Air-cooled with Direct Expansion Evaporator (DX) | Town JH | 1 | Medium | B | 5 | 2029 | 5 | 3 | 3.2 | 20661 | 14833
Heat Emitters | Gas Fired Unit Heaters | Town JG | 1 | Medium | A | 15 | 2039 | 6 | 3 | 3.5 | 32444 | 28557
Roller Shutters | Internal Electric Roller Shutter | Town JI | 1 | Medium | B | 1 | 2025 | 5 | 3 | 3.2 | 20662 | 6343
External Doors | Manual and Automatic Doors - Auto / Powered Sliding Doors | Town JA | 1 | High | B | 18 | 2042 | 5 | 2 | 2.7 | 11826 | 30767
General Lighting | General - LED fittings & Luminaires | Town JJ | 81 | Medium | B | 15 | 2039 | 5 | 3 | 3.2 | 20663 | 28359
Fire Safety Systems | Fire Extinguishers - Water | Town JD | 1 | Urgent | B | 6 | 2030 | 5 | 1 | 2.2 | 2024 | 15856
LV Distribution | Sub Distribution Board | Town JK | 1 | High | A | 19 | 2043 | 6 | 2 | 3 | 19513 | 31283
Local and Special Ventilation | Fan - General Ventilation | Town JL | 1 | Medium | B | 1 | 2025 | 5 | 3 | 3.2 | 20664 | 6344
Heat Emitters | Gas Fired Natural and Fan Assisted Heaters | Town JM | 1 | Medium | B | 1 | 2025 | 5 | 3 | 3.2 | 20665 | 6345
Heat Emitters | Electric Heaters | Town JN | 1 | Medium | B | 1 | 2025 | 5 | 3 | 3.2 | 20666 | 6346
Heat Emitters | Gas Fired Unit Heaters | Town HA | 1 | Medium | B | 1 | 2025 | 5 | 3 | 3.2 | 20667 | 6347
LV Distribution | Sub Distribution Board | Town JK | 1 | High | B | 14 | 2038 | 5 | 2 | 2.7 | 11827 | 27434
Access Control | Door Lock / Keypad / Manual | Town JJ | 1 | Medium | B | 10 | 2034 | 5 | 3 | 3.2 | 20668 | 22584
Access Control | Gate Access - Local Lock / Keypad / Manual (External) | Town JG | 1 | Medium | B | 8 | 2032 | 5 | 3 | 3.2 | 20669 | 20833
Fire Safety Systems | Fire Extinguishers - Foam | Town JF | 1 | Urgent | B | 7 | 2031 | 5 | 1 | 2.2 | 2025 | 19177
LV Distribution | Sub Distribution Board | Town JF | 1 | High | CX | 1 | 2025 | 2 | 2 | 1.8 | 480 | 389
Local and Special Ventilation | Fan - Kitchen Extract | Town JI | 1 | Low | B | 8 | 2032 | 5 | 4 | 3.7 | 32721 | 21178
Specialist Lighting | Illuminated External Signs | Town IZ | 1 | Medium | C | 1 | 2025 | 4 | 3 | 2.9 | 18428 | 5391
Emergency Lighting | Self Contained - LED | Town JE | 10 | Urgent | B | 22 | 2046 | 5 | 1 | 2.2 | 2026 | 32830
Emergency Lighting | Illuminated Fire Exit Signage | Town JC | 4 | Urgent | B | 16 | 2040 | 5 | 1 | 2.2 | 2027 | 28642
Fire Safety Systems | Fire Blanket | Town JG | 1 | Urgent | B | 4 | 2028 | 5 | 1 | 2.2 | 2028 | 13777
Central Ventilation Systems | Fan - General Ventilation | Town JI | 1 | Low | B | 1 | 2025 | 5 | 4 | 3.7 | 32722 | 11767
External Doors | Entrance Doors | Town JI | 1 | High | B | 15 | 2039 | 5 | 2 | 2.7 | 11828 | 28082
Emergency Lighting | Self Contained - Non LED | Town JL | 6 | Urgent | B | 15 | 2039 | 5 | 1 | 2.2 | 2029 | 27751
Fire Safety Systems | Manual and Automatic Doors - Emergency and Panic Escape Doors | Town IZ | 1 | Urgent | B | 21 | 2045 | 5 | 1 | 2.2 | 2030 | 31785
External Lighting | General - LED | Town AX | 1 | Medium | B | 5 | 2029 | 5 | 3 | 3.2 | 20670 | 14834
General Lighting | General - LED fittings & Luminaires | Town JL | 9 | Medium | B | 1 | 2025 | 5 | 3 | 3.2 | 20671 | 6348
Access Control | Door Lock / Keypad / Manual | Town JJ | 1 | Medium | B | 10 | 2034 | 5 | 3 | 3.2 | 20672 | 22585
Fire Safety Systems | Fire Extinguishers - CO2 | Town HA | 3 | Urgent | B | 6 | 2030 | 5 | 1 | 2.2 | 2031 | 15857
Emergency Lighting | Self Contained - LED | Town JO | 4 | Urgent | B | 11 | 2035 | 5 | 1 | 2.2 | 2032 | 23379
LV Distribution | Main Distribution Board | Town JK | 1 | High | D | 1 | 2025 | 3 | 2 | 2.1 | 1035 | 723
Fire Safety Systems | Manual and Automatic Doors - Emergency and Panic Escape Doors | Town AH | 1 | Urgent | B | 6 | 2030 | 5 | 1 | 2.2 | 2033 | 15858
Heat Emitters | Gas Fired Natural and Fan Assisted Heaters | Town JK | 1 | Medium | B | 8 | 2032 | 5 | 3 | 3.2 | 20673 | 20834
Heat Emitters | Gas Fired Unit Heaters | Town JC | 1 | Medium | B | 1 | 2025 | 5 | 3 | 3.2 | 20674 | 6349
Emergency Lighting | Self Contained - LED | Town AX | 5 | Urgent | B | 23 | 2047 | 5 | 1 | 2.2 | 2034 | 33071
Solar Power Generation | Photovoltaics | Town JP | 1 | Medium | B | 20 | 2044 | 5 | 3 | 3.2 | 20675 | 31668
Air Conditioning | Multi-Split Evaporator - Split Systems/Heat Pumps - Air-cooled with Direct Expansion Evaporator (DX) | Town JF | 1 | Medium | B | 3 | 2027 | 5 | 3 | 3.2 | 20676 | 13441
LV Distribution | Sub Distribution Board | Town JF | 1 | High | DX | 1 | 2025 | 1 | 2 | 1.5 | 368 | 331
Roller Shutters | Internal Electric Roller Shutter | Town JJ | 1 | Medium | B | 15 | 2039 | 5 | 3 | 3.2 | 20677 | 28360
External Doors | Manual and Automatic Doors - Auto / Powered Sliding Doors | Town JE | 1 | High | B | 20 | 2044 | 5 | 2 | 2.7 | 11829 | 31593
Fire Safety Systems | Fire Alarm Panel / Repeater | Town JN | 1 | Urgent | B | 6 | 2030 | 5 | 1 | 2.2 | 2035 | 15859
Multi-System Controls | Control Panel - Electrical Services (excluding Electrical Controllers and Pneumatic Relays) | Town AH | 1 | Medium | B | 4 | 2028 | 5 | 3 | 3.2 | 20678 | 14041
Local and Special Ventilation | Unit extract fans | Town AH | 1 | Medium | B | 1 | 2025 | 5 | 3 | 3.2 | 20679 | 6350
Multi-System Controls | Instrumental Control Panel | Town JB | 1 | Medium | B | 1 | 2025 | 5 | 3 | 3.2 | 20680 | 6351
Fire Safety Systems | Manual and Automatic Doors - Emergency and Panic Escape Doors | Town JI | 1 | Urgent | B | 15 | 2039 | 5 | 1 | 2.2 | 2036 | 27752
Roller Shutters | External Electric Roller Shutter | Town JC | 1 | High | B | 1 | 2025 | 5 | 2 | 2.7 | 11830 | 2930
Heat Emitters | Electric Heaters | Town JF | 6 | Medium | B | 1 | 2025 | 5 | 3 | 3.2 | 20681 | 6352
Fire Safety Systems | Fire Extinguishers - CO2 | Town JJ | 3 | Urgent | B | 7 | 2031 | 5 | 1 | 2.2 | 2037 | 19178
Emergency Lighting | Illuminated Fire Exit Signage | Town JH | 4 | Urgent | B | 18 | 2042 | 5 | 1 | 2.2 | 2038 | 30615
Roller Shutters | Internal Electric Roller Shutter | Town JK | 1 | Medium | B | 13 | 2037 | 5 | 3 | 3.2 | 20682 | 27065
Barriers & Guardrails | Vehicle Crash Protection Barrier | Town JC | 1 | V Low | B | 1 | 2025 | 5 | 4 | 3.7 | 32723 | 11768
Heat Emitters | Gas Fired Natural and Fan Assisted Heaters | Town AX | 1 | Medium | A | 14 | 2038 | 6 | 3 | 3.5 | 32445 | 27654
External Doors | Entrance Doors | Town IZ | 1 | High | B | 16 | 2040 | 5 | 2 | 2.7 | 11831 | 29102
Local and Special Ventilation | Fan - Axial | Town IZ | 1 | Medium | CX | 6 | 2030 | 2 | 3 | 2.3 | 10048 | 17316
External Doors | Entrance Doors | Town JL | 1 | High | B | 6 | 2030 | 5 | 2 | 2.7 | 11832 | 17391
Local and Special Ventilation | Unit extract fans | Town JC | 1 | Medium | B | 1 | 2025 | 5 | 3 | 3.2 | 20683 | 6353
Emergency Lighting | Self Contained - LED | Town JN | 14 | Urgent | B | 23 | 2047 | 5 | 1 | 2.2 | 2039 | 33072
Fire Safety Systems | Fire Extinguishers - Foam | Town JN | 1 | Urgent | B | 10 | 2034 | 5 | 1 | 2.2 | 2040 | 21980
LV Distribution | Sub Distribution Board | Town JE | 1 | High | A | 19 | 2043 | 6 | 2 | 3 | 19514 | 31284
Roller Shutters | Internal Electric Roller Shutter | Town JQ | 1 | Medium | B | 15 | 2039 | 5 | 3 | 3.2 | 20684 | 28361
Roller Shutters | Internal Automatic Roller Shutter | Town JG | 1 | High | CX | 7 | 2031 | 2 | 2 | 1.8 | 481 | 19121
General Lighting | General - LED fittings & Luminaires | Town IZ | 69 | Medium | B | 16 | 2040 | 5 | 3 | 3.2 | 20685 | 29340
Fire Safety Systems | Fire Extinguishers - Foam | Town JF | 2 | Urgent | B | 7 | 2031 | 5 | 1 | 2.2 | 2041 | 19179
External Doors | Manual and Automatic Doors - Auto / Powered Swing Doors | Town JK | 1 | High | B | 25 | 2049 | 5 | 2 | 2.7 | 11833 | 33369
Fire Safety Systems | Fire Extinguishers - Foam | Town JC | 3 | Urgent | B | 6 | 2030 | 5 | 1 | 2.2 | 2042 | 15860
Communication Systems | PA System | Town IZ | 1 | Medium | DX | 1 | 2025 | 1 | 3 | 2 | 780 | 504
Burner | Blown gas burner | Town JI | 1 | Medium | B | 1 | 2025 | 5 | 3 | 3.2 | 20686 | 6354
Heat Emitters | Radiators - Steel | Town JI | 2 | Medium | B | 13 | 2037 | 5 | 3 | 3.2 | 20687 | 27066
External Doors | Entrance Doors | Town JK | 1 | High | B | 23 | 2047 | 5 | 2 | 2.7 | 11834 | 33187
Roller Shutters | External Electric Roller Shutter | Town JC | 1 | High | B | 1 | 2025 | 5 | 2 | 2.7 | 11835 | 2931
Air Conditioning | Single-Split Evaporator - Split Systems/Heat Pumps - Air-cooled with Direct Expansion Evaporator (DX) | Town JL | 1 | Medium | B | 8 | 2032 | 5 | 3 | 3.2 | 20688 | 20835
Central Ventilation Systems | Fan - General Ventilation | Town JA | 1 | Low | B | 1 | 2025 | 5 | 4 | 3.7 | 32724 | 11769
Boiler | Combination Atmospheric Burner Gas Boiler | Town JB | 1 | High | B | 1 | 2025 | 5 | 2 | 2.7 | 11836 | 2932
Fire Safety Systems | Fire Extinguishers - Foam | Town JR | 3 | Urgent | A | 9 | 2033 | 6 | 1 | 2.5 | 10819 | 21530
General Lighting | General - LED fittings & Luminaires | Town JP | 28 | Medium | B | 15 | 2039 | 5 | 3 | 3.2 | 20689 | 28362
LV Distribution | Main Distribution Board | Town JD | 1 | High | B | 3 | 2027 | 5 | 2 | 2.7 | 11837 | 13328
Roller Shutters | External Manual Roller Shutter | Town JF | 1 | High | B | 9 | 2033 | 5 | 2 | 2.7 | 11838 | 21561
Emergency Lighting | Illuminated Fire Exit Signage | Town IZ | 1 | Urgent | B | 16 | 2040 | 5 | 1 | 2.2 | 2043 | 28643
Air Conditioning | Single-Split Evaporator - Split Systems/Heat Pumps - Air-cooled with Direct Expansion Evaporator (DX) | Town IZ | 1 | Medium | B | 1 | 2025 | 5 | 3 | 3.2 | 20690 | 6355
Local and Special Ventilation | Fan - General Ventilation | Town JL | 1 | Medium | B | 1 | 2025 | 5 | 3 | 3.2 | 20691 | 6356
LV Distribution | Sub Distribution Board | Town JL | 1 | High | B | 1 | 2025 | 5 | 2 | 2.7 | 11839 | 2933
LV Distribution | Sub Distribution Board | Town H | 1 | High | D | 7 | 2031 | 3 | 2 | 2.1 | 1036 | 19132
Heat Emitters | Electric Heaters | Town BK | 3 | Medium | D | 1 | 2025 | 3 | 3 | 2.6 | 11045 | 2574
General Lighting | General - LED fittings & Luminaires | Town IE | 1 | Medium | B | 16 | 2040 | 5 | 3 | 3.2 | 20692 | 29341
General Lighting | General - LED fittings & Luminaires | Town AY | 7 | Medium | B | 1 | 2025 | 5 | 3 | 3.2 | 20693 | 6357
Local Hot Water | Package Electric Water Heaters - Non-Drinking Water | Town IG | 1 | Medium | B | 9 | 2033 | 5 | 3 | 3.2 | 20694 | 21692
External Lighting | General - Non LED | Town IA | 7 | Medium | D | 1 | 2025 | 3 | 3 | 2.6 | 11046 | 2575
General Lighting | General - LED fittings & Luminaires | Town IB | 79 | Medium | B | 16 | 2040 | 5 | 3 | 3.2 | 20695 | 29342
Local and Special Ventilation | Fan - Kitchen Extract | Town IF | 1 | Low | B | 12 | 2036 | 5 | 4 | 3.7 | 32725 | 26794
LV Distribution | Sub Distribution Board | Town HX | 1 | High | B | 13 | 2037 | 5 | 2 | 2.7 | 11840 | 26947
Roller Shutters | External Manual Roller Shutter | Town HX | 1 | High | B | 11 | 2035 | 5 | 2 | 2.7 | 11841 | 24138
Barriers & Guardrails | Vehicle Crash Protection Barrier | Town A | 1 | V Low | B | 1 | 2025 | 5 | 4 | 3.7 | 32726 | 11770
Emergency Lighting | Self Contained - LED | Town IJ | 3 | Urgent | B | 18 | 2042 | 5 | 1 | 2.2 | 2044 | 30616
External Lighting | General - LED | Town HY | 1 | Medium | B | 8 | 2032 | 5 | 3 | 3.2 | 20696 | 20836
Emergency Lighting | Illuminated Fire Exit Signage | Town HU | 2 | Urgent | B | 12 | 2036 | 5 | 1 | 2.2 | 2045 | 25950
Emergency Lighting | Illuminated Fire Exit Signage | Town AQ | 2 | Urgent | B | 12 | 2036 | 5 | 1 | 2.2 | 2046 | 25951
Heat Emitters | Radiators - Steel | Town AY | 1 | Medium | B | 1 | 2025 | 5 | 3 | 3.2 | 20697 | 6358
Emergency Lighting | Illuminated Fire Exit Signage | Town HS | 2 | Urgent | B | 12 | 2036 | 5 | 1 | 2.2 | 2047 | 25952
General Lighting | General - LED fittings & Luminaires | Town II | 6 | Medium | B | 6 | 2030 | 5 | 3 | 3.2 | 20698 | 18438
LV Distribution | Sub Distribution Board | Town HZ | 1 | High | B | 1 | 2025 | 5 | 2 | 2.7 | 11842 | 2934
Emergency Lighting | Self Contained - LED | Town IA | 13 | Urgent | B | 21 | 2045 | 5 | 1 | 2.2 | 2048 | 31786
Emergency Lighting | Illuminated Fire Exit Signage | Town HX | 3 | Urgent | B | 16 | 2040 | 5 | 1 | 2.2 | 2049 | 28644
Air Conditioning | Single-Split Condenser - Split Systems/Heat Pumps - Air-cooled with Direct Expansion Evaporator (DX) | Town IA | 1 | Medium | B | 7 | 2031 | 5 | 3 | 3.2 | 20699 | 19774
LV Distribution | Main Distribution Board | Town II | 1 | High | B | 11 | 2035 | 5 | 2 | 2.7 | 11843 | 24139
Roller Shutters | External Manual Roller Shutter | Town HW | 1 | High | D | 7 | 2031 | 3 | 2 | 2.1 | 1037 | 19133
Air Conditioning | Single-Split Condenser - Split Systems/Heat Pumps - Air-cooled with Direct Expansion Evaporator (DX) | Town A | 1 | Medium | B | 1 | 2025 | 5 | 3 | 3.2 | 20700 | 6359
Fire Safety Systems | Fire Extinguishers - Foam | Town HX | 1 | Urgent | B | 8 | 2032 | 5 | 1 | 2.2 | 2050 | 20284
Fire Safety Systems | Fire Extinguishers - Foam | Town IH | 4 | Urgent | B | 6 | 2030 | 5 | 1 | 2.2 | 2051 | 15861
Fire Safety Systems | Fire Extinguishers - CO2 | Town AY | 3 | Urgent | B | 2 | 2026 | 5 | 1 | 2.2 | 2052 | 12472
Central Ventilation Systems | Fan Mixed Flow | Town BK | 1 | Medium | CX | 1 | 2025 | 2 | 3 | 2.3 | 10049 | 2019
Central Ventilation Systems | Fan - Axial | Town AY | 1 | Medium | B | 1 | 2025 | 5 | 3 | 3.2 | 20701 | 6360
General Lighting | General - LED fittings & Luminaires | Town BK | 20 | Medium | B | 16 | 2040 | 5 | 3 | 3.2 | 20702 | 29343
Emergency Lighting | Self Contained - LED | Town HZ | 14 | Urgent | B | 21 | 2045 | 5 | 1 | 2.2 | 2053 | 31787
Fire Safety Systems | Fire Extinguishers - Foam | Town IC | 5 | Urgent | B | 7 | 2031 | 5 | 1 | 2.2 | 2054 | 19180
General Lighting | General - LED fittings & Luminaires | Town II | 12 | Medium | B | 11 | 2035 | 5 | 3 | 3.2 | 20703 | 24963
Emergency Lighting | Self Contained - LED | Town AQ | 4 | Urgent | B | 17 | 2041 | 5 | 1 | 2.2 | 2055 | 30010
General Lighting | General - LED fittings & Luminaires | Town HW | 1 | Medium | B | 13 | 2037 | 5 | 3 | 3.2 | 20704 | 27067
Fire Safety Systems | Fire Extinguishers - CO2 | Town ID | 2 | Urgent | B | 6 | 2030 | 5 | 1 | 2.2 | 2056 | 15862
Roller Shutters | Internal Electric Roller Shutter | Town AQ | 1 | Medium | B | 1 | 2025 | 5 | 3 | 3.2 | 20705 | 6361
Emergency Lighting | Illuminated Fire Exit Signage | Town AY | 3 | Urgent | B | 6 | 2030 | 5 | 1 | 2.2 | 2057 | 15863
External Lighting | General - Non LED | Town HS | 2 | Medium | B | 1 | 2025 | 5 | 3 | 3.2 | 20706 | 6362
Fire Safety Systems | Fire Extinguishers - Foam | Town HW | 4 | Urgent | B | 6 | 2030 | 5 | 1 | 2.2 | 2058 | 15864
Security Systems | Manual and Automatic Doors - High Security Door | Town A | 1 | High | B | 11 | 2035 | 5 | 2 | 2.7 | 11844 | 24140
Roller Shutters | Internal Electric Roller Shutter | Town A | 1 | Medium | B | 1 | 2025 | 5 | 3 | 3.2 | 20707 | 6363
Fire Safety Systems | Manual and Automatic Doors - Emergency and Panic Escape Doors | Town A | 1 | Urgent | B | 1 | 2025 | 5 | 1 | 2.2 | 2059 | 991
Fire Safety Systems | Fire Alarm System | Town IF | 1 | Urgent | B | 3 | 2027 | 5 | 1 | 2.2 | 2060 | 13271
Emergency Lighting | Illuminated Fire Exit Signage | Town HX | 1 | Urgent | B | 1 | 2025 | 5 | 1 | 2.2 | 2061 | 992
External Lighting | General - Non LED | Town IB | 2 | Medium | D | 1 | 2025 | 3 | 3 | 2.6 | 11047 | 2576
External Lighting | General - LED | Town HT | 1 | Medium | B | 11 | 2035 | 5 | 3 | 3.2 | 20708 | 24964
Fire Safety Systems | Fire Extinguishers - Foam | Town IB | 4 | Urgent | B | 7 | 2031 | 5 | 1 | 2.2 | 2062 | 19181
Emergency Lighting | Self Contained - LED | Town HU | 12 | Urgent | C | 11 | 2035 | 4 | 1 | 1.9 | 592 | 23255
Roller Shutters | External Electric Roller Shutter | Town A | 1 | High | B | 1 | 2025 | 5 | 2 | 2.7 | 11845 | 2935
Emergency Lighting | Self Contained - LED | Town HU | 5 | Urgent | C | 11 | 2035 | 4 | 1 | 1.9 | 593 | 23256
Local Hot Water | Instantaneous Electric Water Heater - Non-Drinking Water | Town IJ | 1 | Medium | A | 14 | 2038 | 6 | 3 | 3.5 | 32446 | 27655
External Doors | Entrance Doors | Town IH | 1 | High | B | 11 | 2035 | 5 | 2 | 2.7 | 11846 | 24141
Roller Shutters | External Electric Roller Shutter | Town ID | 1 | High | B | 1 | 2025 | 5 | 2 | 2.7 | 11847 | 2936
Fire Safety Systems | Fire Alarm System | Town IH | 1 | Urgent | A | 14 | 2038 | 6 | 1 | 2.5 | 10820 | 27410
External Doors | Entrance Doors | Town AQ | 1 | High | B | 21 | 2045 | 5 | 2 | 2.7 | 11848 | 32547
General Lighting | General - LED fittings & Luminaires | Town HY | 7 | Medium | B | 13 | 2037 | 5 | 3 | 3.2 | 20709 | 27068
Central Ventilation Systems | Fan - General Ventilation | Town IF | 1 | Low | B | 3 | 2027 | 5 | 4 | 3.7 | 32727 | 13715
Fire Safety Systems | Fire Extinguishers - Powder | Town IF | 2 | Urgent | B | 6 | 2030 | 5 | 1 | 2.2 | 2063 | 15865
Fire Safety Systems | Fire Extinguishers - CO2 | Town IC | 1 | Urgent | B | 8 | 2032 | 5 | 1 | 2.2 | 2064 | 20285
Fire Safety Systems | Manual and Automatic Doors - Emergency and Panic Escape Doors | Town IF | 1 | Urgent | B | 30 | 2054 | 5 | 1 | 2.2 | 2065 | 33662
LV Distribution | Main Distribution Board | Town A | 1 | High | B | 1 | 2025 | 5 | 2 | 2.7 | 11849 | 2937
Air Conditioning | Multi-Split Evaporator - Split Systems/Heat Pumps - Air-cooled with Direct Expansion Evaporator (DX) | Town IF | 1 | Medium | B | 5 | 2029 | 5 | 3 | 3.2 | 20710 | 14835
LV Distribution | Main Distribution Board | Town A | 1 | High | B | 1 | 2025 | 5 | 2 | 2.7 | 11850 | 2938
Burner | Atmospheric Gas Burner | Town HS | 1 | Medium | B | 1 | 2025 | 5 | 3 | 3.2 | 20711 | 6364
Central Cooling | Fan - Axial | Town HY | 1 | Medium | B | 1 | 2025 | 5 | 3 | 3.2 | 20712 | 6365
External Doors | Entrance Doors | Town IE | 1 | High | C | 1 | 2025 | 4 | 2 | 2.4 | 10439 | 2333
Multi-System Controls | Control Panel - Electrical Services (excluding Electrical Controllers and Pneumatic Relays) | Town A | 1 | Medium | B | 1 | 2025 | 5 | 3 | 3.2 | 20713 | 6366
Fire Safety Systems | Fire Extinguishers - Foam | Town HX | 3 | Urgent | B | 8 | 2032 | 5 | 1 | 2.2 | 2066 | 20286
Local Hot Water | Package Electric Water Heaters - Non-Drinking Water | Town HV | 1 | Medium | B | 1 | 2025 | 5 | 3 | 3.2 | 20714 | 6367
Fire Safety Systems | Smoke Extract Fan | Town IG | 1 | Urgent | B | 1 | 2025 | 5 | 1 | 2.2 | 2067 | 993
Fire Safety Systems | Fire Alarm Panel / Repeater | Town II | 1 | Urgent | B | 9 | 2033 | 5 | 1 | 2.2 | 2068 | 21222
Fire Safety Systems | Fire Extinguishers - Foam | Town IF | 2 | Urgent | B | 6 | 2030 | 5 | 1 | 2.2 | 2069 | 15866
Fire Safety Systems | Fire Extinguishers - Foam | Town HU | 2 | Urgent | B | 1 | 2025 | 5 | 1 | 2.2 | 2070 | 994
LV Distribution | Sub Distribution Board | Town HS | 1 | High | D | 6 | 2030 | 3 | 2 | 2.1 | 1038 | 15719
Roller Shutters | External Manual Roller Shutter | Town HX | 1 | High | B | 11 | 2035 | 5 | 2 | 2.7 | 11851 | 24142
Roller Shutters | Internal Automatic Roller Shutter | Town IG | 1 | High | B | 7 | 2031 | 5 | 2 | 2.7 | 11852 | 19571
LV Distribution | Sub Distribution Board | Town BV | 1 | High | B | 1 | 2025 | 5 | 2 | 2.7 | 11853 | 2939
LV Distribution | Sub Distribution Board | Town BJ | 1 | High | B | 1 | 2025 | 5 | 2 | 2.7 | 11854 | 2940
LV Distribution | Main Distribution Board | Town IT | 1 | High | B | 1 | 2025 | 5 | 2 | 2.7 | 11855 | 2941
LV Distribution | Sub Distribution Board | Town IL | 1 | High | B | 1 | 2025 | 5 | 2 | 2.7 | 11856 | 2942
Central Heating | Fan - Mixed Flow | Town BI | 1 | High | B | 1 | 2025 | 5 | 2 | 2.7 | 11857 | 2943
Central Heating | Fan - Axial | Town E | 1 | High | B | 9 | 2033 | 5 | 2 | 2.7 | 11858 | 21562
Fire Safety Systems | Manual and Automatic Doors - Emergency and Panic Escape Doors | Town BK | 1 | Urgent | B | 21 | 2045 | 5 | 1 | 2.2 | 2071 | 31788
External Doors | Manual and Automatic Doors - Auto / Powered Sliding Doors | Town IN | 1 | High | B | 21 | 2045 | 5 | 2 | 2.7 | 11859 | 32548
Burner | Forced draft gas burner | Town IX | 1 | Medium | B | 1 | 2025 | 5 | 3 | 3.2 | 20715 | 6368
Fire Safety Systems | Smoke Extract - Control Panel | Town EA | 1 | Urgent | B | 1 | 2025 | 5 | 1 | 2.2 | 2072 | 995
Fire Safety Systems | Manual and Automatic Doors - Emergency and Panic Escape Doors | Town IR | 1 | Urgent | B | 20 | 2044 | 5 | 1 | 2.2 | 2073 | 31410
External Doors | Entrance Doors | Town IW | 1 | High | B | 11 | 2035 | 5 | 2 | 2.7 | 11860 | 24143
Heat Emitters | Electric Heaters | Town GG | 3 | Medium | B | 4 | 2028 | 5 | 3 | 3.2 | 20716 | 14042
Heat Emitters | Radiators - Steel | Town BL | 1 | Medium | B | 10 | 2034 | 5 | 3 | 3.2 | 20717 | 22586
Fire Safety Systems | Fire Extinguishers - Foam | Town IN | 2 | Urgent | B | 1 | 2025 | 5 | 1 | 2.2 | 2074 | 996
Emergency Lighting | Self Contained - LED | Town IY | 9 | Urgent | B | 21 | 2045 | 5 | 1 | 2.2 | 2075 | 31789
Emergency Lighting | Illuminated Fire Exit Signage | Town IW | 2 | Urgent | B | 1 | 2025 | 5 | 1 | 2.2 | 2076 | 997
External Lighting | General - Non LED | Town IN | 2 | Medium | B | 1 | 2025 | 5 | 3 | 3.2 | 20718 | 6369
Fire Safety Systems | Fire Extinguishers - Foam | Town E | 1 | Urgent | B | 7 | 2031 | 5 | 1 | 2.2 | 2077 | 19182
LV Distribution | Main Distribution Board | Town IO | 1 | High | B | 15 | 2039 | 5 | 2 | 2.7 | 11861 | 28083
Burner | Forced draft gas burner | Town IS | 1 | Medium | B | 1 | 2025 | 5 | 3 | 3.2 | 20719 | 6370
Roller Shutters | External Manual Roller Shutter | Town IN | 1 | High | B | 1 | 2025 | 5 | 2 | 2.7 | 11862 | 2944
LV Distribution | Sub Distribution Board | Town BV | 1 | High | B | 12 | 2036 | 5 | 2 | 2.7 | 11863 | 26141
Fire Safety Systems | Fire Extinguishers - CO2 | Town IP | 3 | Urgent | B | 8 | 2032 | 5 | 1 | 2.2 | 2078 | 20287
Heat Emitters | Electric Heaters | Town IU | 1 | Medium | B | 1 | 2025 | 5 | 3 | 3.2 | 20720 | 6371
Heat Emitters | Radiators - Steel | Town BL | 1 | Medium | B | 10 | 2034 | 5 | 3 | 3.2 | 20721 | 22587
Fire Safety Systems | Fire Extinguishers - Foam | Town BV | 2 | Urgent | B | 1 | 2025 | 5 | 1 | 2.2 | 2079 | 998
Fire Safety Systems | Fire Extinguishers - CO2 | Town BV | 2 | Urgent | B | 2 | 2026 | 5 | 1 | 2.2 | 2080 | 12473
Emergency Lighting | Illuminated Fire Exit Signage | Town IK | 2 | Urgent | B | 6 | 2030 | 5 | 1 | 2.2 | 2081 | 15867
Heat Emitters | Electric Heaters | Town IK | 1 | Medium | B | 1 | 2025 | 5 | 3 | 3.2 | 20722 | 6372
Fire Safety Systems | Fire Extinguishers - CO2 | Town BJ | 3 | Urgent | B | 1 | 2025 | 5 | 1 | 2.2 | 2082 | 999
Air Conditioning | Single-Split Condenser - Split Systems/Heat Pumps - Air-cooled with Direct Expansion Evaporator (DX) | Town IW | 1 | Medium | B | 1 | 2025 | 5 | 3 | 3.2 | 20723 | 6373
External Doors | Entrance Doors | Town IW | 1 | High | B | 11 | 2035 | 5 | 2 | 2.7 | 11864 | 24144
Emergency Lighting | Illuminated Fire Exit Signage | Town IU | 2 | Urgent | B | 10 | 2034 | 5 | 1 | 2.2 | 2083 | 21981
General Lighting | General - LED fittings & Luminaires | Town E | 64 | Medium | B | 14 | 2038 | 5 | 3 | 3.2 | 20724 | 27526
Fire Safety Systems | Fire Extinguishers - Foam | Town IO | 1 | Urgent | B | 5 | 2029 | 5 | 1 | 2.2 | 2084 | 14314
Fire Safety Systems | Fire Extinguishers - Foam | Town BV | 2 | Urgent | B | 1 | 2025 | 5 | 1 | 2.2 | 2085 | 1000
LV Distribution | Sub Distribution Board | Town BV | 1 | High | B | 1 | 2025 | 5 | 2 | 2.7 | 11865 | 2945
General Lighting | General - LED fittings & Luminaires | Town IN | 6 | Medium | C | 1 | 2025 | 4 | 3 | 2.9 | 18429 | 5392
Air Conditioning | Single-Split Condenser - Split Systems/Heat Pumps - Air-cooled with Direct Expansion Evaporator (DX) | Town IW | 1 | Medium | CX | 1 | 2025 | 2 | 3 | 2.3 | 10050 | 2020
LV Distribution | Sub Distribution Board | Town IK | 1 | High | B | 6 | 2030 | 5 | 2 | 2.7 | 11866 | 17392
Fire Safety Systems | Fire Alarm Panel / Repeater | Town IU | 1 | Urgent | B | 5 | 2029 | 5 | 1 | 2.2 | 2086 | 14315
General Lighting | General - LED fittings & Luminaires | Town IK | 7 | Medium | D | 1 | 2025 | 3 | 3 | 2.6 | 11048 | 2577
Emergency Lighting | Self Contained - LED | Town IR | 13 | Urgent | B | 21 | 2045 | 5 | 1 | 2.2 | 2087 | 31790
Local and Special Ventilation | Unit extract fans | Town E | 1 | Medium | B | 1 | 2025 | 5 | 3 | 3.2 | 20725 | 6374
Barriers & Guardrails | Vehicle Crash Protection Barrier | Town IQ | 1 | V Low | B | 1 | 2025 | 5 | 4 | 3.7 | 32728 | 11771
General Lighting | General - LED fittings & Luminaires | Town IK | 30 | Medium | C | 1 | 2025 | 4 | 3 | 2.9 | 18430 | 5393
LV Distribution | Sub Distribution Board | Town BV | 1 | High | B | 1 | 2025 | 5 | 2 | 2.7 | 11867 | 2946
Fire Safety Systems | Manual and Automatic Doors - Emergency and Panic Escape Doors | Town GG | 1 | Urgent | B | 31 | 2055 | 5 | 1 | 2.2 | 2088 | 33733
Roller Shutters | External Manual Roller Shutter | Town IL | 1 | High | B | 1 | 2025 | 5 | 2 | 2.7 | 11868 | 2947
Emergency Lighting | Illuminated Fire Exit Signage | Town IK | 2 | Urgent | B | 6 | 2030 | 5 | 1 | 2.2 | 2089 | 15868
Roller Shutters | External Manual Roller Shutter | Town BK | 1 | High | B | 8 | 2032 | 5 | 2 | 2.7 | 11869 | 20677
External Doors | Entrance Doors | Town E | 1 | High | B | 1 | 2025 | 5 | 2 | 2.7 | 11870 | 2948
Fire Safety Systems | Fire Extinguishers - CO2 | Town IS | 2 | Urgent | B | 6 | 2030 | 5 | 1 | 2.2 | 2090 | 15869
External Doors | Entrance Doors | Town IX | 1 | High | B | 4 | 2028 | 5 | 2 | 2.7 | 11871 | 13907
Air Conditioning | Single-Split Evaporator - Split Systems/Heat Pumps - Air-cooled with Direct Expansion Evaporator (DX) | Town IW | 1 | Medium | B | 1 | 2025 | 5 | 3 | 3.2 | 20726 | 6375
LV Distribution | Sub Distribution Board | Town BH | 1 | High | B | 6 | 2030 | 5 | 2 | 2.7 | 11872 | 17393
LV Distribution | Sub Distribution Board | Town IK | 1 | High | B | 6 | 2030 | 5 | 2 | 2.7 | 11873 | 17394
Multi-System Controls | Control Panel - Electrical Services (excluding Electrical Controllers and Pneumatic Relays) | Town IW | 1 | Medium | B | 1 | 2025 | 5 | 3 | 3.2 | 20727 | 6376
Roller Shutters | External Manual Roller Shutter | Town IP | 1 | High | B | 1 | 2025 | 5 | 2 | 2.7 | 11874 | 2949
Local and Special Ventilation | Fan - Axial | Town IU | 1 | Medium | B | 5 | 2029 | 5 | 3 | 3.2 | 20728 | 14836
Heat Emitters | Radiators - Steel | Town IX | 4 | Medium | B | 1 | 2025 | 5 | 3 | 3.2 | 20729 | 6377
Heat Emitters | Electric Heaters | Town E | 1 | Medium | B | 1 | 2025 | 5 | 3 | 3.2 | 20730 | 6378
LV Distribution | Sub Distribution Board | Town IP | 1 | High | B | 4 | 2028 | 5 | 2 | 2.7 | 11875 | 13908
Local and Special Ventilation | Unit extract fans | Town E | 1 | Medium | C | 9 | 2033 | 4 | 3 | 2.9 | 18431 | 21652
Local and Special Ventilation | Fan - Axial | Town IY | 1 | Medium | B | 1 | 2025 | 5 | 3 | 3.2 | 20731 | 6379
External Doors | Manual and Automatic Doors - Auto / Powered Sliding Doors | Town BH | 1 | High | B | 21 | 2045 | 5 | 2 | 2.7 | 11876 | 32549
External Lighting | General - Non LED | Town IS | 2 | Medium | B | 1 | 2025 | 5 | 3 | 3.2 | 20732 | 6380
Fire Safety Systems | Manual and Automatic Doors - Emergency and Panic Escape Doors | Town IW | 1 | Urgent | B | 11 | 2035 | 5 | 1 | 2.2 | 2091 | 23380
Fire Safety Systems | Fire Alarm Panel / Repeater | Town EA | 1 | Urgent | B | 1 | 2025 | 5 | 1 | 2.2 | 2092 | 1001
Local and Special Ventilation | Fan - Window / Wall Mounted | Town IL | 1 | Medium | CX | 1 | 2025 | 2 | 3 | 2.3 | 10051 | 2021
LV Distribution | Sub Distribution Board | Town BV | 1 | High | B | 1 | 2025 | 5 | 2 | 2.7 | 11877 | 2950
Fire Safety Systems | Fire Extinguishers - Powder | Town E | 2 | Urgent | B | 9 | 2033 | 5 | 1 | 2.2 | 2093 | 21223
Heat Emitters | Gas Fired Unit Heaters | Town IR | 1 | Medium | B | 8 | 2032 | 5 | 3 | 3.2 | 20733 | 20837
LV Distribution | Sub Distribution Board | Town IX | 1 | High | D | 1 | 2025 | 3 | 2 | 2.1 | 1039 | 724
Heat Emitters | Electric Heaters | Town E | 1 | Medium | CX | 1 | 2025 | 2 | 3 | 2.3 | 10052 | 2022
Fire Safety Systems | Fire Extinguishers - Foam | Town IY | 7 | Urgent | B | 6 | 2030 | 5 | 1 | 2.2 | 2094 | 15870
LV Distribution | Main Distribution Board | Town IO | 1 | High | B | 15 | 2039 | 5 | 2 | 2.7 | 11878 | 28084
Lifts | Disabled Lift - Electric | Town IV | 1 | High | B | 5 | 2029 | 5 | 2 | 2.7 | 11879 | 14584
Air Conditioning | Multi-Split Evaporator - Split Systems/Heat Pumps - Air-cooled with Direct Expansion Evaporator (DX) | Town IL | 1 | Medium | B | 1 | 2025 | 5 | 3 | 3.2 | 20734 | 6381
LV Distribution | Sub Distribution Board | Town IW | 1 | High | B | 1 | 2025 | 5 | 2 | 2.7 | 11880 | 2951
Local and Special Ventilation | Fan - Kitchen Window / Wall Mounted | Town BL | 1 | Medium | B | 5 | 2029 | 5 | 3 | 3.2 | 20735 | 14837
External Doors | Entrance Doors | Town BI | 1 | High | B | 27 | 2051 | 5 | 2 | 2.7 | 11881 | 33561
Fire Safety Systems | Fire Extinguishers - Foam | Town IL | 3 | Urgent | B | 1 | 2025 | 5 | 1 | 2.2 | 2095 | 1002
Fire Safety Systems | Fire Extinguishers - Foam | Town E | 4 | Urgent | B | 10 | 2034 | 5 | 1 | 2.2 | 2096 | 21982
Heat Emitters | Electric Overdoor Air Curtain/Heater | Town E | 1 | Medium | B | 1 | 2025 | 5 | 3 | 3.2 | 20736 | 6382
Emergency Lighting | Illuminated Fire Exit Signage | Town E | 3 | Urgent | B | 14 | 2038 | 5 | 1 | 2.2 | 2097 | 27334
Specialist Lighting | Illuminated External Signs | Town IN | 3 | Medium | B | 1 | 2025 | 5 | 3 | 3.2 | 20737 | 6383
External Lighting | General - Non LED | Town IP | 1 | Medium | B | 1 | 2025 | 5 | 3 | 3.2 | 20738 | 6384
Heat Emitters | Electric Heaters | Town BV | 1 | Medium | B | 1 | 2025 | 5 | 3 | 3.2 | 20739 | 6385
Fire Safety Systems | Fire Extinguishers - Foam | Town E | 3 | Urgent | B | 8 | 2032 | 5 | 1 | 2.2 | 2098 | 20288
Access Control | Door Lock / Keypad / Manual | Town IV | 1 | Medium | B | 10 | 2034 | 5 | 3 | 3.2 | 20740 | 22588
Emergency Lighting | Self Contained - LED | Town IP | 2 | Urgent | B | 21 | 2045 | 5 | 1 | 2.2 | 2099 | 31791
LV Distribution | Sub Distribution Board | Town E | 1 | High | B | 1 | 2025 | 5 | 2 | 2.7 | 11882 | 2952
Roller Shutters | External Manual Roller Shutter | Town IM | 1 | High | B | 1 | 2025 | 5 | 2 | 2.7 | 11883 | 2953
Roller Shutters | External Manual Roller Shutter | Town IR | 1 | High | B | 10 | 2034 | 5 | 2 | 2.7 | 11884 | 22262
Central Ventilation Systems | Fan - Axial | Town BL | 1 | Medium | B | 5 | 2029 | 5 | 3 | 3.2 | 20741 | 14838
Emergency Lighting | Illuminated Fire Exit Signage | Town IM | 4 | Urgent | B | 16 | 2040 | 5 | 1 | 2.2 | 2100 | 28645
Fire Safety Systems | Fire Extinguishers - CO2 | Town BL | 2 | Urgent | B | 9 | 2033 | 5 | 1 | 2.2 | 2101 | 21224
Air Conditioning | Single-Split Condenser - Split Systems/Heat Pumps - Air-cooled with Direct Expansion Evaporator (DX) | Town IQ | 1 | Medium | B | 1 | 2025 | 5 | 3 | 3.2 | 20742 | 6386
AHU - Internal | Central Heating - Electric Heating (Internally Sourced) | Town IO | 1 | Medium | B | 15 | 2039 | 5 | 3 | 3.2 | 20743 | 28363
LV Distribution | Sub Distribution Board | Town IK | 1 | High | B | 6 | 2030 | 5 | 2 | 2.7 | 11885 | 17395
Roller Shutters | External Manual Roller Shutter | Town IL | 1 | High | B | 1 | 2025 | 5 | 2 | 2.7 | 11886 | 2954
General Lighting | General - LED fittings & Luminaires | Town IV | 56 | Medium | A | 18 | 2042 | 6 | 3 | 3.5 | 32447 | 31003
LV Distribution | Sub Distribution Board | Town E | 1 | High | B | 14 | 2038 | 5 | 2 | 2.7 | 11887 | 27435
Fire Safety Systems | Fire Extinguishers - Foam | Town BV | 2 | Urgent | B | 1 | 2025 | 5 | 1 | 2.2 | 2102 | 1003
Fire Safety Systems | Fire Extinguishers - Foam | Town BV | 2 | Urgent | B | 1 | 2025 | 5 | 1 | 2.2 | 2103 | 1004
LV Distribution | Main Distribution Board | Town JR | 1 | High | B | 1 | 2025 | 5 | 2 | 2.7 | 11888 | 2955
Heat Emitters | Gas Fired Natural and Fan Assisted Heaters | Town JN | 1 | Medium | B | 6 | 2030 | 5 | 3 | 3.2 | 20744 | 18439
LV Distribution | Sub Distribution Board | Town AH | 1 | High | B | 10 | 2034 | 5 | 2 | 2.7 | 11889 | 22263
Roller Shutters | Internal Manual Roller Shutter | Town HA | 1 | Medium | B | 1 | 2025 | 5 | 3 | 3.2 | 20745 | 6387
Hot Water Distribution | Hot water cylinders | Town JF | 1 | High | CX | 1 | 2025 | 2 | 2 | 1.8 | 482 | 390
Local and Special Ventilation | Fan - Axial | Town JF | 1 | Medium | B | 1 | 2025 | 5 | 3 | 3.2 | 20746 | 6388
Roller Shutters | External Electric Roller Shutter | Town JL | 1 | High | B | 15 | 2039 | 5 | 2 | 2.7 | 11890 | 28085
Heat Emitters | Electric Heaters | Town JQ | 3 | Medium | B | 5 | 2029 | 5 | 3 | 3.2 | 20747 | 14839
General Lighting | General - LED fittings & Luminaires | Town JF | 62 | Medium | CX | 1 | 2025 | 2 | 3 | 2.3 | 10053 | 2023
Emergency Lighting | Self Contained - Non LED | Town JG | 3 | Urgent | B | 7 | 2031 | 5 | 1 | 2.2 | 2104 | 19183
Fire Safety Systems | Fire Extinguishers - Foam | Town AX | 1 | Urgent | B | 6 | 2030 | 5 | 1 | 2.2 | 2105 | 15871
Heat Emitters | Electric Heaters | Town JA | 3 | Medium | B | 1 | 2025 | 5 | 3 | 3.2 | 20748 | 6389
General Lighting | General - LED fittings & Luminaires | Town JR | 23 | Medium | B | 18 | 2042 | 5 | 3 | 3.2 | 20749 | 30922
Fire Safety Systems | Fire Extinguishers - CO2 | Town JC | 3 | Urgent | B | 6 | 2030 | 5 | 1 | 2.2 | 2106 | 15872
Local and Special Ventilation | Fan - Window / Wall Mounted | Town JN | 1 | Medium | B | 1 | 2025 | 5 | 3 | 3.2 | 20750 | 6390
Local and Special Ventilation | Fan - Window / Wall Mounted | Town JH | 1 | Medium | B | 11 | 2035 | 5 | 3 | 3.2 | 20751 | 24965
Emergency Lighting | Illuminated Fire Exit Signage | Town JS | 4 | Urgent | B | 15 | 2039 | 5 | 1 | 2.2 | 2107 | 27753
External Lighting | General - Non LED | Town JM | 3 | Medium | B | 1 | 2025 | 5 | 3 | 3.2 | 20752 | 6391
Emergency Lighting | Self Contained - LED | Town JC | 9 | Urgent | B | 21 | 2045 | 5 | 1 | 2.2 | 2108 | 31792
LV Distribution | Main Distribution Board | Town JB | 1 | High | B | 1 | 2025 | 5 | 2 | 2.7 | 11891 | 2956
Local Hot Water | Package Electric Water Heaters - Non-Drinking Water | Town JC | 1 | Medium | B | 1 | 2025 | 5 | 3 | 3.2 | 20753 | 6392
LV Distribution | Sub Distribution Board | Town JC | 1 | High | B | 6 | 2030 | 5 | 2 | 2.7 | 11892 | 17396
Fire Safety Systems | Manual and Automatic Doors - Emergency and Panic Escape Doors | Town JB | 1 | Urgent | B | 16 | 2040 | 5 | 1 | 2.2 | 2109 | 28646
Fire Safety Systems | Automatic Fire Dampers | Town JB | 1 | Urgent | B | 1 | 2025 | 5 | 1 | 2.2 | 2110 | 1005
LV Distribution | Sub Distribution Board | Town IX | 1 | High | B | 1 | 2025 | 5 | 2 | 2.7 | 11893 | 2957
Fire Safety Systems | Fire Alarm Panel / Repeater | Town AH | 1 | Urgent | B | 11 | 2035 | 5 | 1 | 2.2 | 2111 | 23381
Heat Emitters | Electric Heaters | Town JE | 1 | Medium | B | 4 | 2028 | 5 | 3 | 3.2 | 20754 | 14043
External Lighting | General - LED | Town JO | 3 | Medium | B | 11 | 2035 | 5 | 3 | 3.2 | 20755 | 24966
Roller Shutters | Internal Electric Roller Shutter | Town JE | 1 | Medium | B | 10 | 2034 | 5 | 3 | 3.2 | 20756 | 22589
External Doors | Entrance Doors | Town JP | 1 | High | B | 30 | 2054 | 5 | 2 | 2.7 | 11894 | 33703
Heat Emitters | Electric Heaters | Town JD | 4 | Medium | B | 1 | 2025 | 5 | 3 | 3.2 | 20757 | 6393
General Lighting | General - LED fittings & Luminaires | Town JG | 22 | Medium | B | 13 | 2037 | 5 | 3 | 3.2 | 20758 | 27069
Emergency Lighting | Illuminated Fire Exit Signage | Town JG | 3 | Urgent | B | 13 | 2037 | 5 | 1 | 2.2 | 2112 | 26823
Fire Safety Systems | Fire Extinguishers - Foam | Town JT | 1 | Urgent | B | 6 | 2030 | 5 | 1 | 2.2 | 2113 | 15873
Heat Emitters | Gas Fired Unit Heaters | Town JP | 1 | Medium | B | 10 | 2034 | 5 | 3 | 3.2 | 20759 | 22590
Roller Shutters | External Electric Roller Shutter | Town JP | 1 | High | B | 22 | 2046 | 5 | 2 | 2.7 | 11895 | 33016
Emergency Lighting | Self Contained - LED | Town JF | 14 | Urgent | B | 21 | 2045 | 5 | 1 | 2.2 | 2114 | 31793
External Lighting | General - Non LED | Town JE | 1 | Medium | B | 8 | 2032 | 5 | 3 | 3.2 | 20760 | 20838
External Lighting | General - LED | Town JF | 1 | Medium | B | 11 | 2035 | 5 | 3 | 3.2 | 20761 | 24967
External Lighting | General - Non LED | Town IX | 8 | Medium | B | 1 | 2025 | 5 | 3 | 3.2 | 20762 | 6394
Air Conditioning | Single-Split Evaporator - Split Systems/Heat Pumps - Air-cooled with Direct Expansion Evaporator (DX) | Town JL | 1 | Medium | B | 8 | 2032 | 5 | 3 | 3.2 | 20763 | 20839
Fire Safety Systems | Fire Extinguishers - CO2 | Town JF | 4 | Urgent | B | 7 | 2031 | 5 | 1 | 2.2 | 2115 | 19184
Local and Special Ventilation | Fan - Axial | Town JR | 1 | Medium | B | 5 | 2029 | 5 | 3 | 3.2 | 20764 | 14840
Roller Shutters | Internal Electric Roller Shutter | Town JQ | 1 | Medium | B | 15 | 2039 | 5 | 3 | 3.2 | 20765 | 28364
Boiler | Atmospheric Gas Burner/Condensing Combination Boiler (domestic type) | Town HA | 1 | High | B | 1 | 2025 | 5 | 2 | 2.7 | 11896 | 2958
LV Distribution | Sub Distribution Board | Town AH | 1 | High | B | 1 | 2025 | 5 | 2 | 2.7 | 11897 | 2959
Local and Special Ventilation | Fan - Kitchen Extract | Town JK | 1 | Low | B | 3 | 2027 | 5 | 4 | 3.7 | 32729 | 13716
Emergency Lighting | Illuminated Fire Exit Signage | Town JL | 3 | Urgent | B | 17 | 2041 | 5 | 1 | 2.2 | 2116 | 30011
Air Conditioning | Multi-Split Evaporator - Split Systems/Heat Pumps - Air-cooled with Direct Expansion Evaporator (DX) | Town JH | 1 | Medium | B | 1 | 2025 | 5 | 3 | 3.2 | 20766 | 6395
Local and Special Ventilation | Unit extract fans | Town JL | 1 | Medium | B | 1 | 2025 | 5 | 3 | 3.2 | 20767 | 6396
Emergency Lighting | Self Contained - LED | Town IZ | 6 | Urgent | B | 19 | 2043 | 5 | 1 | 2.2 | 2117 | 31041
Emergency Lighting | Self Contained - LED | Town JT | 15 | Urgent | B | 23 | 2047 | 5 | 1 | 2.2 | 2118 | 33073
Fire Safety Systems | Fire Extinguishers - Foam | Town JE | 3 | Urgent | B | 6 | 2030 | 5 | 1 | 2.2 | 2119 | 15874
Fire Safety Systems | Fire Extinguishers - CO2 | Town JF | 1 | Urgent | B | 7 | 2031 | 5 | 1 | 2.2 | 2120 | 19185
Roller Shutters | Internal Electric Roller Shutter | Town JI | 1 | Medium | B | 1 | 2025 | 5 | 3 | 3.2 | 20768 | 6397
Local Hot Water | Instantaneous Electric Water Heater - Non-Drinking Water | Town JQ | 1 | Medium | B | 5 | 2029 | 5 | 3 | 3.2 | 20769 | 14841
General Lighting | General - LED fittings & Luminaires | Town JL | 115 | Medium | B | 17 | 2041 | 5 | 3 | 3.2 | 20770 | 30399
General Lighting | General - LED fittings & Luminaires | Town JE | 80 | Medium | B | 16 | 2040 | 5 | 3 | 3.2 | 20771 | 29344
Fire Safety Systems | Manual and Automatic Doors - Emergency and Panic Escape Doors | Town JN | 1 | Urgent | C | 25 | 2049 | 4 | 1 | 1.9 | 594 | 33278
Central Ventilation Systems | Fan - General Ventilation | Town JC | 1 | Low | B | 1 | 2025 | 5 | 4 | 3.7 | 32730 | 11772
Local and Special Ventilation | Unit extract fans | Town HA | 1 | Medium | B | 1 | 2025 | 5 | 3 | 3.2 | 20772 | 6398
Local and Special Ventilation | Fan - Axial | Town JP | 1 | Medium | B | 10 | 2034 | 5 | 3 | 3.2 | 20773 | 22591
Roller Shutters | Internal Manual Roller Shutter | Town JK | 1 | Medium | B | 3 | 2027 | 5 | 3 | 3.2 | 20774 | 13442
External Doors | Entrance Doors | Town JO | 1 | High | B | 11 | 2035 | 5 | 2 | 2.7 | 11898 | 24145
Heat Emitters | Electric Heaters | Town JK | 4 | Medium | B | 3 | 2027 | 5 | 3 | 3.2 | 20775 | 13443
General Lighting | General - LED fittings & Luminaires | Town JG | 51 | Medium | B | 13 | 2037 | 5 | 3 | 3.2 | 20776 | 27070
Fire Safety Systems | Fire Extinguishers - CO2 | Town AX | 3 | Urgent | B | 6 | 2030 | 5 | 1 | 2.2 | 2121 | 15875
Air Conditioning | Multi-Split Condenser - Split Systems/Heat Pumps - Air-cooled with Direct Expansion Evaporator (DX) | Town JH | 1 | Medium | B | 1 | 2025 | 5 | 3 | 3.2 | 20777 | 6399
Central Ventilation Systems | Fan - General Ventilation | Town JE | 1 | Low | B | 1 | 2025 | 5 | 4 | 3.7 | 32731 | 11773
Local and Special Ventilation | Fan - Centrifugal | Town JB | 1 | Medium | B | 1 | 2025 | 5 | 3 | 3.2 | 20778 | 6400
Roller Shutters | External Electric Roller Shutter | Town JO | 1 | High | B | 1 | 2025 | 5 | 2 | 2.7 | 11899 | 2960
General Lighting | General - LED fittings & Luminaires | Town JF | 5 | Medium | B | 16 | 2040 | 5 | 3 | 3.2 | 20779 | 29345
Emergency Lighting | Self Contained - LED | Town AX | 1 | Urgent | B | 23 | 2047 | 5 | 1 | 2.2 | 2122 | 33074
Fire Safety Systems | Manual and Automatic Doors - Emergency and Panic Escape Doors | Town AH | 1 | Urgent | B | 6 | 2030 | 5 | 1 | 2.2 | 2123 | 15876
Roller Shutters | External Manual Roller Shutter | Town JF | 1 | High | B | 23 | 2047 | 5 | 2 | 2.7 | 11900 | 33188
External Doors | Entrance Doors | Town JC | 1 | High | B | 11 | 2035 | 5 | 2 | 2.7 | 11901 | 24146
External Lighting | General - LED | Town JH | 3 | Medium | B | 6 | 2030 | 5 | 3 | 3.2 | 20780 | 18440
External Lighting | General - Non LED | Town JL | 3 | Medium | B | 1 | 2025 | 5 | 3 | 3.2 | 20781 | 6401
Lifts | Disabled Lift - Electric | Town JF | 1 | High | C | 1 | 2025 | 4 | 2 | 2.4 | 10440 | 2334
Local Hot Water | Package Electric Water Heaters - Non-Drinking Water | Town JT | 1 | Medium | B | 8 | 2032 | 5 | 3 | 3.2 | 20782 | 20840
Emergency Lighting | Self Contained - Non LED | Town IX | 2 | Urgent | B | 1 | 2025 | 5 | 1 | 2.2 | 2124 | 1006
Central Ventilation Systems | Fan - General Ventilation | Town JE | 1 | Low | B | 1 | 2025 | 5 | 4 | 3.7 | 32732 | 11774
LV Distribution | Sub Distribution Board | Town JF | 1 | High | B | 9 | 2033 | 5 | 2 | 2.7 | 11902 | 21563
Fire Safety Systems | Manual and Automatic Doors - Emergency and Panic Escape Doors | Town JL | 1 | Urgent | B | 6 | 2030 | 5 | 1 | 2.2 | 2125 | 15877
Emergency Lighting | Self Contained - LED | Town JL | 5 | Urgent | B | 22 | 2046 | 5 | 1 | 2.2 | 2126 | 32831
LV Distribution | Sub Distribution Board | Town JL | 1 | High | B | 1 | 2025 | 5 | 2 | 2.7 | 11903 | 2961
Local Hot Water | Instantaneous Electric Water Heater - Non-Drinking Water | Town JO | 1 | Medium | B | 1 | 2025 | 5 | 3 | 3.2 | 20783 | 6402
Fire Safety Systems | Fire Alarm Panel / Repeater | Town JP | 1 | Urgent | B | 10 | 2034 | 5 | 1 | 2.2 | 2127 | 21983
General Lighting | General - LED fittings & Luminaires | Town JL | 48 | Medium | B | 17 | 2041 | 5 | 3 | 3.2 | 20784 | 30400
Multi-System Controls | Control Panel - Electrical Services (excluding Electrical Controllers and Pneumatic Relays) | Town JG | 1 | Medium | B | 2 | 2026 | 5 | 3 | 3.2 | 20785 | 13015
Emergency Lighting | Self Contained - LED | Town JB | 8 | Urgent | B | 17 | 2041 | 5 | 1 | 2.2 | 2128 | 30012
Emergency Lighting | Illuminated Fire Exit Signage | Town JO | 2 | Urgent | B | 16 | 2040 | 5 | 1 | 2.2 | 2129 | 28647
LV Distribution | Sub Distribution Board | Town JE | 1 | High | D | 6 | 2030 | 3 | 2 | 2.1 | 1040 | 15720
Local and Special Ventilation | Fan - Window / Wall Mounted | Town JG | 1 | Medium | B | 1 | 2025 | 5 | 3 | 3.2 | 20786 | 6403
LV Distribution | Sub Distribution Board | Town JH | 1 | High | B | 1 | 2025 | 5 | 2 | 2.7 | 11904 | 2962
Fire Safety Systems | Manual and Automatic Doors - Emergency and Panic Escape Doors | Town JK | 1 | Urgent | B | 15 | 2039 | 5 | 1 | 2.2 | 2130 | 27754
Multi-System Controls | Motor Control Centre | Town JI | 1 | Low | B | 1 | 2025 | 5 | 4 | 3.7 | 32733 | 11775
Fire Safety Systems | Fire Alarm Panel / Repeater | Town JU | 1 | Urgent | DX | 1 | 2025 | 1 | 1 | 1 | 1 | 1
Local and Special Ventilation | Fan - Extract | Town JV | 1 | Medium | CX | 1 | 2025 | 2 | 3 | 2.3 | 10054 | 2024
LV Distribution | Sub Distribution Board | Town BI | 1 | High | D | 3 | 2027 | 3 | 2 | 2.1 | 1041 | 13258
Fire Safety Systems | Fire Alarm Panel / Repeater | Town H | 1 | Urgent | B | 2 | 2026 | 5 | 1 | 2.2 | 2131 | 12474
Local and Special Ventilation | Fan - Extract | Town JV | 1 | Medium | B | 1 | 2025 | 5 | 3 | 3.2 | 20787 | 6404
Heat Emitters | Gas Fired Unit Heaters | Town JW | 1 | Medium | B | 1 | 2025 | 5 | 3 | 3.2 | 20788 | 6405
LV Distribution | Sub Distribution Board | Town JX | 1 | High | B | 1 | 2025 | 5 | 2 | 2.7 | 11905 | 2963
General Lighting | General - LED fittings & Luminaires | Town JY | 1 | Medium | B | 6 | 2030 | 5 | 3 | 3.2 | 20789 | 18441
Central Ventilation Systems | Fan - General Ventilation | Town JZ | 1 | Low | B | 1 | 2025 | 5 | 4 | 3.7 | 32734 | 11776
LV Distribution | Sub Distribution Board | Town KA | 1 | High | B | 10 | 2034 | 5 | 2 | 2.7 | 11906 | 22264
LV Distribution | Sub Distribution Board | Town KB | 1 | High | B | 17 | 2041 | 5 | 2 | 2.7 | 11907 | 30286
External Doors | Entrance Doors | Town JV | 1 | High | B | 11 | 2035 | 5 | 2 | 2.7 | 11908 | 24147
Specialist Lighting | Illuminated External Signs | Town JU | 2 | Medium | C | 1 | 2025 | 4 | 3 | 2.9 | 18432 | 5394
Local Hot Water | Package Electric Water Heaters - Non-Drinking Water | Town KA | 1 | Medium | B | 4 | 2028 | 5 | 3 | 3.2 | 20790 | 14044
Local Hot Water | Package Electric Water Heaters - Non-Drinking Water | Town KC | 1 | Medium | B | 1 | 2025 | 5 | 3 | 3.2 | 20791 | 6406
Central Heating | Fan - Axial | Town KD | 1 | High | B | 3 | 2027 | 5 | 2 | 2.7 | 11909 | 13329
Barriers & Guardrails | Vehicle Crash Protection Barrier | Town JU | 1 | V Low | B | 1 | 2025 | 5 | 4 | 3.7 | 32735 | 11777
Fire Safety Systems | Fire Alarm System | Town KE | 1 | Urgent | B | 11 | 2035 | 5 | 1 | 2.2 | 2132 | 23382
Air Conditioning | Single-Split Evaporator - Split Systems/Heat Pumps - Air-cooled with Direct Expansion Evaporator (DX) | Town KF | 1 | Medium | B | 1 | 2025 | 5 | 3 | 3.2 | 20792 | 6407
Central Ventilation Systems | Fan - Axial | Town JY | 1 | Medium | B | 1 | 2025 | 5 | 3 | 3.2 | 20793 | 6408
Local Hot Water | Instantaneous Electric Water Heater - Non-Drinking Water | Town KE | 1 | Medium | B | 11 | 2035 | 5 | 3 | 3.2 | 20794 | 24968
Local and Special Ventilation | Fan - Kitchen Extract | Town JZ | 1 | Low | B | 5 | 2029 | 5 | 4 | 3.7 | 32736 | 15589
Roller Shutters | External Electric Roller Shutter | Town KG | 1 | High | B | 15 | 2039 | 5 | 2 | 2.7 | 11910 | 28086
Emergency Lighting | Self Contained - LED | Town KH | 5 | Urgent | B | 21 | 2045 | 5 | 1 | 2.2 | 2133 | 31794
Fire Safety Systems | Fire Extinguishers - CO2 | Town JZ | 4 | Urgent | B | 6 | 2030 | 5 | 1 | 2.2 | 2134 | 15878
Fire Safety Systems | Fire Extinguishers - Foam | Town EP | 5 | Urgent | B | 6 | 2030 | 5 | 1 | 2.2 | 2135 | 15879
Fire Safety Systems | Fire Extinguishers - Foam | Town JY | 4 | Urgent | A | 9 | 2033 | 6 | 1 | 2.5 | 10821 | 21531
Local Hot Water | Package Electric Water Heaters - Non-Drinking Water | Town KB | 1 | Medium | B | 8 | 2032 | 5 | 3 | 3.2 | 20795 | 20841
Fire Safety Systems | Manual and Automatic Doors - Emergency and Panic Escape Doors | Town KD | 1 | Urgent | B | 23 | 2047 | 5 | 1 | 2.2 | 2136 | 33075
General Lighting | General - LED fittings & Luminaires | Town JW | 8 | Medium | B | 1 | 2025 | 5 | 3 | 3.2 | 20796 | 6409
Heat Emitters | Radiators - Steel | Town ET | 1 | Medium | B | 15 | 2039 | 5 | 3 | 3.2 | 20797 | 28365
Fire Safety Systems | Fire Blanket | Town KC | 2 | Urgent | B | 4 | 2028 | 5 | 1 | 2.2 | 2137 | 13778
Fire Safety Systems | Fire Extinguishers - Foam | Town KE | 3 | Urgent | B | 6 | 2030 | 5 | 1 | 2.2 | 2138 | 15880
Access Control | Door Lock / Keypad / Manual | Town JZ | 1 | Medium | A | 14 | 2038 | 6 | 3 | 3.5 | 32448 | 27656
Heat Emitters | Radiators - Steel | Town KH | 5 | Medium | B | 3 | 2027 | 5 | 3 | 3.2 | 20798 | 13444
Boiler | Atmospheric Gas Burner Boiler - Small and/or Wall Hung for Light Commercial Installation | Town JW | 1 | Medium | DX | 1 | 2025 | 1 | 3 | 2 | 781 | 505
Local and Special Ventilation | Fan - Axial | Town KH | 1 | Medium | B | 1 | 2025 | 5 | 3 | 3.2 | 20799 | 6410
External Doors | Manual and Automatic Doors - Auto / Powered Sliding Doors | Town KD | 1 | High | B | 23 | 2047 | 5 | 2 | 2.7 | 11911 | 33189
Fire Safety Systems | Fire Alarm Panel / Repeater | Town JX | 1 | Urgent | B | 1 | 2025 | 5 | 1 | 2.2 | 2139 | 1007
General Lighting | General - LED fittings & Luminaires | Town ET | 1 | Medium | B | 6 | 2030 | 5 | 3 | 3.2 | 20800 | 18442
Fire Safety Systems | Fire Extinguishers - CO2 | Town JU | 3 | Urgent | B | 7 | 2031 | 5 | 1 | 2.2 | 2140 | 19186
Air Conditioning | Single-Split Condenser - Split Systems/Heat Pumps - Air-cooled with Direct Expansion Evaporator (DX) | Town JU | 1 | Medium | B | 8 | 2032 | 5 | 3 | 3.2 | 20801 | 20842
AHU - Internal | Central Air Conditioning - Gas Fired | Town KE | 1 | Medium | B | 1 | 2025 | 5 | 3 | 3.2 | 20802 | 6411
Local and Special Ventilation | Fan - Window / Wall Mounted | Town KH | 1 | Medium | B | 1 | 2025 | 5 | 3 | 3.2 | 20803 | 6412
Burner | Forced draft gas burner | Town KE | 1 | Medium | B | 1 | 2025 | 5 | 3 | 3.2 | 20804 | 6413
Local and Special Ventilation | Fan - Window / Wall Mounted | Town KH | 1 | Medium | DX | 1 | 2025 | 1 | 3 | 2 | 782 | 506
Barriers & Guardrails | Vehicle Crash Protection Barrier | Town JU | 1 | V Low | B | 1 | 2025 | 5 | 4 | 3.7 | 32737 | 11778
Fire Safety Systems | Fire Extinguishers - CO2 | Town KE | 5 | Urgent | B | 6 | 2030 | 5 | 1 | 2.2 | 2141 | 15881
LV Distribution | Sub Distribution Board | Town KD | 1 | High | B | 10 | 2034 | 5 | 2 | 2.7 | 11912 | 22265
Roller Shutters | External Manual Roller Shutter | Town JU | 1 | High | B | 1 | 2025 | 5 | 2 | 2.7 | 11913 | 2964
Barriers & Guardrails | Vehicle Crash Protection Barrier | Town JU | 1 | V Low | B | 1 | 2025 | 5 | 4 | 3.7 | 32738 | 11779
Emergency Lighting | Self Contained - LED | Town JU | 3 | Urgent | B | 21 | 2045 | 5 | 1 | 2.2 | 2142 | 31795
LV Distribution | Main Distribution Board | Town H | 1 | High | B | 7 | 2031 | 5 | 2 | 2.7 | 11914 | 19572
Fire Safety Systems | Manual and Automatic Doors - Emergency and Panic Escape Doors | Town JV | 1 | Urgent | B | 11 | 2035 | 5 | 1 | 2.2 | 2143 | 23383
Central Heating | Fan - Axial | Town H | 1 | High | B | 2 | 2026 | 5 | 2 | 2.7 | 11915 | 12867
Emergency Lighting | Illuminated Fire Exit Signage | Town JV | 3 | Urgent | B | 16 | 2040 | 5 | 1 | 2.2 | 2144 | 28648
Emergency Lighting | Self Contained - LED | Town JZ | 7 | Urgent | B | 22 | 2046 | 5 | 1 | 2.2 | 2145 | 32832
Fire Safety Systems | Fire Blanket | Town BI | 1 | Urgent | B | 4 | 2028 | 5 | 1 | 2.2 | 2146 | 13779
LV Distribution | Sub Distribution Board | Town KI | 1 | High | B | 1 | 2025 | 5 | 2 | 2.7 | 11916 | 2965
Local and Special Ventilation | Unit extract fans | Town KE | 1 | Medium | B | 1 | 2025 | 5 | 3 | 3.2 | 20805 | 6414
Fire Safety Systems | Fire Extinguishers - Foam | Town JZ | 2 | Urgent | B | 6 | 2030 | 5 | 1 | 2.2 | 2147 | 15882
Fire Safety Systems | Fire Extinguishers - Foam | Town KF | 5 | Urgent | B | 6 | 2030 | 5 | 1 | 2.2 | 2148 | 15883
External Doors | Manual and Automatic Doors - Auto / Powered Sliding Doors | Town JU | 1 | High | B | 34 | 2058 | 5 | 2 | 2.7 | 11917 | 33869
Roller Shutters | External Manual Roller Shutter | Town KE | 1 | High | B | 21 | 2045 | 5 | 2 | 2.7 | 11918 | 32550
General Lighting | General - LED fittings & Luminaires | Town KE | 16 | Medium | B | 6 | 2030 | 5 | 3 | 3.2 | 20806 | 18443
Emergency Lighting | Self Contained - Non LED | Town KH | 2 | Urgent | B | 9 | 2033 | 5 | 1 | 2.2 | 2149 | 21225
Central Ventilation Systems | Fan - General Ventilation | Town JZ | 1 | Low | B | 1 | 2025 | 5 | 4 | 3.7 | 32739 | 11780
Specialist Lighting | Illuminated External Signs | Town JU | 1 | Medium | B | 1 | 2025 | 5 | 3 | 3.2 | 20807 | 6415
Fire Safety Systems | Manual and Automatic Doors - Emergency and Panic Escape Doors | Town KE | 1 | Urgent | B | 11 | 2035 | 5 | 1 | 2.2 | 2150 | 23384
Fire Safety Systems | Fire Extinguishers - Foam | Town JX | 2 | Urgent | B | 7 | 2031 | 5 | 1 | 2.2 | 2151 | 19187
Local and Special Ventilation | Fan - Extract | Town JU | 1 | Medium | CX | 1 | 2025 | 2 | 3 | 2.3 | 10055 | 2025
Fire Safety Systems | Fire Alarm Panel / Repeater | Town KH | 1 | Urgent | B | 13 | 2037 | 5 | 1 | 2.2 | 2152 | 26824
Emergency Lighting | Self Contained - LED | Town KE | 21 | Urgent | B | 21 | 2045 | 5 | 1 | 2.2 | 2153 | 31796
Emergency Lighting | Self Contained - LED | Town JY | 9 | Urgent | B | 20 | 2044 | 5 | 1 | 2.2 | 2154 | 31411
General Lighting | General - LED fittings & Luminaires | Town H | 39 | Medium | B | 7 | 2031 | 5 | 3 | 3.2 | 20808 | 19775
Air Conditioning | Single-Split Condenser - Split Systems/Heat Pumps - Air-cooled with Direct Expansion Evaporator (DX) | Town KH | 1 | Medium | B | 5 | 2029 | 5 | 3 | 3.2 | 20809 | 14842
Roller Shutters | External Electric Roller Shutter | Town KD | 1 | High | B | 13 | 2037 | 5 | 2 | 2.7 | 11919 | 26948
Access Control | Gate Access - Local Lock / Keypad / Manual (External) | Town H | 1 | Medium | B | 2 | 2026 | 5 | 3 | 3.2 | 20810 | 13016
External Doors | Entrance Doors | Town JV | 1 | High | C | 11 | 2035 | 4 | 2 | 2.4 | 10441 | 24047
Boiler | Atmospheric Gas Burner/Condensing Combination Boiler | Town EP | 1 | Medium | B | 6 | 2030 | 5 | 3 | 3.2 | 20811 | 18444
Emergency Lighting | Self Contained - LED | Town JV | 2 | Urgent | B | 21 | 2045 | 5 | 1 | 2.2 | 2155 | 31797
LV Distribution | Sub Distribution Board | Town KH | 1 | High | B | 1 | 2025 | 5 | 2 | 2.7 | 11920 | 2966
LV Distribution | Main Distribution Board | Town JU | 1 | High | B | 19 | 2043 | 5 | 2 | 2.7 | 11921 | 31148
Local and Special Ventilation | Fan - Kitchen Window / Wall Mounted | Town KJ | 1 | Medium | B | 9 | 2033 | 5 | 3 | 3.2 | 20812 | 21693
Heat Emitters | Electric Heaters | Town BI | 6 | Medium | D | 1 | 2025 | 3 | 3 | 2.6 | 11049 | 2578
Emergency Lighting | Illuminated Fire Exit Signage | Town EP | 7 | Urgent | B | 1 | 2025 | 5 | 1 | 2.2 | 2156 | 1008
Heat Emitters | Electric Heaters | Town KE | 5 | Medium | B | 1 | 2025 | 5 | 3 | 3.2 | 20813 | 6416
LV Distribution | Main Distribution Board | Town KE | 1 | High | B | 6 | 2030 | 5 | 2 | 2.7 | 11922 | 17397
Security Systems | Manual and Automatic Doors - High Security Door | Town KG | 1 | High | B | 25 | 2049 | 5 | 2 | 2.7 | 11923 | 33370
Emergency Lighting | Self Contained - LED | Town JW | 3 | Urgent | B | 21 | 2045 | 5 | 1 | 2.2 | 2157 | 31798
Central Ventilation Systems | Fan - General Ventilation | Town JZ | 1 | Low | B | 1 | 2025 | 5 | 4 | 3.7 | 32740 | 11781
Heat Emitters | Gas Fired Natural and Fan Assisted Heaters | Town JV | 1 | Medium | B | 6 | 2030 | 5 | 3 | 3.2 | 20814 | 18445
Local and Special Ventilation | Unit extract fans | Town JX | 1 | Medium | B | 1 | 2025 | 5 | 3 | 3.2 | 20815 | 6417
Local and Special Ventilation | Fan - Extract | Town BI | 1 | Medium | B | 10 | 2034 | 5 | 3 | 3.2 | 20816 | 22592
Access Control | Door Lock / Keypad / Manual | Town KF | 2 | Medium | B | 1 | 2025 | 5 | 3 | 3.2 | 20817 | 6418
Heat Emitters | Gas Fired Natural and Fan Assisted Heaters | Town JZ | 1 | Medium | B | 1 | 2025 | 5 | 3 | 3.2 | 20818 | 6419
LV Distribution | Main Distribution Board | Town KE | 1 | High | B | 6 | 2030 | 5 | 2 | 2.7 | 11924 | 17398
LV Distribution | Main Distribution Board | Town JU | 1 | High | B | 19 | 2043 | 5 | 2 | 2.7 | 11925 | 31149
LV Distribution | Main Distribution Board | Town JV | 1 | High | B | 1 | 2025 | 5 | 2 | 2.7 | 11926 | 2967
Fire Safety Systems | Fire Extinguishers - Foam | Town KC | 5 | Urgent | B | 6 | 2030 | 5 | 1 | 2.2 | 2158 | 15884
LV Distribution | Main Distribution Board | Town JZ | 1 | High | A | 18 | 2042 | 6 | 2 | 3 | 19515 | 30897
Local and Special Ventilation | Fan - Axial | Town KH | 1 | Medium | B | 1 | 2025 | 5 | 3 | 3.2 | 20819 | 6420
Roller Shutters | Internal Electric Roller Shutter | Town JU | 1 | Medium | B | 24 | 2048 | 5 | 3 | 3.2 | 20820 | 33274
Roller Shutters | External Electric Roller Shutter | Town H | 1 | High | B | 12 | 2036 | 5 | 2 | 2.7 | 11927 | 26142
Local and Special Ventilation | Fan - Centrifugal | Town JV | 1 | Medium | B | 1 | 2025 | 5 | 3 | 3.2 | 20821 | 6421
Heat Emitters | Radiators - Steel | Town JW | 2 | Medium | B | 6 | 2030 | 5 | 3 | 3.2 | 20822 | 18446
External Doors | Entrance Doors | Town JW | 1 | High | B | 21 | 2045 | 5 | 2 | 2.7 | 11928 | 32551
Emergency Lighting | Self Contained - LED | Town KH | 1 | Urgent | B | 21 | 2045 | 5 | 1 | 2.2 | 2159 | 31799
Fire Safety Systems | Fire Blanket | Town KE | 2 | Urgent | B | 4 | 2028 | 5 | 1 | 2.2 | 2160 | 13780
Roller Shutters | Internal Manual Roller Shutter | Town KI | 1 | Medium | B | 1 | 2025 | 5 | 3 | 3.2 | 20823 | 6422
Roller Shutters | External Electric Roller Shutter | Town JV | 1 | High | B | 22 | 2046 | 5 | 2 | 2.7 | 11929 | 33017
Roller Shutters | External Manual Roller Shutter | Town KE | 1 | High | B | 21 | 2045 | 5 | 2 | 2.7 | 11930 | 32552
Local Hot Water | Package Electric Water Heaters - Non-Drinking Water | Town JU | 1 | Medium | B | 8 | 2032 | 5 | 3 | 3.2 | 20824 | 20843
Heat Emitters | Gas Fired Natural and Fan Assisted Heaters | Town JU | 1 | Medium | B | 11 | 2035 | 5 | 3 | 3.2 | 20825 | 24969
Roller Shutters | External Manual Roller Shutter | Town KJ | 1 | High | B | 11 | 2035 | 5 | 2 | 2.7 | 11931 | 24148
Emergency Lighting | Self Contained - LED | Town KA | 2 | Urgent | B | 1 | 2025 | 5 | 1 | 2.2 | 2161 | 1009
Heat Emitters | Electric Overdoor Air Curtain/Heater | Town JU | 1 | Medium | B | 1 | 2025 | 5 | 3 | 3.2 | 20826 | 6423
Fire Safety Systems | Manual and Automatic Doors - Emergency and Panic Escape Doors | Town KA | 1 | Urgent | B | 5 | 2029 | 5 | 1 | 2.2 | 2162 | 14316
Local and Special Ventilation | Fan - Extract | Town JV | 1 | Medium | B | 11 | 2035 | 5 | 3 | 3.2 | 20827 | 24970
Multi-System Controls | Control Panel - Electrical Services (excluding Electrical Controllers and Pneumatic Relays) | Town KH | 1 | Medium | B | 1 | 2025 | 5 | 3 | 3.2 | 20828 | 6424
Local and Special Ventilation | Fan - Extract | Town JV | 1 | Medium | B | 1 | 2025 | 5 | 3 | 3.2 | 20829 | 6425
Heat Exchangers | Heat Reclaim Unit (Lossnay Type) | Town KD | 1 | Medium | B | 9 | 2033 | 5 | 3 | 3.2 | 20830 | 21694
LV Distribution | Sub Distribution Board | Town BI | 1 | High | D | 10 | 2034 | 3 | 2 | 2.1 | 1042 | 21953
Central Heating | Fan - Axial | Town H | 1 | High | B | 2 | 2026 | 5 | 2 | 2.7 | 11932 | 12868
Fire Safety Systems | Manual and Automatic Doors - Emergency and Panic Escape Doors | Town KB | 1 | Urgent | B | 10 | 2034 | 5 | 1 | 2.2 | 2163 | 21984
Security Systems | Manual and Automatic Doors - High Security Door | Town KE | 1 | High | B | 11 | 2035 | 5 | 2 | 2.7 | 11933 | 24149
Emergency Lighting | Illuminated Fire Exit Signage | Town JU | 1 | Urgent | B | 6 | 2030 | 5 | 1 | 2.2 | 2164 | 15885
Air Conditioning | Single-Split Condenser - Split Systems/Heat Pumps - Air-cooled with Direct Expansion Evaporator (DX) | Town JV | 1 | Medium | B | 2 | 2026 | 5 | 3 | 3.2 | 20831 | 13017
Air Conditioning | Single-Split Condenser - Split Systems/Heat Pumps - Air-cooled with Direct Expansion Evaporator (DX) | Town KF | 1 | Medium | B | 1 | 2025 | 5 | 3 | 3.2 | 20832 | 6426
Central Ventilation Systems | Fan - General Ventilation | Town KF | 1 | Low | B | 1 | 2025 | 5 | 4 | 3.7 | 32741 | 11782
Roller Shutters | Internal Manual Roller Shutter | Town JZ | 1 | Medium | B | 15 | 2039 | 5 | 3 | 3.2 | 20833 | 28366
External Lighting | General - LED | Town JZ | 4 | Medium | B | 12 | 2036 | 5 | 3 | 3.2 | 20834 | 26351
Heat Emitters | Radiators - Steel | Town KE | 4 | Medium | B | 6 | 2030 | 5 | 3 | 3.2 | 20835 | 18447
LV Distribution | Main Distribution Board | Town JU | 1 | High | B | 1 | 2025 | 5 | 2 | 2.7 | 11934 | 2968
LV Distribution | Main Distribution Board | Town EP | 1 | High | B | 1 | 2025 | 5 | 2 | 2.7 | 11935 | 2969
Roller Shutters | External Manual Roller Shutter | Town ET | 1 | High | B | 3 | 2027 | 5 | 2 | 2.7 | 11936 | 13330
Burner | Forced draft gas burner | Town JZ | 1 | Medium | B | 1 | 2025 | 5 | 3 | 3.2 | 20836 | 6427
Fire Safety Systems | Fire Extinguishers - CO2 | Town KA | 6 | Urgent | B | 6 | 2030 | 5 | 1 | 2.2 | 2165 | 15886
Fire Safety Systems | Fire Extinguishers - CO2 | Town JV | 1 | Urgent | B | 8 | 2032 | 5 | 1 | 2.2 | 2166 | 20289
LV Distribution | Sub Distribution Board | Town KB | 1 | High | B | 3 | 2027 | 5 | 2 | 2.7 | 11937 | 13331
LV Distribution | Main Distribution Board | Town JU | 1 | High | B | 19 | 2043 | 5 | 2 | 2.7 | 11938 | 31150
LV Distribution | Main Switch Panel at Supply Intake | Town JX | 1 | Medium | B | 1 | 2025 | 5 | 3 | 3.2 | 20837 | 6428
Emergency Lighting | Self Contained - Non LED | Town JV | 5 | Urgent | B | 1 | 2025 | 5 | 1 | 2.2 | 2167 | 1010
Central Heating | Fan - Axial | Town KD | 1 | High | B | 3 | 2027 | 5 | 2 | 2.7 | 11939 | 13332
Roller Shutters | External Manual Roller Shutter | Town KB | 1 | High | B | 1 | 2025 | 5 | 2 | 2.7 | 11940 | 2970
Heat Emitters | Electric Heaters | Town JZ | 4 | Medium | B | 3 | 2027 | 5 | 3 | 3.2 | 20838 | 13445
Heat Emitters | Radiators - Steel | Town EP | 3 | Medium | B | 6 | 2030 | 5 | 3 | 3.2 | 20839 | 18448
LV Distribution | Main Distribution Board | Town JY | 1 | High | B | 6 | 2030 | 5 | 2 | 2.7 | 11941 | 17399
Specialist Lighting | Illuminated External Signs | Town KH | 3 | Medium | C | 4 | 2028 | 4 | 3 | 2.9 | 18433 | 14015
Emergency Lighting | Illuminated Fire Exit Signage | Town KI | 1 | Urgent | B | 1 | 2025 | 5 | 1 | 2.2 | 2168 | 1011
Fire Safety Systems | Fire Extinguishers - Foam | Town KH | 3 | Urgent | B | 9 | 2033 | 5 | 1 | 2.2 | 2169 | 21226
Fire Safety Systems | Fire Extinguishers - Foam | Town JX | 5 | Urgent | B | 7 | 2031 | 5 | 1 | 2.2 | 2170 | 19188
Air Conditioning | Multi-Split Evaporator - Split Systems/Heat Pumps - Air-cooled with Direct Expansion Evaporator (DX) | Town KD | 1 | Medium | B | 3 | 2027 | 5 | 3 | 3.2 | 20840 | 13446
LV Distribution | Sub Distribution Board | Town KH | 1 | High | B | 18 | 2042 | 5 | 2 | 2.7 | 11942 | 30768
Barriers & Guardrails | Vehicle Crash Protection Barrier | Town JU | 1 | V Low | B | 1 | 2025 | 5 | 4 | 3.7 | 32742 | 11783
Heat Emitters | Gas Fired Unit Heaters | Town KG | 1 | Medium | B | 5 | 2029 | 5 | 3 | 3.2 | 20841 | 14843
External Doors | Entrance Doors | Town KE | 1 | High | B | 11 | 2035 | 5 | 2 | 2.7 | 11943 | 24150
Emergency Lighting | Externally Powered - Non LED | Town KI | 4 | Urgent | B | 1 | 2025 | 5 | 1 | 2.2 | 2171 | 1012
Fire Safety Systems | Fire Extinguishers - CO2 | Town JZ | 5 | Urgent | B | 6 | 2030 | 5 | 1 | 2.2 | 2172 | 15887
Fire Safety Systems | Fire Alarm System | Town JZ | 1 | Urgent | B | 13 | 2037 | 5 | 1 | 2.2 | 2173 | 26825
LV Distribution | Sub Distribution Board | Town KH | 1 | High | B | 1 | 2025 | 5 | 2 | 2.7 | 11944 | 2971
LV Distribution | Sub Distribution Board | Town KG | 1 | High | B | 10 | 2034 | 5 | 2 | 2.7 | 11945 | 22266
LV Distribution | Main Distribution Board | Town JZ | 1 | High | A | 18 | 2042 | 6 | 2 | 3 | 19516 | 30898
Specialist Lighting | Illuminated External Signs | Town JV | 1 | Medium | B | 1 | 2025 | 5 | 3 | 3.2 | 20842 | 6429
Air Conditioning | Single-Split Evaporator - Split Systems/Heat Pumps - Air-cooled with Direct Expansion Evaporator (DX) | Town JV | 1 | Medium | B | 2 | 2026 | 5 | 3 | 3.2 | 20843 | 13018
Fire Safety Systems | Manual and Automatic Doors - Emergency and Panic Escape Doors | Town JV | 1 | Urgent | B | 11 | 2035 | 5 | 1 | 2.2 | 2174 | 23385
Roller Shutters | Internal Manual Roller Shutter | Town KI | 1 | Medium | B | 1 | 2025 | 5 | 3 | 3.2 | 20844 | 6430
Lifts | Disabled Lift - Electric | Town EP | 1 | High | B | 1 | 2025 | 5 | 2 | 2.7 | 11946 | 2972
General Lighting | General - LED fittings & Luminaires | Town BI | 22 | Medium | B | 16 | 2040 | 5 | 3 | 3.2 | 20845 | 29346
Heat Emitters | Radiators - Steel | Town JX | 1 | Medium | B | 1 | 2025 | 5 | 3 | 3.2 | 20846 | 6431
Local Hot Water | Package Electric Water Heaters - Non-Drinking Water | Town JW | 1 | Medium | DX | 5 | 2029 | 1 | 3 | 2 | 783 | 14281
Roller Shutters | Internal Manual Roller Shutter | Town KI | 1 | Medium | B | 1 | 2025 | 5 | 3 | 3.2 | 20847 | 6432
Security Systems | Manual and Automatic Doors - High Security Door | Town KD | 1 | High | B | 23 | 2047 | 5 | 2 | 2.7 | 11947 | 33190
External Doors | Entrance Doors | Town BI | 1 | High | B | 11 | 2035 | 5 | 2 | 2.7 | 11948 | 24151
Local and Special Ventilation | Fan - Extract | Town BI | 1 | Medium | B | 10 | 2034 | 5 | 3 | 3.2 | 20848 | 22593
Emergency Lighting | Self Contained - LED | Town KJ | 4 | Urgent | B | 23 | 2047 | 5 | 1 | 2.2 | 2175 | 33076
Central Heating | Fan - Axial | Town KG | 1 | High | B | 5 | 2029 | 5 | 2 | 2.7 | 11949 | 14585
Fire Safety Systems | Fire Alarm Panel / Repeater | Town KJ | 1 | Urgent | B | 10 | 2034 | 5 | 1 | 2.2 | 2176 | 21985
Heat Emitters | Electric Heaters | Town ET | 1 | Medium | B | 3 | 2027 | 5 | 3 | 3.2 | 20849 | 13447
Fire Safety Systems | Fire Extinguishers - Foam | Town KD | 3 | Urgent | B | 9 | 2033 | 5 | 1 | 2.2 | 2177 | 21227
Boiler | Atmospheric Gas Burner/Condensing Combination Boiler (domestic type) | Town KK | 1 | High | B | 1 | 2025 | 5 | 2 | 2.7 | 11950 | 2973
Local Hot Water | Package Electric Water Heaters - Non-Drinking Water | Town BI | 1 | Medium | B | 7 | 2031 | 5 | 3 | 3.2 | 20850 | 19776
Local and Special Ventilation | Fan - Window / Wall Mounted | Town KL | 1 | Medium | B | 11 | 2035 | 5 | 3 | 3.2 | 20851 | 24971
Local and Special Ventilation | Fan - Window / Wall Mounted | Town KM | 1 | Medium | B | 11 | 2035 | 5 | 3 | 3.2 | 20852 | 24972
Local and Special Ventilation | Unit extract fans | Town KN | 1 | Medium | B | 1 | 2025 | 5 | 3 | 3.2 | 20853 | 6433
Fire Safety Systems | Fire Alarm Panel / Repeater | Town KN | 1 | Urgent | B | 1 | 2025 | 5 | 1 | 2.2 | 2178 | 1013
Lifts | Disabled Lift - Hydraulic | Town KO | 1 | High | B | 6 | 2030 | 5 | 2 | 2.7 | 11951 | 17400
Roller Shutters | External Electric Roller Shutter | Town KL | 1 | High | B | 8 | 2032 | 5 | 2 | 2.7 | 11952 | 20678
Heat Emitters | Gas Fired Unit Heaters | Town FK | 1 | Medium | B | 8 | 2032 | 5 | 3 | 3.2 | 20854 | 20844
Emergency Lighting | Self Contained - LED | Town KL | 9 | Urgent | B | 21 | 2045 | 5 | 1 | 2.2 | 2179 | 31800
Fire Safety Systems | Fire Extinguishers - Powder | Town KM | 1 | Urgent | B | 6 | 2030 | 5 | 1 | 2.2 | 2180 | 15888
Heat Emitters | Electric Heaters | Town KN | 1 | Medium | B | 1 | 2025 | 5 | 3 | 3.2 | 20855 | 6434
External Lighting | General - Non LED | Town KP | 3 | Medium | B | 1 | 2025 | 5 | 3 | 3.2 | 20856 | 6435
Air Conditioning | Single-Split Condenser - Split Systems/Heat Pumps - Air-cooled with Direct Expansion Evaporator (DX) | Town KN | 1 | Medium | B | 4 | 2028 | 5 | 3 | 3.2 | 20857 | 14045
LV Distribution | Sub Distribution Board | Town KQ | 1 | High | B | 1 | 2025 | 5 | 2 | 2.7 | 11953 | 2974
General Lighting | General - LED fittings & Luminaires | Town KL | 12 | Medium | B | 4 | 2028 | 5 | 3 | 3.2 | 20858 | 14046
External Lighting | General - Non LED | Town FA | 10 | Medium | B | 1 | 2025 | 5 | 3 | 3.2 | 20859 | 6436
General Lighting | General - LED fittings & Luminaires | Town FK | 1 | Medium | B | 2 | 2026 | 5 | 3 | 3.2 | 20860 | 13019
Local and Special Ventilation | Fan - Window / Wall Mounted | Town KL | 1 | Medium | B | 10 | 2034 | 5 | 3 | 3.2 | 20861 | 22594
External Doors | Entrance Doors | Town KN | 1 | High | B | 21 | 2045 | 5 | 2 | 2.7 | 11954 | 32553
Roller Shutters | External Manual Roller Shutter | Town KK | 1 | High | B | 11 | 2035 | 5 | 2 | 2.7 | 11955 | 24152
Heat Emitters | Gas Fired Unit Heaters | Town KL | 1 | Medium | B | 6 | 2030 | 5 | 3 | 3.2 | 20862 | 18449
Roller Shutters | External Electric Roller Shutter | Town FK | 1 | High | B | 1 | 2025 | 5 | 2 | 2.7 | 11956 | 2975
Fire Safety Systems | Fire Extinguishers - CO2 | Town KK | 1 | Urgent | B | 6 | 2030 | 5 | 1 | 2.2 | 2181 | 15889
General Lighting | General - LED fittings & Luminaires | Town KL | 1 | Medium | B | 16 | 2040 | 5 | 3 | 3.2 | 20863 | 29347
External Doors | Entrance Doors | Town KK | 1 | High | B | 21 | 2045 | 5 | 2 | 2.7 | 11957 | 32554
Fire Safety Systems | Manual and Automatic Doors - Emergency and Panic Escape Doors | Town KL | 1 | Urgent | B | 11 | 2035 | 5 | 1 | 2.2 | 2182 | 23386
Access Control | Door Lock / Keypad / Manual | Town KO | 1 | Medium | B | 6 | 2030 | 5 | 3 | 3.2 | 20864 | 18450
Emergency Lighting | Self Contained - LED | Town KL | 1 | Urgent | B | 21 | 2045 | 5 | 1 | 2.2 | 2183 | 31801
Heat Emitters | Electric Overdoor Air Curtain/Heater | Town KO | 1 | Medium | B | 1 | 2025 | 5 | 3 | 3.2 | 20865 | 6437
Fire Safety Systems | Fire Alarm Panel / Repeater | Town FK | 1 | Urgent | DX | 9 | 2033 | 1 | 1 | 1 | 2 | 21198
General Lighting | General - LED fittings & Luminaires | Town KL | 3 | Medium | DX | 1 | 2025 | 1 | 3 | 2 | 784 | 507
Heat Emitters | Electric Heaters | Town FK | 3 | Medium | B | 2 | 2026 | 5 | 3 | 3.2 | 20866 | 13020
Fire Safety Systems | Fire Extinguishers - Foam | Town FA | 4 | Urgent | B | 1 | 2025 | 5 | 1 | 2.2 | 2184 | 1014
Air Conditioning | Single-Split Evaporator - Split Systems/Heat Pumps - Air-cooled with Direct Expansion Evaporator (DX) | Town KL | 1 | Medium | B | 7 | 2031 | 5 | 3 | 3.2 | 20867 | 19777
LV Distribution | Sub Distribution Board | Town KR | 1 | High | B | 1 | 2025 | 5 | 2 | 2.7 | 11958 | 2976
General Lighting | General - LED fittings & Luminaires | Town BI | 50 | Medium | B | 16 | 2040 | 5 | 3 | 3.2 | 20868 | 29348
Fire Safety Systems | Fire Extinguishers - Foam | Town KP | 3 | Urgent | B | 1 | 2025 | 5 | 1 | 2.2 | 2185 | 1015
LV Distribution | Sub Distribution Board | Town KN | 1 | High | B | 1 | 2025 | 5 | 2 | 2.7 | 11959 | 2977
General Lighting | General - LED fittings & Luminaires | Town KL | 3 | Medium | B | 14 | 2038 | 5 | 3 | 3.2 | 20869 | 27527
Emergency Lighting | Self Contained - LED | Town KL | 2 | Urgent | B | 21 | 2045 | 5 | 1 | 2.2 | 2186 | 31802
LV Distribution | Sub Distribution Board | Town KS | 1 | High | B | 1 | 2025 | 5 | 2 | 2.7 | 11960 | 2978
Roller Shutters | Internal Electric Roller Shutter | Town KM | 1 | Medium | B | 13 | 2037 | 5 | 3 | 3.2 | 20870 | 27071
Roller Shutters | Internal Electric Roller Shutter | Town FA | 1 | Medium | B | 1 | 2025 | 5 | 3 | 3.2 | 20871 | 6438
Fire Safety Systems | Fire Alarm Panel / Repeater | Town KL | 1 | Urgent | B | 10 | 2034 | 5 | 1 | 2.2 | 2187 | 21986
External Lighting | General - LED | Town BI | 5 | Medium | B | 11 | 2035 | 5 | 3 | 3.2 | 20872 | 24973
Fire Safety Systems | Manual and Automatic Doors - Emergency and Panic Escape Doors | Town KP | 1 | Urgent | B | 11 | 2035 | 5 | 1 | 2.2 | 2188 | 23387
External Doors | Entrance Doors | Town KL | 1 | High | B | 16 | 2040 | 5 | 2 | 2.7 | 11961 | 29103
Roller Shutters | External Manual Roller Shutter | Town KM | 1 | High | A | 23 | 2047 | 6 | 2 | 3 | 19517 | 33222
Fire Safety Systems | Fire Alarm System | Town KP | 1 | Urgent | B | 1 | 2025 | 5 | 1 | 2.2 | 2189 | 1016
External Doors | Entrance Doors | Town KN | 1 | High | B | 21 | 2045 | 5 | 2 | 2.7 | 11962 | 32555
Fire Safety Systems | Fire Extinguishers - Foam | Town KL | 2 | Urgent | B | 9 | 2033 | 5 | 1 | 2.2 | 2190 | 21228
Roller Shutters | External Manual Roller Shutter | Town KK | 1 | High | B | 11 | 2035 | 5 | 2 | 2.7 | 11963 | 24153
Roller Shutters | Internal Electric Roller Shutter | Town KL | 1 | Medium | B | 9 | 2033 | 5 | 3 | 3.2 | 20873 | 21695
Roller Shutters | External Manual Roller Shutter | Town KQ | 1 | High | B | 5 | 2029 | 5 | 2 | 2.7 | 11964 | 14586
External Doors | Entrance Doors | Town BI | 1 | High | B | 19 | 2043 | 5 | 2 | 2.7 | 11965 | 31151
Fire Safety Systems | Fire Extinguishers - Foam | Town KK | 6 | Urgent | B | 6 | 2030 | 5 | 1 | 2.2 | 2191 | 15890
Emergency Lighting | Illuminated Fire Exit Signage | Town FK | 1 | Urgent | B | 14 | 2038 | 5 | 1 | 2.2 | 2192 | 27335
Heat Emitters | Electric Heaters | Town KR | 1 | Medium | B | 1 | 2025 | 5 | 3 | 3.2 | 20874 | 6439
Fire Safety Systems | Fire Extinguishers - CO2 | Town KL | 6 | Urgent | B | 3 | 2027 | 5 | 1 | 2.2 | 2193 | 13272
Fire Safety Systems | Fire Extinguishers - Foam | Town FK | 4 | Urgent | B | 5 | 2029 | 5 | 1 | 2.2 | 2194 | 14317
Heat Emitters | Gas Fired Unit Heaters | Town FK | 1 | Medium | B | 8 | 2032 | 5 | 3 | 3.2 | 20875 | 20845
External Doors | Entrance Doors | Town FK | 1 | High | CX | 11 | 2035 | 2 | 2 | 1.8 | 483 | 23248
Local Hot Water | Instantaneous Electric Water Heater - Non-Drinking Water | Town KM | 1 | Medium | CX | 6 | 2030 | 2 | 3 | 2.3 | 10056 | 17317
LV Distribution | Sub Distribution Board | Town FK | 1 | High | B | 1 | 2025 | 5 | 2 | 2.7 | 11966 | 2979
Local and Special Ventilation | Fan - Extract | Town KM | 1 | Medium | B | 1 | 2025 | 5 | 3 | 3.2 | 20876 | 6440
Local and Special Ventilation | Fan - Window / Wall Mounted | Town KL | 1 | Medium | DX | 1 | 2025 | 1 | 3 | 2 | 785 | 508
Fire Safety Systems | Fire Extinguishers - Foam | Town KT | 4 | Urgent | B | 6 | 2030 | 5 | 1 | 2.2 | 2195 | 15891
Fire Safety Systems | Fire Extinguishers - CO2 | Town KU | 2 | Urgent | B | 6 | 2030 | 5 | 1 | 2.2 | 2196 | 15892
LV Distribution | Sub Distribution Board | Town KK | 1 | High | B | 14 | 2038 | 5 | 2 | 2.7 | 11967 | 27436
Fire Safety Systems | Manual and Automatic Doors - Emergency and Panic Escape Doors | Town KS | 1 | Urgent | B | 32 | 2056 | 5 | 1 | 2.2 | 2197 | 33811
General Lighting | General - LED fittings & Luminaires | Town KK | 2 | Medium | B | 1 | 2025 | 5 | 3 | 3.2 | 20877 | 6441
External Doors | Entrance Doors | Town KL | 1 | High | B | 16 | 2040 | 5 | 2 | 2.7 | 11968 | 29104
LV Distribution | Sub Distribution Board | Town FK | 1 | High | B | 1 | 2025 | 5 | 2 | 2.7 | 11969 | 2980
Emergency Lighting | Illuminated Fire Exit Signage | Town KO | 3 | Urgent | B | 16 | 2040 | 5 | 1 | 2.2 | 2198 | 28649
Fire Safety Systems | Manual and Automatic Doors - Emergency and Panic Escape Doors | Town BI | 1 | Urgent | B | 25 | 2049 | 5 | 1 | 2.2 | 2199 | 33283
Emergency Lighting | Illuminated Fire Exit Signage | Town KL | 4 | Urgent | B | 16 | 2040 | 5 | 1 | 2.2 | 2200 | 28650
LV Distribution | Sub Distribution Board | Town KL | 1 | High | B | 1 | 2025 | 5 | 2 | 2.7 | 11970 | 2981
Roller Shutters | External Manual Roller Shutter | Town KV | 1 | High | B | 1 | 2025 | 5 | 2 | 2.7 | 11971 | 2982
General Lighting | General - LED fittings & Luminaires | Town KU | 43 | Medium | B | 16 | 2040 | 5 | 3 | 3.2 | 20878 | 29349
Fire Safety Systems | Fire Extinguishers - CO2 | Town FK | 1 | Urgent | B | 3 | 2027 | 5 | 1 | 2.2 | 2201 | 13273
Air Conditioning | Single-Split Condenser - Split Systems/Heat Pumps - Air-cooled with Direct Expansion Evaporator (DX) | Town KO | 1 | Medium | B | 8 | 2032 | 5 | 3 | 3.2 | 20879 | 20846
Roller Shutters | External Manual Roller Shutter | Town KL | 1 | High | B | 16 | 2040 | 5 | 2 | 2.7 | 11972 | 29105
Fire Safety Systems | Fire Alarm System | Town KV | 1 | Urgent | B | 11 | 2035 | 5 | 1 | 2.2 | 2202 | 23388
Fire Safety Systems | Fire Extinguishers - CO2 | Town FK | 1 | Urgent | B | 9 | 2033 | 5 | 1 | 2.2 | 2203 | 21229
Fire Safety Systems | Fire Extinguishers - CO2 | Town KK | 2 | Urgent | B | 6 | 2030 | 5 | 1 | 2.2 | 2204 | 15893
General Lighting | General - LED fittings & Luminaires | Town KM | 28 | Medium | B | 16 | 2040 | 5 | 3 | 3.2 | 20880 | 29350
Fire Safety Systems | Fire Extinguishers - CO2 | Town KL | 4 | Urgent | B | 8 | 2032 | 5 | 1 | 2.2 | 2205 | 20290
Fire Safety Systems | Fire Extinguishers - CO2 | Town FA | 2 | Urgent | B | 1 | 2025 | 5 | 1 | 2.2 | 2206 | 1017
Roller Shutters | Internal Manual Roller Shutter | Town KP | 1 | Medium | B | 1 | 2025 | 5 | 3 | 3.2 | 20881 | 6442
Roller Shutters | External Manual Roller Shutter | Town KQ | 1 | High | B | 5 | 2029 | 5 | 2 | 2.7 | 11973 | 14587
Heat Emitters | Radiators - Steel | Town KK | 3 | Medium | B | 1 | 2025 | 5 | 3 | 3.2 | 20882 | 6443
Fire Safety Systems | Fire Extinguishers - CO2 | Town KT | 1 | Urgent | B | 6 | 2030 | 5 | 1 | 2.2 | 2207 | 15894
Emergency Lighting | Self Contained - LED | Town KN | 7 | Urgent | B | 22 | 2046 | 5 | 1 | 2.2 | 2208 | 32833
LV Distribution | Sub Distribution Board | Town FK | 1 | High | B | 9 | 2033 | 5 | 2 | 2.7 | 11974 | 21564
Fire Safety Systems | Fire Extinguishers - Foam | Town KO | 2 | Urgent | B | 6 | 2030 | 5 | 1 | 2.2 | 2209 | 15895
External Lighting | General - LED | Town KL | 2 | Medium | B | 11 | 2035 | 5 | 3 | 3.2 | 20883 | 24974
Fire Safety Systems | Fire Extinguishers - Powder | Town KR | 1 | Urgent | B | 6 | 2030 | 5 | 1 | 2.2 | 2210 | 15896
Multi-System Controls | Instrumental Control Panel | Town KN | 1 | Medium | B | 14 | 2038 | 5 | 3 | 3.2 | 20884 | 27528
General Lighting | General - LED fittings & Luminaires | Town KL | 35 | Medium | B | 1 | 2025 | 5 | 3 | 3.2 | 20885 | 6444
LV Distribution | Sub Distribution Board | Town KT | 1 | High | B | 15 | 2039 | 5 | 2 | 2.7 | 11975 | 28087
Boiler | Electric Boilers | Town KP | 1 | Medium | B | 1 | 2025 | 5 | 3 | 3.2 | 20886 | 6445
Multi-System Controls | Control Panel - Electrical Services (excluding Electrical Controllers and Pneumatic Relays) | Town KS | 1 | Medium | B | 1 | 2025 | 5 | 3 | 3.2 | 20887 | 6446
Local and Special Ventilation | Fan - Window / Wall Mounted | Town KL | 1 | Medium | DX | 4 | 2028 | 1 | 3 | 2 | 786 | 13749
Multi-System Controls | Control Panel - Electrical Services (excluding Electrical Controllers and Pneumatic Relays) | Town KN | 1 | Medium | B | 1 | 2025 | 5 | 3 | 3.2 | 20888 | 6447
External Doors | Entrance Doors | Town KN | 1 | High | B | 21 | 2045 | 5 | 2 | 2.7 | 11976 | 32556
Roller Shutters | External Electric Roller Shutter | Town BI | 1 | High | B | 10 | 2034 | 5 | 2 | 2.7 | 11977 | 22267
Roller Shutters | External Manual Roller Shutter | Town BI | 1 | High | B | 15 | 2039 | 5 | 2 | 2.7 | 11978 | 28088
Fire Safety Systems | Fire Extinguishers - CO2 | Town KN | 4 | Urgent | B | 6 | 2030 | 5 | 1 | 2.2 | 2211 | 15897
Local and Special Ventilation | Fan - Axial | Town KL | 1 | Medium | B | 1 | 2025 | 5 | 3 | 3.2 | 20889 | 6448
Roller Shutters | External Manual Roller Shutter | Town KT | 1 | High | B | 18 | 2042 | 5 | 2 | 2.7 | 11979 | 30769
Emergency Lighting | Self Contained - LED | Town FK | 8 | Urgent | B | 21 | 2045 | 5 | 1 | 2.2 | 2212 | 31803
Emergency Lighting | Illuminated Fire Exit Signage | Town KL | 7 | Urgent | B | 16 | 2040 | 5 | 1 | 2.2 | 2213 | 28651
Heat Emitters | Electric Heaters | Town FK | 4 | Medium | B | 6 | 2030 | 5 | 3 | 3.2 | 20890 | 18451
Heat Emitters | Electric Heaters | Town KL | 1 | Medium | B | 1 | 2025 | 5 | 3 | 3.2 | 20891 | 6449
Local Hot Water | Package Electric Water Heaters - Non-Drinking Water | Town FK | 1 | Medium | B | 1 | 2025 | 5 | 3 | 3.2 | 20892 | 6450
Fire Safety Systems | Fire Alarm System | Town FA | 1 | Urgent | B | 1 | 2025 | 5 | 1 | 2.2 | 2214 | 1018
Fire Safety Systems | Fire Extinguishers - Foam | Town KK | 4 | Urgent | B | 6 | 2030 | 5 | 1 | 2.2 | 2215 | 15898
Roller Shutters | External Manual Roller Shutter | Town KK | 1 | High | B | 11 | 2035 | 5 | 2 | 2.7 | 11980 | 24154
Local and Special Ventilation | Fan - Axial | Town KL | 1 | Medium | B | 1 | 2025 | 5 | 3 | 3.2 | 20893 | 6451
Emergency Lighting | Illuminated Fire Exit Signage | Town KK | 3 | Urgent | B | 16 | 2040 | 5 | 1 | 2.2 | 2216 | 28652
Local and Special Ventilation | Fan - Kitchen Window / Wall Mounted | Town KN | 1 | Medium | CX | 8 | 2032 | 2 | 3 | 2.3 | 10057 | 20640
Local and Special Ventilation | Fan - Axial | Town FK | 1 | Medium | B | 1 | 2025 | 5 | 3 | 3.2 | 20894 | 6452
General Lighting | General - LED fittings & Luminaires | Town KL | 6 | Medium | B | 1 | 2025 | 5 | 3 | 3.2 | 20895 | 6453
Specialist Lighting | Illuminated External Signs | Town KO | 1 | Medium | B | 11 | 2035 | 5 | 3 | 3.2 | 20896 | 24975
Heat Emitters | Electric Heaters | Town KR | 1 | Medium | B | 1 | 2025 | 5 | 3 | 3.2 | 20897 | 6454
Fire Safety Systems | Manual and Automatic Doors - Emergency and Panic Escape Doors | Town KO | 1 | Urgent | B | 26 | 2050 | 5 | 1 | 2.2 | 2217 | 33454
General Lighting | General - LED fittings & Luminaires | Town KL | 33 | Medium | B | 14 | 2038 | 5 | 3 | 3.2 | 20898 | 27529
External Lighting | General - Non LED | Town KK | 5 | Medium | B | 1 | 2025 | 5 | 3 | 3.2 | 20899 | 6455
External Lighting | General - LED | Town FK | 3 | Medium | B | 11 | 2035 | 5 | 3 | 3.2 | 20900 | 24976
Heat Emitters | Gas Fired Unit Heaters | Town KK | 1 | Medium | B | 7 | 2031 | 5 | 3 | 3.2 | 20901 | 19778
Fire Safety Systems | Fire Alarm System | Town KU | 1 | Urgent | B | 11 | 2035 | 5 | 1 | 2.2 | 2218 | 23389
General Lighting | General - LED fittings & Luminaires | Town KN | 98 | Medium | B | 17 | 2041 | 5 | 3 | 3.2 | 20902 | 30401
Emergency Lighting | Self Contained - Non LED | Town KS | 2 | Urgent | B | 1 | 2025 | 5 | 1 | 2.2 | 2219 | 1019
Fire Safety Systems | Fire Extinguishers - CO2 | Town KS | 3 | Urgent | B | 6 | 2030 | 5 | 1 | 2.2 | 2220 | 15899
Local and Special Ventilation | Fan - Window / Wall Mounted | Town KL | 1 | Medium | B | 7 | 2031 | 5 | 3 | 3.2 | 20903 | 19779
Local and Special Ventilation | Fan - Window / Wall Mounted | Town KK | 1 | Medium | A | 13 | 2037 | 6 | 3 | 3.5 | 32449 | 27277
Local and Special Ventilation | Fan - Extract | Town BI | 1 | Medium | B | 7 | 2031 | 5 | 3 | 3.2 | 20904 | 19780
LV Distribution | Sub Distribution Board | Town KR | 1 | High | B | 1 | 2025 | 5 | 2 | 2.7 | 11981 | 2983
LV Distribution | Sub Distribution Board | Town BI | 1 | High | B | 9 | 2033 | 5 | 2 | 2.7 | 11982 | 21565
Fire Safety Systems | Manual and Automatic Doors - Emergency and Panic Escape Doors | Town KK | 1 | Urgent | B | 11 | 2035 | 5 | 1 | 2.2 | 2221 | 23390
Heat Emitters | Electric Heaters | Town KN | 1 | Medium | B | 1 | 2025 | 5 | 3 | 3.2 | 20905 | 6456
Heat Emitters | Gas Fired Unit Heaters | Town KK | 1 | Medium | B | 6 | 2030 | 5 | 3 | 3.2 | 20906 | 18452
LV Distribution | Sub Distribution Board | Town KL | 1 | High | DX | 1 | 2025 | 1 | 2 | 1.5 | 369 | 332
LV Distribution | Sub Distribution Board | Town KL | 1 | High | B | 17 | 2041 | 5 | 2 | 2.7 | 11983 | 30287
External Doors | Entrance Doors | Town KU | 1 | High | B | 21 | 2045 | 5 | 2 | 2.7 | 11984 | 32557
External Doors | Entrance Doors | Town KL | 1 | High | B | 7 | 2031 | 5 | 2 | 2.7 | 11985 | 19573
Heat Emitters | Electric Heaters | Town KL | 4 | Medium | B | 1 | 2025 | 5 | 3 | 3.2 | 20907 | 6457
Roller Shutters | Internal Electric Roller Shutter | Town KM | 1 | Medium | B | 19 | 2043 | 5 | 3 | 3.2 | 20908 | 31346
External Doors | Entrance Doors | Town FK | 1 | High | C | 17 | 2041 | 4 | 2 | 2.4 | 10442 | 30263
Roller Shutters | External Manual Roller Shutter | Town KV | 1 | High | B | 1 | 2025 | 5 | 2 | 2.7 | 11986 | 2984
Fire Safety Systems | Fire Extinguishers - CO2 | Town KL | 1 | Urgent | B | 2 | 2026 | 5 | 1 | 2.2 | 2222 | 12475
LV Distribution | Sub Distribution Board | Town KO | 1 | High | B | 1 | 2025 | 5 | 2 | 2.7 | 11987 | 2985
Emergency Lighting | Self Contained - Non LED | Town KL | 1 | Urgent | B | 4 | 2028 | 5 | 1 | 2.2 | 2223 | 13781
Emergency Lighting | Illuminated Fire Exit Signage | Town AT | 1 | Urgent | C | 12 | 2036 | 4 | 1 | 1.9 | 595 | 25910
Local Hot Water | Package Electric Water Heaters - Non-Drinking Water | Town KW | 1 | Medium | B | 8 | 2032 | 5 | 3 | 3.2 | 20909 | 20847
Central Cooling | Fan - Axial | Town KX | 1 | Medium | B | 1 | 2025 | 5 | 3 | 3.2 | 20910 | 6458
Lifts | Disabled Lift - Electric | Town KY | 1 | High | B | 8 | 2032 | 5 | 2 | 2.7 | 11988 | 20679
Air Conditioning | Multi-Split Condenser - Split Systems/Heat Pumps - Air-cooled with Direct Expansion Evaporator (DX) | Town GS | 1 | Medium | B | 1 | 2025 | 5 | 3 | 3.2 | 20911 | 6459
Central Cooling | Fan - Axial | Town KX | 1 | Medium | A | 15 | 2039 | 6 | 3 | 3.5 | 32450 | 28558
Central Cooling | Fan - Axial | Town KZ | 1 | Medium | B | 1 | 2025 | 5 | 3 | 3.2 | 20912 | 6460
General Lighting | General - LED fittings & Luminaires | Town AY | 18 | Medium | C | 12 | 2036 | 4 | 3 | 2.9 | 18434 | 26281
Central Cooling | Fan - Axial | Town KZ | 1 | Medium | B | 1 | 2025 | 5 | 3 | 3.2 | 20913 | 6461
Security Systems | Manual and Automatic Doors - High Security Door | Town LA | 1 | High | B | 1 | 2025 | 5 | 2 | 2.7 | 11989 | 2986
Central Heating & Cooling | Fan - Bifurcated | Town AJ | 1 | Medium | B | 1 | 2025 | 5 | 3 | 3.2 | 20914 | 6462
Central Heating & Cooling | Fan - Bifurcated | Town AJ | 1 | Medium | B | 1 | 2025 | 5 | 3 | 3.2 | 20915 | 6463
Roller Shutters | External Manual Roller Shutter | Town LB | 1 | High | B | 11 | 2035 | 5 | 2 | 2.7 | 11990 | 24155
Fire Safety Systems | Fire Extinguishers - Foam | Town II | 2 | Urgent | B | 8 | 2032 | 5 | 1 | 2.2 | 2224 | 20291
LV Distribution | Sub Distribution Board | Town LC | 1 | High | B | 6 | 2030 | 5 | 2 | 2.7 | 11991 | 17401
Local and Special Ventilation | Fan - General Ventilation | Town G | 1 | Medium | B | 1 | 2025 | 5 | 3 | 3.2 | 20916 | 6464
Heat Emitters | Electric Overdoor Air Curtain/Heater | Town LB | 1 | Medium | B | 1 | 2025 | 5 | 3 | 3.2 | 20917 | 6465
Roller Shutters | External Window Shutters - Electric | Town KW | 1 | Medium | B | 6 | 2030 | 5 | 3 | 3.2 | 20918 | 18453
Local Hot Water | Instantaneous Electric Water Heater - Non-Drinking Water | Town LD | 1 | Medium | B | 7 | 2031 | 5 | 3 | 3.2 | 20919 | 19781
Roller Shutters | Internal Manual Roller Shutter | Town KZ | 1 | Medium | B | 7 | 2031 | 5 | 3 | 3.2 | 20920 | 19782
LV Distribution | Sub Distribution Board | Town AY | 1 | High | B | 6 | 2030 | 5 | 2 | 2.7 | 11992 | 17402
Fire Safety Systems | Manual and Automatic Doors - Emergency and Panic Escape Doors | Town AP | 1 | Urgent | B | 27 | 2051 | 5 | 1 | 2.2 | 2225 | 33539
Roller Shutters | External Manual Roller Shutter | Town GN | 1 | High | B | 2 | 2026 | 5 | 2 | 2.7 | 11993 | 12869
Roller Shutters | External Manual Roller Shutter | Town AT | 1 | High | B | 11 | 2035 | 5 | 2 | 2.7 | 11994 | 24156
Emergency Lighting | Self Contained - LED | Town II | 2 | Urgent | B | 13 | 2037 | 5 | 1 | 2.2 | 2226 | 26826
General Lighting | General - LED fittings & Luminaires | Town AY | 7 | Medium | B | 1 | 2025 | 5 | 3 | 3.2 | 20921 | 6466
Specialist Lighting | Illuminated External Signs | Town LC | 3 | Medium | B | 6 | 2030 | 5 | 3 | 3.2 | 20922 | 18454
Emergency Lighting | Self Contained - Non LED | Town G | 2 | Urgent | B | 15 | 2039 | 5 | 1 | 2.2 | 2227 | 27755
General Lighting | General - LED fittings & Luminaires | Town LC | 8 | Medium | B | 12 | 2036 | 5 | 3 | 3.2 | 20923 | 26352
General Lighting | General - LED fittings & Luminaires | Town LB | 3 | Medium | B | 12 | 2036 | 5 | 3 | 3.2 | 20924 | 26353
Fire Safety Systems | Manual and Automatic Doors - Emergency and Panic Escape Doors | Town LA | 1 | Urgent | C | 11 | 2035 | 4 | 1 | 1.9 | 596 | 23257
Local and Special Ventilation | Fan - Window / Wall Mounted | Town KY | 1 | Medium | B | 8 | 2032 | 5 | 3 | 3.2 | 20925 | 20848
External Lighting | General - LED | Town LC | 12 | Medium | B | 1 | 2025 | 5 | 3 | 3.2 | 20926 | 6467
Fire Safety Systems | Fire Extinguishers - CO2 | Town KW | 3 | Urgent | B | 6 | 2030 | 5 | 1 | 2.2 | 2228 | 15900
Fire Safety Systems | Fire Extinguishers - Foam | Town KZ | 2 | Urgent | B | 6 | 2030 | 5 | 1 | 2.2 | 2229 | 15901
Air Conditioning | Multi-Split Evaporator - Split Systems/Heat Pumps - Air-cooled with Direct Expansion Evaporator (DX) | Town KY | 1 | Medium | B | 8 | 2032 | 5 | 3 | 3.2 | 20927 | 20849
Security Systems | Manual and Automatic Doors - High Security Door | Town LC | 1 | High | B | 11 | 2035 | 5 | 2 | 2.7 | 11995 | 24157
Emergency Lighting | Self Contained - Non LED | Town GS | 2 | Urgent | B | 1 | 2025 | 5 | 1 | 2.2 | 2230 | 1020
External Doors | Manual and Automatic Doors - Auto / Powered Sliding Doors | Town KX | 1 | High | C | 17 | 2041 | 4 | 2 | 2.4 | 10443 | 30264
External Doors | Entrance Doors | Town AY | 1 | High | B | 11 | 2035 | 5 | 2 | 2.7 | 11996 | 24158
Fire Safety Systems | Fire Extinguishers - CO2 | Town II | 2 | Urgent | B | 8 | 2032 | 5 | 1 | 2.2 | 2231 | 20292
General Lighting | General - LED fittings & Luminaires | Town AJ | 7 | Medium | B | 17 | 2041 | 5 | 3 | 3.2 | 20928 | 30402
Emergency Lighting | Illuminated Fire Exit Signage | Town LC | 3 | Urgent | B | 12 | 2036 | 5 | 1 | 2.2 | 2232 | 25953
General Lighting | General - LED fittings & Luminaires | Town GN | 2 | Medium | B | 10 | 2034 | 5 | 3 | 3.2 | 20929 | 22595
Fire Safety Systems | Fire Extinguishers - Foam | Town AJ | 2 | Urgent | B | 6 | 2030 | 5 | 1 | 2.2 | 2233 | 15902
Fire Safety Systems | Fire Blanket | Town LE | 1 | Urgent | B | 4 | 2028 | 5 | 1 | 2.2 | 2234 | 13782
Security Systems | Manual and Automatic Doors - High Security Door | Town LA | 1 | High | B | 1 | 2025 | 5 | 2 | 2.7 | 11997 | 2987
Local Hot Water | Instantaneous Electric Water Heater - Non-Drinking Water | Town AP | 1 | Medium | B | 11 | 2035 | 5 | 3 | 3.2 | 20930 | 24977
Roller Shutters | External Manual Roller Shutter | Town KY | 1 | High | B | 1 | 2025 | 5 | 2 | 2.7 | 11998 | 2988
Local and Special Ventilation | Fan - Axial | Town KX | 1 | Medium | B | 8 | 2032 | 5 | 3 | 3.2 | 20931 | 20850
Fire Safety Systems | Fire Extinguishers - Foam | Town II | 2 | Urgent | B | 8 | 2032 | 5 | 1 | 2.2 | 2235 | 20293
Emergency Lighting | Illuminated Fire Exit Signage | Town KZ | 5 | Urgent | B | 13 | 2037 | 5 | 1 | 2.2 | 2236 | 26827
Fire Safety Systems | Manual and Automatic Doors - Emergency and Panic Escape Doors | Town AP | 1 | Urgent | B | 11 | 2035 | 5 | 1 | 2.2 | 2237 | 23391
Fire Safety Systems | Fire Alarm System | Town LB | 1 | Urgent | B | 1 | 2025 | 5 | 1 | 2.2 | 2238 | 1021
Fire Safety Systems | Fire Extinguishers - CO2 | Town GS | 2 | Urgent | B | 2 | 2026 | 5 | 1 | 2.2 | 2239 | 12476
Fire Safety Systems | Fire Alarm Panel / Repeater | Town LF | 1 | Urgent | B | 11 | 2035 | 5 | 1 | 2.2 | 2240 | 23392
External Doors | Entrance Doors | Town AP | 1 | High | B | 21 | 2045 | 5 | 2 | 2.7 | 11999 | 32558
Fire Safety Systems | Manual and Automatic Doors - Emergency and Panic Escape Doors | Town Z | 1 | Urgent | B | 21 | 2045 | 5 | 1 | 2.2 | 2241 | 31804
Roller Shutters | External Manual Roller Shutter | Town GN | 1 | High | B | 2 | 2026 | 5 | 2 | 2.7 | 12000 | 12870
Roller Shutters | External Manual Roller Shutter | Town AT | 1 | High | B | 11 | 2035 | 5 | 2 | 2.7 | 12001 | 24159
Security Systems | Manual and Automatic Doors - High Security Door | Town AQ | 1 | High | B | 11 | 2035 | 5 | 2 | 2.7 | 12002 | 24160
Local and Special Ventilation | Fan - Window / Wall Mounted | Town II | 1 | Medium | B | 3 | 2027 | 5 | 3 | 3.2 | 20932 | 13448
Fire Safety Systems | Fire Extinguishers - CO2 | Town G | 5 | Urgent | B | 9 | 2033 | 5 | 1 | 2.2 | 2242 | 21230
Roller Shutters | Internal Electric Roller Shutter | Town KY | 1 | Medium | B | 18 | 2042 | 5 | 3 | 3.2 | 20933 | 30923
General Lighting | General - LED fittings & Luminaires | Town JE | 39 | Medium | B | 5 | 2029 | 5 | 3 | 3.2 | 20934 | 14844
Emergency Lighting | Self Contained - LED | Town LG | 11 | Urgent | B | 21 | 2045 | 5 | 1 | 2.2 | 2243 | 31805
Emergency Lighting | Self Contained - LED | Town LD | 21 | Urgent | B | 17 | 2041 | 5 | 1 | 2.2 | 2244 | 30013
LV Distribution | Main Distribution Board | Town AP | 1 | High | B | 1 | 2025 | 5 | 2 | 2.7 | 12003 | 2989
Local and Special Ventilation | Fan - Extract | Town KW | 1 | Medium | B | 1 | 2025 | 5 | 3 | 3.2 | 20935 | 6468
Boiler | Atmospheric Gas Burner/Condensing Combination Boiler (domestic type) | Town AQ | 1 | High | B | 1 | 2025 | 5 | 2 | 2.7 | 12004 | 2990
Access Control | Gate Access - Local Lock / Keypad / Manual (External) | Town AQ | 1 | Medium | B | 1 | 2025 | 5 | 3 | 3.2 | 20936 | 6469
General Lighting | General - LED fittings & Luminaires | Town KW | 1 | Medium | B | 1 | 2025 | 5 | 3 | 3.2 | 20937 | 6470
LV Distribution | Sub Distribution Board | Town GN | 1 | High | CX | 1 | 2025 | 2 | 2 | 1.8 | 484 | 391
Lifts | Passenger Lift Hydraulic - Electric | Town LC | 1 | Medium | B | 6 | 2030 | 5 | 3 | 3.2 | 20938 | 18455
General Lighting | General - LED fittings & Luminaires | Town KW | 95 | Medium | B | 16 | 2040 | 5 | 3 | 3.2 | 20939 | 29351
Access Control | Gate Access - Local Lock / Keypad / Manual (External) | Town KX | 1 | Medium | CX | 1 | 2025 | 2 | 3 | 2.3 | 10058 | 2026
LV Distribution | Sub Distribution Board | Town LC | 1 | High | B | 6 | 2030 | 5 | 2 | 2.7 | 12005 | 17403
General Lighting | General - LED fittings & Luminaires | Town AT | 4 | Medium | C | 12 | 2036 | 4 | 3 | 2.9 | 18435 | 26282
Heat Emitters | Radiators - Steel | Town LC | 1 | Medium | B | 6 | 2030 | 5 | 3 | 3.2 | 20940 | 18456
Fire Safety Systems | Fire Extinguishers - Powder | Town LC | 3 | Urgent | B | 2 | 2026 | 5 | 1 | 2.2 | 2245 | 12477
Air Conditioning | Single-Split Evaporator - Split Systems/Heat Pumps - Air-cooled with Direct Expansion Evaporator (DX) | Town CZ | 1 | Medium | B | 7 | 2031 | 5 | 3 | 3.2 | 20941 | 19783
Local Hot Water | Package Electric Water Heaters - Non-Drinking Water | Town LG | 1 | Medium | A | 10 | 2034 | 6 | 3 | 3.5 | 32451 | 23201
Central Cooling | Fan - Axial | Town KZ | 1 | Medium | B | 1 | 2025 | 5 | 3 | 3.2 | 20942 | 6471
External Doors | Manual and Automatic Doors - Auto / Powered Sliding Doors | Town LH | 1 | High | B | 11 | 2035 | 5 | 2 | 2.7 | 12006 | 24161
Fire Safety Systems | Fire Extinguishers - CO2 | Town LG | 5 | Urgent | B | 6 | 2030 | 5 | 1 | 2.2 | 2246 | 15903
Heat Emitters | Electric Heaters | Town AT | 1 | Medium | B | 1 | 2025 | 5 | 3 | 3.2 | 20943 | 6472
Air Conditioning | Multi-Split Evaporator - Split Systems/Heat Pumps - Air-cooled with Direct Expansion Evaporator (DX) | Town GS | 1 | Medium | B | 1 | 2025 | 5 | 3 | 3.2 | 20944 | 6473
Fire Safety Systems | Fire Alarm System | Town LC | 1 | Urgent | B | 1 | 2025 | 5 | 1 | 2.2 | 2247 | 1022
Roller Shutters | Internal Electric Roller Shutter | Town AP | 1 | Medium | B | 11 | 2035 | 5 | 3 | 3.2 | 20945 | 24978
Local Hot Water | Instantaneous Electric Water Heater - Non-Drinking Water | Town AT | 1 | Medium | B | 1 | 2025 | 5 | 3 | 3.2 | 20946 | 6474
Roller Shutters | External Manual Roller Shutter | Town LA | 1 | High | B | 1 | 2025 | 5 | 2 | 2.7 | 12007 | 2991
LV Distribution | Sub Distribution Board | Town KW | 1 | High | B | 16 | 2040 | 5 | 2 | 2.7 | 12008 | 29106
Fire Safety Systems | Fire Alarm Panel / Repeater | Town LG | 1 | Urgent | B | 11 | 2035 | 5 | 1 | 2.2 | 2248 | 23393
Heat Emitters | Electric Heaters | Town KZ | 1 | Medium | B | 1 | 2025 | 5 | 3 | 3.2 | 20947 | 6475
Fire Safety Systems | Fire Extinguishers - CO2 | Town LC | 1 | Urgent | B | 2 | 2026 | 5 | 1 | 2.2 | 2249 | 12478
LV Distribution | Sub Distribution Board | Town G | 1 | High | B | 1 | 2025 | 5 | 2 | 2.7 | 12009 | 2992
Fire Safety Systems | Manual and Automatic Doors - Emergency and Panic Escape Doors | Town G | 1 | Urgent | B | 6 | 2030 | 5 | 1 | 2.2 | 2250 | 15904
External Doors | Entrance Doors | Town G | 1 | High | B | 6 | 2030 | 5 | 2 | 2.7 | 12010 | 17404
Emergency Lighting | Self Contained - LED | Town LG | 2 | Urgent | B | 21 | 2045 | 5 | 1 | 2.2 | 2251 | 31806
Emergency Lighting | Self Contained - LED | Town KX | 2 | Urgent | B | 18 | 2042 | 5 | 1 | 2.2 | 2252 | 30617
Air Conditioning | Multi-Split Condenser - Split Systems/Heat Pumps - Air-cooled with Direct Expansion Evaporator (DX) | Town AJ | 1 | Medium | A | 14 | 2038 | 6 | 3 | 3.5 | 32452 | 27657
General Lighting | General - LED fittings & Luminaires | Town KX | 22 | Medium | B | 13 | 2037 | 5 | 3 | 3.2 | 20948 | 27072
General Lighting | General - LED fittings & Luminaires | Town AP | 7 | Medium | B | 15 | 2039 | 5 | 3 | 3.2 | 20949 | 28367
External Lighting | General - LED | Town CZ | 3 | Medium | B | 9 | 2033 | 5 | 3 | 3.2 | 20950 | 21696
Fire Safety Systems | Fire Extinguishers - Foam | Town KZ | 3 | Urgent | B | 6 | 2030 | 5 | 1 | 2.2 | 2253 | 15905
Local Hot Water | Package Electric Water Heaters - Non-Drinking Water | Town CZ | 1 | Medium | B | 10 | 2034 | 5 | 3 | 3.2 | 20951 | 22596
Fire Safety Systems | Manual and Automatic Doors - Emergency and Panic Escape Doors | Town G | 1 | Urgent | B | 6 | 2030 | 5 | 1 | 2.2 | 2254 | 15906
General Lighting | General - LED fittings & Luminaires | Town II | 1 | Medium | B | 8 | 2032 | 5 | 3 | 3.2 | 20952 | 20851
Emergency Lighting | Self Contained - Non LED | Town AP | 3 | Urgent | B | 1 | 2025 | 5 | 1 | 2.2 | 2255 | 1023
Heat Emitters | Gas Fired Unit Heaters | Town KY | 1 | Medium | B | 1 | 2025 | 5 | 3 | 3.2 | 20953 | 6476
External Doors | Entrance Doors | Town JE | 1 | High | B | 20 | 2044 | 5 | 2 | 2.7 | 12011 | 31594
General Lighting | General - LED fittings & Luminaires | Town LC | 7 | Medium | B | 6 | 2030 | 5 | 3 | 3.2 | 20954 | 18457
Roller Shutters | External Manual Roller Shutter | Town LC | 1 | High | B | 1 | 2025 | 5 | 2 | 2.7 | 12012 | 2993
Emergency Lighting | Illuminated Fire Exit Signage | Town G | 6 | Urgent | B | 17 | 2041 | 5 | 1 | 2.2 | 2256 | 30014
Fire Safety Systems | Fire Extinguishers - CO2 | Town AT | 3 | Urgent | B | 2 | 2026 | 5 | 1 | 2.2 | 2257 | 12479
Local and Special Ventilation | Fan - General Ventilation | Town LH | 1 | Medium | B | 1 | 2025 | 5 | 3 | 3.2 | 20955 | 6477
Local and Special Ventilation | Fan - Axial | Town GS | 1 | Medium | B | 1 | 2025 | 5 | 3 | 3.2 | 20956 | 6478
Central Ventilation Systems | Fan - Axial | Town LC | 1 | Medium | B | 1 | 2025 | 5 | 3 | 3.2 | 20957 | 6479
General Lighting | General - LED fittings & Luminaires | Town CZ | 88 | Medium | B | 16 | 2040 | 5 | 3 | 3.2 | 20958 | 29352
Emergency Lighting | Illuminated Fire Exit Signage | Town GS | 2 | Urgent | B | 12 | 2036 | 5 | 1 | 2.2 | 2258 | 25954
Emergency Lighting | Self Contained - LED | Town G | 2 | Urgent | B | 15 | 2039 | 5 | 1 | 2.2 | 2259 | 27756
Fire Safety Systems | Manual and Automatic Doors - Emergency and Panic Escape Doors | Town KW | 1 | Urgent | B | 7 | 2031 | 5 | 1 | 2.2 | 2260 | 19189
Fire Safety Systems | Manual and Automatic Doors - Emergency and Panic Escape Doors | Town II | 1 | Urgent | B | 11 | 2035 | 5 | 1 | 2.2 | 2261 | 23394
Local and Special Ventilation | Fan - Extract | Town KW | 1 | Medium | B | 9 | 2033 | 5 | 3 | 3.2 | 20959 | 21697
Emergency Lighting | Self Contained - LED | Town KX | 6 | Urgent | B | 18 | 2042 | 5 | 1 | 2.2 | 2262 | 30618
Air Conditioning | Multi-Split Evaporator - Split Systems/Heat Pumps - Air-cooled with Direct Expansion Evaporator (DX) | Town KY | 1 | Medium | B | 8 | 2032 | 5 | 3 | 3.2 | 20960 | 20852
Roller Shutters | External Manual Roller Shutter | Town Z | 1 | High | B | 1 | 2025 | 5 | 2 | 2.7 | 12013 | 2994
Emergency Lighting | Externally Powered - LED | Town II | 3 | Urgent | B | 17 | 2041 | 5 | 1 | 2.2 | 2263 | 30015
Emergency Lighting | Illuminated Fire Exit Signage | Town KX | 2 | Urgent | B | 2 | 2026 | 5 | 1 | 2.2 | 2264 | 12480
Heat Emitters | Gas Fired Natural and Fan Assisted Heaters | Town AY | 1 | Medium | B | 1 | 2025 | 5 | 3 | 3.2 | 20961 | 6480
Local Hot Water | Instantaneous Electric Water Heater - Non-Drinking Water | Town LB | 1 | Medium | B | 1 | 2025 | 5 | 3 | 3.2 | 20962 | 6481
LV Distribution | Sub Distribution Board | Town II | 1 | High | B | 1 | 2025 | 5 | 2 | 2.7 | 12014 | 2995
Air Conditioning | Single-Split Evaporator - Split Systems/Heat Pumps - Air-cooled with Direct Expansion Evaporator (DX) | Town LH | 1 | Medium | B | 1 | 2025 | 5 | 3 | 3.2 | 20963 | 6482
Local Hot Water | Package Electric Water Heaters - Non-Drinking Water | Town KW | 1 | Medium | B | 8 | 2032 | 5 | 3 | 3.2 | 20964 | 20853
External Doors | Manual and Automatic Doors - Auto / Powered Swing Doors | Town LD | 1 | High | B | 21 | 2045 | 5 | 2 | 2.7 | 12015 | 32559
Central Ventilation Systems | Fan - Axial | Town LD | 1 | Medium | B | 1 | 2025 | 5 | 3 | 3.2 | 20965 | 6483
Emergency Lighting | Illuminated Fire Exit Signage | Town KY | 3 | Urgent | B | 13 | 2037 | 5 | 1 | 2.2 | 2265 | 26828
Fire Safety Systems | Fire Extinguishers - CO2 | Town AP | 6 | Urgent | B | 5 | 2029 | 5 | 1 | 2.2 | 2266 | 14318
LV Distribution | Sub Distribution Board | Town KY | 1 | High | B | 13 | 2037 | 5 | 2 | 2.7 | 12016 | 26949
Roller Shutters | External Manual Roller Shutter | Town AP | 1 | High | B | 1 | 2025 | 5 | 2 | 2.7 | 12017 | 2996
Heat Emitters | Gas Fired Natural and Fan Assisted Heaters | Town AQ | 1 | Medium | B | 1 | 2025 | 5 | 3 | 3.2 | 20966 | 6484
External Doors | Entrance Doors | Town II | 1 | High | B | 23 | 2047 | 5 | 2 | 2.7 | 12018 | 33191
Air Conditioning | Multi-Split Condenser - Split Systems/Heat Pumps - Air-cooled with Direct Expansion Evaporator (DX) | Town GS | 1 | Medium | B | 1 | 2025 | 5 | 3 | 3.2 | 20967 | 6485
Air Conditioning | Single-Split Evaporator - Split Systems/Heat Pumps - Air-cooled with Direct Expansion Evaporator (DX) | Town LC | 1 | Medium | B | 1 | 2025 | 5 | 3 | 3.2 | 20968 | 6486
Local Hot Water | Package Electric Water Heaters - Non-Drinking Water | Town CZ | 1 | Medium | B | 5 | 2029 | 5 | 3 | 3.2 | 20969 | 14845
Local Hot Water | Package Electric Water Heaters - Non-Drinking Water | Town KZ | 1 | Medium | B | 7 | 2031 | 5 | 3 | 3.2 | 20970 | 19784
General Lighting | General - LED fittings & Luminaires | Town LC | 2 | Medium | B | 12 | 2036 | 5 | 3 | 3.2 | 20971 | 26354
Fire Safety Systems | Manual and Automatic Doors - Emergency and Panic Escape Doors | Town G | 1 | Urgent | B | 6 | 2030 | 5 | 1 | 2.2 | 2267 | 15907
Emergency Lighting | Self Contained - LED | Town LH | 10 | Urgent | B | 21 | 2045 | 5 | 1 | 2.2 | 2268 | 31807
Fire Safety Systems | Automatic Fire Dampers | Town LD | 1 | Urgent | B | 7 | 2031 | 5 | 1 | 2.2 | 2269 | 19190
Roller Shutters | External Manual Roller Shutter | Town AT | 1 | High | B | 11 | 2035 | 5 | 2 | 2.7 | 12019 | 24162
LV Distribution | Sub Distribution Board | Town KY | 1 | High | D | 4 | 2028 | 3 | 2 | 2.1 | 1043 | 13754
Fire Safety Systems | Fire Extinguishers - Foam | Town LH | 6 | Urgent | B | 6 | 2030 | 5 | 1 | 2.2 | 2270 | 15908
General Lighting | General - LED fittings & Luminaires | Town AQ | 19 | Medium | B | 1 | 2025 | 5 | 3 | 3.2 | 20972 | 6487
Boiler | Atmospheric Gas Burner/Condensing Combination Boiler (domestic type) | Town KW | 1 | High | B | 1 | 2025 | 5 | 2 | 2.7 | 12020 | 2997
AHU - External | Central Air Conditioning - Gas Fired | Town LC | 1 | Medium | B | 1 | 2025 | 5 | 3 | 3.2 | 20973 | 6488
Communication Systems | PA System | Town LE | 1 | Medium | B | 11 | 2035 | 5 | 3 | 3.2 | 20974 | 24979
Emergency Lighting | Self Contained - LED | Town LC | 2 | Urgent | C | 8 | 2032 | 4 | 1 | 1.9 | 597 | 20236
Fire Safety Systems | Fire Extinguishers - Foam | Town CZ | 6 | Urgent | B | 7 | 2031 | 5 | 1 | 2.2 | 2271 | 19191
Fire Safety Systems | Fire Extinguishers - Foam | Town Z | 4 | Urgent | B | 6 | 2030 | 5 | 1 | 2.2 | 2272 | 15909
Roller Shutters | Internal Electric Roller Shutter | Town AP | 1 | Medium | B | 11 | 2035 | 5 | 3 | 3.2 | 20975 | 24980
External Doors | Entrance Doors | Town AP | 1 | High | B | 11 | 2035 | 5 | 2 | 2.7 | 12021 | 24163
Heat Emitters | Electric Heaters | Town KW | 3 | Medium | B | 1 | 2025 | 5 | 3 | 3.2 | 20976 | 6489
Fire Safety Systems | Fire Extinguishers - Foam | Town AT | 3 | Urgent | B | 1 | 2025 | 5 | 1 | 2.2 | 2273 | 1024
Air Conditioning | Single-Split Condenser - Split Systems/Heat Pumps - Air-cooled with Direct Expansion Evaporator (DX) | Town LH | 1 | Medium | B | 10 | 2034 | 5 | 3 | 3.2 | 20977 | 22597
Air Conditioning | Single-Split Condenser - Split Systems/Heat Pumps - Air-cooled with Direct Expansion Evaporator (DX) | Town KZ | 1 | Medium | B | 5 | 2029 | 5 | 3 | 3.2 | 20978 | 14846
Heat Emitters | Gas Fired Unit Heaters | Town CZ | 1 | Medium | B | 8 | 2032 | 5 | 3 | 3.2 | 20979 | 20854
Local and Special Ventilation | Fan - Hazardous Area Extract | Town LB | 1 | Medium | B | 1 | 2025 | 5 | 3 | 3.2 | 20980 | 6490
Fire Safety Systems | Fire Extinguishers - Foam | Town KY | 3 | Urgent | B | 3 | 2027 | 5 | 1 | 2.2 | 2274 | 13274
Local Hot Water | Instantaneous Electric Water Heater - Non-Drinking Water | Town AP | 1 | Medium | B | 7 | 2031 | 5 | 3 | 3.2 | 20981 | 19785
Fire Safety Systems | Fire Extinguishers - CO2 | Town AJ | 6 | Urgent | B | 6 | 2030 | 5 | 1 | 2.2 | 2275 | 15910
LV Distribution | Sub Distribution Board | Town LD | 1 | High | B | 6 | 2030 | 5 | 2 | 2.7 | 12022 | 17405
Local and Special Ventilation | Fan - Window / Wall Mounted | Town KY | 1 | Medium | DX | 3 | 2027 | 1 | 3 | 2 | 787 | 13255
Central Ventilation Systems | Fan - Extract | Town AP | 1 | Medium | B | 1 | 2025 | 5 | 3 | 3.2 | 20982 | 6491
Roller Shutters | External Manual Roller Shutter | Town AQ | 1 | High | B | 1 | 2025 | 5 | 2 | 2.7 | 12023 | 2998
Barriers & Guardrails | Vehicle Crash Protection Barrier | Town CZ | 3 | V Low | C | 1 | 2025 | 4 | 4 | 3.4 | 32404 | 11690
LV Distribution | Sub Distribution Board | Town AJ | 1 | High | A | 19 | 2043 | 6 | 2 | 3 | 19518 | 31285
Roller Shutters | External Manual Roller Shutter | Town KY | 1 | High | B | 1 | 2025 | 5 | 2 | 2.7 | 12024 | 2999
Emergency Lighting | Illuminated Fire Exit Signage | Town LA | 4 | Urgent | B | 12 | 2036 | 5 | 1 | 2.2 | 2276 | 25955
LV Distribution | Sub Distribution Board | Town LE | 1 | High | B | 13 | 2037 | 5 | 2 | 2.7 | 12025 | 26950
Fire Safety Systems | Manual and Automatic Doors - Emergency and Panic Escape Doors | Town CZ | 1 | Urgent | B | 29 | 2053 | 5 | 1 | 2.2 | 2277 | 33636
General Lighting | General - LED fittings & Luminaires | Town LC | 2 | Medium | B | 12 | 2036 | 5 | 3 | 3.2 | 20983 | 26355
LV Distribution | Sub Distribution Board | Town CZ | 1 | High | B | 1 | 2025 | 5 | 2 | 2.7 | 12026 | 3000
Roller Shutters | External Manual Roller Shutter | Town KW | 1 | High | B | 1 | 2025 | 5 | 2 | 2.7 | 12027 | 3001
Local and Special Ventilation | Fan - Extract | Town LF | 1 | Medium | B | 9 | 2033 | 5 | 3 | 3.2 | 20984 | 21698
External Doors | Entrance Doors | Town JE | 1 | High | B | 20 | 2044 | 5 | 2 | 2.7 | 12028 | 31595
Fire Safety Systems | Fire Blanket | Town II | 1 | Urgent | B | 3 | 2027 | 5 | 1 | 2.2 | 2278 | 13275
General Lighting | General - LED fittings & Luminaires | Town KZ | 57 | Medium | B | 13 | 2037 | 5 | 3 | 3.2 | 20985 | 27073
Fire Safety Systems | Fire Extinguishers - CO2 | Town GN | 4 | Urgent | B | 7 | 2031 | 5 | 1 | 2.2 | 2279 | 19192
External Doors | Entrance Doors | Town LF | 1 | High | B | 21 | 2045 | 5 | 2 | 2.7 | 12029 | 32560
Central Ventilation Systems | Fan - Extract | Town AP | 1 | Medium | B | 1 | 2025 | 5 | 3 | 3.2 | 20986 | 6492
Fire Safety Systems | Fire Alarm System | Town AY | 1 | Urgent | B | 1 | 2025 | 5 | 1 | 2.2 | 2280 | 1025
Emergency Lighting | Self Contained - LED | Town LD | 4 | Urgent | B | 17 | 2041 | 5 | 1 | 2.2 | 2281 | 30016
Local and Special Ventilation | Fan - Extract | Town LH | 1 | Medium | B | 1 | 2025 | 5 | 3 | 3.2 | 20987 | 6493
Roller Shutters | External Manual Roller Shutter | Town KW | 1 | High | D | 1 | 2025 | 3 | 2 | 2.1 | 1044 | 725
Air Conditioning | Multi-Split Condenser - DX Split Systems (With Gas, Electric or Hot Water Heaters) | Town II | 1 | Medium | B | 1 | 2025 | 5 | 3 | 3.2 | 20988 | 6494
Local and Special Ventilation | Fan - Window / Wall Mounted | Town LC | 1 | Medium | B | 1 | 2025 | 5 | 3 | 3.2 | 20989 | 6495
Central Cooling | Fan - Axial | Town LE | 1 | Medium | B | 1 | 2025 | 5 | 3 | 3.2 | 20990 | 6496
Fire Safety Systems | Fire Alarm System | Town AY | 1 | Urgent | B | 1 | 2025 | 5 | 1 | 2.2 | 2282 | 1026
Fire Safety Systems | Fire Extinguishers - CO2 | Town KY | 2 | Urgent | B | 4 | 2028 | 5 | 1 | 2.2 | 2283 | 13783
Fire Safety Systems | Fire Extinguishers - Powder | Town AY | 2 | Urgent | B | 2 | 2026 | 5 | 1 | 2.2 | 2284 | 12481
General Lighting | General - LED fittings & Luminaires | Town KX | 2 | Medium | B | 2 | 2026 | 5 | 3 | 3.2 | 20991 | 13021
Fire Safety Systems | Smoke vents - Smoke Relief-Natural Ventilators | Town AQ | 1 | Urgent | B | 1 | 2025 | 5 | 1 | 2.2 | 2285 | 1027
LV Distribution | Sub Distribution Board | Town KX | 1 | High | B | 2 | 2026 | 5 | 2 | 2.7 | 12030 | 12871
External Doors | Entrance Doors | Town KY | 1 | High | B | 28 | 2052 | 5 | 2 | 2.7 | 12031 | 33617
Fire Safety Systems | Fire Extinguishers - Foam | Town AP | 2 | Urgent | B | 5 | 2029 | 5 | 1 | 2.2 | 2286 | 14319
Local Hot Water | Package Electric Water Heaters - Non-Drinking Water | Town II | 1 | Medium | B | 1 | 2025 | 5 | 3 | 3.2 | 20992 | 6497
Fire Safety Systems | Manual and Automatic Doors - Emergency and Panic Escape Doors | Town II | 2 | Urgent | B | 11 | 2035 | 5 | 1 | 2.2 | 2287 | 23395
Roller Shutters | Internal Electric Roller Shutter | Town LH | 1 | Medium | B | 1 | 2025 | 5 | 3 | 3.2 | 20993 | 6498
Local and Special Ventilation | Fan - Extract | Town AJ | 1 | Medium | B | 1 | 2025 | 5 | 3 | 3.2 | 20994 | 6499
Fire Safety Systems | Fire Alarm System | Town AQ | 1 | Urgent | B | 7 | 2031 | 5 | 1 | 2.2 | 2288 | 19193
Fire Safety Systems | Fire Extinguishers - CO2 | Town AQ | 9 | Urgent | B | 2 | 2026 | 5 | 1 | 2.2 | 2289 | 12482
Heat Emitters | Gas Fired Natural and Fan Assisted Heaters | Town LB | 1 | Medium | B | 1 | 2025 | 5 | 3 | 3.2 | 20995 | 6500
LV Distribution | Main Distribution Board | Town AP | 1 | High | CX | 1 | 2025 | 2 | 2 | 1.8 | 485 | 392
Fire Safety Systems | Fire Alarm Panel / Repeater | Town AP | 1 | Urgent | B | 1 | 2025 | 5 | 1 | 2.2 | 2290 | 1028
Emergency Lighting | Self Contained - LED | Town AT | 8 | Urgent | C | 17 | 2041 | 4 | 1 | 1.9 | 598 | 29963
Emergency Lighting | Self Contained - LED | Town LA | 4 | Urgent | B | 17 | 2041 | 5 | 1 | 2.2 | 2291 | 30017
Air Conditioning | Multi-Split Condenser - Split Systems/Heat Pumps - Air-cooled with Direct Expansion Evaporator (DX) | Town AJ | 1 | Medium | A | 14 | 2038 | 6 | 3 | 3.5 | 32453 | 27658
Emergency Lighting | Illuminated Fire Exit Signage | Town GN | 3 | Urgent | C | 1 | 2025 | 4 | 1 | 1.9 | 599 | 461
Specialist Lighting | Illuminated External Signs | Town AT | 2 | Medium | B | 1 | 2025 | 5 | 3 | 3.2 | 20996 | 6501
Air Conditioning | Single-Split Evaporator - Split Systems/Heat Pumps - Air-cooled with Direct Expansion Evaporator (DX) | Town KZ | 1 | Medium | B | 5 | 2029 | 5 | 3 | 3.2 | 20997 | 14847
Fire Safety Systems | Fire Alarm System | Town LD | 1 | Urgent | B | 7 | 2031 | 5 | 1 | 2.2 | 2292 | 19194
Roller Shutters | External Manual Roller Shutter | Town AP | 1 | High | B | 1 | 2025 | 5 | 2 | 2.7 | 12032 | 3002
Roller Shutters | Internal Electric Roller Shutter | Town LC | 1 | Medium | B | 11 | 2035 | 5 | 3 | 3.2 | 20998 | 24981
Emergency Lighting | Illuminated Fire Exit Signage | Town KZ | 3 | Urgent | B | 13 | 2037 | 5 | 1 | 2.2 | 2293 | 26829
Roller Shutters | External Electric Roller Shutter | Town AJ | 1 | High | B | 15 | 2039 | 5 | 2 | 2.7 | 12033 | 28089
Heat Emitters | Gas Fired Natural and Fan Assisted Heaters | Town AY | 1 | Medium | B | 1 | 2025 | 5 | 3 | 3.2 | 20999 | 6502
LV Distribution | Sub Distribution Board | Town AP | 1 | High | B | 1 | 2025 | 5 | 2 | 2.7 | 12034 | 3003
LV Distribution | Sub Distribution Board | Town LC | 1 | High | B | 6 | 2030 | 5 | 2 | 2.7 | 12035 | 17406
Local and Special Ventilation | Fan - Axial | Town KY | 1 | Medium | B | 8 | 2032 | 5 | 3 | 3.2 | 21000 | 20855
Fire Safety Systems | Fire Extinguishers - Foam | Town GS | 1 | Urgent | B | 1 | 2025 | 5 | 1 | 2.2 | 2294 | 1029
Roller Shutters | External Manual Roller Shutter | Town AQ | 1 | High | C | 1 | 2025 | 4 | 2 | 2.4 | 10444 | 2335
Local and Special Ventilation | Fan - Extract | Town A | 1 | Medium | C | 1 | 2025 | 4 | 3 | 2.9 | 18436 | 5395
External Doors | Entrance Doors | Town LI | 1 | High | B | 17 | 2041 | 5 | 2 | 2.7 | 12036 | 30288
Roller Shutters | External Manual Roller Shutter | Town LI | 1 | High | B | 7 | 2031 | 5 | 2 | 2.7 | 12037 | 19574
Roller Shutters | External Electric Roller Shutter | Town LI | 1 | High | B | 7 | 2031 | 5 | 2 | 2.7 | 12038 | 19575
Security Systems | Manual and Automatic Doors - High Security Door | Town LI | 1 | High | B | 11 | 2035 | 5 | 2 | 2.7 | 12039 | 24164
Local and Special Ventilation | Fan - Extract | Town AQ | 1 | Medium | CX | 1 | 2025 | 2 | 3 | 2.3 | 10059 | 2027
Local and Special Ventilation | Fan - Extract | Town A | 1 | Medium | B | 1 | 2025 | 5 | 3 | 3.2 | 21001 | 6503
Access Control | Gate Access - Local Lock / Keypad / Manual (External) | Town LI | 1 | Medium | B | 1 | 2025 | 5 | 3 | 3.2 | 21002 | 6504
General Lighting | General - LED fittings & Luminaires | Town LI | 4 | Medium | B | 12 | 2036 | 5 | 3 | 3.2 | 21003 | 26356
Fire Safety Systems | Fire Alarm Panel / Repeater | Town A | 1 | Urgent | B | 11 | 2035 | 5 | 1 | 2.2 | 2295 | 23396
Central Cooling | Fan - Axial | Town LJ | 1 | Medium | B | 1 | 2025 | 5 | 3 | 3.2 | 21004 | 6505
LV Distribution | Sub Distribution Board | Town AQ | 1 | High | B | 1 | 2025 | 5 | 2 | 2.7 | 12040 | 3004
LV Distribution | Sub Distribution Board | Town LK | 1 | High | B | 18 | 2042 | 5 | 2 | 2.7 | 12041 | 30770
External Doors | Manual and Automatic Doors - Auto / Powered Swing Doors | Town LI | 1 | High | D | 21 | 2045 | 3 | 2 | 2.1 | 1045 | 31714
LV Distribution | Sub Distribution Board | Town LL | 1 | High | D | 3 | 2027 | 3 | 2 | 2.1 | 1046 | 13259
LV Distribution | Main Distribution Board | Town LM | 1 | High | B | 1 | 2025 | 5 | 2 | 2.7 | 12042 | 3005
Local and Special Ventilation | Fan - Centrifugal | Town A | 1 | Medium | B | 1 | 2025 | 5 | 3 | 3.2 | 21005 | 6506
Central Cooling | Fan - Axial | Town LJ | 1 | Medium | B | 1 | 2025 | 5 | 3 | 3.2 | 21006 | 6507
Roller Shutters | External Electric Roller Shutter | Town A | 1 | High | B | 1 | 2025 | 5 | 2 | 2.7 | 12043 | 3006
Access Control | Gate Access - Local Lock / Keypad / Manual (External) | Town A | 1 | Medium | B | 1 | 2025 | 5 | 3 | 3.2 | 21007 | 6508
Security Systems | Manual and Automatic Doors - High Security Door | Town A | 1 | High | B | 11 | 2035 | 5 | 2 | 2.7 | 12044 | 24165
Roller Shutters | Internal Electric Roller Shutter | Town LK | 1 | Medium | B | 5 | 2029 | 5 | 3 | 3.2 | 21008 | 14848
Emergency Lighting | Illuminated Fire Exit Signage | Town A | 1 | Urgent | B | 1 | 2025 | 5 | 1 | 2.2 | 2296 | 1030
Emergency Lighting | Illuminated Fire Exit Signage | Town AQ | 3 | Urgent | B | 12 | 2036 | 5 | 1 | 2.2 | 2297 | 25956
General Lighting | General - LED fittings & Luminaires | Town HU | 3 | Medium | B | 12 | 2036 | 5 | 3 | 3.2 | 21009 | 26357
Fire Safety Systems | Fire Extinguishers - CO2 | Town AQ | 1 | Urgent | B | 2 | 2026 | 5 | 1 | 2.2 | 2298 | 12483
Fire Safety Systems | Manual and Automatic Doors - Emergency and Panic Escape Doors | Town LI | 1 | Urgent | B | 11 | 2035 | 5 | 1 | 2.2 | 2299 | 23397
Roller Shutters | External Manual Roller Shutter | Town HU | 1 | High | B | 1 | 2025 | 5 | 2 | 2.7 | 12045 | 3007
General Lighting | General - LED fittings & Luminaires | Town LM | 54 | Medium | B | 16 | 2040 | 5 | 3 | 3.2 | 21010 | 29353
Heat Emitters | Gas Fired Unit Heaters | Town LJ | 1 | Medium | A | 15 | 2039 | 6 | 3 | 3.5 | 32454 | 28559
Roller Shutters | Internal Automatic Roller Shutter | Town LN | 1 | High | B | 13 | 2037 | 5 | 2 | 2.7 | 12046 | 26951
LV Distribution | Sub Distribution Board | Town P | 1 | High | B | 18 | 2042 | 5 | 2 | 2.7 | 12047 | 30771
Local and Special Ventilation | Fan - Window / Wall Mounted | Town LJ | 1 | Medium | B | 8 | 2032 | 5 | 3 | 3.2 | 21011 | 20856
General Lighting | General - LED fittings & Luminaires | Town P | 80 | Medium | B | 16 | 2040 | 5 | 3 | 3.2 | 21012 | 29354
Emergency Lighting | Self Contained - LED | Town IF | 1 | Urgent | A | 23 | 2047 | 6 | 1 | 2.5 | 10822 | 33160
LV Distribution | Main Distribution Board | Town LK | 1 | High | C | 1 | 2025 | 4 | 2 | 2.4 | 10445 | 2336
Roller Shutters | Internal Electric Roller Shutter | Town LK | 1 | Medium | B | 10 | 2034 | 5 | 3 | 3.2 | 21013 | 22598
Barriers & Guardrails | Vehicle Crash Protection Barrier | Town A | 1 | V Low | B | 1 | 2025 | 5 | 4 | 3.7 | 32743 | 11784
Heat Emitters | Electric Heaters | Town IC | 1 | Medium | DX | 1 | 2025 | 1 | 3 | 2 | 788 | 509
Central Ventilation Systems | Fan - General Ventilation | Town LK | 1 | Low | B | 1 | 2025 | 5 | 4 | 3.7 | 32744 | 11785
BMS | BMS Control Panel | Town LN | 1 | High | B | 7 | 2031 | 5 | 2 | 2.7 | 12048 | 19576
General Lighting | General - LED fittings & Luminaires | Town HU | 9 | Medium | C | 1 | 2025 | 4 | 3 | 2.9 | 18437 | 5396
Access Control | Gate Access - Local Lock / Keypad / Manual (External) | Town A | 1 | Medium | B | 1 | 2025 | 5 | 3 | 3.2 | 21014 | 6509
Emergency Lighting | Self Contained - LED | Town HU | 3 | Urgent | B | 11 | 2035 | 5 | 1 | 2.2 | 2300 | 23398
Air Conditioning | Multi-Split Condenser - Split Systems/Heat Pumps - Air-cooled with Direct Expansion Evaporator (DX) | Town P | 1 | Medium | B | 7 | 2031 | 5 | 3 | 3.2 | 21015 | 19786
LV Distribution | Main Distribution Board | Town A | 1 | High | C | 1 | 2025 | 4 | 2 | 2.4 | 10446 | 2337
Roller Shutters | Internal Automatic Roller Shutter | Town LJ | 1 | High | B | 10 | 2034 | 5 | 2 | 2.7 | 12049 | 22268
Local and Special Ventilation | Fan - Centrifugal | Town A | 1 | Medium | B | 1 | 2025 | 5 | 3 | 3.2 | 21016 | 6510
Access Control | Gate Access - Local Lock / Keypad / Manual (External) | Town P | 2 | Medium | B | 11 | 2035 | 5 | 3 | 3.2 | 21017 | 24982
Fire Safety Systems | Fire Extinguishers - CO2 | Town LJ | 1 | Urgent | B | 6 | 2030 | 5 | 1 | 2.2 | 2301 | 15911
Boiler | Atmospheric Gas Burner/Condensing Combination Boiler (domestic type) | Town LI | 1 | High | B | 2 | 2026 | 5 | 2 | 2.7 | 12050 | 12872
Roller Shutters | External Manual Roller Shutter | Town HU | 1 | High | B | 1 | 2025 | 5 | 2 | 2.7 | 12051 | 3008
Heat Emitters | Radiators - Steel | Town A | 3 | Medium | B | 1 | 2025 | 5 | 3 | 3.2 | 21018 | 6511
Heat Emitters | Gas Fired Natural and Fan Assisted Heaters | Town AQ | 1 | Medium | B | 1 | 2025 | 5 | 3 | 3.2 | 21019 | 6512
LV Distribution | Sub Distribution Board | Town AQ | 1 | High | B | 6 | 2030 | 5 | 2 | 2.7 | 12052 | 17407
Fire Safety Systems | Manual and Automatic Doors - Emergency and Panic Escape Doors | Town LL | 1 | Urgent | B | 11 | 2035 | 5 | 1 | 2.2 | 2302 | 23399
Local and Special Ventilation | Fan - Extract | Town A | 1 | Medium | CX | 1 | 2025 | 2 | 3 | 2.3 | 10060 | 2028
Roller Shutters | External Manual Roller Shutter | Town HU | 1 | High | B | 1 | 2025 | 5 | 2 | 2.7 | 12053 | 3009
LV Distribution | Sub Distribution Board | Town LI | 1 | High | B | 12 | 2036 | 5 | 2 | 2.7 | 12054 | 26143
Multi-System Controls | Instrumental Control Panel | Town LK | 1 | Medium | B | 13 | 2037 | 5 | 3 | 3.2 | 21020 | 27074
Fire Safety Systems | Fire Extinguishers - Foam | Town LM | 2 | Urgent | B | 6 | 2030 | 5 | 1 | 2.2 | 2303 | 15912
Emergency Lighting | Self Contained - LED | Town LN | 5 | Urgent | B | 18 | 2042 | 5 | 1 | 2.2 | 2304 | 30619
Local and Special Ventilation | Fan - Extract | Town LJ | 1 | Medium | B | 1 | 2025 | 5 | 3 | 3.2 | 21021 | 6513
General Lighting | General - LED fittings & Luminaires | Town LN | 56 | Medium | B | 13 | 2037 | 5 | 3 | 3.2 | 21022 | 27075
General Lighting | General - LED fittings & Luminaires | Town LJ | 50 | Medium | B | 13 | 2037 | 5 | 3 | 3.2 | 21023 | 27076
Emergency Lighting | Illuminated Fire Exit Signage | Town HU | 3 | Urgent | C | 12 | 2036 | 4 | 1 | 1.9 | 600 | 25911
General Lighting | General - LED fittings & Luminaires | Town A | 20 | Medium | B | 13 | 2037 | 5 | 3 | 3.2 | 21024 | 27077
Fire Safety Systems | Fire Extinguishers - CO2 | Town LL | 3 | Urgent | B | 6 | 2030 | 5 | 1 | 2.2 | 2305 | 15913
External Lighting | General - LED | Town HU | 1 | Medium | B | 1 | 2025 | 5 | 3 | 3.2 | 21025 | 6514
General Lighting | General - LED fittings & Luminaires | Town HT | 7 | Medium | B | 16 | 2040 | 5 | 3 | 3.2 | 21026 | 29355
LV Distribution | Main Distribution Board | Town IC | 1 | High | B | 1 | 2025 | 5 | 2 | 2.7 | 12055 | 3010
Fire Safety Systems | Manual and Automatic Doors - Emergency and Panic Escape Doors | Town LI | 1 | Urgent | B | 11 | 2035 | 5 | 1 | 2.2 | 2306 | 23400
Heat Emitters | Electric Heaters | Town LK | 7 | Medium | B | 1 | 2025 | 5 | 3 | 3.2 | 21027 | 6515
General Lighting | General - LED fittings & Luminaires | Town AQ | 21 | Medium | B | 12 | 2036 | 5 | 3 | 3.2 | 21028 | 26358
Specialist Lighting | Illuminated External Signs | Town A | 1 | Medium | C | 1 | 2025 | 4 | 3 | 2.9 | 18438 | 5397
Emergency Lighting | Illuminated Fire Exit Signage | Town LK | 2 | Urgent | B | 16 | 2040 | 5 | 1 | 2.2 | 2307 | 28653
External Lighting | General - LED | Town AQ | 2 | Medium | B | 7 | 2031 | 5 | 3 | 3.2 | 21029 | 19787
Fire Safety Systems | Fire Extinguishers - Foam | Town HU | 3 | Urgent | B | 1 | 2025 | 5 | 1 | 2.2 | 2308 | 1031
Burner | Forced draft gas burner | Town A | 1 | Medium | DX | 1 | 2025 | 1 | 3 | 2 | 789 | 510
LV Distribution | Main Distribution Board | Town A | 1 | High | B | 15 | 2039 | 5 | 2 | 2.7 | 12056 | 28090
LV Distribution | Sub Distribution Board | Town LI | 1 | High | B | 12 | 2036 | 5 | 2 | 2.7 | 12057 | 26144
External Doors | Manual and Automatic Doors - Auto / Powered Sliding Doors | Town LO | 1 | High | B | 19 | 2043 | 5 | 2 | 2.7 | 12058 | 31152
Fire Safety Systems | Manual and Automatic Doors - Emergency and Panic Escape Doors | Town AQ | 1 | Urgent | B | 21 | 2045 | 5 | 1 | 2.2 | 2309 | 31808
Emergency Lighting | Self Contained - LED | Town HU | 5 | Urgent | C | 17 | 2041 | 4 | 1 | 1.9 | 601 | 29964
Emergency Lighting | Illuminated Fire Exit Signage | Town IF | 1 | Urgent | B | 17 | 2041 | 5 | 1 | 2.2 | 2310 | 30018
Access Control | Gate Access - Local Lock / Keypad / Manual (External) | Town LN | 1 | Medium | B | 3 | 2027 | 5 | 3 | 3.2 | 21030 | 13449
General Lighting | General - LED fittings & Luminaires | Town LO | 2 | Medium | B | 13 | 2037 | 5 | 3 | 3.2 | 21031 | 27078
Central Ventilation Systems | Fan - General Ventilation | Town LP | 1 | Low | C | 1 | 2025 | 4 | 4 | 3.4 | 32405 | 11691
Fire Safety Systems | Fire Extinguishers - Foam | Town A | 4 | Urgent | B | 9 | 2033 | 5 | 1 | 2.2 | 2311 | 21231
Heat Emitters | Radiators - Aluminium | Town LI | 5 | Medium | B | 2 | 2026 | 5 | 3 | 3.2 | 21032 | 13022
General Lighting | General - LED fittings & Luminaires | Town LO | 4 | Medium | B | 4 | 2028 | 5 | 3 | 3.2 | 21033 | 14047
Barriers & Guardrails | Vehicle Crash Protection Barrier | Town A | 1 | V Low | B | 1 | 2025 | 5 | 4 | 3.7 | 32745 | 11786
Local and Special Ventilation | Fan - Extract | Town LI | 1 | Medium | B | 1 | 2025 | 5 | 3 | 3.2 | 21034 | 6516
General Lighting | General - LED fittings & Luminaires | Town HU | 4 | Medium | C | 1 | 2025 | 4 | 3 | 2.9 | 18439 | 5398
Emergency Lighting | Self Contained - LED | Town A | 1 | Urgent | B | 21 | 2045 | 5 | 1 | 2.2 | 2312 | 31809
LV Distribution | Sub Distribution Board | Town AQ | 1 | High | D | 6 | 2030 | 3 | 2 | 2.1 | 1047 | 15721
LV Distribution | Sub Distribution Board | Town HU | 1 | High | B | 1 | 2025 | 5 | 2 | 2.7 | 12059 | 3011
External Doors | Entrance Doors | Town P | 1 | High | B | 6 | 2030 | 5 | 2 | 2.7 | 12060 | 17408
LV Distribution | Sub Distribution Board | Town LN | 1 | High | B | 8 | 2032 | 5 | 2 | 2.7 | 12061 | 20680
Burner | Forced draft gas burner | Town LM | 1 | Medium | B | 1 | 2025 | 5 | 3 | 3.2 | 21035 | 6517
Multi-System Controls | Control Panel - Electrical Services (excluding Electrical Controllers and Pneumatic Relays) | Town A | 1 | Medium | B | 12 | 2036 | 5 | 3 | 3.2 | 21036 | 26359
Local and Special Ventilation | Fan - Kitchen Extract | Town P | 1 | Low | B | 5 | 2029 | 5 | 4 | 3.7 | 32746 | 15590
External Doors | Entrance Doors | Town AQ | 1 | High | C | 11 | 2035 | 4 | 2 | 2.4 | 10447 | 24048
Emergency Lighting | Self Contained - Non LED | Town LL | 8 | Urgent | B | 10 | 2034 | 5 | 1 | 2.2 | 2313 | 21987
LV Distribution | Sub Distribution Board | Town AQ | 1 | High | B | 13 | 2037 | 5 | 2 | 2.7 | 12062 | 26952
Fire Safety Systems | Fire Extinguishers - Foam | Town LL | 2 | Urgent | B | 6 | 2030 | 5 | 1 | 2.2 | 2314 | 15914
Fire Safety Systems | Fire Extinguishers - Powder | Town LI | 1 | Urgent | B | 2 | 2026 | 5 | 1 | 2.2 | 2315 | 12484
General Lighting | General - LED fittings & Luminaires | Town HU | 6 | Medium | B | 6 | 2030 | 5 | 3 | 3.2 | 21037 | 18458
Fire Safety Systems | Fire Extinguishers - Foam | Town LI | 7 | Urgent | B | 2 | 2026 | 5 | 1 | 2.2 | 2316 | 12485
Fire Safety Systems | Fire Extinguishers - CO2 | Town A | 4 | Urgent | B | 4 | 2028 | 5 | 1 | 2.2 | 2317 | 13784
Roller Shutters | External Manual Roller Shutter | Town LI | 1 | High | B | 7 | 2031 | 5 | 2 | 2.7 | 12063 | 19577
Fire Safety Systems | Manual and Automatic Doors - Emergency and Panic Escape Doors | Town LI | 1 | Urgent | B | 11 | 2035 | 5 | 1 | 2.2 | 2318 | 23401
Fire Safety Systems | Manual and Automatic Doors - Emergency and Panic Escape Doors | Town AQ | 1 | Urgent | B | 11 | 2035 | 5 | 1 | 2.2 | 2319 | 23402
Roller Shutters | External Manual Roller Shutter | Town HU | 1 | High | B | 1 | 2025 | 5 | 2 | 2.7 | 12064 | 3012
LV Distribution | Main Distribution Board | Town LL | 1 | High | B | 6 | 2030 | 5 | 2 | 2.7 | 12065 | 17409
Local and Special Ventilation | Fan - Window / Wall Mounted | Town LJ | 1 | Medium | B | 8 | 2032 | 5 | 3 | 3.2 | 21038 | 20857
Emergency Lighting | Self Contained - LED | Town LN | 4 | Urgent | B | 18 | 2042 | 5 | 1 | 2.2 | 2320 | 30620
External Doors | Entrance Doors | Town A | 1 | High | B | 11 | 2035 | 5 | 2 | 2.7 | 12066 | 24166
Roller Shutters | External Manual Roller Shutter | Town HT | 1 | High | B | 1 | 2025 | 5 | 2 | 2.7 | 12067 | 3013
General Lighting | General - LED fittings & Luminaires | Town A | 20 | Medium | B | 1 | 2025 | 5 | 3 | 3.2 | 21039 | 6518
Heat Emitters | Gas Fired Natural and Fan Assisted Heaters | Town LP | 1 | Medium | C | 4 | 2028 | 4 | 3 | 2.9 | 18440 | 14016
Heat Emitters | Electric Heaters | Town LL | 3 | Medium | B | 1 | 2025 | 5 | 3 | 3.2 | 21040 | 6519
Emergency Lighting | Self Contained - LED | Town HU | 4 | Urgent | C | 17 | 2041 | 4 | 1 | 1.9 | 602 | 29965
External Lighting | General - LED | Town A | 3 | Medium | B | 11 | 2035 | 5 | 3 | 3.2 | 21041 | 24983
LV Distribution | Sub Distribution Board | Town P | 1 | High | D | 18 | 2042 | 3 | 2 | 2.1 | 1048 | 30599
Lifts | Document Lift - Electric | Town HU | 1 | Medium | B | 6 | 2030 | 5 | 3 | 3.2 | 21042 | 18459
Emergency Lighting | Illuminated Fire Exit Signage | Town HU | 2 | Urgent | C | 12 | 2036 | 4 | 1 | 1.9 | 603 | 25912
Heat Emitters | Gas Fired Unit Heaters | Town LN | 1 | Medium | B | 3 | 2027 | 5 | 3 | 3.2 | 21043 | 13450
Local and Special Ventilation | Fan - Kitchen Extract | Town P | 1 | Low | B | 5 | 2029 | 5 | 4 | 3.7 | 32747 | 15591
External Lighting | General - LED | Town A | 2 | Medium | B | 8 | 2032 | 5 | 3 | 3.2 | 21044 | 20858
Fire Safety Systems | Fire Extinguishers - Powder | Town LI | 1 | Urgent | B | 2 | 2026 | 5 | 1 | 2.2 | 2321 | 12486
LV Distribution | Sub Distribution Board | Town P | 1 | High | B | 1 | 2025 | 5 | 2 | 2.7 | 12068 | 3014
Roller Shutters | Internal Electric Roller Shutter | Town AQ | 1 | Medium | B | 11 | 2035 | 5 | 3 | 3.2 | 21045 | 24984
Local Hot Water | Package Electric Water Heaters - Non-Drinking Water | Town IF | 1 | Medium | A | 10 | 2034 | 6 | 3 | 3.5 | 32455 | 23202
Local and Special Ventilation | Fan - Kitchen Extract | Town LK | 1 | Low | B | 5 | 2029 | 5 | 4 | 3.7 | 32748 | 15592
Air Conditioning | Multi-Split Condenser - Split Systems/Heat Pumps - Air-cooled with Direct Expansion Evaporator (DX) | Town P | 1 | Medium | B | 7 | 2031 | 5 | 3 | 3.2 | 21046 | 19788
Central Ventilation Systems | Fan - General Ventilation | Town LK | 1 | Low | B | 1 | 2025 | 5 | 4 | 3.7 | 32749 | 11787
Air Conditioning | Fan - General Ventilation | Town LM | 1 | Medium | B | 1 | 2025 | 5 | 3 | 3.2 | 21047 | 6520
Heat Emitters | Electric Overdoor Air Curtain/Heater | Town HT | 1 | Medium | B | 1 | 2025 | 5 | 3 | 3.2 | 21048 | 6521
External Lighting | General - LED | Town AQ | 3 | Medium | B | 7 | 2031 | 5 | 3 | 3.2 | 21049 | 19789
LV Distribution | Main Distribution Board | Town A | 1 | High | B | 18 | 2042 | 5 | 2 | 2.7 | 12069 | 30772
Emergency Lighting | Self Contained - LED | Town HU | 3 | Urgent | B | 11 | 2035 | 5 | 1 | 2.2 | 2322 | 23403
LV Distribution | Sub Distribution Board | Town AQ | 1 | High | B | 6 | 2030 | 5 | 2 | 2.7 | 12070 | 17410
AHU - Internal | Central Heating - Gas Fired (Internally Sourced) | Town P | 1 | Medium | B | 1 | 2025 | 5 | 3 | 3.2 | 21050 | 6522
Fire Safety Systems | Fire Extinguishers - Foam | Town A | 3 | Urgent | B | 6 | 2030 | 5 | 1 | 2.2 | 2323 | 15915
Fire Safety Systems | Fire Blanket | Town LJ | 1 | Urgent | B | 6 | 2030 | 5 | 1 | 2.2 | 2324 | 15916
Air Conditioning | Single-Split Evaporator - Split Systems/Heat Pumps - Air-cooled with Direct Expansion Evaporator (DX) | Town LI | 1 | Medium | B | 1 | 2025 | 5 | 3 | 3.2 | 21051 | 6523
LV Distribution | Main Distribution Board | Town A | 1 | High | B | 18 | 2042 | 5 | 2 | 2.7 | 12071 | 30773
Fire Safety Systems | Manual and Automatic Doors - Emergency and Panic Escape Doors | Town AQ | 1 | Urgent | C | 11 | 2035 | 4 | 1 | 1.9 | 604 | 23258
External Doors | Entrance Doors | Town LM | 1 | High | B | 11 | 2035 | 5 | 2 | 2.7 | 12072 | 24167
Air Conditioning | Single-Split Evaporator - Split Systems/Heat Pumps - Air-cooled with Direct Expansion Evaporator (DX) | Town LI | 1 | Medium | B | 1 | 2025 | 5 | 3 | 3.2 | 21052 | 6524
Local Hot Water | Instantaneous Electric Water Heater - Non-Drinking Water | Town LI | 1 | Medium | B | 7 | 2031 | 5 | 3 | 3.2 | 21053 | 19790
Emergency Lighting | Self Contained - LED | Town LL | 4 | Urgent | B | 21 | 2045 | 5 | 1 | 2.2 | 2325 | 31810
Communication Systems | PA System | Town LO | 1 | Medium | B | 4 | 2028 | 5 | 3 | 3.2 | 21054 | 14048
General Lighting | General - LED fittings & Luminaires | Town LN | 9 | Medium | B | 13 | 2037 | 5 | 3 | 3.2 | 21055 | 27079
Fire Safety Systems | Fire Extinguishers - CO2 | Town P | 2 | Urgent | B | 6 | 2030 | 5 | 1 | 2.2 | 2326 | 15917
LV Distribution | Main Distribution Board | Town A | 1 | High | B | 19 | 2043 | 5 | 2 | 2.7 | 12073 | 31153
Local Hot Water | Instantaneous Electric Water Heater - Non-Drinking Water | Town HU | 1 | Medium | B | 7 | 2031 | 5 | 3 | 3.2 | 21056 | 19791
Local and Special Ventilation | Fan - Kitchen Extract | Town LK | 1 | Low | B | 10 | 2034 | 5 | 4 | 3.7 | 32750 | 23211
Local and Special Ventilation | Fan - Kitchen Extract | Town P | 1 | Low | B | 5 | 2029 | 5 | 4 | 3.7 | 32751 | 15593
Emergency Lighting | Self Contained - LED | Town LI | 9 | Urgent | B | 17 | 2041 | 5 | 1 | 2.2 | 2327 | 30019
LV Distribution | Main Distribution Board | Town IF | 1 | High | B | 1 | 2025 | 5 | 2 | 2.7 | 12074 | 3015
Fire Safety Systems | Smoke Extract Fan | Town LN | 1 | Urgent | B | 3 | 2027 | 5 | 1 | 2.2 | 2328 | 13276
Heat Emitters | Electric Heaters | Town LL | 1 | Medium | B | 3 | 2027 | 5 | 3 | 3.2 | 21057 | 13451
Fire Safety Systems | Fire Extinguishers - CO2 | Town IC | 4 | Urgent | A | 10 | 2034 | 6 | 1 | 2.5 | 10823 | 22203
Fire Safety Systems | Manual and Automatic Doors - Emergency and Panic Escape Doors | Town LM | 1 | Urgent | B | 1 | 2025 | 5 | 1 | 2.2 | 2329 | 1032
Emergency Lighting | Self Contained - LED | Town A | 15 | Urgent | B | 18 | 2042 | 5 | 1 | 2.2 | 2330 | 30621
Emergency Lighting | Self Contained - LED | Town LK | 7 | Urgent | B | 20 | 2044 | 5 | 1 | 2.2 | 2331 | 31412
Heat Emitters | Electric Heaters | Town HU | 1 | Medium | B | 1 | 2025 | 5 | 3 | 3.2 | 21058 | 6525
General Lighting | General - LED fittings & Luminaires | Town AQ | 3 | Medium | B | 5 | 2029 | 5 | 3 | 3.2 | 21059 | 14849
Fire Safety Systems | Smoke Extract Fan | Town LK | 1 | Urgent | B | 5 | 2029 | 5 | 1 | 2.2 | 2332 | 14320
Local and Special Ventilation | Fan - Centrifugal | Town A | 1 | Medium | C | 1 | 2025 | 4 | 3 | 2.9 | 18441 | 5399
Fire Safety Systems | Manual and Automatic Doors - Emergency and Panic Escape Doors | Town LI | 1 | Urgent | B | 21 | 2045 | 5 | 1 | 2.2 | 2333 | 31811
Access Control | Gate Access - Local Lock / Keypad / Manual (External) | Town LO | 1 | Medium | B | 1 | 2025 | 5 | 3 | 3.2 | 21060 | 6526
Local Hot Water | Instantaneous Electric Water Heater - Non-Drinking Water | Town HU | 1 | Medium | B | 10 | 2034 | 5 | 3 | 3.2 | 21061 | 22599
Roller Shutters | External Manual Roller Shutter | Town HT | 1 | High | B | 1 | 2025 | 5 | 2 | 2.7 | 12075 | 3016
External Doors | Entrance Doors | Town AQ | 1 | High | B | 1 | 2025 | 5 | 2 | 2.7 | 12076 | 3017
Emergency Lighting | Self Contained - LED | Town HU | 6 | Urgent | C | 17 | 2041 | 4 | 1 | 1.9 | 605 | 29966
General Lighting | General - LED fittings & Luminaires | Town LM | 16 | Medium | B | 6 | 2030 | 5 | 3 | 3.2 | 21062 | 18460
LV Distribution | Main Distribution Board | Town A | 1 | High | B | 1 | 2025 | 5 | 2 | 2.7 | 12077 | 3018
Fire Safety Systems | Fire Alarm System | Town LL | 1 | Urgent | B | 11 | 2035 | 5 | 1 | 2.2 | 2334 | 23404
Heat Emitters | Electric Heaters | Town AQ | 1 | Medium | B | 1 | 2025 | 5 | 3 | 3.2 | 21063 | 6527
Fire Safety Systems | Manual and Automatic Doors - Emergency and Panic Escape Doors | Town A | 1 | Urgent | DX | 1 | 2025 | 1 | 1 | 1 | 3 | 2
LV Distribution | Main Distribution Board | Town LK | 1 | High | D | 1 | 2025 | 3 | 2 | 2.1 | 1049 | 726
Local and Special Ventilation | Fan - Window / Wall Mounted | Town HU | 1 | Medium | B | 1 | 2025 | 5 | 3 | 3.2 | 21064 | 6528
Air Conditioning | Single-Split Evaporator - Split Systems/Heat Pumps - Air-cooled with Direct Expansion Evaporator (DX) | Town LI | 1 | Medium | B | 1 | 2025 | 5 | 3 | 3.2 | 21065 | 6529
LV Distribution | Main Distribution Board | Town LK | 1 | High | B | 1 | 2025 | 5 | 2 | 2.7 | 12078 | 3019
External Lighting | General - LED | Town LP | 3 | Medium | B | 5 | 2029 | 5 | 3 | 3.2 | 21066 | 14850
Lifts | Passenger Lift Hydraulic - Electric | Town LI | 1 | Medium | C | 2 | 2026 | 4 | 3 | 2.9 | 18442 | 12969
Central Cooling | Fan - Axial | Town LN | 1 | Medium | B | 3 | 2027 | 5 | 3 | 3.2 | 21067 | 13452
Air Conditioning | Single-Split Condenser - Split Systems/Heat Pumps - Air-cooled with Direct Expansion Evaporator (DX) | Town LQ | 1 | Medium | D | 1 | 2025 | 3 | 3 | 2.6 | 11050 | 2579
Air Conditioning | Multi-Split Condenser - Split Systems/Heat Pumps - Air-cooled with Direct Expansion Evaporator (DX) | Town LR | 1 | Medium | C | 1 | 2025 | 4 | 3 | 2.9 | 18443 | 5400
Local Hot Water | Instantaneous Electric Water Heater - Non-Drinking Water | Town LS | 1 | Medium | C | 1 | 2025 | 4 | 3 | 2.9 | 18444 | 5401
LV Distribution | Sub Distribution Board | Town LT | 1 | High | B | 1 | 2025 | 5 | 2 | 2.7 | 12079 | 3020
Air Conditioning | Multi-Split Evaporator - Split Systems/Heat Pumps - Air-cooled with Direct Expansion Evaporator (DX) | Town LU | 1 | Medium | B | 1 | 2025 | 5 | 3 | 3.2 | 21068 | 6530
Air Conditioning | Single-Split Evaporator - Split Systems/Heat Pumps - Air-cooled with Direct Expansion Evaporator (DX) | Town LV | 1 | Medium | B | 5 | 2029 | 5 | 3 | 3.2 | 21069 | 14851
LV Distribution | Sub Distribution Board | Town LW | 1 | High | D | 1 | 2025 | 3 | 2 | 2.1 | 1050 | 727
Local and Special Ventilation | Fan - Window / Wall Mounted | Town LW | 1 | Medium | B | 5 | 2029 | 5 | 3 | 3.2 | 21070 | 14852
Central Cooling | Fan - Axial | Town LV | 1 | Medium | B | 1 | 2025 | 5 | 3 | 3.2 | 21071 | 6531
Central Heating | Fan - Axial | Town LX | 1 | High | B | 1 | 2025 | 5 | 2 | 2.7 | 12080 | 3021
Central Heating | Fan - Axial | Town LX | 1 | High | B | 1 | 2025 | 5 | 2 | 2.7 | 12081 | 3022
Fire Safety Systems | Fire Alarm System | Town LT | 1 | Urgent | B | 1 | 2025 | 5 | 1 | 2.2 | 2335 | 1033
Central Ventilation Systems | Fan - General Ventilation | Town LY | 1 | Low | B | 1 | 2025 | 5 | 4 | 3.7 | 32752 | 11788
LV Distribution | Sub Distribution Board | Town H | 1 | High | B | 6 | 2030 | 5 | 2 | 2.7 | 12082 | 17411
Local and Special Ventilation | Unit extract fans | Town IH | 1 | Medium | B | 8 | 2032 | 5 | 3 | 3.2 | 21072 | 20859
Central Cooling | Fan - Axial | Town LW | 1 | Medium | B | 1 | 2025 | 5 | 3 | 3.2 | 21073 | 6532
Roller Shutters | External Manual Roller Shutter | Town LZ | 1 | High | B | 1 | 2025 | 5 | 2 | 2.7 | 12083 | 3023
General Lighting | General - LED fittings & Luminaires | Town LW | 11 | Medium | B | 16 | 2040 | 5 | 3 | 3.2 | 21074 | 29356
LV Distribution | Sub Distribution Board | Town LY | 1 | High | B | 9 | 2033 | 5 | 2 | 2.7 | 12084 | 21566
Heat Emitters | Electric Overdoor Air Curtain/Heater | Town LS | 1 | Medium | B | 1 | 2025 | 5 | 3 | 3.2 | 21075 | 6533
Fire Safety Systems | Manual and Automatic Doors - Emergency and Panic Escape Doors | Town LU | 1 | Urgent | B | 8 | 2032 | 5 | 1 | 2.2 | 2336 | 20294
Emergency Lighting | Illuminated Fire Exit Signage | Town LQ | 1 | Urgent | B | 16 | 2040 | 5 | 1 | 2.2 | 2337 | 28654
LV Distribution | Sub Distribution Board | Town LW | 1 | High | B | 1 | 2025 | 5 | 2 | 2.7 | 12085 | 3024
LV Distribution | Sub Distribution Board | Town KP | 1 | High | B | 1 | 2025 | 5 | 2 | 2.7 | 12086 | 3025
BMS | BMS Control Panel | Town LU | 1 | High | B | 7 | 2031 | 5 | 2 | 2.7 | 12087 | 19578
Fire Safety Systems | Fire Blanket | Town MA | 1 | Urgent | B | 1 | 2025 | 5 | 1 | 2.2 | 2338 | 1034
Fire Safety Systems | Automatic Fire Dampers | Town MB | 1 | Urgent | B | 1 | 2025 | 5 | 1 | 2.2 | 2339 | 1035
Security Systems | Manual and Automatic Doors - High Security Door | Town LR | 1 | High | B | 11 | 2035 | 5 | 2 | 2.7 | 12088 | 24168
Emergency Lighting | Externally Powered - LED | Town MC | 4 | Urgent | B | 22 | 2046 | 5 | 1 | 2.2 | 2340 | 32834
AHU - Internal | Central Heating - Gas Fired (Internally Sourced) | Town LW | 1 | Medium | B | 1 | 2025 | 5 | 3 | 3.2 | 21076 | 6534
Air Conditioning | Fan - General Ventilation | Town IH | 1 | Medium | B | 11 | 2035 | 5 | 3 | 3.2 | 21077 | 24985
External Doors | Manual and Automatic Doors - Auto / Powered Sliding Doors | Town LY | 1 | High | B | 18 | 2042 | 5 | 2 | 2.7 | 12089 | 30774
Fire Safety Systems | Manual and Automatic Doors - Emergency and Panic Escape Doors | Town MC | 1 | Urgent | B | 30 | 2054 | 5 | 1 | 2.2 | 2341 | 33663
Local Hot Water | Instantaneous Electric Water Heater - Non-Drinking Water | Town BF | 1 | Medium | B | 11 | 2035 | 5 | 3 | 3.2 | 21078 | 24986
Local and Special Ventilation | Fan - Axial | Town MD | 1 | Medium | C | 1 | 2025 | 4 | 3 | 2.9 | 18445 | 5402
Fire Safety Systems | Fire Alarm System | Town LR | 1 | Urgent | B | 1 | 2025 | 5 | 1 | 2.2 | 2342 | 1036
Emergency Lighting | Illuminated Fire Exit Signage | Town KP | 2 | Urgent | B | 15 | 2039 | 5 | 1 | 2.2 | 2343 | 27757
Fire Safety Systems | Fire Extinguishers - CO2 | Town ME | 5 | Urgent | B | 6 | 2030 | 5 | 1 | 2.2 | 2344 | 15918
Central Ventilation Systems | Fan - General Ventilation | Town ME | 1 | Low | B | 1 | 2025 | 5 | 4 | 3.7 | 32753 | 11789
Fire Safety Systems | Manual and Automatic Doors - Emergency and Panic Escape Doors | Town ME | 1 | Urgent | B | 1 | 2025 | 5 | 1 | 2.2 | 2345 | 1037
Roller Shutters | External Manual Roller Shutter | Town H | 1 | High | B | 1 | 2025 | 5 | 2 | 2.7 | 12090 | 3026
Central Ventilation Systems | Fan - Axial | Town MF | 1 | Medium | B | 1 | 2025 | 5 | 3 | 3.2 | 21079 | 6535
Central Cooling | Fan - Axial | Town LW | 1 | Medium | B | 1 | 2025 | 5 | 3 | 3.2 | 21080 | 6536
External Doors | Entrance Doors | Town H | 1 | High | B | 1 | 2025 | 5 | 2 | 2.7 | 12091 | 3027
Emergency Lighting | Self Contained - LED | Town LS | 7 | Urgent | B | 21 | 2045 | 5 | 1 | 2.2 | 2346 | 31812
Fire Safety Systems | Fire Extinguishers - Foam | Town LS | 2 | Urgent | B | 7 | 2031 | 5 | 1 | 2.2 | 2347 | 19195
Fire Safety Systems | Manual and Automatic Doors - Emergency and Panic Escape Doors | Town MG | 1 | Urgent | B | 30 | 2054 | 5 | 1 | 2.2 | 2348 | 33664
General Lighting | General - LED fittings & Luminaires | Town BF | 67 | Medium | B | 16 | 2040 | 5 | 3 | 3.2 | 21081 | 29357
Fire Safety Systems | Fire Extinguishers - CO2 | Town MH | 2 | Urgent | B | 6 | 2030 | 5 | 1 | 2.2 | 2349 | 15919
Local and Special Ventilation | Fan - Axial | Town LV | 1 | Medium | B | 5 | 2029 | 5 | 3 | 3.2 | 21082 | 14853
Roller Shutters | External Manual Roller Shutter | Town LZ | 1 | High | B | 1 | 2025 | 5 | 2 | 2.7 | 12092 | 3028
General Lighting | General - LED fittings & Luminaires | Town H | 19 | Medium | B | 1 | 2025 | 5 | 3 | 3.2 | 21083 | 6537
Emergency Lighting | Self Contained - LED | Town LT | 5 | Urgent | B | 17 | 2041 | 5 | 1 | 2.2 | 2350 | 30020
Local Hot Water | Package Electric Water Heaters - Non-Drinking Water | Town LS | 1 | Medium | B | 1 | 2025 | 5 | 3 | 3.2 | 21084 | 6538
Central Ventilation Systems | Fan - Axial | Town MF | 1 | Medium | B | 1 | 2025 | 5 | 3 | 3.2 | 21085 | 6539
Roller Shutters | External Window Shutters - Electric | Town H | 1 | Medium | B | 1 | 2025 | 5 | 3 | 3.2 | 21086 | 6540
Central Cooling | Fan - Axial | Town MG | 1 | Medium | B | 10 | 2034 | 5 | 3 | 3.2 | 21087 | 22600
Central Ventilation Systems | Fan - General Ventilation | Town LP | 1 | Low | A | 14 | 2038 | 6 | 4 | 4 | 33822 | 27705
BMS | BMS Control Panel | Town LV | 1 | High | B | 4 | 2028 | 5 | 2 | 2.7 | 12093 | 13909
Emergency Lighting | Self Contained - LED | Town LU | 1 | Urgent | B | 21 | 2045 | 5 | 1 | 2.2 | 2351 | 31813
Central Heating | Fan - Axial | Town ME | 1 | High | B | 3 | 2027 | 5 | 2 | 2.7 | 12094 | 13333
External Lighting | General - Non LED | Town LZ | 1 | Medium | B | 1 | 2025 | 5 | 3 | 3.2 | 21088 | 6541
LV Distribution | Main Distribution Board | Town MH | 1 | High | B | 1 | 2025 | 5 | 2 | 2.7 | 12095 | 3029
Barriers & Guardrails | Fixed Edge Protection | Town LU | 1 | High | B | 1 | 2025 | 5 | 2 | 2.7 | 12096 | 3030
External Doors | Entrance Doors | Town LT | 1 | High | B | 11 | 2035 | 5 | 2 | 2.7 | 12097 | 24169
General Lighting | General - LED fittings & Luminaires | Town MD | 85 | Medium | B | 16 | 2040 | 5 | 3 | 3.2 | 21089 | 29358
Heat Emitters | Electric Heaters | Town KP | 1 | Medium | B | 1 | 2025 | 5 | 3 | 3.2 | 21090 | 6542
General Lighting | General - LED fittings & Luminaires | Town MI | 16 | Medium | B | 1 | 2025 | 5 | 3 | 3.2 | 21091 | 6543
Fire Safety Systems | Fire Extinguishers - Foam | Town KP | 3 | Urgent | B | 2 | 2026 | 5 | 1 | 2.2 | 2352 | 12487
Roller Shutters | External Manual Roller Shutter | Town BF | 1 | High | B | 11 | 2035 | 5 | 2 | 2.7 | 12098 | 24170
Central Cooling | Fan - Axial | Town LU | 1 | Medium | B | 1 | 2025 | 5 | 3 | 3.2 | 21092 | 6544
Access Control | Gate Access - Local Lock / Keypad / Manual (External) | Town LR | 1 | Medium | B | 1 | 2025 | 5 | 3 | 3.2 | 21093 | 6545
Emergency Lighting | Illuminated Fire Exit Signage | Town MG | 3 | Urgent | B | 15 | 2039 | 5 | 1 | 2.2 | 2353 | 27758
Emergency Lighting | Illuminated Fire Exit Signage | Town ME | 4 | Urgent | B | 10 | 2034 | 5 | 1 | 2.2 | 2354 | 21988
General Lighting | General - LED fittings & Luminaires | Town JH | 17 | Medium | B | 15 | 2039 | 5 | 3 | 3.2 | 21094 | 28368
Emergency Lighting | Self Contained - LED | Town LU | 2 | Urgent | B | 21 | 2045 | 5 | 1 | 2.2 | 2355 | 31814
LV Distribution | Sub Distribution Board | Town ME | 1 | High | D | 1 | 2025 | 3 | 2 | 2.1 | 1051 | 728
Fire Safety Systems | Manual and Automatic Doors - Emergency and Panic Escape Doors | Town LY | 1 | Urgent | B | 11 | 2035 | 5 | 1 | 2.2 | 2356 | 23405
Fire Safety Systems | Manual and Automatic Doors - Emergency and Panic Escape Doors | Town LR | 1 | Urgent | B | 11 | 2035 | 5 | 1 | 2.2 | 2357 | 23406
External Lighting | General - Non LED | Town BF | 1 | Medium | B | 1 | 2025 | 5 | 3 | 3.2 | 21095 | 6546
Emergency Lighting | Illuminated Fire Exit Signage | Town MB | 1 | Urgent | B | 8 | 2032 | 5 | 1 | 2.2 | 2358 | 20295
LV Distribution | Sub Distribution Board | Town MJ | 1 | High | B | 6 | 2030 | 5 | 2 | 2.7 | 12099 | 17412
Fire Safety Systems | Manual and Automatic Doors - Emergency and Panic Escape Doors | Town LS | 1 | Urgent | B | 1 | 2025 | 5 | 1 | 2.2 | 2359 | 1038
Lifts | Disabled Lift - Electric | Town MD | 1 | High | B | 1 | 2025 | 5 | 2 | 2.7 | 12100 | 3031
General Lighting | General - LED fittings & Luminaires | Town LP | 23 | Medium | A | 19 | 2043 | 6 | 3 | 3.5 | 32456 | 31383
General Lighting | General - LED fittings & Luminaires | Town MB | 43 | Medium | B | 16 | 2040 | 5 | 3 | 3.2 | 21096 | 29359
Burner | Gas/Oil Burner-Dual fuel | Town LQ | 1 | Medium | B | 1 | 2025 | 5 | 3 | 3.2 | 21097 | 6547
Central Heating & Cooling | Fan - General Ventilation | Town MK | 1 | Medium | B | 1 | 2025 | 5 | 3 | 3.2 | 21098 | 6548
Roller Shutters | External Window Shutters - Manual | Town MK | 1 | Medium | B | 1 | 2025 | 5 | 3 | 3.2 | 21099 | 6549
Emergency Lighting | Self Contained - LED | Town LR | 3 | Urgent | B | 11 | 2035 | 5 | 1 | 2.2 | 2360 | 23407
LV Distribution | Sub Distribution Board | Town LX | 1 | High | B | 1 | 2025 | 5 | 2 | 2.7 | 12101 | 3032
Roller Shutters | External Manual Roller Shutter | Town BF | 1 | High | B | 1 | 2025 | 5 | 2 | 2.7 | 12102 | 3033
Roller Shutters | External Electric Roller Shutter | Town MJ | 1 | High | B | 22 | 2046 | 5 | 2 | 2.7 | 12103 | 33018
Multi-System Controls | Control Panel - Electrical Services (excluding Electrical Controllers and Pneumatic Relays) | Town LU | 1 | Medium | B | 1 | 2025 | 5 | 3 | 3.2 | 21100 | 6550
Roller Shutters | External Window Shutters - Manual | Town LS | 1 | Medium | B | 1 | 2025 | 5 | 3 | 3.2 | 21101 | 6551
Roller Shutters | External Manual Roller Shutter | Town H | 1 | High | B | 1 | 2025 | 5 | 2 | 2.7 | 12104 | 3034
Fire Safety Systems | Manual and Automatic Doors - Emergency and Panic Escape Doors | Town MB | 1 | Urgent | B | 14 | 2038 | 5 | 1 | 2.2 | 2361 | 27336
Fire Safety Systems | Fire Alarm System | Town MG | 1 | Urgent | B | 10 | 2034 | 5 | 1 | 2.2 | 2362 | 21989
Heat Emitters | Electric Heaters | Town ML | 1 | Medium | B | 1 | 2025 | 5 | 3 | 3.2 | 21102 | 6552
Air Conditioning | Single-Split Condenser - Split Systems/Heat Pumps - Air-cooled with Direct Expansion Evaporator (DX) | Town LQ | 1 | Medium | B | 1 | 2025 | 5 | 3 | 3.2 | 21103 | 6553
LV Distribution | Sub Distribution Board | Town ME | 1 | High | B | 3 | 2027 | 5 | 2 | 2.7 | 12105 | 13334
Local and Special Ventilation | Fan - Window / Wall Mounted | Town MB | 1 | Medium | B | 1 | 2025 | 5 | 3 | 3.2 | 21104 | 6554
Central Heating | Fan - Axial | Town LX | 1 | High | B | 1 | 2025 | 5 | 2 | 2.7 | 12106 | 3035
Emergency Lighting | Self Contained - LED | Town LS | 1 | Urgent | B | 11 | 2035 | 5 | 1 | 2.2 | 2363 | 23408
LV Distribution | Main Distribution Board | Town MK | 1 | High | B | 6 | 2030 | 5 | 2 | 2.7 | 12107 | 17413
Fire Safety Systems | Manual and Automatic Doors - Emergency and Panic Escape Doors | Town MH | 1 | Urgent | B | 21 | 2045 | 5 | 1 | 2.2 | 2364 | 31815
Roller Shutters | External Manual Roller Shutter | Town MC | 1 | High | B | 11 | 2035 | 5 | 2 | 2.7 | 12108 | 24171
LV Distribution | Sub Distribution Board | Town MH | 1 | High | B | 1 | 2025 | 5 | 2 | 2.7 | 12109 | 3036
External Doors | Manual and Automatic Doors - Auto / Powered Sliding Doors | Town MB | 1 | High | B | 14 | 2038 | 5 | 2 | 2.7 | 12110 | 27437
Roller Shutters | External Electric Roller Shutter | Town MD | 1 | High | C | 1 | 2025 | 4 | 2 | 2.4 | 10448 | 2338
Central Cooling | Fan - Axial | Town LQ | 1 | Medium | B | 1 | 2025 | 5 | 3 | 3.2 | 21105 | 6555
Roller Shutters | External Manual Roller Shutter | Town MI | 1 | High | B | 1 | 2025 | 5 | 2 | 2.7 | 12111 | 3037
General Lighting | General - LED fittings & Luminaires | Town ML | 4 | Medium | B | 12 | 2036 | 5 | 3 | 3.2 | 21106 | 26360
Emergency Lighting | Illuminated Fire Exit Signage | Town LQ | 1 | Urgent | B | 10 | 2034 | 5 | 1 | 2.2 | 2365 | 21990
General Lighting | General - LED fittings & Luminaires | Town KP | 1 | Medium | B | 1 | 2025 | 5 | 3 | 3.2 | 21107 | 6556
Heat Emitters | Gas Fired Radiant Heaters | Town MC | 1 | Medium | B | 1 | 2025 | 5 | 3 | 3.2 | 21108 | 6557
Roller Shutters | External Electric Roller Shutter | Town LZ | 1 | High | B | 1 | 2025 | 5 | 2 | 2.7 | 12112 | 3038
Central Cooling | Fan - Axial | Town LU | 1 | Medium | B | 1 | 2025 | 5 | 3 | 3.2 | 21109 | 6558
Fire Safety Systems | Automatic Fire Dampers | Town LR | 1 | Urgent | B | 1 | 2025 | 5 | 1 | 2.2 | 2366 | 1039
Roller Shutters | External Electric Roller Shutter | Town LT | 1 | High | B | 1 | 2025 | 5 | 2 | 2.7 | 12113 | 3039
Local Hot Water | Package Electric Water Heaters - Non-Drinking Water | Town LY | 1 | Medium | B | 2 | 2026 | 5 | 3 | 3.2 | 21110 | 13023
Security Systems | Manual and Automatic Doors - High Security Door | Town MI | 1 | High | B | 11 | 2035 | 5 | 2 | 2.7 | 12114 | 24172
Fire Safety Systems | Fire Dampers - Fusible Link | Town MB | 1 | Urgent | B | 1 | 2025 | 5 | 1 | 2.2 | 2367 | 1040
General Lighting | General - LED fittings & Luminaires | Town LQ | 19 | Medium | B | 16 | 2040 | 5 | 3 | 3.2 | 21111 | 29360
Heat Emitters | Electric Heaters | Town BF | 1 | Medium | B | 4 | 2028 | 5 | 3 | 3.2 | 21112 | 14049
Central Ventilation Systems | Fan - Axial | Town LR | 1 | Medium | B | 1 | 2025 | 5 | 3 | 3.2 | 21113 | 6559
Fire Safety Systems | Manual and Automatic Doors - Emergency and Panic Escape Doors | Town MI | 1 | Urgent | B | 11 | 2035 | 5 | 1 | 2.2 | 2368 | 23409
General Lighting | General - LED fittings & Luminaires | Town MF | 35 | Medium | B | 12 | 2036 | 5 | 3 | 3.2 | 21114 | 26361
Emergency Lighting | Self Contained - LED | Town MB | 7 | Urgent | B | 21 | 2045 | 5 | 1 | 2.2 | 2369 | 31816
General Lighting | General - LED fittings & Luminaires | Town KP | 1 | Medium | B | 1 | 2025 | 5 | 3 | 3.2 | 21115 | 6560
General Lighting | General - LED fittings & Luminaires | Town LU | 9 | Medium | B | 16 | 2040 | 5 | 3 | 3.2 | 21116 | 29361
General Lighting | General - LED fittings & Luminaires | Town LR | 6 | Medium | B | 12 | 2036 | 5 | 3 | 3.2 | 21117 | 26362
Emergency Lighting | Self Contained - LED | Town KP | 1 | Urgent | B | 11 | 2035 | 5 | 1 | 2.2 | 2370 | 23410
Local and Special Ventilation | Fan - Window / Wall Mounted | Town ML | 1 | Medium | B | 1 | 2025 | 5 | 3 | 3.2 | 21118 | 6561
Local and Special Ventilation | Fan - Axial | Town MD | 1 | Medium | C | 1 | 2025 | 4 | 3 | 2.9 | 18446 | 5403
General Lighting | General - LED fittings & Luminaires | Town ML | 7 | Medium | B | 12 | 2036 | 5 | 3 | 3.2 | 21119 | 26363
Roller Shutters | External Electric Roller Shutter | Town ML | 1 | High | B | 11 | 2035 | 5 | 2 | 2.7 | 12115 | 24173
Heat Emitters | Electric Overdoor Air Curtain/Heater | Town LS | 1 | Medium | B | 1 | 2025 | 5 | 3 | 3.2 | 21120 | 6562
Fire Safety Systems | Manual and Automatic Doors - Emergency and Panic Escape Doors | Town LQ | 1 | Urgent | B | 9 | 2033 | 5 | 1 | 2.2 | 2371 | 21232
Fire Safety Systems | Fire Extinguishers - CO2 | Town MJ | 4 | Urgent | B | 8 | 2032 | 5 | 1 | 2.2 | 2372 | 20296
Heat Emitters | Radiators - Steel | Town MF | 1 | Medium | B | 1 | 2025 | 5 | 3 | 3.2 | 21121 | 6563
LV Distribution | Sub Distribution Board | Town LR | 1 | High | B | 6 | 2030 | 5 | 2 | 2.7 | 12116 | 17414
LV Distribution | Main Distribution Board | Town LY | 1 | High | B | 9 | 2033 | 5 | 2 | 2.7 | 12117 | 21567
Local and Special Ventilation | Fan - Window / Wall Mounted | Town MB | 1 | Medium | B | 1 | 2025 | 5 | 3 | 3.2 | 21122 | 6564
Local and Special Ventilation | Unit extract fans | Town H | 1 | Medium | B | 1 | 2025 | 5 | 3 | 3.2 | 21123 | 6565
Roller Shutters | External Electric Roller Shutter | Town MI | 1 | High | B | 1 | 2025 | 5 | 2 | 2.7 | 12118 | 3040
Fire Safety Systems | Manual and Automatic Doors - Emergency and Panic Escape Doors | Town BF | 1 | Urgent | B | 24 | 2048 | 5 | 1 | 2.2 | 2373 | 33234
Multi-System Controls | Control Panel - Electrical Services (excluding Electrical Controllers and Pneumatic Relays) | Town LZ | 1 | Medium | B | 8 | 2032 | 5 | 3 | 3.2 | 21124 | 20860
Emergency Lighting | Self Contained - LED | Town MF | 2 | Urgent | B | 11 | 2035 | 5 | 1 | 2.2 | 2374 | 23411
Lifts | Passenger Lift Hydraulic - Electric | Town MB | 1 | Medium | B | 1 | 2025 | 5 | 3 | 3.2 | 21125 | 6566
Central Ventilation Systems | Fan - Axial | Town LR | 1 | Medium | B | 1 | 2025 | 5 | 3 | 3.2 | 21126 | 6567
Air Conditioning | Single-Split Evaporator - Split Systems/Heat Pumps - Air-cooled with Direct Expansion Evaporator (DX) | Town LV | 1 | Medium | B | 5 | 2029 | 5 | 3 | 3.2 | 21127 | 14854
Emergency Lighting | Self Contained - LED | Town KP | 2 | Urgent | B | 20 | 2044 | 5 | 1 | 2.2 | 2375 | 31413
Heat Emitters | Unit Heaters | Town LT | 1 | Medium | B | 1 | 2025 | 5 | 3 | 3.2 | 21128 | 6568
Emergency Lighting | Self Contained - Non LED | Town MJ | 2 | Urgent | B | 3 | 2027 | 5 | 1 | 2.2 | 2376 | 13277
General Lighting | General - LED fittings & Luminaires | Town LR | 62 | Medium | B | 12 | 2036 | 5 | 3 | 3.2 | 21129 | 26364
Fire Safety Systems | Fire Extinguishers - Foam | Town MH | 2 | Urgent | B | 9 | 2033 | 5 | 1 | 2.2 | 2377 | 21233
Air Conditioning | Single-Split Condenser - Split Systems/Heat Pumps - Air-cooled with Direct Expansion Evaporator (DX) | Town MB | 1 | Medium | B | 6 | 2030 | 5 | 3 | 3.2 | 21130 | 18461
Roller Shutters | External Manual Roller Shutter | Town MI | 1 | High | B | 1 | 2025 | 5 | 2 | 2.7 | 12119 | 3041
Fire Safety Systems | Fire Extinguishers - Foam | Town MF | 2 | Urgent | B | 1 | 2025 | 5 | 1 | 2.2 | 2378 | 1041
Fire Safety Systems | Fire Alarm System | Town MF | 1 | Urgent | B | 1 | 2025 | 5 | 1 | 2.2 | 2379 | 1042
Fire Safety Systems | Fire Extinguishers - CO2 | Town LS | 5 | Urgent | B | 6 | 2030 | 5 | 1 | 2.2 | 2380 | 15920
Local and Special Ventilation | Fan - Window / Wall Mounted | Town KP | 1 | Medium | CX | 1 | 2025 | 2 | 3 | 2.3 | 10061 | 2029
LV Distribution | Sub Distribution Board | Town MJ | 1 | High | B | 1 | 2025 | 5 | 2 | 2.7 | 12120 | 3042
Heat Emitters | Electric Heaters | Town MI | 5 | Medium | B | 6 | 2030 | 5 | 3 | 3.2 | 21131 | 18462
Local and Special Ventilation | Fan - Window / Wall Mounted | Town LR | 1 | Medium | B | 1 | 2025 | 5 | 3 | 3.2 | 21132 | 6569
Emergency Lighting | Self Contained - LED | Town LW | 1 | Urgent | B | 21 | 2045 | 5 | 1 | 2.2 | 2381 | 31817
Fire Safety Systems | Fire Extinguishers - Foam | Town LW | 1 | Urgent | B | 6 | 2030 | 5 | 1 | 2.2 | 2382 | 15921
LV Distribution | Main Distribution Board | Town MC | 1 | High | B | 1 | 2025 | 5 | 2 | 2.7 | 12121 | 3043
Emergency Lighting | Illuminated Fire Exit Signage | Town ML | 1 | Urgent | B | 12 | 2036 | 5 | 1 | 2.2 | 2383 | 25957
Emergency Lighting | Self Contained - LED | Town KP | 1 | Urgent | B | 20 | 2044 | 5 | 1 | 2.2 | 2384 | 31414
Fire Safety Systems | Fire Extinguishers - Foam | Town LU | 7 | Urgent | B | 6 | 2030 | 5 | 1 | 2.2 | 2385 | 15922
External Lighting | General - Non LED | Town MK | 3 | Medium | B | 1 | 2025 | 5 | 3 | 3.2 | 21133 | 6570
General Lighting | General - LED fittings & Luminaires | Town LZ | 1 | Medium | B | 1 | 2025 | 5 | 3 | 3.2 | 21134 | 6571
LV Distribution | Sub Distribution Board | Town LQ | 1 | High | B | 1 | 2025 | 5 | 2 | 2.7 | 12122 | 3044
LV Distribution | Main Distribution Board | Town LP | 1 | High | B | 1 | 2025 | 5 | 2 | 2.7 | 12123 | 3045
LV Distribution | Sub Distribution Board | Town KP | 1 | High | B | 1 | 2025 | 5 | 2 | 2.7 | 12124 | 3046
External Doors | Manual and Automatic Doors - Auto / Powered Sliding Doors | Town LX | 1 | High | B | 21 | 2045 | 5 | 2 | 2.7 | 12125 | 32561
Heat Exchangers | Heat Reclaim Unit (Lossnay Type) | Town LT | 1 | Medium | B | 16 | 2040 | 5 | 3 | 3.2 | 21135 | 29362
Heat Emitters | Radiators - Steel | Town LR | 1 | Medium | B | 6 | 2030 | 5 | 3 | 3.2 | 21136 | 18463
Heat Emitters | Gas Fired Unit Heaters | Town ME | 1 | Medium | B | 3 | 2027 | 5 | 3 | 3.2 | 21137 | 13453
Local Hot Water | Instantaneous Electric Water Heater - Non-Drinking Water | Town ML | 1 | Medium | B | 7 | 2031 | 5 | 3 | 3.2 | 21138 | 19792
Boiler | Combination Atmospheric Burner Gas Boiler | Town MC | 1 | High | B | 1 | 2025 | 5 | 2 | 2.7 | 12126 | 3047
Heat Emitters | Electric Heaters | Town MJ | 1 | Medium | B | 1 | 2025 | 5 | 3 | 3.2 | 21139 | 6572
Emergency Lighting | Self Contained - LED | Town MK | 18 | Urgent | B | 21 | 2045 | 5 | 1 | 2.2 | 2386 | 31818
Emergency Lighting | Self Contained - LED | Town H | 12 | Urgent | B | 15 | 2039 | 5 | 1 | 2.2 | 2387 | 27759
Fire Safety Systems | Manual and Automatic Doors - Emergency and Panic Escape Doors | Town MD | 1 | Urgent | D | 11 | 2035 | 3 | 1 | 1.6 | 426 | 23242
LV Distribution | Sub Distribution Board | Town MH | 1 | High | B | 1 | 2025 | 5 | 2 | 2.7 | 12127 | 3048
Security Systems | Manual and Automatic Doors - High Security Door | Town ME | 1 | High | B | 1 | 2025 | 5 | 2 | 2.7 | 12128 | 3049
Multi-System Controls | Instrumental Control Panel | Town MF | 1 | Medium | B | 16 | 2040 | 5 | 3 | 3.2 | 21140 | 29363
General Lighting | General - LED fittings & Luminaires | Town KP | 1 | Medium | B | 16 | 2040 | 5 | 3 | 3.2 | 21141 | 29364
General Lighting | General - LED fittings & Luminaires | Town LU | 64 | Medium | B | 16 | 2040 | 5 | 3 | 3.2 | 21142 | 29365
General Lighting | General - LED fittings & Luminaires | Town LR | 8 | Medium | B | 12 | 2036 | 5 | 3 | 3.2 | 21143 | 26365
Emergency Lighting | Self Contained - Non LED | Town LQ | 4 | Urgent | B | 1 | 2025 | 5 | 1 | 2.2 | 2388 | 1043
LV Distribution | Sub Distribution Board | Town LP | 1 | High | B | 18 | 2042 | 5 | 2 | 2.7 | 12129 | 30775
LV Distribution | Sub Distribution Board | Town LP | 1 | High | B | 10 | 2034 | 5 | 2 | 2.7 | 12130 | 22269
Boiler | Atmospheric Gas Burner/Condensing Combination Boiler | Town MB | 1 | Medium | B | 8 | 2032 | 5 | 3 | 3.2 | 21144 | 20861
Local and Special Ventilation | Fan - Window / Wall Mounted | Town LQ | 1 | Medium | B | 1 | 2025 | 5 | 3 | 3.2 | 21145 | 6573
Roller Shutters | External Manual Roller Shutter | Town MI | 1 | High | B | 1 | 2025 | 5 | 2 | 2.7 | 12131 | 3050
Fire Safety Systems | Fire Extinguishers - CO2 | Town MF | 2 | Urgent | B | 2 | 2026 | 5 | 1 | 2.2 | 2389 | 12488
Roller Shutters | Internal Electric Roller Shutter | Town MG | 1 | Medium | B | 20 | 2044 | 5 | 3 | 3.2 | 21146 | 31669
Barriers & Guardrails | Fixed Edge Protection | Town LU | 1 | High | B | 1 | 2025 | 5 | 2 | 2.7 | 12132 | 3051
BMS | BMS Control Panel | Town MK | 1 | High | B | 6 | 2030 | 5 | 2 | 2.7 | 12133 | 17415
Heat Emitters | Electric Heaters | Town MK | 2 | Medium | B | 1 | 2025 | 5 | 3 | 3.2 | 21147 | 6574
Air Conditioning | Single-Split Evaporator - Split Systems/Heat Pumps - Air-cooled with Direct Expansion Evaporator (DX) | Town LV | 1 | Medium | B | 5 | 2029 | 5 | 3 | 3.2 | 21148 | 14855
Roller Shutters | External Manual Roller Shutter | Town MA | 1 | High | C | 13 | 2037 | 4 | 2 | 2.4 | 10449 | 26909
Air Conditioning | Fan - General Ventilation | Town IH | 1 | Medium | B | 11 | 2035 | 5 | 3 | 3.2 | 21149 | 24987
Fire Safety Systems | Fire Alarm Panel / Repeater | Town JH | 1 | Urgent | B | 10 | 2034 | 5 | 1 | 2.2 | 2390 | 21991
External Lighting | General - LED | Town LY | 2 | Medium | B | 12 | 2036 | 5 | 3 | 3.2 | 21150 | 26366
Fire Safety Systems | Fire Extinguishers - Powder | Town H | 5 | Urgent | B | 9 | 2033 | 5 | 1 | 2.2 | 2391 | 21234
Local and Special Ventilation | Unit extract fans | Town MH | 1 | Medium | B | 5 | 2029 | 5 | 3 | 3.2 | 21151 | 14856
Roller Shutters | External Electric Roller Shutter | Town LT | 1 | High | B | 1 | 2025 | 5 | 2 | 2.7 | 12134 | 3052
Emergency Lighting | Self Contained - LED | Town MF | 3 | Urgent | B | 11 | 2035 | 5 | 1 | 2.2 | 2392 | 23412
Emergency Lighting | Illuminated Fire Exit Signage | Town LY | 1 | Urgent | B | 17 | 2041 | 5 | 1 | 2.2 | 2393 | 30021
Fire Safety Systems | Fire Extinguishers - Foam | Town ME | 1 | Urgent | B | 9 | 2033 | 5 | 1 | 2.2 | 2394 | 21235
Heat Emitters | Gas Fired Radiant Heaters | Town MM | 1 | Medium | B | 1 | 2025 | 5 | 3 | 3.2 | 21152 | 6575
Emergency Lighting | Illuminated Fire Exit Signage | Town MI | 3 | Urgent | B | 10 | 2034 | 5 | 1 | 2.2 | 2395 | 21992
Emergency Lighting | Self Contained - LED | Town MC | 2 | Urgent | B | 20 | 2044 | 5 | 1 | 2.2 | 2396 | 31415
Emergency Lighting | Self Contained - Non LED | Town MA | 5 | Urgent | B | 11 | 2035 | 5 | 1 | 2.2 | 2397 | 23413
Fire Safety Systems | Fire Extinguishers - CO2 | Town H | 4 | Urgent | B | 7 | 2031 | 5 | 1 | 2.2 | 2398 | 19196
Heat Emitters | Gas Fired Natural and Fan Assisted Heaters | Town MH | 1 | Medium | B | 5 | 2029 | 5 | 3 | 3.2 | 21153 | 14857
Local and Special Ventilation | Fan - Window / Wall Mounted | Town KP | 1 | Medium | CX | 1 | 2025 | 2 | 3 | 2.3 | 10062 | 2030
Central Cooling | Fan - Axial | Town LV | 1 | Medium | B | 1 | 2025 | 5 | 3 | 3.2 | 21154 | 6576
Fire Safety Systems | Fire Alarm Panel / Repeater (Vesda) | Town LW | 1 | Urgent | B | 12 | 2036 | 5 | 1 | 2.2 | 2399 | 25958
Emergency Lighting | Illuminated Fire Exit Signage | Town LU | 1 | Urgent | B | 1 | 2025 | 5 | 1 | 2.2 | 2400 | 1044
Air Conditioning | Multi-Split Condenser - Split Systems/Heat Pumps - Air-cooled with Direct Expansion Evaporator (DX) | Town LU | 1 | Medium | B | 1 | 2025 | 5 | 3 | 3.2 | 21155 | 6577
Fire Safety Systems | Manual and Automatic Doors - Emergency and Panic Escape Doors | Town MH | 1 | Urgent | B | 31 | 2055 | 5 | 1 | 2.2 | 2401 | 33734
Emergency Lighting | Illuminated Fire Exit Signage | Town MK | 6 | Urgent | B | 16 | 2040 | 5 | 1 | 2.2 | 2402 | 28655
Access Control | Door Lock / Keypad / Manual | Town LY | 1 | Medium | A | 15 | 2039 | 6 | 3 | 3.5 | 32457 | 28560
LV Distribution | Sub Distribution Board | Town LY | 1 | High | B | 9 | 2033 | 5 | 2 | 2.7 | 12135 | 21568
Roller Shutters | External Electric Roller Shutter | Town MM | 1 | High | B | 11 | 2035 | 5 | 2 | 2.7 | 12136 | 24174
Fuel Systems | External Fuel Transfer Pump - Diesel | Town LQ | 1 | Medium | B | 7 | 2031 | 5 | 3 | 3.2 | 21156 | 19793
Fire Safety Systems | Fire Dampers - Fusible Link | Town LQ | 1 | Urgent | B | 1 | 2025 | 5 | 1 | 2.2 | 2403 | 1045
Fire Safety Systems | Fire Extinguishers - Foam - P50 | Town MC | 1 | Urgent | B | 9 | 2033 | 5 | 1 | 2.2 | 2404 | 21236
Fire Safety Systems | Manual and Automatic Doors - Emergency and Panic Escape Doors | Town MM | 1 | Urgent | B | 16 | 2040 | 5 | 1 | 2.2 | 2405 | 28656
Roller Shutters | External Manual Roller Shutter | Town MM | 1 | High | B | 11 | 2035 | 5 | 2 | 2.7 | 12137 | 24175
Fire Safety Systems | Fire Extinguishers - CO2 | Town MD | 2 | Urgent | B | 8 | 2032 | 5 | 1 | 2.2 | 2406 | 20297
Air Conditioning | Single-Split Condenser - Split Systems/Heat Pumps - Air-cooled with Direct Expansion Evaporator (DX) | Town LW | 1 | Medium | B | 1 | 2025 | 5 | 3 | 3.2 | 21157 | 6578
External Lighting | General - LED | Town LP | 3 | Medium | B | 11 | 2035 | 5 | 3 | 3.2 | 21158 | 24988
Emergency Lighting | Self Contained - Non LED | Town LU | 2 | Urgent | B | 1 | 2025 | 5 | 1 | 2.2 | 2407 | 1046
LV Distribution | Main Distribution Board | Town BF | 1 | High | B | 12 | 2036 | 5 | 2 | 2.7 | 12138 | 26145
BMS | BMS Control Panel | Town IH | 1 | High | B | 3 | 2027 | 5 | 2 | 2.7 | 12139 | 13335
General Lighting | General - LED fittings & Luminaires | Town KP | 7 | Medium | B | 16 | 2040 | 5 | 3 | 3.2 | 21159 | 29366
Fire Safety Systems | Manual and Automatic Doors - Emergency and Panic Escape Doors | Town H | 1 | Urgent | C | 10 | 2034 | 4 | 1 | 1.9 | 606 | 21946
Roller Shutters | External Manual Roller Shutter | Town EK | 1 | High | B | 1 | 2025 | 5 | 2 | 2.7 | 12140 | 3053
Air Conditioning | Single-Split Condenser - Split Systems/Heat Pumps - Air-cooled with Direct Expansion Evaporator (DX) | Town MN | 1 | Medium | B | 5 | 2029 | 5 | 3 | 3.2 | 21160 | 14858
LV Distribution | Sub Distribution Board | Town MO | 1 | High | C | 1 | 2025 | 4 | 2 | 2.4 | 10450 | 2339
LV Distribution | Sub Distribution Board | Town EK | 1 | High | B | 12 | 2036 | 5 | 2 | 2.7 | 12141 | 26146
Fire Safety Systems | Fire Alarm System | Town JC | 1 | Urgent | B | 1 | 2025 | 5 | 1 | 2.2 | 2408 | 1047
Local and Special Ventilation | Unit extract fans | Town EK | 1 | Medium | B | 1 | 2025 | 5 | 3 | 3.2 | 21161 | 6579
Boiler | Atmospheric Gas Burner Boiler - Small and/or Wall Hung for Domestic Installation | Town MP | 1 | Medium | CX | 5 | 2029 | 2 | 3 | 2.3 | 10063 | 14527
LV Distribution | Sub Distribution Board | Town MQ | 1 | High | B | 16 | 2040 | 5 | 2 | 2.7 | 12142 | 29107
Fire Safety Systems | Fire Alarm Panel / Repeater | Town MR | 1 | Urgent | B | 10 | 2034 | 5 | 1 | 2.2 | 2409 | 21993
Local Hot Water | Package Electric Water Heaters - Non-Drinking Water | Town MS | 1 | Medium | B | 8 | 2032 | 5 | 3 | 3.2 | 21162 | 20862
Roller Shutters | External Manual Roller Shutter | Town H | 1 | High | B | 1 | 2025 | 5 | 2 | 2.7 | 12143 | 3054
LV Distribution | Main Distribution Board | Town JC | 1 | High | B | 1 | 2025 | 5 | 2 | 2.7 | 12144 | 3055
Roller Shutters | External Manual Roller Shutter | Town EK | 1 | High | B | 1 | 2025 | 5 | 2 | 2.7 | 12145 | 3056
Security Systems | Manual and Automatic Doors - High Security Door | Town MQ | 1 | High | B | 34 | 2058 | 5 | 2 | 2.7 | 12146 | 33870
Emergency Lighting | Illuminated Fire Exit Signage | Town JC | 4 | Urgent | B | 6 | 2030 | 5 | 1 | 2.2 | 2410 | 15923
External Doors | Entrance Doors | Town MT | 1 | High | B | 26 | 2050 | 5 | 2 | 2.7 | 12147 | 33478
Fire Safety Systems | Fire Alarm System | Town MU | 1 | Urgent | B | 11 | 2035 | 5 | 1 | 2.2 | 2411 | 23414
Heat Emitters | Electric Heaters | Town MR | 1 | Medium | B | 3 | 2027 | 5 | 3 | 3.2 | 21163 | 13454
Emergency Lighting | Self Contained - LED | Town MN | 10 | Urgent | B | 21 | 2045 | 5 | 1 | 2.2 | 2412 | 31819
General Lighting | General - LED fittings & Luminaires | Town MO | 6 | Medium | B | 1 | 2025 | 5 | 3 | 3.2 | 21164 | 6580
Air Conditioning | Multi-Split Evaporator - Split Systems/Heat Pumps - Air-cooled with Direct Expansion Evaporator (DX) | Town MV | 1 | Medium | B | 8 | 2032 | 5 | 3 | 3.2 | 21165 | 20863
Central Ventilation Systems | Fan - General Ventilation | Town DN | 1 | Low | B | 1 | 2025 | 5 | 4 | 3.7 | 32754 | 11790
General Lighting | General - LED fittings & Luminaires | Town MO | 1 | Medium | DX | 1 | 2025 | 1 | 3 | 2 | 790 | 511
Air Conditioning | Multi-Split Condenser - Split Systems/Heat Pumps - Air-cooled with Direct Expansion Evaporator (DX) | Town MV | 1 | Medium | B | 8 | 2032 | 5 | 3 | 3.2 | 21166 | 20864
Roller Shutters | Internal Automatic Roller Shutter | Town MV | 1 | High | B | 10 | 2034 | 5 | 2 | 2.7 | 12148 | 22270
Emergency Lighting | Illuminated Fire Exit Signage | Town MO | 3 | Urgent | B | 10 | 2034 | 5 | 1 | 2.2 | 2413 | 21994
Fire Safety Systems | Fire Extinguishers - CO2 | Town MP | 2 | Urgent | B | 8 | 2032 | 5 | 1 | 2.2 | 2414 | 20298
External Doors | Manual and Automatic Doors - Auto / Powered Sliding Doors | Town MQ | 1 | High | B | 26 | 2050 | 5 | 2 | 2.7 | 12149 | 33479
Roller Shutters | External Manual Roller Shutter | Town MS | 1 | High | B | 1 | 2025 | 5 | 2 | 2.7 | 12150 | 3057
Fire Safety Systems | Fire Extinguishers - Powder | Town MR | 1 | Urgent | B | 5 | 2029 | 5 | 1 | 2.2 | 2415 | 14321
Fire Safety Systems | Fire Extinguishers - Powder | Town MW | 1 | Urgent | B | 9 | 2033 | 5 | 1 | 2.2 | 2416 | 21237
Fire Safety Systems | Fire Extinguishers - Foam | Town EK | 6 | Urgent | B | 2 | 2026 | 5 | 1 | 2.2 | 2417 | 12489
Roller Shutters | Internal Automatic Roller Shutter | Town MQ | 1 | High | B | 16 | 2040 | 5 | 2 | 2.7 | 12151 | 29108
Emergency Lighting | Illuminated Fire Exit Signage | Town MW | 1 | Urgent | B | 15 | 2039 | 5 | 1 | 2.2 | 2418 | 27760
Heat Emitters | Electric Heaters | Town MR | 1 | Medium | B | 3 | 2027 | 5 | 3 | 3.2 | 21167 | 13455
Heat Emitters | Electric Heaters | Town MW | 1 | Medium | B | 1 | 2025 | 5 | 3 | 3.2 | 21168 | 6581
Air Conditioning | Single-Split Evaporator - Split Systems/Heat Pumps - Air-cooled with Direct Expansion Evaporator (DX) | Town MP | 1 | Medium | B | 5 | 2029 | 5 | 3 | 3.2 | 21169 | 14859
Roller Shutters | External Manual Roller Shutter | Town H | 1 | High | B | 1 | 2025 | 5 | 2 | 2.7 | 12152 | 3058
General Lighting | General - LED fittings & Luminaires | Town MX | 2 | Medium | B | 1 | 2025 | 5 | 3 | 3.2 | 21170 | 6582
External Lighting | General - LED | Town JC | 1 | Medium | B | 11 | 2035 | 5 | 3 | 3.2 | 21171 | 24989
Roller Shutters | Internal Electric Roller Shutter | Town MT | 1 | Medium | B | 19 | 2043 | 5 | 3 | 3.2 | 21172 | 31347
External Doors | Manual and Automatic Doors - Auto / Powered Sliding Doors | Town JC | 1 | High | B | 11 | 2035 | 5 | 2 | 2.7 | 12153 | 24176
Security Systems | Manual and Automatic Doors - High Security Door | Town MV | 1 | High | B | 20 | 2044 | 5 | 2 | 2.7 | 12154 | 31596
External Doors | Entrance Doors | Town DN | 1 | High | B | 32 | 2056 | 5 | 2 | 2.7 | 12155 | 33825
Emergency Lighting | Illuminated Fire Exit Signage | Town MY | 1 | Urgent | B | 4 | 2028 | 5 | 1 | 2.2 | 2419 | 13785
Fire Safety Systems | Manual and Automatic Doors - Emergency and Panic Escape Doors | Town MO | 1 | Urgent | B | 6 | 2030 | 5 | 1 | 2.2 | 2420 | 15924
Fire Safety Systems | Manual and Automatic Doors - Emergency and Panic Escape Doors | Town MN | 1 | Urgent | B | 21 | 2045 | 5 | 1 | 2.2 | 2421 | 31820
Heat Emitters | Electric Heaters | Town LX | 3 | Medium | B | 1 | 2025 | 5 | 3 | 3.2 | 21173 | 6583
Emergency Lighting | Self Contained - LED | Town MP | 2 | Urgent | B | 21 | 2045 | 5 | 1 | 2.2 | 2422 | 31821
General Lighting | General - LED fittings & Luminaires | Town EK | 8 | Medium | B | 1 | 2025 | 5 | 3 | 3.2 | 21174 | 6584
Emergency Lighting | Self Contained - Non LED | Town MV | 2 | Urgent | B | 10 | 2034 | 5 | 1 | 2.2 | 2423 | 21995
Fire Safety Systems | Fire Extinguishers - CO2 | Town H | 3 | Urgent | B | 7 | 2031 | 5 | 1 | 2.2 | 2424 | 19197
Heat Emitters | Electric Heaters | Town MY | 2 | Medium | B | 1 | 2025 | 5 | 3 | 3.2 | 21175 | 6585
Fire Safety Systems | Fire Extinguishers - Foam | Town JC | 3 | Urgent | B | 6 | 2030 | 5 | 1 | 2.2 | 2425 | 15925
Emergency Lighting | Illuminated Fire Exit Signage | Town DN | 1 | Urgent | B | 17 | 2041 | 5 | 1 | 2.2 | 2426 | 30022
Fire Safety Systems | Fire Blanket | Town MX | 1 | Urgent | B | 4 | 2028 | 5 | 1 | 2.2 | 2427 | 13786
External Doors | Manual and Automatic Doors - Auto / Powered Sliding Doors | Town MX | 1 | High | B | 29 | 2053 | 5 | 2 | 2.7 | 12156 | 33647
LV Distribution | Sub Distribution Board | Town MZ | 1 | High | D | 1 | 2025 | 3 | 2 | 2.1 | 1052 | 729
Roller Shutters | External Electric Roller Shutter | Town JC | 1 | High | B | 1 | 2025 | 5 | 2 | 2.7 | 12157 | 3059
General Lighting | General - LED fittings & Luminaires | Town MR | 48 | Medium | B | 15 | 2039 | 5 | 3 | 3.2 | 21176 | 28369
General Lighting | General - LED fittings & Luminaires | Town MX | 14 | Medium | B | 16 | 2040 | 5 | 3 | 3.2 | 21177 | 29367
Heat Emitters | Radiators - Steel | Town DN | 11 | Medium | B | 17 | 2041 | 5 | 3 | 3.2 | 21178 | 30403
Local Hot Water | Instantaneous Electric Water Heater - Non-Drinking Water | Town EK | 1 | Medium | B | 1 | 2025 | 5 | 3 | 3.2 | 21179 | 6586
Fire Safety Systems | Fire Alarm Panel / Repeater | Town MT | 1 | Urgent | B | 9 | 2033 | 5 | 1 | 2.2 | 2428 | 21238
Local Hot Water | Instantaneous Electric Water Heater - Non-Drinking Water | Town MW | 1 | Medium | B | 3 | 2027 | 5 | 3 | 3.2 | 21180 | 13456
Fire Safety Systems | Fire Extinguishers - Foam | Town MO | 2 | Urgent | B | 8 | 2032 | 5 | 1 | 2.2 | 2429 | 20299
Air Conditioning | Single-Split Condenser - Split Systems/Heat Pumps - Air-cooled with Direct Expansion Evaporator (DX) | Town MN | 1 | Medium | A | 13 | 2037 | 6 | 3 | 3.5 | 32458 | 27278
LV Distribution | Sub Distribution Board | Town H | 1 | High | B | 13 | 2037 | 5 | 2 | 2.7 | 12158 | 26953
Emergency Lighting | Illuminated Fire Exit Signage | Town MT | 3 | Urgent | B | 16 | 2040 | 5 | 1 | 2.2 | 2430 | 28657
Air Conditioning | Single-Split Condenser - Split Systems/Heat Pumps - Air-cooled with Direct Expansion Evaporator (DX) | Town MX | 1 | Medium | B | 13 | 2037 | 5 | 3 | 3.2 | 21181 | 27080
Air Conditioning | Single-Split Evaporator - Split Systems/Heat Pumps - Air-cooled with Direct Expansion Evaporator (DX) | Town MX | 1 | Medium | B | 13 | 2037 | 5 | 3 | 3.2 | 21182 | 27081
LV Distribution | Sub Distribution Board | Town DN | 1 | High | B | 17 | 2041 | 5 | 2 | 2.7 | 12159 | 30289
General Lighting | General - LED fittings & Luminaires | Town MY | 33 | Medium | B | 14 | 2038 | 5 | 3 | 3.2 | 21183 | 27530
Fire Safety Systems | Fire Extinguishers - Foam | Town MW | 3 | Urgent | B | 8 | 2032 | 5 | 1 | 2.2 | 2431 | 20300
Roller Shutters | External Window Shutters - Electric | Town EK | 1 | Medium | B | 1 | 2025 | 5 | 3 | 3.2 | 21184 | 6587
Fire Safety Systems | Fire Alarm Panel / Repeater | Town EK | 1 | Urgent | B | 7 | 2031 | 5 | 1 | 2.2 | 2432 | 19198
LV Distribution | Main Switch Panel at Supply Intake | Town MN | 1 | Medium | B | 1 | 2025 | 5 | 3 | 3.2 | 21185 | 6588
Roller Shutters | External Electric Roller Shutter | Town JC | 1 | High | B | 1 | 2025 | 5 | 2 | 2.7 | 12160 | 3060
External Doors | Entrance Doors | Town H | 1 | High | B | 10 | 2034 | 5 | 2 | 2.7 | 12161 | 22271
Fire Safety Systems | Fire Extinguishers - CO2 | Town MO | 4 | Urgent | B | 7 | 2031 | 5 | 1 | 2.2 | 2433 | 19199
Heat Emitters | Gas Fired Natural and Fan Assisted Heaters | Town DN | 1 | Medium | B | 8 | 2032 | 5 | 3 | 3.2 | 21186 | 20865
Access Control | Gate Access - Local Lock / Keypad / Manual (External) | Town EK | 1 | Medium | B | 1 | 2025 | 5 | 3 | 3.2 | 21187 | 6589
External Lighting | General - Non LED | Town MY | 3 | Medium | B | 1 | 2025 | 5 | 3 | 3.2 | 21188 | 6590
LV Distribution | Main Distribution Board | Town NA | 1 | High | B | 5 | 2029 | 5 | 2 | 2.7 | 12162 | 14588
Fire Safety Systems | Fire Extinguishers - CO2 | Town JC | 5 | Urgent | B | 6 | 2030 | 5 | 1 | 2.2 | 2434 | 15926
Emergency Lighting | Self Contained - Non LED | Town MZ | 7 | Urgent | B | 15 | 2039 | 5 | 1 | 2.2 | 2435 | 27761
Emergency Lighting | Self Contained - LED | Town NA | 4 | Urgent | B | 23 | 2047 | 5 | 1 | 2.2 | 2436 | 33077
Emergency Lighting | Self Contained - LED | Town MR | 11 | Urgent | B | 20 | 2044 | 5 | 1 | 2.2 | 2437 | 31416
External Lighting | General - Non LED | Town MO | 2 | Medium | B | 1 | 2025 | 5 | 3 | 3.2 | 21189 | 6591
Fire Safety Systems | Manual and Automatic Doors - Emergency and Panic Escape Doors | Town EK | 1 | Urgent | B | 11 | 2035 | 5 | 1 | 2.2 | 2438 | 23415
Roller Shutters | External Manual Roller Shutter | Town MW | 1 | High | B | 13 | 2037 | 5 | 2 | 2.7 | 12163 | 26954
Emergency Lighting | Self Contained - LED | Town MO | 5 | Urgent | B | 22 | 2046 | 5 | 1 | 2.2 | 2439 | 32835
Roller Shutters | External Electric Roller Shutter | Town JC | 1 | High | B | 1 | 2025 | 5 | 2 | 2.7 | 12164 | 3061
Local Hot Water | Package Electric Water Heaters - Non-Drinking Water | Town NA | 1 | Medium | D | 2 | 2026 | 3 | 3 | 2.6 | 11051 | 12848
Fire Safety Systems | Manual and Automatic Doors - Emergency and Panic Escape Doors | Town MZ | 1 | Urgent | B | 6 | 2030 | 5 | 1 | 2.2 | 2440 | 15927
Roller Shutters | External Manual Roller Shutter | Town MX | 1 | High | D | 1 | 2025 | 3 | 2 | 2.1 | 1053 | 730
Fire Safety Systems | Manual and Automatic Doors - Emergency and Panic Escape Doors | Town NA | 1 | Urgent | B | 20 | 2044 | 5 | 1 | 2.2 | 2441 | 31417
Roller Shutters | External Manual Roller Shutter | Town MY | 1 | High | CX | 1 | 2025 | 2 | 2 | 1.8 | 486 | 393
LV Distribution | Sub Distribution Board | Town NB | 1 | High | B | 13 | 2037 | 5 | 2 | 2.7 | 12165 | 26955
Roller Shutters | External Manual Roller Shutter | Town LX | 1 | High | B | 1 | 2025 | 5 | 2 | 2.7 | 12166 | 3062
Emergency Lighting | Self Contained - Non LED | Town MX | 1 | Urgent | B | 6 | 2030 | 5 | 1 | 2.2 | 2442 | 15928
Fire Safety Systems | Fire Extinguishers - CO2 | Town MR | 1 | Urgent | B | 2 | 2026 | 5 | 1 | 2.2 | 2443 | 12490
Local Hot Water | Package Electric Water Heaters - Non-Drinking Water | Town MU | 1 | Medium | CX | 1 | 2025 | 2 | 3 | 2.3 | 10064 | 2031
External Doors | Entrance Doors | Town MR | 1 | High | B | 25 | 2049 | 5 | 2 | 2.7 | 12167 | 33371
Emergency Lighting | Self Contained - LED | Town EK | 1 | Urgent | B | 17 | 2041 | 5 | 1 | 2.2 | 2444 | 30023
Fire Safety Systems | Fire Extinguishers - CO2 | Town MX | 3 | Urgent | B | 9 | 2033 | 5 | 1 | 2.2 | 2445 | 21239
Roller Shutters | External Manual Roller Shutter | Town EK | 1 | High | B | 1 | 2025 | 5 | 2 | 2.7 | 12168 | 3063
Central Ventilation Systems | Fan - Axial | Town MT | 1 | Medium | B | 9 | 2033 | 5 | 3 | 3.2 | 21190 | 21699
Local Hot Water | Instantaneous Electric Water Heater - Non-Drinking Water | Town EK | 1 | Medium | B | 8 | 2032 | 5 | 3 | 3.2 | 21191 | 20866
Heat Emitters | Radiators - Steel | Town MP | 1 | Medium | B | 10 | 2034 | 5 | 3 | 3.2 | 21192 | 22601
Central Ventilation Systems | Fan - General Ventilation | Town JC | 1 | Low | B | 1 | 2025 | 5 | 4 | 3.7 | 32755 | 11791
LV Distribution | Sub Distribution Board | Town NB | 1 | High | B | 13 | 2037 | 5 | 2 | 2.7 | 12169 | 26956
Air Conditioning | Single-Split Evaporator - Split Systems/Heat Pumps - Air-cooled with Direct Expansion Evaporator (DX) | Town EK | 1 | Medium | C | 1 | 2025 | 4 | 3 | 2.9 | 18447 | 5404
Local and Special Ventilation | Fan - Window / Wall Mounted | Town EK | 1 | Medium | B | 7 | 2031 | 5 | 3 | 3.2 | 21193 | 19794
Local and Special Ventilation | Unit extract fans | Town JC | 1 | Medium | B | 1 | 2025 | 5 | 3 | 3.2 | 21194 | 6592
Roller Shutters | External Manual Roller Shutter | Town MX | 1 | High | D | 1 | 2025 | 3 | 2 | 2.1 | 1054 | 731
Fire Safety Systems | Fire Extinguishers - Powder | Town JC | 1 | Urgent | B | 6 | 2030 | 5 | 1 | 2.2 | 2446 | 15929
Hot Water Distribution | Hot water cylinders | Town LX | 1 | High | B | 1 | 2025 | 5 | 2 | 2.7 | 12170 | 3064
Emergency Lighting | Illuminated Fire Exit Signage | Town DN | 5 | Urgent | B | 17 | 2041 | 5 | 1 | 2.2 | 2447 | 30024
Heat Emitters | Electric Heaters | Town MP | 1 | Medium | B | 3 | 2027 | 5 | 3 | 3.2 | 21195 | 13457
Fire Safety Systems | Fire Extinguishers - CO2 | Town EK | 2 | Urgent | B | 2 | 2026 | 5 | 1 | 2.2 | 2448 | 12491
Local Hot Water | Package Electric Water Heaters - Non-Drinking Water | Town MX | 1 | Medium | B | 1 | 2025 | 5 | 3 | 3.2 | 21196 | 6593
Heat Emitters | Electric Heaters | Town NC | 1 | Medium | A | 6 | 2030 | 6 | 3 | 3.5 | 32459 | 19092
Fire Safety Systems | Fire Extinguishers - Foam | Town EK | 8 | Urgent | B | 2 | 2026 | 5 | 1 | 2.2 | 2449 | 12492
LV Distribution | Main Distribution Board | Town MS | 1 | High | B | 1 | 2025 | 5 | 2 | 2.7 | 12171 | 3065
Roller Shutters | External Manual Roller Shutter | Town EK | 1 | High | B | 1 | 2025 | 5 | 2 | 2.7 | 12172 | 3066
Fire Safety Systems | Smoke Extract Fan | Town H | 1 | Urgent | B | 1 | 2025 | 5 | 1 | 2.2 | 2450 | 1048
Heat Emitters | Radiators - Steel | Town MP | 1 | Medium | B | 10 | 2034 | 5 | 3 | 3.2 | 21197 | 22602
Roller Shutters | External Manual Roller Shutter | Town MR | 1 | High | B | 11 | 2035 | 5 | 2 | 2.7 | 12173 | 24177
Heat Emitters | Electric Heaters | Town MU | 6 | Medium | D | 1 | 2025 | 3 | 3 | 2.6 | 11052 | 2580
Fire Safety Systems | Fire Extinguishers - Foam | Town NA | 3 | Urgent | B | 6 | 2030 | 5 | 1 | 2.2 | 2451 | 15930
Fire Safety Systems | Fire Extinguishers - CO2 | Town LX | 1 | Urgent | B | 9 | 2033 | 5 | 1 | 2.2 | 2452 | 21240
Central Ventilation Systems | Fan - General Ventilation | Town DN | 1 | Low | B | 1 | 2025 | 5 | 4 | 3.7 | 32756 | 11792
LV Distribution | Sub Distribution Board | Town MX | 1 | High | B | 18 | 2042 | 5 | 2 | 2.7 | 12174 | 30776
Local Hot Water | Package Electric Water Heaters - Non-Drinking Water | Town DN | 1 | Medium | A | 10 | 2034 | 6 | 3 | 3.5 | 32460 | 23203
Fire Safety Systems | Manual and Automatic Doors - Emergency and Panic Escape Doors | Town MX | 1 | Urgent | B | 21 | 2045 | 5 | 1 | 2.2 | 2453 | 31822
LV Distribution | Main Switch Panel at Supply Intake | Town MN | 1 | Medium | B | 1 | 2025 | 5 | 3 | 3.2 | 21198 | 6594
Local Hot Water | Package Electric Water Heaters - Non-Drinking Water | Town JC | 1 | Medium | B | 11 | 2035 | 5 | 3 | 3.2 | 21199 | 24990
Emergency Lighting | Illuminated Fire Exit Signage | Town EK | 2 | Urgent | B | 12 | 2036 | 5 | 1 | 2.2 | 2454 | 25959
LV Distribution | Sub Distribution Board | Town EK | 1 | High | B | 1 | 2025 | 5 | 2 | 2.7 | 12175 | 3067
LV Distribution | Sub Distribution Board | Town EK | 1 | High | B | 1 | 2025 | 5 | 2 | 2.7 | 12176 | 3068
LV Distribution | Main Distribution Board | Town DN | 1 | High | B | 5 | 2029 | 5 | 2 | 2.7 | 12177 | 14589
Boiler | Combination Atmospheric Burner Gas Boiler | Town MO | 1 | High | B | 1 | 2025 | 5 | 2 | 2.7 | 12178 | 3069
General Lighting | General - LED fittings & Luminaires | Town EK | 12 | Medium | B | 12 | 2036 | 5 | 3 | 3.2 | 21200 | 26367
Emergency Lighting | Self Contained - LED | Town MV | 16 | Urgent | B | 21 | 2045 | 5 | 1 | 2.2 | 2455 | 31823
LV Distribution | Sub Distribution Board | Town MV | 1 | High | B | 5 | 2029 | 5 | 2 | 2.7 | 12179 | 14590
Roller Shutters | Internal Electric Roller Shutter | Town MT | 1 | Medium | B | 19 | 2043 | 5 | 3 | 3.2 | 21201 | 31348
Local and Special Ventilation | Fan - Window / Wall Mounted | Town MQ | 1 | Medium | B | 6 | 2030 | 5 | 3 | 3.2 | 21202 | 18464
Fire Safety Systems | Manual and Automatic Doors - Emergency and Panic Escape Doors | Town MO | 1 | Urgent | B | 6 | 2030 | 5 | 1 | 2.2 | 2456 | 15931
Emergency Lighting | Self Contained - LED | Town EK | 5 | Urgent | B | 17 | 2041 | 5 | 1 | 2.2 | 2457 | 30025
LV Distribution | Sub Distribution Board | Town JC | 1 | High | B | 1 | 2025 | 5 | 2 | 2.7 | 12180 | 3070
Roller Shutters | External Window Shutters - Manual | Town MU | 1 | Medium | B | 1 | 2025 | 5 | 3 | 3.2 | 21203 | 6595
Heat Emitters | Electric Heaters | Town EK | 2 | Medium | B | 4 | 2028 | 5 | 3 | 3.2 | 21204 | 14050
Local Hot Water | Instantaneous Electric Water Heater - Non-Drinking Water | Town MR | 1 | Medium | B | 10 | 2034 | 5 | 3 | 3.2 | 21205 | 22603
Fire Safety Systems | Smoke Extract Fan - Powered Pressurisation Fan Systems | Town MO | 1 | High | B | 5 | 2029 | 5 | 2 | 2.7 | 12181 | 14591
Local and Special Ventilation | Unit extract fans | Town MS | 1 | Medium | B | 1 | 2025 | 5 | 3 | 3.2 | 21206 | 6596
Local and Special Ventilation | Fan - Extract | Town EK | 1 | Medium | B | 1 | 2025 | 5 | 3 | 3.2 | 21207 | 6597
External Lighting | General - LED | Town MP | 2 | Medium | B | 5 | 2029 | 5 | 3 | 3.2 | 21208 | 14860
LV Distribution | Main Distribution Board | Town DN | 1 | High | D | 5 | 2029 | 3 | 2 | 2.1 | 1055 | 14288
Lifts | Passenger Lift Hydraulic - Electric | Town DN | 1 | Medium | B | 10 | 2034 | 5 | 3 | 3.2 | 21209 | 22604
Local and Special Ventilation | Unit extract fans | Town EK | 1 | Medium | B | 7 | 2031 | 5 | 3 | 3.2 | 21210 | 19795
Roller Shutters | External Manual Roller Shutter | Town MW | 1 | High | B | 13 | 2037 | 5 | 2 | 2.7 | 12182 | 26957
Heat Emitters | Radiators - Steel | Town MP | 1 | Medium | B | 10 | 2034 | 5 | 3 | 3.2 | 21211 | 22605
Fire Safety Systems | Fire Extinguishers - Foam | Town MX | 3 | Urgent | B | 9 | 2033 | 5 | 1 | 2.2 | 2458 | 21241
Fire Safety Systems | Fire Extinguishers - Foam | Town NC | 4 | Urgent | B | 6 | 2030 | 5 | 1 | 2.2 | 2459 | 15932
Roller Shutters | External Manual Roller Shutter | Town MP | 1 | High | B | 1 | 2025 | 5 | 2 | 2.7 | 12183 | 3071
Roller Shutters | Internal Electric Roller Shutter | Town MT | 1 | Medium | B | 19 | 2043 | 5 | 3 | 3.2 | 21212 | 31349
Central Ventilation Systems | Fan - General Ventilation | Town JC | 1 | Low | B | 1 | 2025 | 5 | 4 | 3.7 | 32757 | 11793
Central Ventilation Systems | Fan - General Ventilation | Town JC | 1 | Low | B | 1 | 2025 | 5 | 4 | 3.7 | 32758 | 11794
Roller Shutters | External Window Shutters - Electric | Town EK | 1 | Medium | B | 1 | 2025 | 5 | 3 | 3.2 | 21213 | 6598
LV Distribution | Sub Distribution Board | Town DN | 1 | High | B | 17 | 2041 | 5 | 2 | 2.7 | 12184 | 30290
LV Distribution | Main Switch Panel at Supply Intake | Town MP | 1 | Medium | B | 1 | 2025 | 5 | 3 | 3.2 | 21214 | 6599
Roller Shutters | External Manual Roller Shutter | Town JC | 1 | High | B | 1 | 2025 | 5 | 2 | 2.7 | 12185 | 3072
Heat Emitters | Electric Heaters | Town MY | 3 | Medium | D | 1 | 2025 | 3 | 3 | 2.6 | 11053 | 2581
Fire Safety Systems | Fire Extinguishers - CO2 | Town EK | 1 | Urgent | B | 2 | 2026 | 5 | 1 | 2.2 | 2460 | 12493
Local Hot Water | Instantaneous Electric Water Heater - Non-Drinking Water | Town MP | 1 | Medium | B | 8 | 2032 | 5 | 3 | 3.2 | 21215 | 20867
Fire Safety Systems | Fire Alarm Panel / Repeater | Town MY | 1 | Urgent | B | 9 | 2033 | 5 | 1 | 2.2 | 2461 | 21242
Heat Emitters | Radiators - Steel | Town MP | 1 | Medium | B | 10 | 2034 | 5 | 3 | 3.2 | 21216 | 22606
Air Conditioning | Multi-Split Evaporator - Split Systems/Heat Pumps - Air-cooled with Direct Expansion Evaporator (DX) | Town DN | 1 | Medium | B | 5 | 2029 | 5 | 3 | 3.2 | 21217 | 14861
LV Distribution | Sub Distribution Board | Town EK | 1 | High | B | 2 | 2026 | 5 | 2 | 2.7 | 12186 | 12873
External Doors | Entrance Doors | Town EK | 1 | High | B | 11 | 2035 | 5 | 2 | 2.7 | 12187 | 24178
Fire Safety Systems | Fire Extinguishers - Foam | Town MX | 1 | Urgent | B | 9 | 2033 | 5 | 1 | 2.2 | 2462 | 21243
Roller Shutters | External Manual Roller Shutter | Town EK | 1 | High | B | 1 | 2025 | 5 | 2 | 2.7 | 12188 | 3073
Access Control | Gate Access - Local Lock / Keypad / Manual (External) | Town EK | 1 | Medium | B | 1 | 2025 | 5 | 3 | 3.2 | 21218 | 6600
LV Distribution | Sub Distribution Board | Town FA | 1 | High | D | 6 | 2030 | 3 | 2 | 2.1 | 1056 | 15722
Fire Safety Systems | Fire Alarm System | Town ND | 1 | Urgent | B | 11 | 2035 | 5 | 1 | 2.2 | 2463 | 23416
Air Conditioning | Multi-Split Evaporator - Split Systems/Heat Pumps - Air-cooled with Direct Expansion Evaporator (DX) | Town FA | 1 | Medium | B | 1 | 2025 | 5 | 3 | 3.2 | 21219 | 6601
LV Distribution | Main Distribution Board | Town NE | 1 | High | B | 16 | 2040 | 5 | 2 | 2.7 | 12189 | 29109
LV Distribution | Main Distribution Board | Town NF | 1 | High | B | 6 | 2030 | 5 | 2 | 2.7 | 12190 | 17416
External Doors | Entrance Doors | Town NG | 1 | High | B | 11 | 2035 | 5 | 2 | 2.7 | 12191 | 24179
Fire Safety Systems | Fire Alarm System | Town NH | 1 | Urgent | B | 5 | 2029 | 5 | 1 | 2.2 | 2464 | 14322
Heat Emitters | Gas Fired Natural and Fan Assisted Heaters | Town NE | 1 | Medium | B | 1 | 2025 | 5 | 3 | 3.2 | 21220 | 6602
Central Ventilation Systems | Fan - General Ventilation | Town NI | 1 | Low | B | 1 | 2025 | 5 | 4 | 3.7 | 32759 | 11795
LV Distribution | Main Distribution Board | Town NH | 1 | High | B | 1 | 2025 | 5 | 2 | 2.7 | 12192 | 3074
External Doors | Entrance Doors | Town NJ | 1 | High | B | 1 | 2025 | 5 | 2 | 2.7 | 12193 | 3075
Local and Special Ventilation | Unit extract fans | Town NI | 1 | Medium | B | 12 | 2036 | 5 | 3 | 3.2 | 21221 | 26368
Central Heating | Fan - Axial | Town GB | 1 | High | B | 1 | 2025 | 5 | 2 | 2.7 | 12194 | 3076
External Doors | Entrance Doors | Town NE | 1 | High | B | 1 | 2025 | 5 | 2 | 2.7 | 12195 | 3077
Barriers & Guardrails | Vehicle Crash Protection Barrier | Town NE | 1 | V Low | B | 1 | 2025 | 5 | 4 | 3.7 | 32760 | 11796
Local and Special Ventilation | Fan - Centrifugal | Town NK | 1 | Medium | B | 1 | 2025 | 5 | 3 | 3.2 | 21222 | 6603
Local and Special Ventilation | Fan - Centrifugal | Town NE | 1 | Medium | B | 1 | 2025 | 5 | 3 | 3.2 | 21223 | 6604
LV Distribution | Sub Distribution Board | Town NL | 1 | High | B | 1 | 2025 | 5 | 2 | 2.7 | 12196 | 3078
Roller Shutters | Internal Manual Roller Shutter | Town NM | 1 | Medium | B | 1 | 2025 | 5 | 3 | 3.2 | 21224 | 6605
Roller Shutters | External Manual Roller Shutter | Town MU | 1 | High | B | 15 | 2039 | 5 | 2 | 2.7 | 12197 | 28091
Fire Safety Systems | Fire Alarm System | Town NM | 1 | Urgent | B | 1 | 2025 | 5 | 1 | 2.2 | 2465 | 1049
Hot Water Distribution | Hot water cylinders Domestic Type | Town NN | 1 | Low | B | 14 | 2038 | 5 | 4 | 3.7 | 32761 | 27691
Roller Shutters | External Window Shutters - Manual | Town NM | 1 | Medium | B | 1 | 2025 | 5 | 3 | 3.2 | 21225 | 6606
General Lighting | General - LED fittings & Luminaires | Town NO | 31 | Medium | B | 10 | 2034 | 5 | 3 | 3.2 | 21226 | 22607
External Lighting | General - Non LED | Town O | 20 | Medium | B | 1 | 2025 | 5 | 3 | 3.2 | 21227 | 6607
Central Heating | Fan - Axial | Town GB | 1 | High | B | 1 | 2025 | 5 | 2 | 2.7 | 12198 | 3079
Emergency Lighting | Self Contained - LED | Town NP | 4 | Urgent | B | 21 | 2045 | 5 | 1 | 2.2 | 2466 | 31824
Emergency Lighting | Illuminated Fire Exit Signage | Town MU | 4 | Urgent | B | 16 | 2040 | 5 | 1 | 2.2 | 2467 | 28658
Heat Emitters | Electric Heaters | Town IZ | 5 | Medium | B | 2 | 2026 | 5 | 3 | 3.2 | 21228 | 13024
Central Ventilation Systems | Fan - General Ventilation | Town NI | 1 | Low | B | 1 | 2025 | 5 | 4 | 3.7 | 32762 | 11797
Central Heating | Fan - Axial | Town NO | 1 | High | B | 1 | 2025 | 5 | 2 | 2.7 | 12199 | 3080
External Lighting | General - Non LED | Town NO | 3 | Medium | B | 1 | 2025 | 5 | 3 | 3.2 | 21229 | 6608
General Lighting | General - LED fittings & Luminaires | Town NQ | 43 | Medium | B | 17 | 2041 | 5 | 3 | 3.2 | 21230 | 30404
General Lighting | General - LED fittings & Luminaires | Town GB | 1 | Medium | DX | 10 | 2034 | 1 | 3 | 2 | 791 | 21950
Fire Safety Systems | Fire Extinguishers - CO2 | Town NH | 1 | Urgent | B | 6 | 2030 | 5 | 1 | 2.2 | 2468 | 15933
Heat Emitters | Gas Fired Unit Heaters | Town GB | 1 | Medium | B | 1 | 2025 | 5 | 3 | 3.2 | 21231 | 6609
Local and Special Ventilation | Fan - General Ventilation | Town NP | 1 | Medium | B | 5 | 2029 | 5 | 3 | 3.2 | 21232 | 14862
Boiler | Electric Boilers | Town NM | 1 | Medium | B | 1 | 2025 | 5 | 3 | 3.2 | 21233 | 6610
General Lighting | General - LED fittings & Luminaires | Town NJ | 70 | Medium | B | 16 | 2040 | 5 | 3 | 3.2 | 21234 | 29368
Access Control | Door Lock / Keypad / Manual | Town NP | 1 | Medium | B | 9 | 2033 | 5 | 3 | 3.2 | 21235 | 21700
Local and Special Ventilation | Fan - Extract | Town NE | 1 | Medium | CX | 1 | 2025 | 2 | 3 | 2.3 | 10065 | 2032
Emergency Lighting | Self Contained - LED | Town NI | 8 | Urgent | B | 22 | 2046 | 5 | 1 | 2.2 | 2469 | 32836
LV Distribution | Main Distribution Board | Town NH | 1 | High | B | 10 | 2034 | 5 | 2 | 2.7 | 12200 | 22272
LV Distribution | Main Distribution Board | Town NK | 1 | High | B | 1 | 2025 | 5 | 2 | 2.7 | 12201 | 3081
Local and Special Ventilation | Unit extract fans | Town NI | 1 | Medium | DX | 1 | 2025 | 1 | 3 | 2 | 792 | 512
Specialist Lighting | Illuminated External Signs | Town NJ | 1 | Medium | B | 6 | 2030 | 5 | 3 | 3.2 | 21236 | 18465
General Lighting | General - LED fittings & Luminaires | Town NM | 51 | Medium | B | 1 | 2025 | 5 | 3 | 3.2 | 21237 | 6611
General Lighting | General - LED fittings & Luminaires | Town NN | 40 | Medium | B | 10 | 2034 | 5 | 3 | 3.2 | 21238 | 22608
Fire Safety Systems | Fire Extinguishers - CO2 | Town GB | 3 | Urgent | B | 7 | 2031 | 5 | 1 | 2.2 | 2470 | 19200
Boiler | Electrode Boilers | Town NM | 1 | Medium | B | 12 | 2036 | 5 | 3 | 3.2 | 21239 | 26369
External Doors | Entrance Doors | Town NI | 1 | High | B | 6 | 2030 | 5 | 2 | 2.7 | 12202 | 17417
Local and Special Ventilation | Fan - Centrifugal | Town NE | 1 | Medium | B | 1 | 2025 | 5 | 3 | 3.2 | 21240 | 6612
Heat Emitters | Electric Heaters | Town NO | 2 | Medium | D | 1 | 2025 | 3 | 3 | 2.6 | 11054 | 2582
Emergency Lighting | Illuminated Fire Exit Signage | Town NK | 1 | Urgent | B | 16 | 2040 | 5 | 1 | 2.2 | 2471 | 28659
Barriers & Guardrails | Vehicle Crash Protection Barrier | Town NE | 1 | V Low | B | 1 | 2025 | 5 | 4 | 3.7 | 32763 | 11798
Heat Emitters | Gas Fired Unit Heaters | Town NR | 1 | Medium | B | 1 | 2025 | 5 | 3 | 3.2 | 21241 | 6613
Local and Special Ventilation | Fan - Centrifugal | Town NE | 1 | Medium | B | 1 | 2025 | 5 | 3 | 3.2 | 21242 | 6614
Local and Special Ventilation | Fan - Centrifugal | Town NE | 1 | Medium | B | 1 | 2025 | 5 | 3 | 3.2 | 21243 | 6615
Emergency Lighting | Illuminated Fire Exit Signage | Town NF | 1 | Urgent | B | 16 | 2040 | 5 | 1 | 2.2 | 2472 | 28660
Fire Safety Systems | Fire Extinguishers - Foam | Town NE | 7 | Urgent | B | 7 | 2031 | 5 | 1 | 2.2 | 2473 | 19201
Fire Safety Systems | Fire Extinguishers - Foam | Town NE | 4 | Urgent | B | 9 | 2033 | 5 | 1 | 2.2 | 2474 | 21244
External Doors | Manual and Automatic Doors - Auto / Powered Sliding Doors | Town FA | 1 | High | B | 21 | 2045 | 5 | 2 | 2.7 | 12203 | 32562
Emergency Lighting | Illuminated Fire Exit Signage | Town NO | 3 | Urgent | B | 10 | 2034 | 5 | 1 | 2.2 | 2475 | 21996
Fire Safety Systems | Fire Extinguishers - CO2 | Town NP | 4 | Urgent | B | 9 | 2033 | 5 | 1 | 2.2 | 2476 | 21245
Heat Emitters | Electric Overdoor Air Curtain/Heater | Town NE | 1 | Medium | B | 1 | 2025 | 5 | 3 | 3.2 | 21244 | 6616
BMS | BMS Control Panel | Town NG | 1 | High | B | 1 | 2025 | 5 | 2 | 2.7 | 12204 | 3082
Specialist Lighting | Illuminated External Signs | Town NE | 2 | Medium | B | 1 | 2025 | 5 | 3 | 3.2 | 21245 | 6617
LV Distribution | Sub Distribution Board | Town NI | 1 | High | D | 1 | 2025 | 3 | 2 | 2.1 | 1057 | 732
General Lighting | General - LED fittings & Luminaires | Town NK | 6 | Medium | B | 16 | 2040 | 5 | 3 | 3.2 | 21246 | 29369
Heat Emitters | Electric Heaters | Town NP | 4 | Medium | B | 1 | 2025 | 5 | 3 | 3.2 | 21247 | 6618
Fire Safety Systems | Fire Extinguishers - CO2 | Town NH | 2 | Urgent | B | 6 | 2030 | 5 | 1 | 2.2 | 2477 | 15934
Roller Shutters | External Electric Roller Shutter | Town NF | 1 | High | B | 1 | 2025 | 5 | 2 | 2.7 | 12205 | 3083
Emergency Lighting | Self Contained - LED | Town NI | 3 | Urgent | B | 22 | 2046 | 5 | 1 | 2.2 | 2478 | 32837
Fire Safety Systems | Fire Blanket | Town NP | 1 | Urgent | B | 4 | 2028 | 5 | 1 | 2.2 | 2479 | 13787
LV Distribution | Main Distribution Board | Town NE | 1 | High | B | 1 | 2025 | 5 | 2 | 2.7 | 12206 | 3084
Fire Safety Systems | Fire Alarm Panel / Repeater | Town NG | 1 | Urgent | B | 1 | 2025 | 5 | 1 | 2.2 | 2480 | 1050
Local and Special Ventilation | Fan - Centrifugal | Town NK | 1 | Medium | B | 1 | 2025 | 5 | 3 | 3.2 | 21248 | 6619
General Lighting | General - LED fittings & Luminaires | Town NI | 11 | Medium | B | 1 | 2025 | 5 | 3 | 3.2 | 21249 | 6620
General Lighting | General - LED fittings & Luminaires | Town O | 8 | Medium | B | 16 | 2040 | 5 | 3 | 3.2 | 21250 | 29370
Fire Safety Systems | Fire Extinguishers - Foam | Town NK | 1 | Urgent | B | 7 | 2031 | 5 | 1 | 2.2 | 2481 | 19202
Central Ventilation Systems | Fan - General Ventilation | Town NN | 1 | Low | B | 1 | 2025 | 5 | 4 | 3.7 | 32764 | 11799
LV Distribution | Sub Distribution Board | Town NE | 1 | High | B | 19 | 2043 | 5 | 2 | 2.7 | 12207 | 31154
Emergency Lighting | Illuminated Fire Exit Signage | Town NS | 5 | Urgent | B | 17 | 2041 | 5 | 1 | 2.2 | 2482 | 30026
LV Distribution | Sub Distribution Board | Town NI | 1 | High | B | 17 | 2041 | 5 | 2 | 2.7 | 12208 | 30291
Local and Special Ventilation | Fan - Extract | Town NE | 1 | Medium | B | 1 | 2025 | 5 | 3 | 3.2 | 21251 | 6621
Air Conditioning | Single-Split Condenser - Split Systems/Heat Pumps - Air-cooled with Direct Expansion Evaporator (DX) | Town NK | 1 | Medium | B | 10 | 2034 | 5 | 3 | 3.2 | 21252 | 22609
General Lighting | General - LED fittings & Luminaires | Town GB | 1 | Medium | B | 10 | 2034 | 5 | 3 | 3.2 | 21253 | 22610
Emergency Lighting | Self Contained - LED | Town ND | 7 | Urgent | B | 21 | 2045 | 5 | 1 | 2.2 | 2483 | 31825
Local Hot Water | Package Electric Water Heaters - Non-Drinking Water | Town BI | 1 | Medium | B | 7 | 2031 | 5 | 3 | 3.2 | 21254 | 19796
Barriers & Guardrails | Vehicle Crash Protection Barrier | Town NE | 1 | V Low | B | 1 | 2025 | 5 | 4 | 3.7 | 32765 | 11800
General Lighting | General - LED fittings & Luminaires | Town NH | 117 | Medium | B | 17 | 2041 | 5 | 3 | 3.2 | 21255 | 30405
Local Hot Water | Instantaneous Electric Water Heater - Non-Drinking Water | Town IZ | 1 | Medium | B | 7 | 2031 | 5 | 3 | 3.2 | 21256 | 19797
Heat Emitters | Electric Heaters | Town GB | 1 | Medium | D | 1 | 2025 | 3 | 3 | 2.6 | 11055 | 2583
Heat Emitters | Radiators - Steel | Town NI | 5 | Medium | B | 1 | 2025 | 5 | 3 | 3.2 | 21257 | 6622
External Doors | Entrance Doors | Town NI | 1 | High | B | 9 | 2033 | 5 | 2 | 2.7 | 12209 | 21569
Roller Shutters | Internal Electric Roller Shutter | Town NL | 1 | Medium | B | 1 | 2025 | 5 | 3 | 3.2 | 21258 | 6623
Roller Shutters | Internal Manual Roller Shutter | Town NS | 1 | Medium | B | 18 | 2042 | 5 | 3 | 3.2 | 21259 | 30924
Heat Emitters | Electric Heaters | Town FA | 1 | Medium | B | 1 | 2025 | 5 | 3 | 3.2 | 21260 | 6624
External Doors | Entrance Doors | Town NE | 1 | High | B | 1 | 2025 | 5 | 2 | 2.7 | 12210 | 3085
Roller Shutters | External Manual Roller Shutter | Town NT | 1 | High | B | 1 | 2025 | 5 | 2 | 2.7 | 12211 | 3086
Emergency Lighting | Illuminated Fire Exit Signage | Town FA | 3 | Urgent | B | 6 | 2030 | 5 | 1 | 2.2 | 2484 | 15935
Emergency Lighting | Self Contained - LED | Town NJ | 4 | Urgent | B | 21 | 2045 | 5 | 1 | 2.2 | 2485 | 31826
Heat Emitters | Electric Heaters | Town NI | 3 | Medium | B | 1 | 2025 | 5 | 3 | 3.2 | 21261 | 6625
Emergency Lighting | Externally Powered - Non LED | Town NL | 8 | Urgent | B | 1 | 2025 | 5 | 1 | 2.2 | 2486 | 1051
External Lighting | General - Non LED | Town NM | 3 | Medium | B | 12 | 2036 | 5 | 3 | 3.2 | 21262 | 26370
Heat Emitters | Gas Fired Unit Heaters | Town NJ | 1 | Medium | C | 1 | 2025 | 4 | 3 | 2.9 | 18448 | 5405
Local Hot Water | Package Electric Water Heaters - Non-Drinking Water | Town O | 1 | Medium | B | 1 | 2025 | 5 | 3 | 3.2 | 21263 | 6626
External Lighting | General - LED | Town GB | 4 | Medium | B | 5 | 2029 | 5 | 3 | 3.2 | 21264 | 14863
Fire Safety Systems | Fire Extinguishers - Foam | Town NM | 3 | Urgent | B | 1 | 2025 | 5 | 1 | 2.2 | 2487 | 1052
Roller Shutters | External Manual Roller Shutter | Town NM | 1 | High | B | 1 | 2025 | 5 | 2 | 2.7 | 12212 | 3087
Access Control | Door Lock / Keypad / Manual | Town NH | 1 | Medium | B | 5 | 2029 | 5 | 3 | 3.2 | 21265 | 14864
Fire Safety Systems | Fire Alarm Panel / Repeater | Town NO | 1 | Urgent | B | 11 | 2035 | 5 | 1 | 2.2 | 2488 | 23417
Fire Safety Systems | Fire Alarm System | Town NS | 1 | Urgent | B | 8 | 2032 | 5 | 1 | 2.2 | 2489 | 20301
External Lighting | General - LED | Town NN | 5 | Medium | B | 5 | 2029 | 5 | 3 | 3.2 | 21266 | 14865
Fire Safety Systems | Fire Extinguishers - Foam | Town NI | 2 | Urgent | B | 6 | 2030 | 5 | 1 | 2.2 | 2490 | 15936
Fire Safety Systems | Fire Extinguishers - CO2 | Town NM | 3 | Urgent | B | 1 | 2025 | 5 | 1 | 2.2 | 2491 | 1053
Local Hot Water | Package Electric Water Heaters - Non-Drinking Water | Town NJ | 1 | Medium | B | 11 | 2035 | 5 | 3 | 3.2 | 21267 | 24991
Roller Shutters | External Electric Roller Shutter | Town ND | 1 | High | B | 10 | 2034 | 5 | 2 | 2.7 | 12213 | 22273
Air Conditioning | Single-Split Condenser - Split Systems/Heat Pumps - Air-cooled with Direct Expansion Evaporator (DX) | Town NG | 1 | Medium | B | 1 | 2025 | 5 | 3 | 3.2 | 21268 | 6627
Boiler | Electric Boilers | Town NM | 1 | Medium | B | 1 | 2025 | 5 | 3 | 3.2 | 21269 | 6628
Heat Emitters | Gas Fired Unit Heaters | Town BI | 1 | Medium | B | 1 | 2025 | 5 | 3 | 3.2 | 21270 | 6629
Fire Safety Systems | Manual and Automatic Doors - Emergency and Panic Escape Doors | Town GB | 1 | Urgent | B | 11 | 2035 | 5 | 1 | 2.2 | 2492 | 23418
Central Ventilation Systems | Fan - General Ventilation | Town NI | 1 | Low | B | 1 | 2025 | 5 | 4 | 3.7 | 32766 | 11801
Local Hot Water | Instantaneous Electric Water Heater - Non-Drinking Water | Town GB | 1 | Medium | B | 12 | 2036 | 5 | 3 | 3.2 | 21271 | 26371
Fire Safety Systems | Fire Alarm System | Town FA | 1 | Urgent | B | 1 | 2025 | 5 | 1 | 2.2 | 2493 | 1054
General Lighting | General - LED fittings & Luminaires | Town NG | 21 | Medium | B | 1 | 2025 | 5 | 3 | 3.2 | 21272 | 6630
LV Distribution | Sub Distribution Board | Town FA | 1 | High | B | 6 | 2030 | 5 | 2 | 2.7 | 12214 | 17418
LV Distribution | Sub Distribution Board | Town NP | 1 | High | B | 18 | 2042 | 5 | 2 | 2.7 | 12215 | 30777
Heat Emitters | Electric Overdoor Air Curtain/Heater | Town O | 1 | Medium | B | 1 | 2025 | 5 | 3 | 3.2 | 21273 | 6631
Fire Safety Systems | Fire Alarm Panel / Repeater | Town NE | 1 | Urgent | B | 6 | 2030 | 5 | 1 | 2.2 | 2494 | 15937
General Lighting | General - LED fittings & Luminaires | Town NR | 96 | Medium | B | 16 | 2040 | 5 | 3 | 3.2 | 21274 | 29371
Air Conditioning | Single-Split Condenser - Split Systems/Heat Pumps - Air-cooled with Direct Expansion Evaporator (DX) | Town NO | 1 | Medium | B | 1 | 2025 | 5 | 3 | 3.2 | 21275 | 6632
LV Distribution | Sub Distribution Board | Town NO | 1 | High | D | 1 | 2025 | 3 | 2 | 2.1 | 1058 | 733
External Doors | Manual and Automatic Doors - Auto / Powered Swing Doors | Town NR | 1 | High | B | 11 | 2035 | 5 | 2 | 2.7 | 12216 | 24180
General Lighting | General - LED fittings & Luminaires | Town FA | 84 | Medium | B | 6 | 2030 | 5 | 3 | 3.2 | 21276 | 18466
Barriers & Guardrails | Vehicle Crash Protection Barrier | Town NE | 1 | V Low | B | 1 | 2025 | 5 | 4 | 3.7 | 32767 | 11802
Local Hot Water | Instantaneous Electric Water Heater - Non-Drinking Water | Town NO | 1 | Medium | B | 1 | 2025 | 5 | 3 | 3.2 | 21277 | 6633
Security Systems | Manual and Automatic Doors - High Security Door | Town NR | 1 | High | B | 11 | 2035 | 5 | 2 | 2.7 | 12217 | 24181
Fire Safety Systems | Fire Extinguishers - CO2 | Town NM | 3 | Urgent | B | 1 | 2025 | 5 | 1 | 2.2 | 2495 | 1055
Fire Safety Systems | Manual and Automatic Doors - Emergency and Panic Escape Doors | Town ND | 1 | Urgent | B | 10 | 2034 | 5 | 1 | 2.2 | 2496 | 21997
LV Distribution | Main Distribution Board | Town BI | 1 | High | B | 13 | 2037 | 5 | 2 | 2.7 | 12218 | 26958
LV Distribution | Sub Distribution Board | Town ND | 1 | High | B | 3 | 2027 | 5 | 2 | 2.7 | 12219 | 13336
LV Distribution | Sub Distribution Board | Town IZ | 1 | High | B | 12 | 2036 | 5 | 2 | 2.7 | 12220 | 26147
Fire Safety Systems | Manual and Automatic Doors - Emergency and Panic Escape Doors | Town NO | 1 | Urgent | B | 10 | 2034 | 5 | 1 | 2.2 | 2497 | 21998
Emergency Lighting | Self Contained - LED | Town NO | 1 | Urgent | B | 15 | 2039 | 5 | 1 | 2.2 | 2498 | 27762
Heat Emitters | Electric Overdoor Air Curtain/Heater | Town NQ | 1 | Medium | B | 12 | 2036 | 5 | 3 | 3.2 | 21278 | 26372
LV Distribution | Sub Distribution Board | Town GB | 1 | High | B | 14 | 2038 | 5 | 2 | 2.7 | 12221 | 27438
Local and Special Ventilation | Fan - Axial | Town NP | 1 | Medium | B | 1 | 2025 | 5 | 3 | 3.2 | 21279 | 6634
External Doors | Manual and Automatic Doors - Auto / Powered Sliding Doors | Town GB | 1 | High | B | 11 | 2035 | 5 | 2 | 2.7 | 12222 | 24182
Roller Shutters | External Window Shutters - Manual | Town ND | 1 | Medium | B | 5 | 2029 | 5 | 3 | 3.2 | 21280 | 14866
Emergency Lighting | Self Contained - LED | Town NN | 6 | Urgent | A | 23 | 2047 | 6 | 1 | 2.5 | 10824 | 33161
Heat Emitters | Electric Heaters | Town NM | 3 | Medium | B | 1 | 2025 | 5 | 3 | 3.2 | 21281 | 6635
Multi-System Controls | Control Panel - Electrical Services (excluding Electrical Controllers and Pneumatic Relays) | Town NE | 1 | Medium | B | 1 | 2025 | 5 | 3 | 3.2 | 21282 | 6636
Barriers & Guardrails | Vehicle Crash Protection Barrier | Town NE | 1 | V Low | B | 1 | 2025 | 5 | 4 | 3.7 | 32768 | 11803
Fire Safety Systems | Fire Extinguishers - CO2 | Town NQ | 5 | Urgent | B | 8 | 2032 | 5 | 1 | 2.2 | 2499 | 20302
Fire Safety Systems | Fire Extinguishers - Foam | Town NF | 4 | Urgent | B | 6 | 2030 | 5 | 1 | 2.2 | 2500 | 15938
LV Distribution | Sub Distribution Board | Town NO | 1 | High | D | 1 | 2025 | 3 | 2 | 2.1 | 1059 | 734
Local Hot Water | Package Electric Water Heaters - Non-Drinking Water | Town NN | 1 | Medium | B | 8 | 2032 | 5 | 3 | 3.2 | 21283 | 20868
Roller Shutters | Internal Electric Roller Shutter | Town FA | 1 | Medium | B | 11 | 2035 | 5 | 3 | 3.2 | 21284 | 24992
Fire Safety Systems | Fire Extinguishers - Foam | Town NR | 5 | Urgent | B | 6 | 2030 | 5 | 1 | 2.2 | 2501 | 15939
Fire Safety Systems | Manual and Automatic Doors - Emergency and Panic Escape Doors | Town NJ | 1 | Urgent | B | 27 | 2051 | 5 | 1 | 2.2 | 2502 | 33540
Fire Safety Systems | Manual and Automatic Doors - Emergency and Panic Escape Doors | Town NN | 1 | Urgent | B | 25 | 2049 | 5 | 1 | 2.2 | 2503 | 33284
Roller Shutters | External Electric Roller Shutter | Town NO | 1 | High | B | 1 | 2025 | 5 | 2 | 2.7 | 12223 | 3088
Roller Shutters | External Electric Roller Shutter | Town NF | 1 | High | B | 1 | 2025 | 5 | 2 | 2.7 | 12224 | 3089
Emergency Lighting | Illuminated Fire Exit Signage | Town NL | 1 | Urgent | B | 1 | 2025 | 5 | 1 | 2.2 | 2504 | 1056
External Lighting | General - Non LED | Town NM | 8 | Medium | B | 1 | 2025 | 5 | 3 | 3.2 | 21285 | 6637
Local and Special Ventilation | Unit extract fans | Town NO | 1 | Medium | B | 1 | 2025 | 5 | 3 | 3.2 | 21286 | 6638
LV Distribution | Sub Distribution Board | Town NU | 1 | High | D | 1 | 2025 | 3 | 2 | 2.1 | 1060 | 735
Central Ventilation Systems | Fan - General Ventilation | Town NV | 1 | Low | CX | 5 | 2029 | 2 | 4 | 2.8 | 18347 | 14770
Air Conditioning | Single-Split Condenser - Split Systems/Heat Pumps - Air-cooled with Direct Expansion Evaporator (DX) | Town NW | 1 | Medium | B | 7 | 2031 | 5 | 3 | 3.2 | 21287 | 19798
LV Distribution | Main Distribution Board | Town EJ | 1 | High | B | 10 | 2034 | 5 | 2 | 2.7 | 12225 | 22274
Roller Shutters | External Electric Roller Shutter | Town NX | 1 | High | B | 1 | 2025 | 5 | 2 | 2.7 | 12226 | 3090
Air Conditioning | Multi-Split Condenser - Split Systems/Heat Pumps - Air-cooled with Direct Expansion Evaporator (DX) | Town NU | 1 | Medium | B | 10 | 2034 | 5 | 3 | 3.2 | 21288 | 22611
Central Heating | Fan - Axial | Town NU | 1 | High | B | 1 | 2025 | 5 | 2 | 2.7 | 12227 | 3091
Roller Shutters | External Electric Roller Shutter | Town EX | 1 | High | B | 21 | 2045 | 5 | 2 | 2.7 | 12228 | 32563
Fire Safety Systems | Fire Extinguishers - Foam | Town NY | 3 | Urgent | B | 7 | 2031 | 5 | 1 | 2.2 | 2505 | 19203
Fire Safety Systems | Fire Extinguishers - Foam | Town NW | 2 | Urgent | A | 10 | 2034 | 6 | 1 | 2.5 | 10825 | 22204
Fire Safety Systems | Fire Extinguishers - CO2 | Town NU | 1 | Urgent | B | 9 | 2033 | 5 | 1 | 2.2 | 2506 | 21246
Central Heating | Fan - Axial | Town NW | 1 | High | B | 5 | 2029 | 5 | 2 | 2.7 | 12229 | 14592
External Doors | Entrance Doors | Town NZ | 1 | High | B | 15 | 2039 | 5 | 2 | 2.7 | 12230 | 28092
LV Distribution | Main Distribution Board | Town EX | 1 | High | B | 1 | 2025 | 5 | 2 | 2.7 | 12231 | 3092
Fire Safety Systems | Manual and Automatic Doors - Emergency and Panic Escape Doors | Town NV | 1 | Urgent | B | 15 | 2039 | 5 | 1 | 2.2 | 2507 | 27763
Roller Shutters | External Manual Roller Shutter | Town OA | 1 | High | B | 11 | 2035 | 5 | 2 | 2.7 | 12232 | 24183
External Doors | Entrance Doors | Town NX | 1 | High | B | 11 | 2035 | 5 | 2 | 2.7 | 12233 | 24184
Emergency Lighting | Self Contained - LED | Town EX | 9 | Urgent | B | 21 | 2045 | 5 | 1 | 2.2 | 2508 | 31827
LV Distribution | Main Distribution Board | Town NX | 1 | High | B | 6 | 2030 | 5 | 2 | 2.7 | 12234 | 17419
Local and Special Ventilation | Fan - Kitchen Extract | Town NV | 1 | Low | B | 12 | 2036 | 5 | 4 | 3.7 | 32769 | 26795
LV Distribution | Main Distribution Board | Town EJ | 1 | High | B | 15 | 2039 | 5 | 2 | 2.7 | 12235 | 28093
Local and Special Ventilation | Fan - Window / Wall Mounted | Town NZ | 1 | Medium | CX | 5 | 2029 | 2 | 3 | 2.3 | 10066 | 14528
External Doors | Entrance Doors | Town NZ | 1 | High | B | 15 | 2039 | 5 | 2 | 2.7 | 12236 | 28094
Central Ventilation Systems | Fan - General Ventilation | Town EJ | 1 | Low | B | 5 | 2029 | 5 | 4 | 3.7 | 32770 | 15594
Roller Shutters | External Manual Roller Shutter | Town OA | 1 | High | B | 11 | 2035 | 5 | 2 | 2.7 | 12237 | 24185
Local and Special Ventilation | Fan - Extract | Town NW | 1 | Medium | D | 5 | 2029 | 3 | 3 | 2.6 | 11056 | 14546
Roller Shutters | Internal Electric Roller Shutter | Town EJ | 1 | Medium | B | 21 | 2045 | 5 | 3 | 3.2 | 21289 | 32783
LV Distribution | Main Distribution Board | Town NX | 1 | High | B | 6 | 2030 | 5 | 2 | 2.7 | 12238 | 17420
BMS | BMS Control Panel | Town NX | 1 | High | B | 6 | 2030 | 5 | 2 | 2.7 | 12239 | 17421
Fire Safety Systems | Manual and Automatic Doors - Emergency and Panic Escape Doors | Town NZ | 1 | Urgent | B | 6 | 2030 | 5 | 1 | 2.2 | 2509 | 15940
Emergency Lighting | Illuminated Fire Exit Signage | Town NU | 4 | Urgent | B | 10 | 2034 | 5 | 1 | 2.2 | 2510 | 21999
Fire Safety Systems | Manual and Automatic Doors - Emergency and Panic Escape Doors | Town NV | 1 | Urgent | B | 15 | 2039 | 5 | 1 | 2.2 | 2511 | 27764
Roller Shutters | External Manual Roller Shutter | Town NU | 1 | High | B | 1 | 2025 | 5 | 2 | 2.7 | 12240 | 3093
General Lighting | General - LED fittings & Luminaires | Town OA | 31 | Medium | B | 1 | 2025 | 5 | 3 | 3.2 | 21290 | 6639
Emergency Lighting | Illuminated Fire Exit Signage | Town EX | 6 | Urgent | B | 16 | 2040 | 5 | 1 | 2.2 | 2512 | 28661
Fire Safety Systems | Fire Extinguishers - Foam | Town NZ | 3 | Urgent | A | 10 | 2034 | 6 | 1 | 2.5 | 10826 | 22205
Fire Safety Systems | Fire Extinguishers - CO2 | Town NX | 1 | Urgent | B | 6 | 2030 | 5 | 1 | 2.2 | 2513 | 15941
Roller Shutters | External Manual Roller Shutter | Town EJ | 1 | High | B | 1 | 2025 | 5 | 2 | 2.7 | 12241 | 3094
External Doors | Entrance Doors | Town NV | 1 | High | B | 11 | 2035 | 5 | 2 | 2.7 | 12242 | 24186
Fire Safety Systems | Fire Extinguishers - Powder | Town OA | 3 | Urgent | CX | 1 | 2025 | 2 | 1 | 1.3 | 325 | 312
Fire Safety Systems | Fire Extinguishers - CO2 | Town OA | 1 | Urgent | CX | 1 | 2025 | 2 | 1 | 1.3 | 326 | 313
Local and Special Ventilation | Fan - Kitchen Extract | Town EJ | 1 | Low | CX | 1 | 2025 | 2 | 4 | 2.8 | 18348 | 5337
Fire Safety Systems | Fire Extinguishers - Foam | Town OA | 1 | Urgent | CX | 1 | 2025 | 2 | 1 | 1.3 | 327 | 314
LV Distribution | Sub Distribution Board | Town NY | 1 | High | B | 14 | 2038 | 5 | 2 | 2.7 | 12243 | 27439
Local and Special Ventilation | Fan - Axial | Town NY | 1 | Medium | B | 1 | 2025 | 5 | 3 | 3.2 | 21291 | 6640
Air Conditioning | Single-Split Evaporator - Split Systems/Heat Pumps - Air-cooled with Direct Expansion Evaporator (DX) | Town NZ | 1 | Medium | B | 5 | 2029 | 5 | 3 | 3.2 | 21292 | 14867
External Doors | Entrance Doors | Town EX | 1 | High | B | 11 | 2035 | 5 | 2 | 2.7 | 12244 | 24187
External Doors | Entrance Doors | Town NW | 1 | High | B | 25 | 2049 | 5 | 2 | 2.7 | 12245 | 33372
Fire Safety Systems | Fire Extinguishers - Foam | Town EJ | 5 | Urgent | B | 6 | 2030 | 5 | 1 | 2.2 | 2514 | 15942
Air Conditioning | Single-Split Evaporator - Split Systems/Heat Pumps - Air-cooled with Direct Expansion Evaporator (DX) | Town NW | 1 | Medium | B | 7 | 2031 | 5 | 3 | 3.2 | 21293 | 19799
Central Heating | Fan - Axial | Town NU | 1 | High | B | 1 | 2025 | 5 | 2 | 2.7 | 12246 | 3095
LV Distribution | Sub Distribution Board | Town NU | 1 | High | D | 1 | 2025 | 3 | 2 | 2.1 | 1061 | 736
LV Distribution | Sub Distribution Board | Town NU | 1 | High | B | 1 | 2025 | 5 | 2 | 2.7 | 12247 | 3096
LV Distribution | Sub Distribution Board | Town NZ | 1 | High | B | 1 | 2025 | 5 | 2 | 2.7 | 12248 | 3097
Roller Shutters | External Manual Roller Shutter | Town EJ | 1 | High | B | 1 | 2025 | 5 | 2 | 2.7 | 12249 | 3098
Fire Safety Systems | Fire Extinguishers - CO2 | Town NU | 4 | Urgent | B | 7 | 2031 | 5 | 1 | 2.2 | 2515 | 19204
LV Distribution | Sub Distribution Board | Town NW | 1 | High | B | 10 | 2034 | 5 | 2 | 2.7 | 12250 | 22275
Emergency Lighting | Self Contained - LED | Town NU | 7 | Urgent | B | 15 | 2039 | 5 | 1 | 2.2 | 2516 | 27765
Fire Safety Systems | Fire Extinguishers - Foam | Town NU | 3 | Urgent | B | 5 | 2029 | 5 | 1 | 2.2 | 2517 | 14323
AHU - Internal | Central Heating - Gas Fired (Externally Sourced) | Town OB | 1 | Medium | B | 1 | 2025 | 5 | 3 | 3.2 | 21294 | 6641
Fire Safety Systems | Fire Alarm System | Town OC | 1 | Urgent | A | 13 | 2037 | 6 | 1 | 2.5 | 10827 | 26914
LV Distribution | Sub Distribution Board | Town OD | 1 | High | B | 1 | 2025 | 5 | 2 | 2.7 | 12251 | 3099
Heat Emitters | Gas Fired Natural and Fan Assisted Heaters | Town OE | 1 | Medium | B | 6 | 2030 | 5 | 3 | 3.2 | 21295 | 18467
Multi-System Controls | Control Panel - Electrical Services (excluding Electrical Controllers and Pneumatic Relays) | Town OF | 1 | Medium | B | 2 | 2026 | 5 | 3 | 3.2 | 21296 | 13025
LV Distribution | Main Distribution Board | Town FR | 1 | High | B | 1 | 2025 | 5 | 2 | 2.7 | 12252 | 3100
LV Distribution | Sub Distribution Board | Town OG | 1 | High | B | 10 | 2034 | 5 | 2 | 2.7 | 12253 | 22276
Heat Emitters | Gas Fired Natural and Fan Assisted Heaters | Town OH | 1 | Medium | B | 1 | 2025 | 5 | 3 | 3.2 | 21297 | 6642
Central Ventilation Systems | Fan - Axial | Town OH | 1 | Medium | B | 5 | 2029 | 5 | 3 | 3.2 | 21298 | 14868
Air Conditioning | Multi-Split Evaporator - Split Systems/Heat Pumps - Air-cooled with Direct Expansion Evaporator (DX) | Town KB | 1 | Medium | B | 5 | 2029 | 5 | 3 | 3.2 | 21299 | 14869
Central Ventilation Systems | Fan - General Ventilation | Town OE | 1 | Low | B | 1 | 2025 | 5 | 4 | 3.7 | 32771 | 11804
Central Heating & Cooling | Fan - Bifurcated | Town FL | 1 | Medium | B | 1 | 2025 | 5 | 3 | 3.2 | 21300 | 6643
Local and Special Ventilation | Fan - Extract | Town OI | 1 | Medium | CX | 1 | 2025 | 2 | 3 | 2.3 | 10067 | 2033
Roller Shutters | External Electric Roller Shutter | Town FL | 1 | High | B | 10 | 2034 | 5 | 2 | 2.7 | 12254 | 22277
Central Ventilation Systems | Fan - Axial | Town OH | 1 | Medium | B | 5 | 2029 | 5 | 3 | 3.2 | 21301 | 14870
Central Ventilation Systems | Fan - General Ventilation | Town OJ | 1 | Low | B | 7 | 2031 | 5 | 4 | 3.7 | 32772 | 20218
LV Distribution | Main Distribution Board | Town OC | 1 | High | B | 6 | 2030 | 5 | 2 | 2.7 | 12255 | 17422
Local and Special Ventilation | Fan - Window / Wall Mounted | Town FD | 1 | Medium | CX | 3 | 2027 | 2 | 3 | 2.3 | 10068 | 13314
LV Distribution | Main Distribution Board | Town OH | 1 | High | B | 1 | 2025 | 5 | 2 | 2.7 | 12256 | 3101
Fire Safety Systems | Manual and Automatic Doors - Emergency and Panic Escape Doors | Town OE | 1 | Urgent | B | 10 | 2034 | 5 | 1 | 2.2 | 2518 | 22000
Fire Safety Systems | Fire Alarm Panel / Repeater | Town OH | 1 | Urgent | B | 4 | 2028 | 5 | 1 | 2.2 | 2519 | 13788
LV Distribution | Sub Distribution Board | Town FD | 1 | High | B | 8 | 2032 | 5 | 2 | 2.7 | 12257 | 20681
Heat Emitters | Gas Fired Unit Heaters | Town OC | 1 | Medium | B | 9 | 2033 | 5 | 3 | 3.2 | 21302 | 21701
Central Ventilation Systems | Fan - General Ventilation | Town KB | 1 | Low | B | 1 | 2025 | 5 | 4 | 3.7 | 32773 | 11805
Lifts | Passenger Lift Hydraulic - Electric | Town FR | 1 | Medium | B | 5 | 2029 | 5 | 3 | 3.2 | 21303 | 14871
Fire Safety Systems | Fire Extinguishers - Powder | Town OH | 3 | Urgent | A | 10 | 2034 | 6 | 1 | 2.5 | 10828 | 22206
Roller Shutters | Internal Electric Roller Shutter | Town FD | 1 | Medium | B | 11 | 2035 | 5 | 3 | 3.2 | 21304 | 24993
Roller Shutters | Internal Manual Roller Shutter | Town OK | 1 | Medium | B | 10 | 2034 | 5 | 3 | 3.2 | 21305 | 22612
External Lighting | General - LED | Town FL | 2 | Medium | B | 5 | 2029 | 5 | 3 | 3.2 | 21306 | 14872
External Lighting | General - LED | Town OL | 1 | Medium | B | 10 | 2034 | 5 | 3 | 3.2 | 21307 | 22613
Fire Safety Systems | Fire Extinguishers - CO2 | Town FL | 3 | Urgent | B | 6 | 2030 | 5 | 1 | 2.2 | 2520 | 15943
Fire Safety Systems | Fire Extinguishers - Foam | Town OH | 4 | Urgent | B | 8 | 2032 | 5 | 1 | 2.2 | 2521 | 20303
Emergency Lighting | Illuminated Fire Exit Signage | Town OF | 3 | Urgent | B | 16 | 2040 | 5 | 1 | 2.2 | 2522 | 28662
Local Hot Water | Package Electric Water Heaters - Non-Drinking Water | Town FR | 1 | Medium | B | 7 | 2031 | 5 | 3 | 3.2 | 21308 | 19800
Central Ventilation Systems | Fan - General Ventilation | Town OE | 1 | Low | B | 1 | 2025 | 5 | 4 | 3.7 | 32774 | 11806
Central Ventilation Systems | Fan - General Ventilation | Town KB | 1 | Low | B | 11 | 2035 | 5 | 4 | 3.7 | 32775 | 25720
Local and Special Ventilation | Fan - Extract | Town OM | 1 | Medium | DX | 1 | 2025 | 1 | 3 | 2 | 793 | 513
General Lighting | General - LED fittings & Luminaires | Town FD | 41 | Medium | CX | 1 | 2025 | 2 | 3 | 2.3 | 10069 | 2034
Access Control | Door Lock / Keypad / Manual | Town OB | 1 | Medium | B | 1 | 2025 | 5 | 3 | 3.2 | 21309 | 6644
Local Hot Water | Instantaneous Electric Water Heater - Non-Drinking Water | Town OE | 1 | Medium | B | 10 | 2034 | 5 | 3 | 3.2 | 21310 | 22614
Roller Shutters | External Electric Roller Shutter | Town LL | 1 | High | B | 10 | 2034 | 5 | 2 | 2.7 | 12258 | 22278
Fire Safety Systems | Fire Alarm System | Town OE | 1 | Urgent | B | 13 | 2037 | 5 | 1 | 2.2 | 2523 | 26830
Heat Emitters | Electric Heaters | Town OH | 1 | Medium | B | 1 | 2025 | 5 | 3 | 3.2 | 21311 | 6645
Air Conditioning | Single-Split Condenser - Split Systems/Heat Pumps - Air-cooled with Direct Expansion Evaporator (DX) | Town OH | 1 | Medium | A | 13 | 2037 | 6 | 3 | 3.5 | 32461 | 27279
Roller Shutters | External Manual Roller Shutter | Town OE | 1 | High | B | 1 | 2025 | 5 | 2 | 2.7 | 12259 | 3102
Central Heating & Cooling | Fan - Bifurcated | Town LL | 1 | Medium | B | 1 | 2025 | 5 | 3 | 3.2 | 21312 | 6646
Local and Special Ventilation | Fan - Extract | Town LL | 1 | Medium | B | 1 | 2025 | 5 | 3 | 3.2 | 21313 | 6647
LV Distribution | Main Distribution Board | Town LL | 1 | High | B | 5 | 2029 | 5 | 2 | 2.7 | 12260 | 14593
LV Distribution | Sub Distribution Board | Town FT | 1 | High | B | 18 | 2042 | 5 | 2 | 2.7 | 12261 | 30778
Fire Safety Systems | Fire Extinguishers - Foam | Town OC | 1 | Urgent | B | 6 | 2030 | 5 | 1 | 2.2 | 2524 | 15944
Heat Emitters | Radiators - Steel | Town OG | 1 | Medium | B | 6 | 2030 | 5 | 3 | 3.2 | 21314 | 18468
Fire Safety Systems | Fire Extinguishers - Foam | Town ON | 3 | Urgent | B | 6 | 2030 | 5 | 1 | 2.2 | 2525 | 15945
Air Conditioning | Multi-Split Evaporator - Split Systems/Heat Pumps - Air-cooled with Direct Expansion Evaporator (DX) | Town FD | 1 | Medium | B | 7 | 2031 | 5 | 3 | 3.2 | 21315 | 19801
Emergency Lighting | Illuminated Fire Exit Signage | Town KB | 3 | Urgent | B | 16 | 2040 | 5 | 1 | 2.2 | 2526 | 28663
General Lighting | General - LED fittings & Luminaires | Town KB | 87 | Medium | B | 17 | 2041 | 5 | 3 | 3.2 | 21316 | 30406
Emergency Lighting | Self Contained - LED | Town OM | 9 | Urgent | B | 23 | 2047 | 5 | 1 | 2.2 | 2527 | 33078
Heat Emitters | Electric Heaters | Town OO | 1 | Medium | B | 5 | 2029 | 5 | 3 | 3.2 | 21317 | 14873
Emergency Lighting | Self Contained - LED | Town OE | 1 | Urgent | B | 22 | 2046 | 5 | 1 | 2.2 | 2528 | 32838
Fire Safety Systems | Fire Extinguishers - CO2 | Town LL | 5 | Urgent | B | 6 | 2030 | 5 | 1 | 2.2 | 2529 | 15946
Fire Safety Systems | Fire Extinguishers - CO2 | Town OD | 7 | Urgent | B | 6 | 2030 | 5 | 1 | 2.2 | 2530 | 15947
LV Distribution | Sub Distribution Board | Town OD | 1 | High | B | 1 | 2025 | 5 | 2 | 2.7 | 12262 | 3103
Heat Emitters | Electric Heaters | Town OE | 3 | Medium | B | 1 | 2025 | 5 | 3 | 3.2 | 21318 | 6648
Heat Emitters | Electric Heaters | Town OO | 1 | Medium | B | 5 | 2029 | 5 | 3 | 3.2 | 21319 | 14874
Roller Shutters | Internal Electric Roller Shutter | Town OB | 1 | Medium | B | 9 | 2033 | 5 | 3 | 3.2 | 21320 | 21702
Local and Special Ventilation | Fan - Axial | Town OH | 1 | Medium | B | 5 | 2029 | 5 | 3 | 3.2 | 21321 | 14875
Emergency Lighting | Illuminated Fire Exit Signage | Town OH | 2 | Urgent | B | 15 | 2039 | 5 | 1 | 2.2 | 2531 | 27766
Emergency Lighting | Self Contained - LED | Town OE | 2 | Urgent | B | 22 | 2046 | 5 | 1 | 2.2 | 2532 | 32839
Central Ventilation Systems | Fan - General Ventilation | Town OL | 1 | Low | B | 1 | 2025 | 5 | 4 | 3.7 | 32776 | 11807
Emergency Lighting | Illuminated Fire Exit Signage | Town OK | 3 | Urgent | B | 17 | 2041 | 5 | 1 | 2.2 | 2533 | 30027
General Lighting | General - LED fittings & Luminaires | Town OP | 11 | Medium | A | 20 | 2044 | 6 | 3 | 3.5 | 32462 | 31694
LV Distribution | Main Distribution Board | Town ON | 1 | High | B | 6 | 2030 | 5 | 2 | 2.7 | 12263 | 17423
External Doors | Entrance Doors | Town OB | 1 | High | B | 19 | 2043 | 5 | 2 | 2.7 | 12264 | 31155
Fire Safety Systems | Fire Alarm System | Town OO | 1 | Urgent | B | 12 | 2036 | 5 | 1 | 2.2 | 2534 | 25960
Roller Shutters | Internal Electric Roller Shutter | Town OH | 1 | Medium | B | 11 | 2035 | 5 | 3 | 3.2 | 21322 | 24994
Emergency Lighting | Illuminated Fire Exit Signage | Town OH | 3 | Urgent | B | 6 | 2030 | 5 | 1 | 2.2 | 2535 | 15948
Air Conditioning | Multi-Split Condenser - Split Systems/Heat Pumps - Air-cooled with Direct Expansion Evaporator (DX) | Town FD | 1 | Medium | B | 3 | 2027 | 5 | 3 | 3.2 | 21323 | 13458
LV Distribution | Main Distribution Board | Town LL | 1 | High | B | 5 | 2029 | 5 | 2 | 2.7 | 12265 | 14594
LV Distribution | Main Switch Panel at Supply Intake | Town OP | 1 | Medium | A | 20 | 2044 | 6 | 3 | 3.5 | 32463 | 31695
Fire Safety Systems | Fire Extinguishers - Foam | Town KB | 2 | Urgent | B | 6 | 2030 | 5 | 1 | 2.2 | 2536 | 15949
Heat Emitters | Gas Radiant Tube Heaters | Town OD | 1 | Medium | B | 1 | 2025 | 5 | 3 | 3.2 | 21324 | 6649
Central Heating & Cooling | Fan - Bifurcated | Town FR | 1 | Medium | B | 1 | 2025 | 5 | 3 | 3.2 | 21325 | 6650
Local and Special Ventilation | Fan - Extract | Town OM | 1 | Medium | DX | 1 | 2025 | 1 | 3 | 2 | 794 | 514
LV Distribution | Sub Distribution Board | Town FT | 1 | High | D | 11 | 2035 | 3 | 2 | 2.1 | 1062 | 23307
LV Distribution | Sub Distribution Board | Town OD | 1 | High | B | 1 | 2025 | 5 | 2 | 2.7 | 12266 | 3104
LV Distribution | Sub Distribution Board | Town FD | 1 | High | B | 4 | 2028 | 5 | 2 | 2.7 | 12267 | 13910
LV Distribution | Main Switch Panel at Supply Intake | Town OO | 1 | Medium | B | 17 | 2041 | 5 | 3 | 3.2 | 21326 | 30407
Fire Safety Systems | Sprinkler System - Break Tank | Town OE | 1 | Urgent | B | 18 | 2042 | 5 | 1 | 2.2 | 2537 | 30622
Local and Special Ventilation | Fan - Extract | Town AJ | 1 | Medium | B | 1 | 2025 | 5 | 3 | 3.2 | 21327 | 6651
Emergency Lighting | Self Contained - LED | Town OE | 8 | Urgent | B | 22 | 2046 | 5 | 1 | 2.2 | 2538 | 32840
Fire Safety Systems | Fire Extinguishers - CO2 | Town FR | 3 | Urgent | B | 6 | 2030 | 5 | 1 | 2.2 | 2539 | 15950
Air Conditioning | Multi-Split Evaporator - Split Systems/Heat Pumps - Air-cooled with Direct Expansion Evaporator (DX) | Town FL | 1 | Medium | B | 5 | 2029 | 5 | 3 | 3.2 | 21328 | 14876
Roller Shutters | Internal Electric Roller Shutter | Town FD | 1 | Medium | B | 11 | 2035 | 5 | 3 | 3.2 | 21329 | 24995
Roller Shutters | External Manual Roller Shutter | Town OM | 1 | High | B | 1 | 2025 | 5 | 2 | 2.7 | 12268 | 3105
General Lighting | General - LED fittings & Luminaires | Town OH | 33 | Medium | B | 9 | 2033 | 5 | 3 | 3.2 | 21330 | 21703
Central Ventilation Systems | Fan - General Ventilation | Town OE | 1 | Low | B | 6 | 2030 | 5 | 4 | 3.7 | 32777 | 19097
Central Ventilation Systems | Fan - General Ventilation | Town KB | 1 | Low | B | 1 | 2025 | 5 | 4 | 3.7 | 32778 | 11808
Roller Shutters | External Manual Roller Shutter | Town OO | 1 | High | B | 11 | 2035 | 5 | 2 | 2.7 | 12269 | 24188
Local and Special Ventilation | Fan - General Ventilation | Town ON | 1 | Medium | B | 4 | 2028 | 5 | 3 | 3.2 | 21331 | 14051
Access Control | Door Lock / Keypad / Manual | Town OC | 1 | Medium | B | 1 | 2025 | 5 | 3 | 3.2 | 21332 | 6652
Heat Emitters | Electric Heaters | Town LL | 1 | Medium | B | 1 | 2025 | 5 | 3 | 3.2 | 21333 | 6653
Security Systems | Manual and Automatic Doors - High Security Door | Town KB | 1 | High | B | 17 | 2041 | 5 | 2 | 2.7 | 12270 | 30292
Emergency Lighting | Self Contained - LED | Town OB | 10 | Urgent | B | 22 | 2046 | 5 | 1 | 2.2 | 2540 | 32841
Emergency Lighting | Illuminated Fire Exit Signage | Town OQ | 5 | Urgent | A | 19 | 2043 | 6 | 1 | 2.5 | 10829 | 31127
Emergency Lighting | Self Contained - LED | Town OF | 11 | Urgent | B | 22 | 2046 | 5 | 1 | 2.2 | 2541 | 32842
Fire Safety Systems | Manual and Automatic Doors - Emergency and Panic Escape Doors | Town OE | 1 | Urgent | B | 20 | 2044 | 5 | 1 | 2.2 | 2542 | 31418
External Doors | Manual and Automatic Doors - Auto / Powered Sliding Doors | Town OF | 1 | High | B | 17 | 2041 | 5 | 2 | 2.7 | 12271 | 30293
Fire Safety Systems | Fire Extinguishers - CO2 | Town KB | 2 | Urgent | B | 6 | 2030 | 5 | 1 | 2.2 | 2543 | 15951
Emergency Lighting | Self Contained - LED | Town OE | 9 | Urgent | A | 24 | 2048 | 6 | 1 | 2.5 | 10830 | 33252
General Lighting | General - LED fittings & Luminaires | Town OE | 3 | Medium | B | 10 | 2034 | 5 | 3 | 3.2 | 21334 | 22615
Fire Safety Systems | Fire Extinguishers - Foam | Town OG | 3 | Urgent | B | 5 | 2029 | 5 | 1 | 2.2 | 2544 | 14324
Air Conditioning | Single-Split Evaporator - Split Systems/Heat Pumps - Air-cooled with Direct Expansion Evaporator (DX) | Town FT | 1 | Medium | CX | 1 | 2025 | 2 | 3 | 2.3 | 10070 | 2035
LV Distribution | Sub Distribution Board | Town OR | 1 | High | B | 1 | 2025 | 5 | 2 | 2.7 | 12272 | 3106
General Lighting | General - LED fittings & Luminaires | Town OF | 90 | Medium | B | 17 | 2041 | 5 | 3 | 3.2 | 21335 | 30408
Air Conditioning | Multi-Split Condenser - Split Systems/Heat Pumps - Air-cooled with Direct Expansion Evaporator (DX) | Town KB | 1 | Medium | B | 5 | 2029 | 5 | 3 | 3.2 | 21336 | 14877
LV Distribution | Main Distribution Board | Town KB | 1 | High | B | 9 | 2033 | 5 | 2 | 2.7 | 12273 | 21570
Roller Shutters | External Manual Roller Shutter | Town OE | 1 | High | B | 1 | 2025 | 5 | 2 | 2.7 | 12274 | 3107
Roller Shutters | External Manual Roller Shutter | Town FD | 1 | High | B | 1 | 2025 | 5 | 2 | 2.7 | 12275 | 3108
Emergency Lighting | Self Contained - LED | Town OL | 11 | Urgent | B | 21 | 2045 | 5 | 1 | 2.2 | 2545 | 31828
Local and Special Ventilation | Fan - Axial | Town FD | 1 | Medium | B | 7 | 2031 | 5 | 3 | 3.2 | 21337 | 19802
Fire Safety Systems | Fire Extinguishers - Foam | Town OF | 1 | Urgent | B | 6 | 2030 | 5 | 1 | 2.2 | 2546 | 15952
External Doors | Manual and Automatic Doors - Auto / Powered Sliding Doors | Town KB | 1 | High | B | 25 | 2049 | 5 | 2 | 2.7 | 12276 | 33373
Fire Safety Systems | Smoke Extract - Control Panel | Town FL | 1 | Urgent | B | 10 | 2034 | 5 | 1 | 2.2 | 2547 | 22001
Heat Emitters | Electric Heaters | Town OH | 1 | Medium | B | 1 | 2025 | 5 | 3 | 3.2 | 21338 | 6654
Local and Special Ventilation | Fan - Kitchen Extract | Town OL | 1 | Low | B | 5 | 2029 | 5 | 4 | 3.7 | 32779 | 15595
General Lighting | General - LED fittings & Luminaires | Town OL | 84 | Medium | A | 18 | 2042 | 6 | 3 | 3.5 | 32464 | 31004
Fire Safety Systems | Fire Extinguishers - CO2 | Town OC | 4 | Urgent | B | 6 | 2030 | 5 | 1 | 2.2 | 2548 | 15953
Communication Systems | PA System | Town FD | 1 | Medium | B | 10 | 2034 | 5 | 3 | 3.2 | 21339 | 22616
Heat Emitters | Gas Fired Natural and Fan Assisted Heaters | Town OE | 1 | Medium | B | 13 | 2037 | 5 | 3 | 3.2 | 21340 | 27082
Fire Safety Systems | Fire Extinguishers - CO2 | Town OG | 1 | Urgent | B | 9 | 2033 | 5 | 1 | 2.2 | 2549 | 21247
Fire Safety Systems | Manual and Automatic Doors - Emergency and Panic Escape Doors | Town OH | 1 | Urgent | B | 11 | 2035 | 5 | 1 | 2.2 | 2550 | 23419
Fire Safety Systems | Fire Alarm System | Town OK | 1 | Urgent | B | 7 | 2031 | 5 | 1 | 2.2 | 2551 | 19205
AHU - Internal | Central Air Conditioning - Electric Heating | Town LL | 1 | High | B | 18 | 2042 | 5 | 2 | 2.7 | 12277 | 30779
LV Distribution | Main Distribution Board | Town OM | 1 | High | B | 1 | 2025 | 5 | 2 | 2.7 | 12278 | 3109
Local and Special Ventilation | Fan - Kitchen Window / Wall Mounted | Town OO | 1 | Medium | B | 5 | 2029 | 5 | 3 | 3.2 | 21341 | 14878
Fire Safety Systems | Fire Extinguishers - Foam | Town FR | 4 | Urgent | B | 6 | 2030 | 5 | 1 | 2.2 | 2552 | 15954
Roller Shutters | External Electric Roller Shutter | Town FD | 1 | High | B | 21 | 2045 | 5 | 2 | 2.7 | 12279 | 32564
Security Systems | Manual and Automatic Doors - High Security Door | Town OF | 1 | High | B | 17 | 2041 | 5 | 2 | 2.7 | 12280 | 30294
Heat Emitters | Radiators - Steel | Town FR | 4 | Medium | B | 1 | 2025 | 5 | 3 | 3.2 | 21342 | 6655
Fire Safety Systems | Fire Extinguishers - Foam | Town OO | 2 | Urgent | B | 9 | 2033 | 5 | 1 | 2.2 | 2553 | 21248
External Doors | Entrance Doors | Town OD | 1 | High | B | 15 | 2039 | 5 | 2 | 2.7 | 12281 | 28095
Emergency Lighting | Illuminated Fire Exit Signage | Town OD | 9 | Urgent | B | 16 | 2040 | 5 | 1 | 2.2 | 2554 | 28664
Access Control | Door Lock / Keypad / Manual | Town OE | 1 | Medium | B | 6 | 2030 | 5 | 3 | 3.2 | 21343 | 18469
Fire Safety Systems | Fire Extinguishers - CO2 | Town OH | 2 | Urgent | A | 10 | 2034 | 6 | 1 | 2.5 | 10831 | 22207
General Lighting | General - LED fittings & Luminaires | Town OO | 30 | Medium | B | 17 | 2041 | 5 | 3 | 3.2 | 21344 | 30409
Fire Safety Systems | Manual and Automatic Doors - Emergency and Panic Escape Doors | Town OR | 1 | Urgent | B | 11 | 2035 | 5 | 1 | 2.2 | 2555 | 23420
Local Hot Water | Package Electric Water Heaters - Non-Drinking Water | Town FD | 1 | Medium | B | 9 | 2033 | 5 | 3 | 3.2 | 21345 | 21704
Lifts | Passenger Lift Hydraulic - Electric | Town FL | 1 | Medium | B | 5 | 2029 | 5 | 3 | 3.2 | 21346 | 14879
General Lighting | General - LED fittings & Luminaires | Town OP | 24 | Medium | A | 20 | 2044 | 6 | 3 | 3.5 | 32465 | 31696
Emergency Lighting | Self Contained - Non LED | Town FD | 1 | Urgent | B | 6 | 2030 | 5 | 1 | 2.2 | 2556 | 15955
LV Distribution | Main Distribution Board | Town OM | 1 | High | B | 1 | 2025 | 5 | 2 | 2.7 | 12282 | 3110
Multi-System Controls | Control Panel - Electrical Services (excluding Electrical Controllers and Pneumatic Relays) | Town OH | 1 | Medium | B | 6 | 2030 | 5 | 3 | 3.2 | 21347 | 18470
Security Systems | Manual and Automatic Doors - High Security Door | Town FL | 1 | High | B | 20 | 2044 | 5 | 2 | 2.7 | 12283 | 31597
General Lighting | General - LED fittings & Luminaires | Town OK | 41 | Medium | A | 18 | 2042 | 6 | 3 | 3.5 | 32466 | 31005
Emergency Lighting | Self Contained - LED | Town FL | 4 | Urgent | B | 22 | 2046 | 5 | 1 | 2.2 | 2557 | 32843
Fire Safety Systems | Fire Blanket | Town AJ | 1 | Urgent | B | 4 | 2028 | 5 | 1 | 2.2 | 2558 | 13789
Fire Safety Systems | Manual and Automatic Doors - Emergency and Panic Escape Doors | Town OH | 1 | Urgent | B | 11 | 2035 | 5 | 1 | 2.2 | 2559 | 23421
External Doors | Entrance Doors | Town OE | 1 | High | B | 10 | 2034 | 5 | 2 | 2.7 | 12284 | 22279
General Lighting | General - LED fittings & Luminaires | Town OE | 35 | Medium | B | 15 | 2039 | 5 | 3 | 3.2 | 21348 | 28370
Emergency Lighting | Illuminated Fire Exit Signage | Town LL | 4 | Urgent | B | 16 | 2040 | 5 | 1 | 2.2 | 2560 | 28665
Access Control | Door Lock / Keypad / Manual | Town KB | 1 | Medium | B | 1 | 2025 | 5 | 3 | 3.2 | 21349 | 6656
Local Hot Water | Instantaneous Electric Water Heater - Non-Drinking Water | Town OE | 1 | Medium | B | 14 | 2038 | 5 | 3 | 3.2 | 21350 | 27531
Local and Special Ventilation | Fan - Axial | Town FD | 1 | Medium | B | 7 | 2031 | 5 | 3 | 3.2 | 21351 | 19803
External Doors | Manual and Automatic Doors - Auto / Powered Sliding Doors | Town FR | 1 | High | B | 20 | 2044 | 5 | 2 | 2.7 | 12285 | 31598
Roller Shutters | Internal Electric Roller Shutter | Town OJ | 1 | Medium | B | 10 | 2034 | 5 | 3 | 3.2 | 21352 | 22617
Emergency Lighting | Self Contained - LED | Town OH | 12 | Urgent | B | 15 | 2039 | 5 | 1 | 2.2 | 2561 | 27767
Heat Emitters | Electric Heaters | Town FD | 1 | Medium | B | 1 | 2025 | 5 | 3 | 3.2 | 21353 | 6657
LV Distribution | Sub Distribution Board | Town FD | 1 | High | B | 8 | 2032 | 5 | 2 | 2.7 | 12286 | 20682
LV Distribution | Sub Distribution Board | Town OL | 1 | High | B | 10 | 2034 | 5 | 2 | 2.7 | 12287 | 22280
Fire Safety Systems | Fire Extinguishers - Foam | Town FD | 7 | Urgent | B | 9 | 2033 | 5 | 1 | 2.2 | 2562 | 21249
Fire Safety Systems | Fire Extinguishers - CO2 | Town OH | 1 | Urgent | B | 1 | 2025 | 5 | 1 | 2.2 | 2563 | 1057
External Doors | Entrance Doors | Town OH | 1 | High | B | 24 | 2048 | 5 | 2 | 2.7 | 12288 | 33261
General Lighting | General - LED fittings & Luminaires | Town OE | 17 | Medium | A | 19 | 2043 | 6 | 3 | 3.5 | 32467 | 31384
Emergency Lighting | Self Contained - LED | Town OE | 7 | Urgent | B | 22 | 2046 | 5 | 1 | 2.2 | 2564 | 32844
General Lighting | General - LED fittings & Luminaires | Town FR | 125 | Medium | B | 17 | 2041 | 5 | 3 | 3.2 | 21354 | 30410
Fire Safety Systems | Fire Blanket | Town FL | 1 | Urgent | B | 1 | 2025 | 5 | 1 | 2.2 | 2565 | 1058
Local and Special Ventilation | Fan - Kitchen Extract | Town OK | 1 | Low | B | 6 | 2030 | 5 | 4 | 3.7 | 32780 | 19098
BMS | BMS Control Panel | Town OF | 1 | High | A | 9 | 2033 | 6 | 2 | 3 | 19519 | 21658
Heat Emitters | Electric Heaters | Town FD | 1 | Medium | B | 4 | 2028 | 5 | 3 | 3.2 | 21355 | 14052
External Lighting | General - LED | Town FR | 2 | Medium | B | 5 | 2029 | 5 | 3 | 3.2 | 21356 | 14880
LV Distribution | Main Distribution Board | Town AJ | 1 | High | B | 3 | 2027 | 5 | 2 | 2.7 | 12289 | 13337
LV Distribution | Main Distribution Board | Town OH | 1 | High | B | 1 | 2025 | 5 | 2 | 2.7 | 12290 | 3111
Roller Shutters | Internal Electric Roller Shutter | Town OH | 1 | Medium | B | 11 | 2035 | 5 | 3 | 3.2 | 21357 | 24996
Emergency Lighting | Self Contained - LED | Town FD | 4 | Urgent | B | 21 | 2045 | 5 | 1 | 2.2 | 2566 | 31829
Fire Safety Systems | Fire Extinguishers - Foam | Town LL | 3 | Urgent | B | 6 | 2030 | 5 | 1 | 2.2 | 2567 | 15956
Central Ventilation Systems | Fan - General Ventilation | Town OB | 1 | Low | B | 1 | 2025 | 5 | 4 | 3.7 | 32781 | 11809
LV Distribution | Main Distribution Board | Town OH | 1 | High | B | 6 | 2030 | 5 | 2 | 2.7 | 12291 | 17424
Emergency Lighting | Self Contained - LED | Town FD | 23 | Urgent | B | 21 | 2045 | 5 | 1 | 2.2 | 2568 | 31830
Emergency Lighting | Self Contained - LED | Town LL | 6 | Urgent | B | 22 | 2046 | 5 | 1 | 2.2 | 2569 | 32845
Local and Special Ventilation | Fan - Extract | Town OS | 1 | Medium | D | 1 | 2025 | 3 | 3 | 2.6 | 11057 | 2584
LV Distribution | Sub Distribution Board | Town OT | 1 | High | B | 1 | 2025 | 5 | 2 | 2.7 | 12292 | 3112
LV Distribution | Sub Distribution Board | Town OU | 1 | High | B | 1 | 2025 | 5 | 2 | 2.7 | 12293 | 3113
LV Distribution | Main Distribution Board | Town OV | 1 | High | B | 1 | 2025 | 5 | 2 | 2.7 | 12294 | 3114
Air Conditioning | Multi-Split Evaporator - Split Systems/Heat Pumps - Air-cooled with Direct Expansion Evaporator (DX) | Town OW | 1 | Medium | B | 2 | 2026 | 5 | 3 | 3.2 | 21358 | 13026
Central Ventilation Systems | Fan - General Ventilation | Town OW | 1 | Low | B | 2 | 2026 | 5 | 4 | 3.7 | 32782 | 13225
External Doors | Manual and Automatic Doors - Auto / Powered Sliding Doors | Town OV | 1 | High | B | 11 | 2035 | 5 | 2 | 2.7 | 12295 | 24189
LV Distribution | Main Distribution Board | Town OW | 1 | High | D | 7 | 2031 | 3 | 2 | 2.1 | 1063 | 19134
LV Distribution | Sub Distribution Board | Town OX | 1 | High | B | 15 | 2039 | 5 | 2 | 2.7 | 12296 | 28096
Heat Emitters | Unit Heaters | Town KP | 1 | Medium | B | 1 | 2025 | 5 | 3 | 3.2 | 21359 | 6658
LV Distribution | Sub Distribution Board | Town KP | 1 | High | B | 1 | 2025 | 5 | 2 | 2.7 | 12297 | 3115
LV Distribution | Main Distribution Board | Town OS | 1 | High | B | 1 | 2025 | 5 | 2 | 2.7 | 12298 | 3116
LV Distribution | Sub Distribution Board | Town OY | 1 | High | B | 16 | 2040 | 5 | 2 | 2.7 | 12299 | 29110
Local and Special Ventilation | Fan - Kitchen Extract | Town OW | 1 | Low | A | 13 | 2037 | 6 | 4 | 4 | 33823 | 27315
Multi-System Controls | Motor Control Centre | Town OX | 1 | Low | B | 1 | 2025 | 5 | 4 | 3.7 | 32783 | 11810
Emergency Lighting | Illuminated Fire Exit Signage | Town OZ | 1 | Urgent | B | 13 | 2037 | 5 | 1 | 2.2 | 2570 | 26831
Heat Emitters | Electric Heaters | Town PA | 2 | Medium | B | 1 | 2025 | 5 | 3 | 3.2 | 21360 | 6659
External Lighting | General - Non LED | Town KP | 3 | Medium | B | 1 | 2025 | 5 | 3 | 3.2 | 21361 | 6660
External Lighting | General - LED | Town JU | 2 | Medium | B | 14 | 2038 | 5 | 3 | 3.2 | 21362 | 27532
Fire Safety Systems | Fire Extinguishers - CO2 | Town OS | 2 | Urgent | B | 6 | 2030 | 5 | 1 | 2.2 | 2571 | 15957
LV Distribution | Main Distribution Board | Town PB | 1 | High | B | 11 | 2035 | 5 | 2 | 2.7 | 12300 | 24190
LV Distribution | Sub Distribution Board | Town PC | 1 | High | B | 5 | 2029 | 5 | 2 | 2.7 | 12301 | 14595
Security Systems | Manual and Automatic Doors - High Security Door | Town OU | 1 | High | B | 11 | 2035 | 5 | 2 | 2.7 | 12302 | 24191
General Lighting | General - LED fittings & Luminaires | Town OX | 63 | Medium | B | 17 | 2041 | 5 | 3 | 3.2 | 21363 | 30411
General Lighting | General - LED fittings & Luminaires | Town PD | 33 | Medium | B | 15 | 2039 | 5 | 3 | 3.2 | 21364 | 28371
Heat Emitters | Gas Fired Unit Heaters | Town OT | 1 | Medium | D | 8 | 2032 | 3 | 3 | 2.6 | 11058 | 20667
Fire Safety Systems | Manual and Automatic Doors - Emergency and Panic Escape Doors | Town OT | 1 | Urgent | B | 6 | 2030 | 5 | 1 | 2.2 | 2572 | 15958
AHU - Internal | Central Air Conditioning - Gas Fired | Town OS | 1 | Medium | B | 1 | 2025 | 5 | 3 | 3.2 | 21365 | 6661
Roller Shutters | External Electric Roller Shutter | Town PE | 1 | High | B | 11 | 2035 | 5 | 2 | 2.7 | 12303 | 24192
LV Distribution | Sub Distribution Board | Town OV | 1 | High | B | 18 | 2042 | 5 | 2 | 2.7 | 12304 | 30780
General Lighting | General - LED fittings & Luminaires | Town PF | 1 | Medium | B | 16 | 2040 | 5 | 3 | 3.2 | 21366 | 29372
Heat Emitters | Electric Overdoor Air Curtain/Heater | Town OW | 1 | Medium | B | 5 | 2029 | 5 | 3 | 3.2 | 21367 | 14881
LV Distribution | Sub Distribution Board | Town PB | 1 | High | B | 11 | 2035 | 5 | 2 | 2.7 | 12305 | 24193
Local and Special Ventilation | Fan - Kitchen Extract | Town OW | 1 | Low | B | 12 | 2036 | 5 | 4 | 3.7 | 32784 | 26796
Specialist Lighting | Illuminated External Signs | Town OV | 1 | Medium | C | 1 | 2025 | 4 | 3 | 2.9 | 18449 | 5406
Emergency Lighting | Illuminated Fire Exit Signage | Town OU | 6 | Urgent | B | 12 | 2036 | 5 | 1 | 2.2 | 2573 | 25961
External Doors | Entrance Doors | Town OT | 1 | High | B | 6 | 2030 | 5 | 2 | 2.7 | 12306 | 17425
Local and Special Ventilation | Fan - Kitchen Extract | Town OX | 1 | Low | B | 1 | 2025 | 5 | 4 | 3.7 | 32785 | 11811
External Doors | Entrance Doors | Town OW | 1 | High | B | 11 | 2035 | 5 | 2 | 2.7 | 12307 | 24194
Local and Special Ventilation | Fan - Axial | Town OV | 1 | Medium | C | 1 | 2025 | 4 | 3 | 2.9 | 18450 | 5407
Access Control | Door Lock / Keypad / Manual | Town OX | 1 | Medium | CX | 5 | 2029 | 2 | 3 | 2.3 | 10071 | 14529
Fire Safety Systems | Fire Extinguishers - CO2 | Town OS | 3 | Urgent | B | 6 | 2030 | 5 | 1 | 2.2 | 2574 | 15959
Boiler | Atmospheric Gas Burner Boiler - Small and/or Wall Hung for Domestic Installation | Town OT | 1 | Medium | DX | 1 | 2025 | 1 | 3 | 2 | 795 | 515
Roller Shutters | External Electric Roller Shutter | Town OT | 1 | High | B | 16 | 2040 | 5 | 2 | 2.7 | 12308 | 29111
Roller Shutters | Internal Electric Roller Shutter | Town KP | 1 | Medium | B | 1 | 2025 | 5 | 3 | 3.2 | 21368 | 6662
Roller Shutters | External Manual Roller Shutter | Town OS | 1 | High | B | 1 | 2025 | 5 | 2 | 2.7 | 12309 | 3117
Emergency Lighting | Illuminated Fire Exit Signage | Town PE | 4 | Urgent | B | 12 | 2036 | 5 | 1 | 2.2 | 2575 | 25962
General Lighting | General - LED fittings & Luminaires | Town OU | 9 | Medium | B | 15 | 2039 | 5 | 3 | 3.2 | 21369 | 28372
Fire Safety Systems | Manual and Automatic Doors - Emergency and Panic Escape Doors | Town OT | 1 | Urgent | B | 6 | 2030 | 5 | 1 | 2.2 | 2576 | 15960
Security Systems | Manual and Automatic Doors - High Security Door | Town OS | 1 | High | B | 11 | 2035 | 5 | 2 | 2.7 | 12310 | 24195
Burner | Forced draft gas burner | Town OX | 1 | Medium | B | 1 | 2025 | 5 | 3 | 3.2 | 21370 | 6663
Fire Safety Systems | Fire Blanket | Town OS | 2 | Urgent | B | 4 | 2028 | 5 | 1 | 2.2 | 2577 | 13790
LV Distribution | Sub Distribution Board | Town PD | 1 | High | B | 6 | 2030 | 5 | 2 | 2.7 | 12311 | 17426
Roller Shutters | External Manual Roller Shutter | Town OY | 1 | High | B | 1 | 2025 | 5 | 2 | 2.7 | 12312 | 3118
Access Control | Gate Access - Local Lock / Keypad / Manual (External) | Town OV | 1 | Medium | C | 1 | 2025 | 4 | 3 | 2.9 | 18451 | 5408
Roller Shutters | Internal Electric Roller Shutter | Town OW | 1 | Medium | B | 12 | 2036 | 5 | 3 | 3.2 | 21371 | 26373
Roller Shutters | External Electric Roller Shutter | Town OU | 1 | High | B | 11 | 2035 | 5 | 2 | 2.7 | 12313 | 24196
Emergency Lighting | Self Contained - LED | Town PE | 7 | Urgent | B | 20 | 2044 | 5 | 1 | 2.2 | 2578 | 31419
Emergency Lighting | Illuminated Fire Exit Signage | Town OV | 1 | Urgent | B | 16 | 2040 | 5 | 1 | 2.2 | 2579 | 28666
External Lighting | General - Non LED | Town OW | 3 | Medium | B | 1 | 2025 | 5 | 3 | 3.2 | 21372 | 6664
LV Distribution | Main Distribution Board | Town OV | 1 | High | B | 1 | 2025 | 5 | 2 | 2.7 | 12314 | 3119
Boiler | Electric Boilers | Town KP | 1 | Medium | B | 1 | 2025 | 5 | 3 | 3.2 | 21373 | 6665
Local Hot Water | Package Electric Water Heaters - Non-Drinking Water | Town OS | 1 | Medium | B | 1 | 2025 | 5 | 3 | 3.2 | 21374 | 6666
Fire Safety Systems | Fire Alarm Panel / Repeater | Town PF | 1 | Urgent | B | 11 | 2035 | 5 | 1 | 2.2 | 2580 | 23422
Air Conditioning | Multi-Split Condenser - Split Systems/Heat Pumps - Air-cooled with Direct Expansion Evaporator (DX) | Town PE | 1 | Medium | B | 1 | 2025 | 5 | 3 | 3.2 | 21375 | 6667
Air Conditioning | Multi-Split Condenser - DX Split Systems (With Gas, Electric or Hot Water Heaters) | Town PG | 1 | Medium | A | 14 | 2038 | 6 | 3 | 3.5 | 32468 | 27659
Local and Special Ventilation | Fan - Extract | Town OV | 1 | Medium | B | 1 | 2025 | 5 | 3 | 3.2 | 21376 | 6668
Air Conditioning | Single-Split Evaporator - Split Systems/Heat Pumps - Air-cooled with Direct Expansion Evaporator (DX) | Town PG | 1 | Medium | B | 2 | 2026 | 5 | 3 | 3.2 | 21377 | 13027
Central Ventilation Systems | Fan - Extract | Town OS | 1 | Medium | B | 1 | 2025 | 5 | 3 | 3.2 | 21378 | 6669
LV Distribution | Main Distribution Board | Town OV | 1 | High | B | 18 | 2042 | 5 | 2 | 2.7 | 12315 | 30781
Fire Safety Systems | Fire Alarm System | Town OS | 1 | Urgent | B | 1 | 2025 | 5 | 1 | 2.2 | 2581 | 1059
Heat Emitters | Electric Heaters | Town PC | 5 | Medium | D | 2 | 2026 | 3 | 3 | 2.6 | 11059 | 12849
LV Distribution | Main Distribution Board | Town PC | 1 | High | B | 15 | 2039 | 5 | 2 | 2.7 | 12316 | 28097
Central Ventilation Systems | Fan - General Ventilation | Town OX | 1 | Low | B | 1 | 2025 | 5 | 4 | 3.7 | 32786 | 11812
LV Distribution | Main Distribution Board | Town PG | 1 | High | B | 1 | 2025 | 5 | 2 | 2.7 | 12317 | 3120
Roller Shutters | Internal Electric Roller Shutter | Town KP | 1 | Medium | B | 1 | 2025 | 5 | 3 | 3.2 | 21379 | 6670
Fire Safety Systems | Fire Extinguishers - CO2 | Town PC | 3 | Urgent | B | 6 | 2030 | 5 | 1 | 2.2 | 2582 | 15961
Burner | Forced draft gas burner | Town OS | 1 | Medium | B | 1 | 2025 | 5 | 3 | 3.2 | 21380 | 6671
External Doors | Entrance Doors | Town PA | 1 | High | B | 25 | 2049 | 5 | 2 | 2.7 | 12318 | 33374
Local and Special Ventilation | Fan - Extract | Town OU | 1 | Medium | B | 1 | 2025 | 5 | 3 | 3.2 | 21381 | 6672
External Lighting | General - LED | Town OT | 2 | Medium | B | 11 | 2035 | 5 | 3 | 3.2 | 21382 | 24997
Emergency Lighting | Externally Powered - Non LED | Town KP | 10 | Urgent | B | 1 | 2025 | 5 | 1 | 2.2 | 2583 | 1060
Heat Emitters | Gas Fired Unit Heaters | Town OY | 1 | Medium | B | 1 | 2025 | 5 | 3 | 3.2 | 21383 | 6673
Central Ventilation Systems | Fan - General Ventilation | Town OX | 1 | Low | B | 1 | 2025 | 5 | 4 | 3.7 | 32787 | 11813
Fire Safety Systems | Fire Alarm Panel / Repeater | Town OT | 1 | Urgent | B | 11 | 2035 | 5 | 1 | 2.2 | 2584 | 23423
Central Ventilation Systems | Fan - General Ventilation | Town OY | 1 | Low | B | 1 | 2025 | 5 | 4 | 3.7 | 32788 | 11814
Roller Shutters | External Manual Roller Shutter | Town OY | 1 | High | B | 1 | 2025 | 5 | 2 | 2.7 | 12319 | 3121
Local and Special Ventilation | Fan - Extract | Town OS | 1 | Medium | B | 1 | 2025 | 5 | 3 | 3.2 | 21384 | 6674
General Lighting | General - LED fittings & Luminaires | Town OT | 52 | Medium | B | 1 | 2025 | 5 | 3 | 3.2 | 21385 | 6675
Local Hot Water | Package Electric Water Heaters - Non-Drinking Water | Town OW | 1 | Medium | CX | 7 | 2031 | 2 | 3 | 2.3 | 10072 | 19534
Roller Shutters | Internal Electric Roller Shutter | Town PG | 1 | Medium | B | 11 | 2035 | 5 | 3 | 3.2 | 21386 | 24998
External Doors | Entrance Doors | Town OS | 1 | High | B | 11 | 2035 | 5 | 2 | 2.7 | 12320 | 24197
Emergency Lighting | Self Contained - LED | Town OX | 8 | Urgent | B | 22 | 2046 | 5 | 1 | 2.2 | 2585 | 32846
Emergency Lighting | Illuminated Fire Exit Signage | Town OW | 3 | Urgent | B | 18 | 2042 | 5 | 1 | 2.2 | 2586 | 30623
Heat Emitters | Electric Heaters | Town JU | 2 | Medium | B | 7 | 2031 | 5 | 3 | 3.2 | 21387 | 19804
Fire Safety Systems | Fire Extinguishers - Foam | Town PC | 3 | Urgent | B | 6 | 2030 | 5 | 1 | 2.2 | 2587 | 15962
External Lighting | General - LED | Town OS | 2 | Medium | B | 11 | 2035 | 5 | 3 | 3.2 | 21388 | 24999
Heat Emitters | Radiators - Steel | Town OX | 4 | Medium | B | 12 | 2036 | 5 | 3 | 3.2 | 21389 | 26374
Fire Safety Systems | Fire Extinguishers - CO2 | Town OX | 1 | Urgent | B | 6 | 2030 | 5 | 1 | 2.2 | 2588 | 15963
Fire Safety Systems | Fire Extinguishers - Powder | Town OU | 3 | Urgent | B | 2 | 2026 | 5 | 1 | 2.2 | 2589 | 12494
Fire Safety Systems | Fire Extinguishers - Foam | Town OZ | 6 | Urgent | B | 8 | 2032 | 5 | 1 | 2.2 | 2590 | 20304
Local Hot Water | Package Electric Water Heaters - Non-Drinking Water | Town PF | 1 | Medium | B | 6 | 2030 | 5 | 3 | 3.2 | 21390 | 18471
Local Hot Water | Instantaneous Electric Water Heater - Non-Drinking Water | Town PG | 1 | Medium | B | 9 | 2033 | 5 | 3 | 3.2 | 21391 | 21705
External Doors | Manual and Automatic Doors - Auto / Powered Bi-Fold Doors | Town OU | 1 | Medium | B | 27 | 2051 | 5 | 3 | 3.2 | 21392 | 33594
Local Hot Water | Instantaneous Electric Water Heater - Non-Drinking Water | Town OZ | 1 | Medium | B | 8 | 2032 | 5 | 3 | 3.2 | 21393 | 20869
External Doors | Entrance Doors | Town PD | 1 | High | B | 21 | 2045 | 5 | 2 | 2.7 | 12321 | 32565
Local and Special Ventilation | Fan - Extract | Town OS | 1 | Medium | B | 1 | 2025 | 5 | 3 | 3.2 | 21394 | 6676
LV Distribution | Sub Distribution Board | Town PE | 1 | High | B | 6 | 2030 | 5 | 2 | 2.7 | 12322 | 17427
LV Distribution | Main Distribution Board | Town OW | 1 | High | B | 1 | 2025 | 5 | 2 | 2.7 | 12323 | 3122
Heat Emitters | Gas Fired Natural and Fan Assisted Heaters | Town PB | 1 | Medium | B | 6 | 2030 | 5 | 3 | 3.2 | 21395 | 18472
LV Distribution | Sub Distribution Board | Town KP | 1 | High | B | 1 | 2025 | 5 | 2 | 2.7 | 12324 | 3123
Local and Special Ventilation | Fan - Window / Wall Mounted | Town PF | 1 | Medium | B | 7 | 2031 | 5 | 3 | 3.2 | 21396 | 19805
Security Systems | Manual and Automatic Doors - High Security Door | Town OY | 1 | High | B | 21 | 2045 | 5 | 2 | 2.7 | 12325 | 32566
Fire Safety Systems | Fire Extinguishers - Foam | Town OV | 6 | Urgent | B | 9 | 2033 | 5 | 1 | 2.2 | 2591 | 21250
Heat Emitters | Electric Heaters | Town PG | 1 | Medium | B | 1 | 2025 | 5 | 3 | 3.2 | 21397 | 6677
Fire Safety Systems | Fire Extinguishers - CO2 | Town OY | 5 | Urgent | B | 6 | 2030 | 5 | 1 | 2.2 | 2592 | 15964
Fire Safety Systems | Manual and Automatic Doors - Emergency and Panic Escape Doors | Town PB | 1 | Urgent | B | 26 | 2050 | 5 | 1 | 2.2 | 2593 | 33455
Roller Shutters | Internal Electric Roller Shutter | Town OW | 1 | Medium | B | 12 | 2036 | 5 | 3 | 3.2 | 21398 | 26375
Roller Shutters | External Manual Roller Shutter | Town KP | 1 | High | B | 1 | 2025 | 5 | 2 | 2.7 | 12326 | 3124
Fire Safety Systems | Manual and Automatic Doors - Emergency and Panic Escape Doors | Town OY | 1 | Urgent | B | 31 | 2055 | 5 | 1 | 2.2 | 2594 | 33735
Local and Special Ventilation | Fan - Extract | Town OU | 1 | Medium | B | 1 | 2025 | 5 | 3 | 3.2 | 21399 | 6678
Fire Safety Systems | Fire Extinguishers - Foam | Town OX | 1 | Urgent | B | 6 | 2030 | 5 | 1 | 2.2 | 2595 | 15965
Fire Safety Systems | Fire Extinguishers - CO2 | Town KP | 2 | Urgent | B | 1 | 2025 | 5 | 1 | 2.2 | 2596 | 1061
LV Distribution | Main Distribution Board | Town OV | 1 | High | B | 18 | 2042 | 5 | 2 | 2.7 | 12327 | 30782
Roller Shutters | Internal Manual Roller Shutter | Town OT | 1 | Medium | B | 16 | 2040 | 5 | 3 | 3.2 | 21400 | 29373
Heat Emitters | Gas Fired Natural and Fan Assisted Heaters | Town JU | 1 | Medium | DX | 1 | 2025 | 1 | 3 | 2 | 796 | 516
Roller Shutters | Internal Manual Roller Shutter | Town KP | 1 | Medium | B | 1 | 2025 | 5 | 3 | 3.2 | 21401 | 6679
Fire Safety Systems | Manual and Automatic Doors - Emergency and Panic Escape Doors | Town OU | 1 | Urgent | B | 21 | 2045 | 5 | 1 | 2.2 | 2597 | 31831
Heat Emitters | Electric Heaters | Town KP | 5 | Medium | B | 1 | 2025 | 5 | 3 | 3.2 | 21402 | 6680
Fire Safety Systems | Fire Extinguishers - Powder | Town OS | 1 | Urgent | B | 6 | 2030 | 5 | 1 | 2.2 | 2598 | 15966
Central Ventilation Systems | Fan - Extract | Town OS | 1 | Medium | B | 1 | 2025 | 5 | 3 | 3.2 | 21403 | 6681
LV Distribution | Main Distribution Board | Town OU | 1 | High | B | 1 | 2025 | 5 | 2 | 2.7 | 12328 | 3125
Roller Shutters | External Manual Roller Shutter | Town OU | 1 | High | B | 11 | 2035 | 5 | 2 | 2.7 | 12329 | 24198
Emergency Lighting | Self Contained - Non LED | Town OT | 8 | Urgent | B | 1 | 2025 | 5 | 1 | 2.2 | 2599 | 1062
Fire Safety Systems | Fire Extinguishers - Foam | Town KP | 5 | Urgent | B | 1 | 2025 | 5 | 1 | 2.2 | 2600 | 1063
LV Distribution | Sub Distribution Board | Town OW | 1 | High | B | 7 | 2031 | 5 | 2 | 2.7 | 12330 | 19579
LV Distribution | Sub Distribution Board | Town JU | 1 | High | B | 19 | 2043 | 5 | 2 | 2.7 | 12331 | 31156
LV Distribution | Main Distribution Board | Town OV | 1 | High | B | 18 | 2042 | 5 | 2 | 2.7 | 12332 | 30783
LV Distribution | Main Distribution Board | Town PG | 1 | High | B | 1 | 2025 | 5 | 2 | 2.7 | 12333 | 3126
Security Systems | Manual and Automatic Doors - High Security Door | Town OV | 1 | High | B | 11 | 2035 | 5 | 2 | 2.7 | 12334 | 24199
Fire Safety Systems | Fire Extinguishers - CO2 | Town OX | 3 | Urgent | B | 6 | 2030 | 5 | 1 | 2.2 | 2601 | 15967
Roller Shutters | Internal Electric Roller Shutter | Town OW | 1 | Medium | B | 1 | 2025 | 5 | 3 | 3.2 | 21404 | 6682
General Lighting | General - LED fittings & Luminaires | Town PG | 4 | Medium | B | 1 | 2025 | 5 | 3 | 3.2 | 21405 | 6683
Fire Safety Systems | Fire Extinguishers - Foam | Town KP | 2 | Urgent | B | 1 | 2025 | 5 | 1 | 2.2 | 2602 | 1064
LV Distribution | Sub Distribution Board | Town PH | 1 | High | B | 6 | 2030 | 5 | 2 | 2.7 | 12335 | 17428
Local Hot Water | Instantaneous Electric Water Heater - Non-Drinking Water | Town PI | 1 | Medium | B | 1 | 2025 | 5 | 3 | 3.2 | 21406 | 6684
Local Hot Water | Package Electric Water Heaters - Non-Drinking Water | Town PJ | 1 | Medium | B | 7 | 2031 | 5 | 3 | 3.2 | 21407 | 19806
Roller Shutters | External Manual Roller Shutter | Town KP | 1 | High | B | 1 | 2025 | 5 | 2 | 2.7 | 12336 | 3127
Air Conditioning | Multi-Split Evaporator - Split Systems/Heat Pumps - Air-cooled with Direct Expansion Evaporator (DX) | Town PK | 1 | Medium | B | 10 | 2034 | 5 | 3 | 3.2 | 21408 | 22618
Roller Shutters | External Manual Roller Shutter | Town PL | 1 | High | B | 1 | 2025 | 5 | 2 | 2.7 | 12337 | 3128
LV Distribution | Sub Distribution Board | Town PI | 1 | High | B | 1 | 2025 | 5 | 2 | 2.7 | 12338 | 3129
LV Distribution | Sub Distribution Board | Town PI | 1 | High | B | 1 | 2025 | 5 | 2 | 2.7 | 12339 | 3130
BMS | BMS Control Panel | Town PM | 1 | High | B | 6 | 2030 | 5 | 2 | 2.7 | 12340 | 17429
Central Ventilation Systems | Fan - General Ventilation | Town PN | 1 | Low | B | 1 | 2025 | 5 | 4 | 3.7 | 32789 | 11815
LV Distribution | Sub Distribution Board | Town PO | 1 | High | B | 18 | 2042 | 5 | 2 | 2.7 | 12341 | 30784
LV Distribution | Sub Distribution Board | Town FK | 1 | High | B | 18 | 2042 | 5 | 2 | 2.7 | 12342 | 30785
Fire Safety Systems | Fire Alarm System | Town IC | 1 | Urgent | B | 1 | 2025 | 5 | 1 | 2.2 | 2603 | 1065
LV Distribution | Main Distribution Board | Town OW | 1 | High | B | 1 | 2025 | 5 | 2 | 2.7 | 12343 | 3131
LV Distribution | Sub Distribution Board | Town PP | 1 | High | B | 1 | 2025 | 5 | 2 | 2.7 | 12344 | 3132
Heat Emitters | Electric Overdoor Air Curtain/Heater | Town PL | 1 | Medium | B | 7 | 2031 | 5 | 3 | 3.2 | 21409 | 19807
Roller Shutters | External Manual Roller Shutter | Town PN | 1 | High | B | 1 | 2025 | 5 | 2 | 2.7 | 12345 | 3133
LV Distribution | Sub Distribution Board | Town OW | 1 | High | A | 19 | 2043 | 6 | 2 | 3 | 19520 | 31286
External Doors | Manual and Automatic Doors - Auto / Powered Sliding Doors | Town IC | 1 | High | B | 11 | 2035 | 5 | 2 | 2.7 | 12346 | 24200
General Lighting | General - LED fittings & Luminaires | Town PQ | 25 | Medium | A | 18 | 2042 | 6 | 3 | 3.5 | 32469 | 31006
General Lighting | General - LED fittings & Luminaires | Town PR | 10 | Medium | B | 16 | 2040 | 5 | 3 | 3.2 | 21410 | 29374
Fire Safety Systems | Fire Blanket | Town PM | 3 | Urgent | B | 4 | 2028 | 5 | 1 | 2.2 | 2604 | 13791
LV Distribution | Sub Distribution Board | Town PR | 1 | High | B | 6 | 2030 | 5 | 2 | 2.7 | 12347 | 17430
General Lighting | General - LED fittings & Luminaires | Town PS | 56 | Medium | B | 12 | 2036 | 5 | 3 | 3.2 | 21411 | 26376
Emergency Lighting | Illuminated Fire Exit Signage | Town PO | 3 | Urgent | B | 16 | 2040 | 5 | 1 | 2.2 | 2605 | 28667
Emergency Lighting | Externally Powered - Non LED | Town IC | 6 | Urgent | B | 1 | 2025 | 5 | 1 | 2.2 | 2606 | 1066
External Lighting | General - LED | Town OW | 2 | Medium | B | 10 | 2034 | 5 | 3 | 3.2 | 21412 | 22619
General Lighting | General - LED fittings & Luminaires | Town PO | 6 | Medium | B | 4 | 2028 | 5 | 3 | 3.2 | 21413 | 14053
External Doors | Entrance Doors | Town PO | 1 | High | B | 9 | 2033 | 5 | 2 | 2.7 | 12348 | 21571
Heat Emitters | Electric Heaters | Town OW | 5 | Medium | B | 1 | 2025 | 5 | 3 | 3.2 | 21414 | 6685
Emergency Lighting | Illuminated Fire Exit Signage | Town PO | 2 | Urgent | B | 16 | 2040 | 5 | 1 | 2.2 | 2607 | 28668
Fire Safety Systems | Fire Extinguishers - CO2 | Town PK | 2 | Urgent | B | 6 | 2030 | 5 | 1 | 2.2 | 2608 | 15968
External Lighting | General - LED | Town PL | 2 | Medium | B | 7 | 2031 | 5 | 3 | 3.2 | 21415 | 19808
Local and Special Ventilation | Fan - Extract | Town KQ | 1 | Medium | B | 1 | 2025 | 5 | 3 | 3.2 | 21416 | 6686
External Doors | Entrance Doors | Town IC | 1 | High | B | 11 | 2035 | 5 | 2 | 2.7 | 12349 | 24201
Emergency Lighting | Illuminated Fire Exit Signage | Town PQ | 2 | Urgent | A | 18 | 2042 | 6 | 1 | 2.5 | 10832 | 30736
Emergency Lighting | Self Contained - LED | Town OW | 16 | Urgent | B | 22 | 2046 | 5 | 1 | 2.2 | 2609 | 32847
Local Hot Water | Instantaneous Electric Water Heater - Non-Drinking Water | Town PI | 1 | Medium | CX | 1 | 2025 | 2 | 3 | 2.3 | 10073 | 2036
Multi-System Controls | Motor Control Centre | Town PQ | 1 | Low | B | 1 | 2025 | 5 | 4 | 3.7 | 32790 | 11816
Fire Safety Systems | Fire Extinguishers - Powder | Town PH | 2 | Urgent | B | 6 | 2030 | 5 | 1 | 2.2 | 2610 | 15969
Fire Safety Systems | Fire Extinguishers - Foam | Town OW | 1 | Urgent | B | 6 | 2030 | 5 | 1 | 2.2 | 2611 | 15970
Emergency Lighting | Illuminated Fire Exit Signage | Town PO | 5 | Urgent | B | 14 | 2038 | 5 | 1 | 2.2 | 2612 | 27337
LV Distribution | Sub Distribution Board | Town PK | 1 | High | A | 19 | 2043 | 6 | 2 | 3 | 19521 | 31287
LV Distribution | Sub Distribution Board | Town PO | 1 | High | B | 3 | 2027 | 5 | 2 | 2.7 | 12350 | 13338
Local and Special Ventilation | Fan - Kitchen Extract | Town OW | 1 | Low | B | 5 | 2029 | 5 | 4 | 3.7 | 32791 | 15596
BMS | BMS Control Panel | Town PJ | 1 | High | A | 9 | 2033 | 6 | 2 | 3 | 19522 | 21659
General Lighting | General - LED fittings & Luminaires | Town PJ | 115 | Medium | B | 17 | 2041 | 5 | 3 | 3.2 | 21417 | 30412
LV Distribution | Sub Distribution Board | Town PL | 1 | High | B | 1 | 2025 | 5 | 2 | 2.7 | 12351 | 3134
AHU - Internal | Central Ventilation Systems - Ventilation Only | Town OW | 1 | Medium | B | 1 | 2025 | 5 | 3 | 3.2 | 21418 | 6687
Heat Emitters | Radiators - Steel | Town PR | 4 | Medium | B | 11 | 2035 | 5 | 3 | 3.2 | 21419 | 25000
Emergency Lighting | Self Contained - Non LED | Town PO | 1 | Urgent | B | 4 | 2028 | 5 | 1 | 2.2 | 2613 | 13792
Emergency Lighting | Externally Powered - Non LED | Town KP | 4 | Urgent | B | 1 | 2025 | 5 | 1 | 2.2 | 2614 | 1067
Roller Shutters | External Manual Roller Shutter | Town PM | 1 | High | B | 1 | 2025 | 5 | 2 | 2.7 | 12352 | 3135
Local and Special Ventilation | Fan - Extract | Town PL | 1 | Medium | B | 1 | 2025 | 5 | 3 | 3.2 | 21420 | 6688
Emergency Lighting | Illuminated Fire Exit Signage | Town OW | 4 | Urgent | B | 17 | 2041 | 5 | 1 | 2.2 | 2615 | 30028
Air Conditioning | Multi-Split Condenser - Split Systems/Heat Pumps - Air-cooled with Direct Expansion Evaporator (DX) | Town KQ | 1 | Medium | B | 1 | 2025 | 5 | 3 | 3.2 | 21421 | 6689
Security Systems | Manual and Automatic Doors - High Security Door | Town PI | 1 | High | B | 1 | 2025 | 5 | 2 | 2.7 | 12353 | 3136
Roller Shutters | External Electric Roller Shutter | Town KQ | 1 | High | B | 12 | 2036 | 5 | 2 | 2.7 | 12354 | 26148
General Lighting | General - LED fittings & Luminaires | Town PL | 43 | Medium | C | 2 | 2026 | 4 | 3 | 2.9 | 18452 | 12970
External Lighting | General - LED | Town PR | 3 | Medium | B | 11 | 2035 | 5 | 3 | 3.2 | 21422 | 25001
Emergency Lighting | Self Contained - LED | Town FK | 11 | Urgent | B | 21 | 2045 | 5 | 1 | 2.2 | 2616 | 31832
Emergency Lighting | Illuminated Fire Exit Signage | Town PL | 1 | Urgent | B | 12 | 2036 | 5 | 1 | 2.2 | 2617 | 25963
Emergency Lighting | Illuminated Fire Exit Signage | Town PK | 4 | Urgent | B | 16 | 2040 | 5 | 1 | 2.2 | 2618 | 28669
External Lighting | General - LED | Town OW | 3 | Medium | B | 12 | 2036 | 5 | 3 | 3.2 | 21423 | 26377
Fire Safety Systems | Fire Extinguishers - CO2 | Town KP | 4 | Urgent | B | 1 | 2025 | 5 | 1 | 2.2 | 2619 | 1068
Roller Shutters | External Manual Roller Shutter | Town OW | 1 | High | B | 10 | 2034 | 5 | 2 | 2.7 | 12355 | 22281
Local and Special Ventilation | Fan - Kitchen Extract | Town PQ | 1 | Low | B | 5 | 2029 | 5 | 4 | 3.7 | 32792 | 15597
General Lighting | General - LED fittings & Luminaires | Town PN | 80 | Medium | A | 18 | 2042 | 6 | 3 | 3.5 | 32470 | 31007
Emergency Lighting | Illuminated Fire Exit Signage | Town IC | 2 | Urgent | B | 1 | 2025 | 5 | 1 | 2.2 | 2620 | 1069
External Doors | Entrance Doors | Town PQ | 1 | High | B | 11 | 2035 | 5 | 2 | 2.7 | 12356 | 24202
Access Control | Gate Access - Local Lock / Keypad / Manual (External) | Town PL | 1 | Medium | C | 1 | 2025 | 4 | 3 | 2.9 | 18453 | 5409
Emergency Lighting | Self Contained - LED | Town PL | 4 | Urgent | B | 17 | 2041 | 5 | 1 | 2.2 | 2621 | 30029
General Lighting | General - LED fittings & Luminaires | Town PL | 18 | Medium | B | 6 | 2030 | 5 | 3 | 3.2 | 21424 | 18473
Local and Special Ventilation | Fan - Axial | Town FK | 1 | Medium | B | 1 | 2025 | 5 | 3 | 3.2 | 21425 | 6690
Emergency Lighting | Self Contained - LED | Town PR | 1 | Urgent | B | 21 | 2045 | 5 | 1 | 2.2 | 2622 | 31833
External Doors | Manual and Automatic Doors - Auto / Powered Swing Doors | Town PP | 1 | High | B | 31 | 2055 | 5 | 2 | 2.7 | 12357 | 33783
Local and Special Ventilation | Fan - Axial | Town PO | 1 | Medium | B | 1 | 2025 | 5 | 3 | 3.2 | 21426 | 6691
Air Conditioning | Single-Split Evaporator - Split Systems/Heat Pumps - Air-cooled with Direct Expansion Evaporator (DX) | Town FK | 1 | Medium | B | 10 | 2034 | 5 | 3 | 3.2 | 21427 | 22620
External Doors | Entrance Doors | Town PO | 1 | High | B | 16 | 2040 | 5 | 2 | 2.7 | 12358 | 29112
Fire Safety Systems | Fire Extinguishers - CO2 | Town OW | 2 | Urgent | B | 6 | 2030 | 5 | 1 | 2.2 | 2623 | 15971
External Lighting | General - Non LED | Town KP | 1 | Medium | B | 1 | 2025 | 5 | 3 | 3.2 | 21428 | 6692
Air Conditioning | Single-Split Condenser - Split Systems/Heat Pumps - Air-cooled with Direct Expansion Evaporator (DX) | Town PP | 1 | Medium | B | 1 | 2025 | 5 | 3 | 3.2 | 21429 | 6693
Local and Special Ventilation | Fan - Extract | Town PS | 1 | Medium | C | 1 | 2025 | 4 | 3 | 2.9 | 18454 | 5410
External Doors | Manual and Automatic Doors - Auto / Powered Sliding Doors | Town PL | 1 | High | B | 27 | 2051 | 5 | 2 | 2.7 | 12359 | 33562
External Doors | Entrance Doors | Town PH | 1 | High | B | 11 | 2035 | 5 | 2 | 2.7 | 12360 | 24203
Local and Special Ventilation | Fan - Extract | Town PM | 1 | Medium | B | 1 | 2025 | 5 | 3 | 3.2 | 21430 | 6694
AHU - Internal | Central Air Conditioning - Gas Fired | Town PS | 1 | Medium | B | 6 | 2030 | 5 | 3 | 3.2 | 21431 | 18474
Boiler | Atmospheric Gas Burner/Condensing Combination Boiler (domestic type) | Town PN | 1 | High | B | 1 | 2025 | 5 | 2 | 2.7 | 12361 | 3137
Heat Emitters | Electric Overdoor Air Curtain/Heater | Town PL | 1 | Medium | B | 7 | 2031 | 5 | 3 | 3.2 | 21432 | 19809
General Lighting | General - LED fittings & Luminaires | Town OW | 6 | Medium | B | 17 | 2041 | 5 | 3 | 3.2 | 21433 | 30413
Fire Safety Systems | Fire Extinguishers - Foam | Town PI | 5 | Urgent | B | 2 | 2026 | 5 | 1 | 2.2 | 2624 | 12495
Local and Special Ventilation | Fan - Kitchen Extract | Town PN | 1 | Low | B | 5 | 2029 | 5 | 4 | 3.7 | 32793 | 15598
Fire Safety Systems | Fire Extinguishers - CO2 | Town PQ | 2 | Urgent | B | 6 | 2030 | 5 | 1 | 2.2 | 2625 | 15972
Heat Emitters | Gas Fired Natural and Fan Assisted Heaters | Town PL | 1 | Medium | B | 1 | 2025 | 5 | 3 | 3.2 | 21434 | 6695
Boiler | Atmospheric Gas Burner/Condensing Combination Boiler (domestic type) | Town KQ | 1 | High | B | 6 | 2030 | 5 | 2 | 2.7 | 12362 | 17431
Roller Shutters | Internal Manual Roller Shutter | Town OW | 1 | Medium | B | 5 | 2029 | 5 | 3 | 3.2 | 21435 | 14882
General Lighting | General - LED fittings & Luminaires | Town PP | 34 | Medium | B | 16 | 2040 | 5 | 3 | 3.2 | 21436 | 29375
Air Conditioning | Single-Split Condenser - Split Systems/Heat Pumps - Air-cooled with Direct Expansion Evaporator (DX) | Town IC | 1 | Medium | B | 1 | 2025 | 5 | 3 | 3.2 | 21437 | 6696
Roller Shutters | External Manual Roller Shutter | Town PR | 1 | High | B | 11 | 2035 | 5 | 2 | 2.7 | 12363 | 24204
External Doors | Entrance Doors | Town IC | 1 | High | B | 11 | 2035 | 5 | 2 | 2.7 | 12364 | 24205
Emergency Lighting | Self Contained - LED | Town PM | 13 | Urgent | B | 21 | 2045 | 5 | 1 | 2.2 | 2626 | 31834
Fire Safety Systems | Fire Extinguishers - Foam | Town PO | 1 | Urgent | B | 8 | 2032 | 5 | 1 | 2.2 | 2627 | 20305
Emergency Lighting | Illuminated Fire Exit Signage | Town PL | 6 | Urgent | B | 12 | 2036 | 5 | 1 | 2.2 | 2628 | 25964
Fire Safety Systems | Fire Extinguishers - CO2 | Town PM | 4 | Urgent | B | 6 | 2030 | 5 | 1 | 2.2 | 2629 | 15973
Lightning Protection | System | Town PS | 1 | High | B | 6 | 2030 | 5 | 2 | 2.7 | 12365 | 17432
Central Ventilation Systems | Fan - General Ventilation | Town PN | 1 | Low | B | 1 | 2025 | 5 | 4 | 3.7 | 32794 | 11817
Local and Special Ventilation | Fan - Extract | Town PR | 1 | Medium | B | 1 | 2025 | 5 | 3 | 3.2 | 21438 | 6697
General Lighting | General - LED fittings & Luminaires | Town PM | 7 | Medium | B | 16 | 2040 | 5 | 3 | 3.2 | 21439 | 29376
Access Control | Door Lock / Keypad / Manual | Town PS | 2 | Medium | B | 7 | 2031 | 5 | 3 | 3.2 | 21440 | 19810
Fire Safety Systems | Fire Extinguishers - Foam | Town OW | 2 | Urgent | B | 6 | 2030 | 5 | 1 | 2.2 | 2630 | 15974
Roller Shutters | External Electric Roller Shutter | Town PS | 1 | High | B | 11 | 2035 | 5 | 2 | 2.7 | 12366 | 24206
Central Heating & Cooling | Fan - Bifurcated | Town KQ | 1 | Medium | B | 2 | 2026 | 5 | 3 | 3.2 | 21441 | 13028
Emergency Lighting | Self Contained - LED | Town PH | 1 | Urgent | B | 21 | 2045 | 5 | 1 | 2.2 | 2631 | 31835
Emergency Lighting | Illuminated Fire Exit Signage | Town PS | 2 | Urgent | B | 12 | 2036 | 5 | 1 | 2.2 | 2632 | 25965
External Lighting | General - Non LED | Town PL | 4 | Medium | B | 1 | 2025 | 5 | 3 | 3.2 | 21442 | 6698
General Lighting | General - LED fittings & Luminaires | Town PO | 45 | Medium | B | 16 | 2040 | 5 | 3 | 3.2 | 21443 | 29377
External Lighting | General - LED | Town PH | 2 | Medium | B | 11 | 2035 | 5 | 3 | 3.2 | 21444 | 25002
General Lighting | General - LED fittings & Luminaires | Town IC | 9 | Medium | B | 1 | 2025 | 5 | 3 | 3.2 | 21445 | 6699
Fire Safety Systems | Fire Extinguishers - CO2 | Town PS | 4 | Urgent | B | 2 | 2026 | 5 | 1 | 2.2 | 2633 | 12496
Local and Special Ventilation | Fan - Axial | Town FK | 1 | Medium | B | 1 | 2025 | 5 | 3 | 3.2 | 21446 | 6700
Roller Shutters | External Manual Roller Shutter | Town PN | 1 | High | B | 1 | 2025 | 5 | 2 | 2.7 | 12367 | 3138
Roller Shutters | External Manual Roller Shutter | Town PM | 1 | High | B | 1 | 2025 | 5 | 2 | 2.7 | 12368 | 3139
Heat Emitters | Electric Heaters | Town OW | 4 | Medium | B | 1 | 2025 | 5 | 3 | 3.2 | 21447 | 6701
Fire Safety Systems | Fire Extinguishers - CO2 | Town PR | 4 | Urgent | B | 6 | 2030 | 5 | 1 | 2.2 | 2634 | 15975
Emergency Lighting | Self Contained - LED | Town OW | 3 | Urgent | B | 22 | 2046 | 5 | 1 | 2.2 | 2635 | 32848
General Lighting | General - LED fittings & Luminaires | Town PN | 7 | Medium | A | 18 | 2042 | 6 | 3 | 3.5 | 32471 | 31008
Local Hot Water | Instantaneous Electric Water Heater - Non-Drinking Water | Town PL | 1 | Medium | B | 1 | 2025 | 5 | 3 | 3.2 | 21448 | 6702
Emergency Lighting | Illuminated Fire Exit Signage | Town PS | 4 | Urgent | B | 15 | 2039 | 5 | 1 | 2.2 | 2636 | 27768
LV Distribution | Sub Distribution Board | Town PL | 1 | High | B | 12 | 2036 | 5 | 2 | 2.7 | 12369 | 26149
Local and Special Ventilation | Fan - Axial | Town FK | 1 | Medium | B | 1 | 2025 | 5 | 3 | 3.2 | 21449 | 6703
Emergency Lighting | Illuminated Fire Exit Signage | Town OW | 2 | Urgent | B | 17 | 2041 | 5 | 1 | 2.2 | 2637 | 30030
Emergency Lighting | Illuminated Fire Exit Signage | Town PH | 2 | Urgent | B | 16 | 2040 | 5 | 1 | 2.2 | 2638 | 28670
Heat Emitters | Electric Overdoor Air Curtain/Heater | Town PM | 1 | Medium | B | 1 | 2025 | 5 | 3 | 3.2 | 21450 | 6704
Local and Special Ventilation | Fan - Kitchen Extract | Town OW | 1 | Low | B | 10 | 2034 | 5 | 4 | 3.7 | 32795 | 23212
Heat Emitters | Fan Convector - Electric | Town PI | 1 | Medium | CX | 1 | 2025 | 2 | 3 | 2.3 | 10074 | 2037
Fire Safety Systems | Fire Extinguishers - CO2 | Town PN | 3 | Urgent | B | 6 | 2030 | 5 | 1 | 2.2 | 2639 | 15976
Local and Special Ventilation | Fan - Window / Wall Mounted | Town PO | 1 | Medium | B | 11 | 2035 | 5 | 3 | 3.2 | 21451 | 25003
Fire Safety Systems | Manual and Automatic Doors - Emergency and Panic Escape Doors | Town PL | 1 | Urgent | B | 21 | 2045 | 5 | 1 | 2.2 | 2640 | 31836
LV Distribution | Sub Distribution Board | Town PP | 1 | High | B | 16 | 2040 | 5 | 2 | 2.7 | 12370 | 29113
Heat Emitters | Radiators - Steel | Town PR | 2 | Medium | B | 11 | 2035 | 5 | 3 | 3.2 | 21452 | 25004
External Lighting | General - LED | Town PP | 1 | Medium | B | 11 | 2035 | 5 | 3 | 3.2 | 21453 | 25005
AHU - Internal | Central Heating & Cooling - Electric & DX | Town PN | 1 | Medium | B | 6 | 2030 | 5 | 3 | 3.2 | 21454 | 18475
Local and Special Ventilation | Fan - Axial | Town FK | 1 | Medium | B | 1 | 2025 | 5 | 3 | 3.2 | 21455 | 6705
Local and Special Ventilation | Fan - Extract | Town PL | 1 | Medium | B | 1 | 2025 | 5 | 3 | 3.2 | 21456 | 6706
General Lighting | General - LED fittings & Luminaires | Town FK | 78 | Medium | B | 16 | 2040 | 5 | 3 | 3.2 | 21457 | 29378
Fire Safety Systems | Fire Extinguishers - Foam | Town PH | 6 | Urgent | B | 6 | 2030 | 5 | 1 | 2.2 | 2641 | 15977
LV Distribution | Sub Distribution Board | Town FK | 1 | High | B | 2 | 2026 | 5 | 2 | 2.7 | 12371 | 12874
Multi-System Controls | Instrumental Control Panel | Town PQ | 1 | Medium | B | 13 | 2037 | 5 | 3 | 3.2 | 21458 | 27083
Specialist Lighting | Illuminated External Signs | Town FK | 1 | Medium | B | 6 | 2030 | 5 | 3 | 3.2 | 21459 | 18476
LV Distribution | Main Distribution Board | Town PK | 1 | High | B | 1 | 2025 | 5 | 2 | 2.7 | 12372 | 3140
Fire Safety Systems | Manual and Automatic Doors - Emergency and Panic Escape Doors | Town PI | 1 | Urgent | B | 21 | 2045 | 5 | 1 | 2.2 | 2642 | 31837
Emergency Lighting | Self Contained - LED | Town PQ | 6 | Urgent | A | 23 | 2047 | 6 | 1 | 2.5 | 10833 | 33162
Fire Safety Systems | Fire Alarm Panel / Repeater | Town PR | 1 | Urgent | B | 11 | 2035 | 5 | 1 | 2.2 | 2643 | 23424
Roller Shutters | External Manual Roller Shutter | Town PS | 1 | High | C | 1 | 2025 | 4 | 2 | 2.4 | 10451 | 2340
Air Conditioning | Single-Split Evaporator - Split Systems/Heat Pumps - Air-cooled with Direct Expansion Evaporator (DX) | Town PP | 1 | Medium | B | 1 | 2025 | 5 | 3 | 3.2 | 21460 | 6707
LV Distribution | Sub Distribution Board | Town PL | 1 | High | B | 12 | 2036 | 5 | 2 | 2.7 | 12373 | 26150
Roller Shutters | Internal Manual Roller Shutter | Town KP | 1 | Medium | B | 1 | 2025 | 5 | 3 | 3.2 | 21461 | 6708
Roller Shutters | External Electric Roller Shutter | Town PS | 1 | High | B | 11 | 2035 | 5 | 2 | 2.7 | 12374 | 24207
Fire Safety Systems | Fire Extinguishers - Foam | Town OW | 5 | Urgent | B | 6 | 2030 | 5 | 1 | 2.2 | 2644 | 15978
External Lighting | General - LED | Town PI | 2 | Medium | B | 7 | 2031 | 5 | 3 | 3.2 | 21462 | 19811
Central Ventilation Systems | Fan - General Ventilation | Town PM | 1 | Low | B | 1 | 2025 | 5 | 4 | 3.7 | 32796 | 11818
Air Conditioning | Single-Split Condenser - Split Systems/Heat Pumps - Air-cooled with Direct Expansion Evaporator (DX) | Town PH | 1 | Medium | B | 8 | 2032 | 5 | 3 | 3.2 | 21463 | 20870
LV Distribution | Main Distribution Board | Town OW | 1 | High | B | 10 | 2034 | 5 | 2 | 2.7 | 12375 | 22282
External Doors | Manual and Automatic Doors - Auto / Powered Sliding Doors | Town PL | 1 | High | B | 27 | 2051 | 5 | 2 | 2.7 | 12376 | 33563
Boiler | Atmospheric Gas Burner/Condensing Combination Boiler (domestic type) | Town PS | 1 | High | A | 10 | 2034 | 6 | 2 | 3 | 19523 | 22541
Heat Emitters | Gas Fired Natural and Fan Assisted Heaters | Town PI | 1 | Medium | B | 7 | 2031 | 5 | 3 | 3.2 | 21464 | 19812
LV Distribution | Sub Distribution Board | Town PP | 1 | High | B | 1 | 2025 | 5 | 2 | 2.7 | 12377 | 3141
Local Hot Water | Instantaneous Electric Water Heater - Non-Drinking Water | Town PS | 1 | Medium | B | 10 | 2034 | 5 | 3 | 3.2 | 21465 | 22621
Fire Safety Systems | Fire Extinguishers - CO2 | Town PP | 4 | Urgent | B | 6 | 2030 | 5 | 1 | 2.2 | 2645 | 15979
Access Control | Gate Access - Local Lock / Keypad / Manual (External) | Town PL | 1 | Medium | B | 1 | 2025 | 5 | 3 | 3.2 | 21466 | 6709
Emergency Lighting | Self Contained - Non LED | Town PO | 13 | Urgent | B | 7 | 2031 | 5 | 1 | 2.2 | 2646 | 19206
LV Distribution | Sub Distribution Board | Town PR | 1 | High | B | 11 | 2035 | 5 | 2 | 2.7 | 12378 | 24208
External Doors | Manual and Automatic Doors - Auto / Powered Swing Doors | Town PP | 1 | High | B | 26 | 2050 | 5 | 2 | 2.7 | 12379 | 33480
Central Heating & Cooling | Fan - Bifurcated | Town PK | 1 | Medium | B | 1 | 2025 | 5 | 3 | 3.2 | 21467 | 6710
Fire Safety Systems | Manual and Automatic Doors - Emergency and Panic Escape Doors | Town PI | 1 | Urgent | B | 11 | 2035 | 5 | 1 | 2.2 | 2647 | 23425
General Lighting | General - LED fittings & Luminaires | Town PL | 104 | Medium | B | 15 | 2039 | 5 | 3 | 3.2 | 21468 | 28373
Roller Shutters | External Manual Roller Shutter | Town PH | 1 | High | B | 1 | 2025 | 5 | 2 | 2.7 | 12380 | 3142
General Lighting | General - LED fittings & Luminaires | Town PP | 78 | Medium | B | 16 | 2040 | 5 | 3 | 3.2 | 21469 | 29379
General Lighting | General - LED fittings & Luminaires | Town PI | 1 | Medium | B | 12 | 2036 | 5 | 3 | 3.2 | 21470 | 26378
Emergency Lighting | Self Contained - LED | Town KQ | 8 | Urgent | B | 22 | 2046 | 5 | 1 | 2.2 | 2648 | 32849
Heat Emitters | Gas Fired Unit Heaters | Town FK | 1 | Medium | B | 6 | 2030 | 5 | 3 | 3.2 | 21471 | 18477
Fire Safety Systems | Fire Extinguishers - Foam | Town PL | 4 | Urgent | B | 2 | 2026 | 5 | 1 | 2.2 | 2649 | 12497
Fire Safety Systems | Fire Extinguishers - CO2 | Town IC | 1 | Urgent | B | 1 | 2025 | 5 | 1 | 2.2 | 2650 | 1070
LV Distribution | Sub Distribution Board | Town IC | 1 | High | B | 1 | 2025 | 5 | 2 | 2.7 | 12381 | 3143
LV Distribution | Sub Distribution Board | Town PL | 1 | High | B | 1 | 2025 | 5 | 2 | 2.7 | 12382 | 3144
Heat Emitters | Electric Heaters | Town PL | 1 | Medium | B | 1 | 2025 | 5 | 3 | 3.2 | 21472 | 6711
Fire Safety Systems | Fire Extinguishers - Foam | Town PI | 2 | Urgent | B | 2 | 2026 | 5 | 1 | 2.2 | 2651 | 12498
Central Ventilation Systems | Fan - General Ventilation | Town PQ | 1 | Low | B | 1 | 2025 | 5 | 4 | 3.7 | 32797 | 11819
Fire Safety Systems | Manual and Automatic Doors - Emergency and Panic Escape Doors | Town OW | 1 | Urgent | B | 15 | 2039 | 5 | 1 | 2.2 | 2652 | 27769
Local and Special Ventilation | Fan - Extract | Town PL | 1 | Medium | B | 7 | 2031 | 5 | 3 | 3.2 | 21473 | 19813
External Lighting | General - LED | Town PL | 3 | Medium | B | 7 | 2031 | 5 | 3 | 3.2 | 21474 | 19814
LV Distribution | Sub Distribution Board | Town PL | 1 | High | B | 12 | 2036 | 5 | 2 | 2.7 | 12383 | 26151
Fire Safety Systems | Manual and Automatic Doors - Emergency and Panic Escape Doors | Town PP | 1 | Urgent | B | 11 | 2035 | 5 | 1 | 2.2 | 2653 | 23426
Emergency Lighting | Self Contained - LED | Town PP | 3 | Urgent | B | 21 | 2045 | 5 | 1 | 2.2 | 2654 | 31838
Local Hot Water | Package Electric Water Heaters - Non-Drinking Water | Town PJ | 1 | Medium | B | 7 | 2031 | 5 | 3 | 3.2 | 21475 | 19815
Fire Safety Systems | Fire Alarm System | Town PN | 1 | Urgent | A | 14 | 2038 | 6 | 1 | 2.5 | 10834 | 27411
LV Distribution | Sub Distribution Board | Town PM | 1 | High | B | 1 | 2025 | 5 | 2 | 2.7 | 12384 | 3145
Heat Emitters | Gas Fired Natural and Fan Assisted Heaters | Town PL | 1 | Medium | B | 1 | 2025 | 5 | 3 | 3.2 | 21476 | 6712
Fire Safety Systems | Automatic Fire Dampers | Town PS | 1 | Urgent | B | 1 | 2025 | 5 | 1 | 2.2 | 2655 | 1071
Heat Emitters | Electric Heaters | Town PN | 1 | Medium | B | 1 | 2025 | 5 | 3 | 3.2 | 21477 | 6713
Air Conditioning | Single-Split Evaporator - Split Systems/Heat Pumps - Air-cooled with Direct Expansion Evaporator (DX) | Town PP | 1 | Medium | B | 1 | 2025 | 5 | 3 | 3.2 | 21478 | 6714
LV Distribution | Sub Distribution Board | Town PL | 1 | High | B | 12 | 2036 | 5 | 2 | 2.7 | 12385 | 26152
Local and Special Ventilation | Fan - Axial | Town FK | 1 | Medium | B | 1 | 2025 | 5 | 3 | 3.2 | 21479 | 6715
Fire Safety Systems | Fire Extinguishers - Foam | Town PN | 2 | Urgent | B | 6 | 2030 | 5 | 1 | 2.2 | 2656 | 15980
Fire Safety Systems | Fire Extinguishers - Water | Town PM | 1 | Urgent | B | 6 | 2030 | 5 | 1 | 2.2 | 2657 | 15981
Heat Emitters | Gas Fired Natural and Fan Assisted Heaters | Town PL | 1 | Medium | CX | 1 | 2025 | 2 | 3 | 2.3 | 10075 | 2038
LV Distribution | Sub Distribution Board | Town PS | 1 | High | B | 12 | 2036 | 5 | 2 | 2.7 | 12386 | 26153
Local and Special Ventilation | Fan - Extract | Town PJ | 1 | Medium | B | 1 | 2025 | 5 | 3 | 3.2 | 21480 | 6716
External Lighting | General - LED | Town OW | 4 | Medium | B | 12 | 2036 | 5 | 3 | 3.2 | 21481 | 26379
Fire Safety Systems | Fire Extinguishers - CO2 | Town PS | 5 | Urgent | B | 2 | 2026 | 5 | 1 | 2.2 | 2658 | 12499
External Doors | Entrance Doors | Town PT | 1 | High | B | 11 | 2035 | 5 | 2 | 2.7 | 12387 | 24209
Roller Shutters | External Electric Roller Shutter | Town PU | 1 | High | B | 18 | 2042 | 5 | 2 | 2.7 | 12388 | 30786
External Doors | Entrance Doors | Town KB | 1 | High | DX | 10 | 2034 | 1 | 2 | 1.5 | 370 | 21940
Roller Shutters | External Manual Roller Shutter | Town PV | 1 | High | D | 1 | 2025 | 3 | 2 | 2.1 | 1064 | 737
Local Hot Water | Package Electric Water Heaters - Non-Drinking Water | Town PW | 1 | Medium | B | 4 | 2028 | 5 | 3 | 3.2 | 21482 | 14054
Air Conditioning | Multi-Split Condenser - DX Split Systems (With Gas, Electric or Hot Water Heaters) | Town PX | 1 | Medium | B | 5 | 2029 | 5 | 3 | 3.2 | 21483 | 14883
Air Conditioning | Multi-Split Evaporator - Split Systems/Heat Pumps - Air-cooled with Direct Expansion Evaporator (DX) | Town PY | 1 | Medium | B | 9 | 2033 | 5 | 3 | 3.2 | 21484 | 21706
Air Conditioning | Multi-Split Evaporator - Split Systems/Heat Pumps - Air-cooled with Direct Expansion Evaporator (DX) | Town PY | 1 | Medium | B | 9 | 2033 | 5 | 3 | 3.2 | 21485 | 21707
BMS | BMS Operating Station | Town FJ | 1 | High | B | 1 | 2025 | 5 | 2 | 2.7 | 12389 | 3146
Hot Water Distribution | Pumps - Domestic Water Accelerators | Town PJ | 1 | High | B | 1 | 2025 | 5 | 2 | 2.7 | 12390 | 3147
Boiler | Electric Boilers | Town PZ | 1 | Medium | B | 3 | 2027 | 5 | 3 | 3.2 | 21486 | 13459
Fire Safety Systems | Fire Alarm Panel / Repeater | Town PU | 1 | Urgent | B | 7 | 2031 | 5 | 1 | 2.2 | 2659 | 19207
BMS | BMS Control Panel | Town QA | 1 | High | B | 5 | 2029 | 5 | 2 | 2.7 | 12391 | 14596
LV Distribution | Sub Distribution Board | Town QB | 1 | High | B | 1 | 2025 | 5 | 2 | 2.7 | 12392 | 3148
AHU - Internal | Central Heating & Cooling - Electric & DX | Town PY | 1 | Medium | B | 14 | 2038 | 5 | 3 | 3.2 | 21487 | 27533
Local and Special Ventilation | Fan - Window / Wall Mounted | Town QA | 1 | Medium | B | 10 | 2034 | 5 | 3 | 3.2 | 21488 | 22622
Heat Emitters | Gas Fired Unit Heaters | Town QC | 1 | Medium | B | 1 | 2025 | 5 | 3 | 3.2 | 21489 | 6717
Local and Special Ventilation | Fan - Extract | Town PT | 1 | Medium | C | 7 | 2031 | 4 | 3 | 2.9 | 18455 | 19720
Fire Safety Systems | Fire Alarm System | Town QA | 1 | Urgent | B | 10 | 2034 | 5 | 1 | 2.2 | 2660 | 22002
LV Distribution | Sub Distribution Board | Town PX | 1 | High | D | 1 | 2025 | 3 | 2 | 2.1 | 1065 | 738
Fire Safety Systems | Manual and Automatic Doors - Emergency and Panic Escape Doors | Town PX | 1 | Urgent | B | 21 | 2045 | 5 | 1 | 2.2 | 2661 | 31839
Local and Special Ventilation | Fan - Extract | Town PX | 1 | Medium | B | 1 | 2025 | 5 | 3 | 3.2 | 21490 | 6718
General Lighting | General - LED fittings & Luminaires | Town PW | 34 | Medium | D | 1 | 2025 | 3 | 3 | 2.6 | 11060 | 2585
LV Distribution | Sub Distribution Board | Town QC | 1 | High | B | 6 | 2030 | 5 | 2 | 2.7 | 12393 | 17433
LV Distribution | Sub Distribution Board | Town PU | 1 | High | B | 6 | 2030 | 5 | 2 | 2.7 | 12394 | 17434
Local Hot Water | Electric Water Heater (Drinking Water) - Instantaneous Potable Combination Hot, Chilled and Carbonated Water Tap (Fluorinated Gas) | Town PV | 1 | Low | A | 14 | 2038 | 6 | 4 | 4 | 33824 | 27706
Roller Shutters | External Manual Roller Shutter | Town PT | 1 | High | B | 1 | 2025 | 5 | 2 | 2.7 | 12395 | 3149
Emergency Lighting | Illuminated Fire Exit Signage | Town PT | 4 | Urgent | B | 12 | 2036 | 5 | 1 | 2.2 | 2662 | 25966
Emergency Lighting | Externally Powered - Non LED | Town QC | 4 | Urgent | B | 11 | 2035 | 5 | 1 | 2.2 | 2663 | 23427
Fire Safety Systems | Fire Extinguishers - CO2 | Town QD | 3 | Urgent | B | 6 | 2030 | 5 | 1 | 2.2 | 2664 | 15982
LV Distribution | Main Distribution Board | Town KB | 1 | High | CX | 6 | 2030 | 2 | 2 | 1.8 | 487 | 15700
LV Distribution | Sub Distribution Board | Town PT | 1 | High | B | 12 | 2036 | 5 | 2 | 2.7 | 12396 | 26154
Access Control | Gate Access - Local Lock / Keypad / Manual (External) | Town PU | 1 | Medium | B | 1 | 2025 | 5 | 3 | 3.2 | 21491 | 6719
Emergency Lighting | Illuminated Fire Exit Signage | Town PU | 4 | Urgent | B | 12 | 2036 | 5 | 1 | 2.2 | 2665 | 25967
Emergency Lighting | Externally Powered - Non LED | Town QC | 3 | Urgent | B | 11 | 2035 | 5 | 1 | 2.2 | 2666 | 23428
Local Hot Water | Package Electric Water Heaters - Non-Drinking Water | Town PZ | 1 | Medium | B | 4 | 2028 | 5 | 3 | 3.2 | 21492 | 14055
Fire Safety Systems | Automatic Fire Dampers | Town QB | 1 | Urgent | B | 1 | 2025 | 5 | 1 | 2.2 | 2667 | 1072
Fire Safety Systems | Fire Extinguishers - Foam | Town FJ | 1 | Urgent | B | 1 | 2025 | 5 | 1 | 2.2 | 2668 | 1073
Local and Special Ventilation | Fan - General Ventilation | Town QA | 1 | Medium | B | 5 | 2029 | 5 | 3 | 3.2 | 21493 | 14884
Roller Shutters | Internal Electric Roller Shutter | Town PW | 1 | Medium | B | 7 | 2031 | 5 | 3 | 3.2 | 21494 | 19816
Fire Safety Systems | Manual and Automatic Doors - Emergency and Panic Escape Doors | Town PT | 1 | Urgent | B | 11 | 2035 | 5 | 1 | 2.2 | 2669 | 23429
Emergency Lighting | Self Contained - LED | Town PY | 13 | Urgent | B | 22 | 2046 | 5 | 1 | 2.2 | 2670 | 32850
Fire Safety Systems | Manual and Automatic Doors - Emergency and Panic Escape Doors | Town PJ | 1 | Urgent | B | 20 | 2044 | 5 | 1 | 2.2 | 2671 | 31420
External Lighting | General - Non LED | Town PX | 1 | Medium | CX | 1 | 2025 | 2 | 3 | 2.3 | 10076 | 2039
External Lighting | General - LED | Town PU | 7 | Medium | B | 8 | 2032 | 5 | 3 | 3.2 | 21495 | 20871
Roller Shutters | External Window Shutters - Manual | Town QE | 1 | Medium | B | 1 | 2025 | 5 | 3 | 3.2 | 21496 | 6720
Roller Shutters | External Manual Roller Shutter | Town PZ | 1 | High | B | 10 | 2034 | 5 | 2 | 2.7 | 12397 | 22283
Emergency Lighting | Self Contained - LED | Town PJ | 9 | Urgent | B | 21 | 2045 | 5 | 1 | 2.2 | 2672 | 31840
Emergency Lighting | Illuminated Fire Exit Signage | Town KB | 2 | Urgent | B | 16 | 2040 | 5 | 1 | 2.2 | 2673 | 28671
Emergency Lighting | Self Contained - Non LED | Town PX | 2 | Urgent | B | 7 | 2031 | 5 | 1 | 2.2 | 2674 | 19208
Central Ventilation Systems | Fan - General Ventilation | Town QD | 1 | Low | B | 1 | 2025 | 5 | 4 | 3.7 | 32798 | 11820
External Doors | Entrance Doors | Town PW | 1 | High | B | 21 | 2045 | 5 | 2 | 2.7 | 12398 | 32567
Central Ventilation Systems | Fan - Extract | Town PJ | 1 | Medium | B | 1 | 2025 | 5 | 3 | 3.2 | 21497 | 6721
Central Ventilation Systems | Fan - Extract | Town PJ | 1 | Medium | B | 1 | 2025 | 5 | 3 | 3.2 | 21498 | 6722
Fire Safety Systems | Fire Alarm Panel / Repeater | Town QB | 1 | Urgent | B | 1 | 2025 | 5 | 1 | 2.2 | 2675 | 1074
Fire Safety Systems | Fire Extinguishers - CO2 | Town QB | 1 | Urgent | C | 2 | 2026 | 4 | 1 | 1.9 | 607 | 12433
Heat Emitters | Fan Convector - Electric | Town PU | 1 | Medium | B | 1 | 2025 | 5 | 3 | 3.2 | 21499 | 6723
LV Distribution | Sub Distribution Board | Town PZ | 1 | High | B | 3 | 2027 | 5 | 2 | 2.7 | 12399 | 13339
External Doors | Manual and Automatic Doors - Auto / Powered Sliding Doors | Town QC | 1 | High | B | 21 | 2045 | 5 | 2 | 2.7 | 12400 | 32568
Heat Emitters | Radiators - Steel | Town PY | 3 | Medium | B | 10 | 2034 | 5 | 3 | 3.2 | 21500 | 22623
Emergency Lighting | Self Contained - LED | Town KB | 6 | Urgent | B | 21 | 2045 | 5 | 1 | 2.2 | 2676 | 31841
Air Conditioning | Multi-Split Condenser - DX Split Systems (With Gas, Electric or Hot Water Heaters) | Town PX | 1 | Medium | B | 5 | 2029 | 5 | 3 | 3.2 | 21501 | 14885
LV Distribution | Sub Distribution Board | Town QF | 1 | High | A | 18 | 2042 | 6 | 2 | 3 | 19524 | 30899
Roller Shutters | Internal Electric Roller Shutter | Town QB | 1 | Medium | B | 6 | 2030 | 5 | 3 | 3.2 | 21502 | 18478
Local Hot Water | Electric Water Heater (Drinking Water) - Instantaneous Potable Combination Hot, Chilled and Carbonated Water Tap (Fluorinated Gas) | Town PV | 1 | Low | A | 14 | 2038 | 6 | 4 | 4 | 33825 | 27707
Roller Shutters | External Electric Roller Shutter | Town KB | 1 | High | B | 10 | 2034 | 5 | 2 | 2.7 | 12401 | 22284
Local and Special Ventilation | Fan - Extract | Town QB | 1 | Medium | B | 1 | 2025 | 5 | 3 | 3.2 | 21503 | 6724
Emergency Lighting | Illuminated Fire Exit Signage | Town PW | 3 | Urgent | B | 15 | 2039 | 5 | 1 | 2.2 | 2677 | 27770
Local Hot Water | Package Electric Water Heaters - Non-Drinking Water | Town KB | 1 | Medium | B | 8 | 2032 | 5 | 3 | 3.2 | 21504 | 20872
Local and Special Ventilation | Fan - Window / Wall Mounted | Town QG | 1 | Medium | B | 5 | 2029 | 5 | 3 | 3.2 | 21505 | 14886
Boiler | Atmospheric Gas Burner/Condensing Combination Boiler (domestic type) | Town PX | 1 | High | B | 3 | 2027 | 5 | 2 | 2.7 | 12402 | 13340
Local and Special Ventilation | Fan - Extract | Town PT | 1 | Medium | B | 1 | 2025 | 5 | 3 | 3.2 | 21506 | 6725
External Doors | Entrance Doors | Town QG | 1 | High | B | 25 | 2049 | 5 | 2 | 2.7 | 12403 | 33375
External Doors | Entrance Doors | Town QD | 1 | High | B | 11 | 2035 | 5 | 2 | 2.7 | 12404 | 24210
Emergency Lighting | Illuminated Fire Exit Signage | Town PX | 2 | Urgent | B | 15 | 2039 | 5 | 1 | 2.2 | 2678 | 27771
Fire Safety Systems | Fire Extinguishers - CO2 | Town PY | 5 | Urgent | B | 6 | 2030 | 5 | 1 | 2.2 | 2679 | 15983
General Lighting | General - LED fittings & Luminaires | Town FJ | 11 | Medium | B | 6 | 2030 | 5 | 3 | 3.2 | 21507 | 18479
Roller Shutters | External Electric Roller Shutter | Town PT | 1 | High | B | 1 | 2025 | 5 | 2 | 2.7 | 12405 | 3150
Access Control | Door Lock / Keypad / Manual | Town PY | 1 | Medium | B | 12 | 2036 | 5 | 3 | 3.2 | 21508 | 26380
Fire Safety Systems | Fire Extinguishers - CO2 | Town QC | 1 | Urgent | B | 1 | 2025 | 5 | 1 | 2.2 | 2680 | 1075
Fire Safety Systems | Fire Dampers - Fusible Link | Town PT | 1 | Urgent | B | 1 | 2025 | 5 | 1 | 2.2 | 2681 | 1076
Roller Shutters | External Electric Roller Shutter | Town PT | 1 | High | B | 17 | 2041 | 5 | 2 | 2.7 | 12406 | 30295
Roller Shutters | External Electric Roller Shutter | Town PX | 1 | High | B | 11 | 2035 | 5 | 2 | 2.7 | 12407 | 24211
Fire Safety Systems | Fire Extinguishers - CO2 | Town PJ | 2 | Urgent | B | 6 | 2030 | 5 | 1 | 2.2 | 2682 | 15984
Fire Safety Systems | Fire Extinguishers - Foam | Town PW | 2 | Urgent | B | 2 | 2026 | 5 | 1 | 2.2 | 2683 | 12500
Air Conditioning | Single-Split Condenser - Split Systems/Heat Pumps - Air-cooled with Direct Expansion Evaporator (DX) | Town FJ | 1 | Medium | B | 1 | 2025 | 5 | 3 | 3.2 | 21509 | 6726
Air Conditioning | Single-Split Evaporator - Split Systems/Heat Pumps - Air-cooled with Direct Expansion Evaporator (DX) | Town PT | 1 | Medium | B | 8 | 2032 | 5 | 3 | 3.2 | 21510 | 20873
Fire Safety Systems | Automatic Fire Dampers | Town PW | 1 | Urgent | B | 1 | 2025 | 5 | 1 | 2.2 | 2684 | 1077
Local and Special Ventilation | Fan - Extract | Town PU | 1 | Medium | B | 7 | 2031 | 5 | 3 | 3.2 | 21511 | 19817
Local and Special Ventilation | Fan - Extract | Town PU | 1 | Medium | CX | 1 | 2025 | 2 | 3 | 2.3 | 10077 | 2040
Emergency Lighting | Self Contained - LED | Town PW | 2 | Urgent | C | 20 | 2044 | 4 | 1 | 1.9 | 608 | 31393
Heat Emitters | Radiators - Steel | Town QH | 3 | Medium | B | 5 | 2029 | 5 | 3 | 3.2 | 21512 | 14887
Fire Safety Systems | Fire Extinguishers - CO2 | Town PJ | 3 | Urgent | B | 6 | 2030 | 5 | 1 | 2.2 | 2685 | 15985
Hot Water Distribution | Hot water cylinders | Town QI | 1 | High | B | 10 | 2034 | 5 | 2 | 2.7 | 12408 | 22285
LV Distribution | Main Distribution Board | Town QH | 1 | High | B | 10 | 2034 | 5 | 2 | 2.7 | 12409 | 22286
Central Ventilation Systems | Fan - General Ventilation | Town PY | 1 | Low | B | 1 | 2025 | 5 | 4 | 3.7 | 32799 | 11821
Heat Emitters | Fan Convector - Electric | Town PU | 1 | Medium | B | 7 | 2031 | 5 | 3 | 3.2 | 21513 | 19818
Local and Special Ventilation | Fan - Kitchen Extract | Town QD | 1 | Low | B | 5 | 2029 | 5 | 4 | 3.7 | 32800 | 15599
LV Distribution | Sub Distribution Board | Town PW | 1 | High | B | 12 | 2036 | 5 | 2 | 2.7 | 12410 | 26155
Central Ventilation Systems | Fan - General Ventilation | Town PY | 1 | Low | B | 1 | 2025 | 5 | 4 | 3.7 | 32801 | 11822
LV Distribution | Sub Distribution Board | Town PU | 1 | High | B | 1 | 2025 | 5 | 2 | 2.7 | 12411 | 3151
Local and Special Ventilation | Fan - Kitchen Extract | Town QF | 1 | Low | B | 5 | 2029 | 5 | 4 | 3.7 | 32802 | 15600
Central Ventilation Systems | Fan - Extract | Town QH | 1 | Medium | B | 1 | 2025 | 5 | 3 | 3.2 | 21514 | 6727
Roller Shutters | External Electric Roller Shutter | Town PJ | 1 | High | B | 10 | 2034 | 5 | 2 | 2.7 | 12412 | 22287
Emergency Lighting | Self Contained - LED | Town QJ | 15 | Urgent | B | 21 | 2045 | 5 | 1 | 2.2 | 2686 | 31842
Air Conditioning | Single-Split Condenser - Split Systems/Heat Pumps - Air-cooled with Direct Expansion Evaporator (DX) | Town QA | 1 | Medium | B | 1 | 2025 | 5 | 3 | 3.2 | 21515 | 6728
Roller Shutters | External Window Shutters - Manual | Town PT | 1 | Medium | B | 1 | 2025 | 5 | 3 | 3.2 | 21516 | 6729
Central Ventilation Systems | Fan - Extract | Town PZ | 1 | Medium | B | 5 | 2029 | 5 | 3 | 3.2 | 21517 | 14888
General Lighting | General - LED fittings & Luminaires | Town QC | 15 | Medium | B | 6 | 2030 | 5 | 3 | 3.2 | 21518 | 18480
Fire Safety Systems | Fire Extinguishers - CO2 | Town PW | 1 | Urgent | B | 2 | 2026 | 5 | 1 | 2.2 | 2687 | 12501
Air Conditioning | Multi-Split Condenser - Split Systems/Heat Pumps - Air-cooled with Direct Expansion Evaporator (DX) | Town QF | 1 | Medium | CX | 1 | 2025 | 2 | 3 | 2.3 | 10078 | 2041
Fire Safety Systems | Fire Alarm System | Town QD | 1 | Urgent | B | 14 | 2038 | 5 | 1 | 2.2 | 2688 | 27338
Fire Safety Systems | Fire Extinguishers - CO2 | Town QA | 1 | Urgent | B | 6 | 2030 | 5 | 1 | 2.2 | 2689 | 15986
LV Distribution | Sub Distribution Board | Town QB | 1 | High | B | 1 | 2025 | 5 | 2 | 2.7 | 12413 | 3152
LV Distribution | Sub Distribution Board | Town QC | 1 | High | B | 6 | 2030 | 5 | 2 | 2.7 | 12414 | 17435
LV Distribution | Main Distribution Board | Town QF | 1 | High | B | 1 | 2025 | 5 | 2 | 2.7 | 12415 | 3153
LV Distribution | Sub Distribution Board | Town QJ | 1 | High | B | 11 | 2035 | 5 | 2 | 2.7 | 12416 | 24212
Local and Special Ventilation | Fan - Extract | Town PW | 1 | Medium | CX | 1 | 2025 | 2 | 3 | 2.3 | 10079 | 2042
Fire Safety Systems | Fire Extinguishers - Powder | Town KB | 2 | Urgent | B | 6 | 2030 | 5 | 1 | 2.2 | 2690 | 15987
Fire Safety Systems | Fire Extinguishers - Water | Town PU | 1 | Urgent | B | 2 | 2026 | 5 | 1 | 2.2 | 2691 | 12502
Fire Safety Systems | Fire Blanket | Town QB | 1 | Urgent | B | 4 | 2028 | 5 | 1 | 2.2 | 2692 | 13793
External Doors | Manual and Automatic Doors - Auto / Powered Bi-Fold Doors | Town QC | 1 | Medium | B | 21 | 2045 | 5 | 3 | 3.2 | 21519 | 32784
Roller Shutters | External Manual Roller Shutter | Town PI | 1 | High | B | 7 | 2031 | 5 | 2 | 2.7 | 12417 | 19580
General Lighting | General - LED fittings & Luminaires | Town PX | 48 | Medium | B | 15 | 2039 | 5 | 3 | 3.2 | 21520 | 28374
LV Distribution | Sub Distribution Board | Town PX | 1 | High | B | 12 | 2036 | 5 | 2 | 2.7 | 12418 | 26156
Fire Safety Systems | Fire Extinguishers - Foam | Town PJ | 4 | Urgent | D | 6 | 2030 | 3 | 1 | 1.6 | 427 | 15695
Emergency Lighting | Illuminated Fire Exit Signage | Town PW | 4 | Urgent | C | 1 | 2025 | 4 | 1 | 1.9 | 609 | 462
Emergency Lighting | Self Contained - LED | Town PU | 6 | Urgent | B | 20 | 2044 | 5 | 1 | 2.2 | 2693 | 31421
Fire Safety Systems | Fire Extinguishers - Foam | Town PT | 2 | Urgent | B | 2 | 2026 | 5 | 1 | 2.2 | 2694 | 12503
Fire Safety Systems | Manual and Automatic Doors - Emergency and Panic Escape Doors | Town PJ | 1 | Urgent | B | 20 | 2044 | 5 | 1 | 2.2 | 2695 | 31422
Fire Safety Systems | Fire Alarm Panel / Repeater | Town PW | 1 | Urgent | B | 1 | 2025 | 5 | 1 | 2.2 | 2696 | 1078
Roller Shutters | External Manual Roller Shutter | Town QG | 1 | High | B | 15 | 2039 | 5 | 2 | 2.7 | 12419 | 28098
Local Hot Water | Instantaneous Electric Water Heater - Non-Drinking Water | Town QG | 1 | Medium | B | 5 | 2029 | 5 | 3 | 3.2 | 21521 | 14889
Boiler | Atmospheric Gas Burner/Condensing Combination Boiler (domestic type) | Town PT | 1 | High | B | 2 | 2026 | 5 | 2 | 2.7 | 12420 | 12875
Emergency Lighting | Illuminated Fire Exit Signage | Town PV | 3 | Urgent | B | 18 | 2042 | 5 | 1 | 2.2 | 2697 | 30624
Fire Safety Systems | Fire Extinguishers - Foam | Town PT | 5 | Urgent | B | 2 | 2026 | 5 | 1 | 2.2 | 2698 | 12504
Local Hot Water | Package Electric Water Heaters - Non-Drinking Water | Town QE | 1 | Medium | B | 9 | 2033 | 5 | 3 | 3.2 | 21522 | 21708
External Doors | Entrance Doors | Town PY | 1 | High | B | 15 | 2039 | 5 | 2 | 2.7 | 12421 | 28099
Fire Safety Systems | Fire Alarm System | Town PZ | 1 | Urgent | B | 11 | 2035 | 5 | 1 | 2.2 | 2699 | 23430
LV Distribution | Main Distribution Board | Town KB | 1 | High | B | 12 | 2036 | 5 | 2 | 2.7 | 12422 | 26157
Heat Emitters | Electric Heaters | Town PU | 5 | Medium | B | 1 | 2025 | 5 | 3 | 3.2 | 21523 | 6730
Air Conditioning | Multi-Split Condenser - DX Split Systems (With Gas, Electric or Hot Water Heaters) | Town QB | 1 | Medium | C | 1 | 2025 | 4 | 3 | 2.9 | 18456 | 5411
Local Hot Water | Package Electric Water Heaters - Non-Drinking Water | Town PJ | 1 | Medium | B | 4 | 2028 | 5 | 3 | 3.2 | 21524 | 14056
LV Distribution | Sub Distribution Board | Town PW | 1 | High | B | 12 | 2036 | 5 | 2 | 2.7 | 12423 | 26158
Local Hot Water | Instantaneous Electric Water Heater - Non-Drinking Water | Town PX | 1 | Medium | B | 1 | 2025 | 5 | 3 | 3.2 | 21525 | 6731
Local and Special Ventilation | Fan - Extract | Town PT | 1 | Medium | CX | 1 | 2025 | 2 | 3 | 2.3 | 10080 | 2043
Emergency Lighting | Illuminated Fire Exit Signage | Town PZ | 4 | Urgent | B | 16 | 2040 | 5 | 1 | 2.2 | 2700 | 28672
Access Control | Door Lock / Keypad / Manual | Town QC | 1 | Medium | B | 1 | 2025 | 5 | 3 | 3.2 | 21526 | 6732
Boiler | Electric Boilers | Town FJ | 1 | Medium | B | 1 | 2025 | 5 | 3 | 3.2 | 21527 | 6733
Local and Special Ventilation | Fan - Kitchen Extract | Town PW | 1 | Low | B | 1 | 2025 | 5 | 4 | 3.7 | 32803 | 11823
Fire Safety Systems | Manual and Automatic Doors - Emergency and Panic Escape Doors | Town PZ | 1 | Urgent | B | 20 | 2044 | 5 | 1 | 2.2 | 2701 | 31423
Fire Safety Systems | Manual and Automatic Doors - Emergency and Panic Escape Doors | Town KB | 1 | Urgent | B | 20 | 2044 | 5 | 1 | 2.2 | 2702 | 31424
Fire Safety Systems | Fire Extinguishers - CO2 | Town KB | 2 | Urgent | B | 6 | 2030 | 5 | 1 | 2.2 | 2703 | 15988
LV Distribution | Main Distribution Board | Town QF | 1 | High | B | 1 | 2025 | 5 | 2 | 2.7 | 12424 | 3154
Central Ventilation Systems | Fan - Extract | Town KB | 1 | Medium | B | 1 | 2025 | 5 | 3 | 3.2 | 21528 | 6734
Fire Safety Systems | Fire Alarm System | Town QH | 1 | Urgent | B | 11 | 2035 | 5 | 1 | 2.2 | 2704 | 23431
Heat Emitters | Radiators - Aluminium | Town PX | 4 | Medium | B | 1 | 2025 | 5 | 3 | 3.2 | 21529 | 6735
Fire Safety Systems | Fire Extinguishers - CO2 | Town PT | 4 | Urgent | B | 2 | 2026 | 5 | 1 | 2.2 | 2705 | 12505
Local Hot Water | Instantaneous Electric Water Heater - Non-Drinking Water | Town PU | 1 | Medium | A | 13 | 2037 | 6 | 3 | 3.5 | 32472 | 27280
Local Hot Water | Package Electric Water Heaters - Non-Drinking Water | Town PZ | 1 | Medium | B | 4 | 2028 | 5 | 3 | 3.2 | 21530 | 14057
Central Ventilation Systems | Fan - Extract | Town PJ | 1 | Medium | B | 1 | 2025 | 5 | 3 | 3.2 | 21531 | 6736
General Lighting | General - LED fittings & Luminaires | Town PY | 21 | Medium | B | 17 | 2041 | 5 | 3 | 3.2 | 21532 | 30414
Heat Emitters | Electric Heaters | Town QG | 4 | Medium | B | 1 | 2025 | 5 | 3 | 3.2 | 21533 | 6737
Fire Safety Systems | Fire Extinguishers - CO2 | Town PT | 2 | Urgent | B | 2 | 2026 | 5 | 1 | 2.2 | 2706 | 12506
Security Systems | Manual and Automatic Doors - High Security Door | Town QB | 1 | High | B | 17 | 2041 | 5 | 2 | 2.7 | 12425 | 30296
Heat Emitters | Radiators - Steel | Town QI | 7 | Medium | B | 5 | 2029 | 5 | 3 | 3.2 | 21534 | 14890
LV Distribution | Main Distribution Board | Town QA | 1 | High | B | 15 | 2039 | 5 | 2 | 2.7 | 12426 | 28100
Fire Safety Systems | Fire Extinguishers - Foam | Town PT | 2 | Urgent | B | 2 | 2026 | 5 | 1 | 2.2 | 2707 | 12507
Fire Safety Systems | Fire Extinguishers - Foam | Town QC | 1 | Urgent | B | 1 | 2025 | 5 | 1 | 2.2 | 2708 | 1079
LV Distribution | Sub Distribution Board | Town PX | 1 | High | B | 12 | 2036 | 5 | 2 | 2.7 | 12427 | 26159
LV Distribution | Sub Distribution Board | Town PU | 1 | High | B | 6 | 2030 | 5 | 2 | 2.7 | 12428 | 17436
Heat Emitters | Gas Fired Natural and Fan Assisted Heaters | Town PT | 1 | Medium | B | 1 | 2025 | 5 | 3 | 3.2 | 21535 | 6738
Roller Shutters | Internal Electric Roller Shutter | Town QD | 1 | Medium | B | 1 | 2025 | 5 | 3 | 3.2 | 21536 | 6739
Heat Emitters | Fan Convector - Electric | Town PU | 1 | Medium | B | 1 | 2025 | 5 | 3 | 3.2 | 21537 | 6740
Roller Shutters | External Manual Roller Shutter | Town QI | 1 | High | B | 5 | 2029 | 5 | 2 | 2.7 | 12429 | 14597
Emergency Lighting | Externally Powered - Non LED | Town FJ | 3 | Urgent | B | 11 | 2035 | 5 | 1 | 2.2 | 2709 | 23432
Fire Safety Systems | Fire Extinguishers - CO2 | Town PZ | 1 | Urgent | B | 6 | 2030 | 5 | 1 | 2.2 | 2710 | 15989
LV Distribution | Main Distribution Board | Town QE | 1 | High | B | 1 | 2025 | 5 | 2 | 2.7 | 12430 | 3155
Fire Safety Systems | Fire Extinguishers - CO2 | Town PN | 5 | Urgent | B | 6 | 2030 | 5 | 1 | 2.2 | 2711 | 15990
Heat Emitters | Electric Overdoor Air Curtain/Heater | Town PX | 1 | Medium | B | 1 | 2025 | 5 | 3 | 3.2 | 21538 | 6741
Fire Safety Systems | Manual and Automatic Doors - Emergency and Panic Escape Doors | Town PT | 1 | Urgent | C | 11 | 2035 | 4 | 1 | 1.9 | 610 | 23259
Heat Emitters | Radiators - Aluminium | Town PT | 4 | Medium | C | 1 | 2025 | 4 | 3 | 2.9 | 18457 | 5412
External Lighting | General - LED | Town KB | 2 | Medium | B | 5 | 2029 | 5 | 3 | 3.2 | 21539 | 14891
Emergency Lighting | Externally Powered - Non LED | Town FJ | 3 | Urgent | B | 11 | 2035 | 5 | 1 | 2.2 | 2712 | 23433
Air Conditioning | Single-Split Evaporator - Split Systems/Heat Pumps - Air-cooled with Direct Expansion Evaporator (DX) | Town FJ | 1 | Medium | B | 1 | 2025 | 5 | 3 | 3.2 | 21540 | 6742
LV Distribution | Sub Distribution Board | Town FJ | 1 | High | B | 6 | 2030 | 5 | 2 | 2.7 | 12431 | 17437
Local Hot Water | Instantaneous Electric Water Heater - Non-Drinking Water | Town QJ | 1 | Medium | B | 10 | 2034 | 5 | 3 | 3.2 | 21541 | 22624
External Doors | Entrance Doors | Town QI | 1 | High | B | 20 | 2044 | 5 | 2 | 2.7 | 12432 | 31599
External Lighting | General - Non LED | Town QD | 2 | Medium | B | 1 | 2025 | 5 | 3 | 3.2 | 21542 | 6743
LV Distribution | Sub Distribution Board | Town FJ | 1 | High | B | 1 | 2025 | 5 | 2 | 2.7 | 12433 | 3156
Roller Shutters | Internal Electric Roller Shutter | Town PV | 1 | Medium | B | 1 | 2025 | 5 | 3 | 3.2 | 21543 | 6744
Central Ventilation Systems | Fan - Extract | Town QI | 1 | Medium | B | 1 | 2025 | 5 | 3 | 3.2 | 21544 | 6745
Local and Special Ventilation | Fan - Extract | Town PT | 1 | Medium | B | 1 | 2025 | 5 | 3 | 3.2 | 21545 | 6746
General Lighting | General - LED fittings & Luminaires | Town QA | 6 | Medium | B | 15 | 2039 | 5 | 3 | 3.2 | 21546 | 28375
Central Heating | Circulating Pump | Town QK | 1 | High | D | 1 | 2025 | 3 | 2 | 2.1 | 1066 | 739
Heat Emitters | Electric Heaters | Town QL | 2 | Medium | B | 1 | 2025 | 5 | 3 | 3.2 | 21547 | 6747
LV Distribution | Sub Distribution Board | Town E | 1 | High | D | 15 | 2039 | 3 | 2 | 2.1 | 1067 | 27723
LV Distribution | Main Distribution Board | Town QM | 1 | High | B | 10 | 2034 | 5 | 2 | 2.7 | 12434 | 22288
Local and Special Ventilation | Fan - Axial | Town QN | 1 | Medium | B | 1 | 2025 | 5 | 3 | 3.2 | 21548 | 6748
Heat Emitters | Gas Fired Unit Heaters | Town GZ | 1 | Medium | B | 1 | 2025 | 5 | 3 | 3.2 | 21549 | 6749
LV Distribution | Main Distribution Board | Town QO | 1 | High | B | 16 | 2040 | 5 | 2 | 2.7 | 12435 | 29114
BMS | BMS Control Panel | Town QP | 1 | High | B | 7 | 2031 | 5 | 2 | 2.7 | 12436 | 19581
BMS | BMS Control Panel | Town QQ | 1 | High | B | 5 | 2029 | 5 | 2 | 2.7 | 12437 | 14598
LV Distribution | Main Distribution Board | Town QO | 1 | High | B | 10 | 2034 | 5 | 2 | 2.7 | 12438 | 22289
Local Hot Water | Instantaneous Electric Water Heater - Non-Drinking Water | Town QM | 1 | Medium | A | 14 | 2038 | 6 | 3 | 3.5 | 32473 | 27660
AHU - Internal | Central Ventilation Systems - Ventilation Only | Town QR | 1 | Medium | B | 10 | 2034 | 5 | 3 | 3.2 | 21550 | 22625
LV Distribution | Main Distribution Board | Town HV | 1 | High | B | 1 | 2025 | 5 | 2 | 2.7 | 12439 | 3157
Local and Special Ventilation | Fan - Kitchen General Ventilation | Town E | 1 | Medium | B | 1 | 2025 | 5 | 3 | 3.2 | 21551 | 6750
Roller Shutters | External Automatic Roller Shutter | Town QS | 1 | High | B | 20 | 2044 | 5 | 2 | 2.7 | 12440 | 31600
LV Distribution | Main Distribution Board | Town QT | 1 | High | B | 10 | 2034 | 5 | 2 | 2.7 | 12441 | 22290
Local Hot Water | Instantaneous Electric Water Heater - Non-Drinking Water | Town E | 1 | Medium | B | 12 | 2036 | 5 | 3 | 3.2 | 21552 | 26381
Roller Shutters | External Manual Roller Shutter | Town QM | 1 | High | B | 15 | 2039 | 5 | 2 | 2.7 | 12442 | 28101
Fire Safety Systems | Fire Alarm System | Town QU | 1 | Urgent | B | 5 | 2029 | 5 | 1 | 2.2 | 2713 | 14325
Roller Shutters | Internal Manual Roller Shutter | Town QN | 1 | Medium | B | 1 | 2025 | 5 | 3 | 3.2 | 21553 | 6751
Fire Safety Systems | Fire Extinguishers - CO2 | Town QV | 5 | Urgent | B | 8 | 2032 | 5 | 1 | 2.2 | 2714 | 20306
Access Control | Gate Access - Local Lock / Keypad / Manual (External) | Town QP | 1 | Medium | B | 1 | 2025 | 5 | 3 | 3.2 | 21554 | 6752
Emergency Lighting | Self Contained - LED | Town QW | 17 | Urgent | B | 15 | 2039 | 5 | 1 | 2.2 | 2715 | 27772
Emergency Lighting | Self Contained - LED | Town QN | 5 | Urgent | B | 19 | 2043 | 5 | 1 | 2.2 | 2716 | 31042
Heat Emitters | Electric Heaters | Town QR | 1 | Medium | B | 3 | 2027 | 5 | 3 | 3.2 | 21555 | 13460
Fire Safety Systems | Fire Extinguishers - CO2 | Town QK | 5 | Urgent | A | 8 | 2032 | 6 | 1 | 2.5 | 10835 | 20650
LV Distribution | Sub Distribution Board | Town QV | 1 | High | B | 1 | 2025 | 5 | 2 | 2.7 | 12443 | 3158
Emergency Lighting | Illuminated Fire Exit Signage | Town QX | 1 | Urgent | B | 15 | 2039 | 5 | 1 | 2.2 | 2717 | 27773
General Lighting | General - LED fittings & Luminaires | Town QQ | 22 | Medium | B | 15 | 2039 | 5 | 3 | 3.2 | 21556 | 28376
External Lighting | General - LED | Town E | 2 | Medium | B | 5 | 2029 | 5 | 3 | 3.2 | 21557 | 14892
LV Distribution | Sub Distribution Board | Town QY | 1 | High | B | 1 | 2025 | 5 | 2 | 2.7 | 12444 | 3159
Heat Emitters | Gas Fired Unit Heaters | Town QN | 1 | Medium | B | 1 | 2025 | 5 | 3 | 3.2 | 21558 | 6753
Fire Safety Systems | Manual and Automatic Doors - Emergency and Panic Escape Doors | Town QL | 1 | Urgent | B | 21 | 2045 | 5 | 1 | 2.2 | 2718 | 31843
Emergency Lighting | Illuminated Fire Exit Signage | Town QZ | 2 | Urgent | B | 6 | 2030 | 5 | 1 | 2.2 | 2719 | 15991
Roller Shutters | External Manual Roller Shutter | Town QO | 1 | High | B | 11 | 2035 | 5 | 2 | 2.7 | 12445 | 24213
General Lighting | General - LED fittings & Luminaires | Town E | 21 | Medium | B | 10 | 2034 | 5 | 3 | 3.2 | 21559 | 22626
Emergency Lighting | Self Contained - LED | Town GZ | 7 | Urgent | B | 15 | 2039 | 5 | 1 | 2.2 | 2720 | 27774
LV Distribution | Main Distribution Board | Town QK | 1 | High | C | 1 | 2025 | 4 | 2 | 2.4 | 10452 | 2341
Roller Shutters | Internal Electric Roller Shutter | Town QZ | 1 | Medium | B | 8 | 2032 | 5 | 3 | 3.2 | 21560 | 20874
Fire Safety Systems | Manual and Automatic Doors - Emergency and Panic Escape Doors | Town QX | 1 | Urgent | B | 30 | 2054 | 5 | 1 | 2.2 | 2721 | 33665
External Doors | Entrance Doors | Town HV | 1 | High | B | 16 | 2040 | 5 | 2 | 2.7 | 12446 | 29115
Fire Safety Systems | Fire Alarm Panel / Repeater | Town GZ | 1 | Urgent | B | 11 | 2035 | 5 | 1 | 2.2 | 2722 | 23434
Fire Safety Systems | Fire Extinguishers - Foam | Town GZ | 6 | Urgent | B | 7 | 2031 | 5 | 1 | 2.2 | 2723 | 19209
Air Conditioning | Single-Split Condenser - Split Systems/Heat Pumps - Air-cooled with Direct Expansion Evaporator (DX) | Town QR | 1 | Medium | B | 10 | 2034 | 5 | 3 | 3.2 | 21561 | 22627
LV Distribution | Sub Distribution Board | Town GZ | 1 | High | B | 15 | 2039 | 5 | 2 | 2.7 | 12447 | 28102
Fire Safety Systems | Manual and Automatic Doors - Emergency and Panic Escape Doors | Town HV | 1 | Urgent | B | 16 | 2040 | 5 | 1 | 2.2 | 2724 | 28673
Heat Emitters | Gas Fired Unit Heaters | Town E | 1 | Medium | B | 3 | 2027 | 5 | 3 | 3.2 | 21562 | 13461
LV Distribution | Sub Distribution Board | Town QN | 1 | High | B | 1 | 2025 | 5 | 2 | 2.7 | 12448 | 3160
Heat Emitters | Gas Fired Unit Heaters | Town QL | 1 | Medium | B | 5 | 2029 | 5 | 3 | 3.2 | 21563 | 14893
Emergency Lighting | Self Contained - LED | Town QR | 3 | Urgent | B | 20 | 2044 | 5 | 1 | 2.2 | 2725 | 31425
General Lighting | General - LED fittings & Luminaires | Town QZ | 6 | Medium | B | 3 | 2027 | 5 | 3 | 3.2 | 21564 | 13462
Fire Safety Systems | Fire Extinguishers - Powder | Town NO | 4 | Urgent | B | 5 | 2029 | 5 | 1 | 2.2 | 2726 | 14326
Roller Shutters | Internal Manual Roller Shutter | Town QL | 1 | Medium | C | 1 | 2025 | 4 | 3 | 2.9 | 18458 | 5413
Roller Shutters | External Manual Roller Shutter | Town QM | 1 | High | B | 15 | 2039 | 5 | 2 | 2.7 | 12449 | 28103
Roller Shutters | External Manual Roller Shutter | Town QW | 1 | High | B | 1 | 2025 | 5 | 2 | 2.7 | 12450 | 3161
Emergency Lighting | Self Contained - LED | Town E | 11 | Urgent | B | 15 | 2039 | 5 | 1 | 2.2 | 2727 | 27775
Fire Safety Systems | Fire Extinguishers - Powder | Town E | 2 | Urgent | B | 6 | 2030 | 5 | 1 | 2.2 | 2728 | 15992
Roller Shutters | External Manual Roller Shutter | Town QP | 1 | High | C | 1 | 2025 | 4 | 2 | 2.4 | 10453 | 2342
Roller Shutters | External Manual Roller Shutter | Town QW | 1 | High | B | 1 | 2025 | 5 | 2 | 2.7 | 12451 | 3162
Access Control | Gate Access - Local Lock / Keypad / Manual (External) | Town QY | 1 | Medium | B | 1 | 2025 | 5 | 3 | 3.2 | 21565 | 6754
Fire Safety Systems | Fire Extinguishers - Powder | Town QK | 1 | Urgent | A | 8 | 2032 | 6 | 1 | 2.5 | 10836 | 20651
Local Hot Water | Instantaneous Electric Water Heater - Non-Drinking Water | Town RA | 1 | Medium | C | 1 | 2025 | 4 | 3 | 2.9 | 18459 | 5414
External Doors | Entrance Doors | Town QS | 1 | High | B | 6 | 2030 | 5 | 2 | 2.7 | 12452 | 17438
Emergency Lighting | Illuminated Fire Exit Signage | Town QL | 3 | Urgent | B | 16 | 2040 | 5 | 1 | 2.2 | 2729 | 28674
Fire Safety Systems | Fire Alarm System | Town QL | 1 | Urgent | B | 15 | 2039 | 5 | 1 | 2.2 | 2730 | 27776
External Doors | Manual and Automatic Doors - Auto / Powered Sliding Doors | Town GZ | 1 | High | B | 6 | 2030 | 5 | 2 | 2.7 | 12453 | 17439
Emergency Lighting | Illuminated Fire Exit Signage | Town QY | 1 | Urgent | B | 17 | 2041 | 5 | 1 | 2.2 | 2731 | 30031
Roller Shutters | External Manual Roller Shutter | Town RA | 1 | High | C | 1 | 2025 | 4 | 2 | 2.4 | 10454 | 2343
BMS | BMS Control Panel | Town QR | 1 | High | B | 5 | 2029 | 5 | 2 | 2.7 | 12454 | 14599
General Lighting | General - LED fittings & Luminaires | Town QU | 9 | Medium | C | 1 | 2025 | 4 | 3 | 2.9 | 18460 | 5415
Local Hot Water | Instantaneous Electric Water Heater - Non-Drinking Water | Town E | 1 | Medium | B | 3 | 2027 | 5 | 3 | 3.2 | 21566 | 13463
General Lighting | General - LED fittings & Luminaires | Town GZ | 16 | Medium | B | 1 | 2025 | 5 | 3 | 3.2 | 21567 | 6755
Heat Emitters | Gas Fired Unit Heaters | Town QV | 1 | Medium | B | 6 | 2030 | 5 | 3 | 3.2 | 21568 | 18481
Local and Special Ventilation | Fan - Extract | Town QL | 1 | Medium | B | 1 | 2025 | 5 | 3 | 3.2 | 21569 | 6756
Barriers & Guardrails | Vehicle Crash Protection Barrier | Town QY | 5 | V Low | B | 1 | 2025 | 5 | 4 | 3.7 | 32804 | 11824
External Lighting | General - Non LED | Town RB | 1 | Medium | B | 5 | 2029 | 5 | 3 | 3.2 | 21570 | 14894
Fire Safety Systems | Fire Extinguishers - CO2 | Town RB | 2 | Urgent | B | 7 | 2031 | 5 | 1 | 2.2 | 2732 | 19210
Roller Shutters | External Manual Roller Shutter | Town RA | 1 | High | C | 1 | 2025 | 4 | 2 | 2.4 | 10455 | 2344
Fire Safety Systems | Manual and Automatic Doors - Emergency and Panic Escape Doors | Town QN | 1 | Urgent | B | 29 | 2053 | 5 | 1 | 2.2 | 2733 | 33637
Fire Safety Systems | Fire Alarm Panel / Repeater | Town QP | 1 | Urgent | B | 5 | 2029 | 5 | 1 | 2.2 | 2734 | 14327
General Lighting | General - LED fittings & Luminaires | Town RA | 37 | Medium | D | 1 | 2025 | 3 | 3 | 2.6 | 11061 | 2586
Emergency Lighting | Self Contained - LED | Town QL | 9 | Urgent | B | 21 | 2045 | 5 | 1 | 2.2 | 2735 | 31844
Local and Special Ventilation | Fan - Window / Wall Mounted | Town QO | 1 | Medium | B | 1 | 2025 | 5 | 3 | 3.2 | 21571 | 6757
LV Distribution | Sub Distribution Board | Town E | 1 | High | B | 8 | 2032 | 5 | 2 | 2.7 | 12455 | 20683
Local Hot Water | Instantaneous Electric Water Heater - Non-Drinking Water | Town GZ | 1 | Medium | B | 11 | 2035 | 5 | 3 | 3.2 | 21572 | 25006
General Lighting | General - LED fittings & Luminaires | Town QR | 72 | Medium | B | 15 | 2039 | 5 | 3 | 3.2 | 21573 | 28377
Local Hot Water | Instantaneous Electric Water Heater - Non-Drinking Water | Town QV | 1 | Medium | B | 2 | 2026 | 5 | 3 | 3.2 | 21574 | 13029
General Lighting | General - LED fittings & Luminaires | Town GZ | 98 | Medium | B | 10 | 2034 | 5 | 3 | 3.2 | 21575 | 22628
Emergency Lighting | Illuminated Fire Exit Signage | Town QY | 2 | Urgent | B | 17 | 2041 | 5 | 1 | 2.2 | 2736 | 30032
Heat Emitters | Electric Heaters | Town QY | 3 | Medium | C | 1 | 2025 | 4 | 3 | 2.9 | 18461 | 5416
LV Distribution | Sub Distribution Board | Town QN | 1 | High | C | 1 | 2025 | 4 | 2 | 2.4 | 10456 | 2345
External Doors | Manual and Automatic Doors - Auto / Powered Sliding Doors | Town QX | 1 | High | B | 30 | 2054 | 5 | 2 | 2.7 | 12456 | 33704
Local and Special Ventilation | Unit extract fans | Town QY | 1 | Medium | DX | 1 | 2025 | 1 | 3 | 2 | 797 | 517
Roller Shutters | Internal Manual Roller Shutter | Town QV | 1 | Medium | B | 1 | 2025 | 5 | 3 | 3.2 | 21576 | 6758
Emergency Lighting | Self Contained - LED | Town QZ | 1 | Urgent | B | 8 | 2032 | 5 | 1 | 2.2 | 2737 | 20307
General Lighting | General - LED fittings & Luminaires | Town RB | 20 | Medium | B | 10 | 2034 | 5 | 3 | 3.2 | 21577 | 22629
Heat Emitters | Gas Fired Unit Heaters | Town E | 1 | Medium | DX | 1 | 2025 | 1 | 3 | 2 | 798 | 518
Local Hot Water | Instantaneous Electric Water Heater - Non-Drinking Water | Town QQ | 1 | Medium | B | 10 | 2034 | 5 | 3 | 3.2 | 21578 | 22630
LV Distribution | Main Distribution Board | Town QO | 1 | High | B | 10 | 2034 | 5 | 2 | 2.7 | 12457 | 22291
Roller Shutters | External Manual Roller Shutter | Town QO | 1 | High | B | 11 | 2035 | 5 | 2 | 2.7 | 12458 | 24214
General Lighting | General - LED fittings & Luminaires | Town QL | 42 | Medium | B | 16 | 2040 | 5 | 3 | 3.2 | 21579 | 29380
Fire Safety Systems | Fire Extinguishers - CO2 | Town QQ | 1 | Urgent | B | 5 | 2029 | 5 | 1 | 2.2 | 2738 | 14328
LV Distribution | Sub Distribution Board | Town HV | 1 | High | B | 1 | 2025 | 5 | 2 | 2.7 | 12459 | 3163
LV Distribution | Feeder Pillar | Town QS | 1 | Urgent | B | 1 | 2025 | 5 | 1 | 2.2 | 2739 | 1080
Roller Shutters | External Manual Roller Shutter | Town QW | 1 | High | B | 1 | 2025 | 5 | 2 | 2.7 | 12460 | 3164
Air Conditioning | Multi-Split Condenser - Split Systems/Heat Pumps - Air-cooled with Direct Expansion Evaporator (DX) | Town QY | 1 | Medium | B | 5 | 2029 | 5 | 3 | 3.2 | 21580 | 14895
Fire Safety Systems | Fire Alarm Panel / Repeater | Town QY | 1 | Urgent | B | 5 | 2029 | 5 | 1 | 2.2 | 2740 | 14329
External Lighting | General - Non LED | Town QP | 4 | Medium | C | 1 | 2025 | 4 | 3 | 2.9 | 18462 | 5417
External Lighting | General - Non LED | Town E | 1 | Medium | DX | 3 | 2027 | 1 | 3 | 2 | 799 | 13256
Emergency Lighting | Self Contained - LED | Town E | 4 | Urgent | B | 15 | 2039 | 5 | 1 | 2.2 | 2741 | 27777
LV Distribution | Sub Distribution Board | Town QN | 1 | High | D | 16 | 2040 | 3 | 2 | 2.1 | 1068 | 28598
Fire Safety Systems | Fire Alarm System | Town NO | 1 | Urgent | B | 11 | 2035 | 5 | 1 | 2.2 | 2742 | 23435
General Lighting | General - LED fittings & Luminaires | Town QW | 30 | Medium | B | 1 | 2025 | 5 | 3 | 3.2 | 21581 | 6759
Fire Safety Systems | Internal Roller Shutter- Fire Rated | Town QX | 1 | Urgent | B | 20 | 2044 | 5 | 1 | 2.2 | 2743 | 31426
Fire Safety Systems | Manual and Automatic Doors - Emergency and Panic Escape Doors | Town QM | 1 | Urgent | B | 25 | 2049 | 5 | 1 | 2.2 | 2744 | 33285
External Lighting | General - LED | Town QK | 9 | Medium | A | 13 | 2037 | 6 | 3 | 3.5 | 32474 | 27281
Local and Special Ventilation | Unit extract fans | Town E | 1 | Medium | DX | 1 | 2025 | 1 | 3 | 2 | 800 | 519
Local Hot Water | Instantaneous Electric Water Heater - Non-Drinking Water | Town QW | 1 | Medium | D | 1 | 2025 | 3 | 3 | 2.6 | 11062 | 2587
Emergency Lighting | Illuminated Fire Exit Signage | Town QP | 3 | Urgent | B | 10 | 2034 | 5 | 1 | 2.2 | 2745 | 22003
Emergency Lighting | Self Contained - LED | Town QX | 4 | Urgent | B | 20 | 2044 | 5 | 1 | 2.2 | 2746 | 31427
Heat Emitters | Gas Fired Unit Heaters | Town QN | 1 | Medium | B | 1 | 2025 | 5 | 3 | 3.2 | 21582 | 6760
LV Distribution | Sub Distribution Board | Town QL | 1 | High | B | 6 | 2030 | 5 | 2 | 2.7 | 12461 | 17440
External Doors | Manual and Automatic Doors - Auto / Powered Sliding Doors | Town QL | 1 | High | B | 21 | 2045 | 5 | 2 | 2.7 | 12462 | 32569
LV Distribution | Main Distribution Board | Town QX | 1 | High | B | 10 | 2034 | 5 | 2 | 2.7 | 12463 | 22292
Central Ventilation Systems | Fan - General Ventilation | Town GZ | 1 | Low | B | 1 | 2025 | 5 | 4 | 3.7 | 32805 | 11825
Heat Emitters | Radiators - Steel | Town QK | 4 | Medium | C | 1 | 2025 | 4 | 3 | 2.9 | 18463 | 5418
Air Conditioning | Multi-Split Condenser - Split Systems/Heat Pumps - Air-cooled with Direct Expansion Evaporator (DX) | Town QY | 1 | Medium | B | 5 | 2029 | 5 | 3 | 3.2 | 21583 | 14896
LV Distribution | Sub Distribution Board | Town QZ | 1 | High | D | 11 | 2035 | 3 | 2 | 2.1 | 1069 | 23308
Fire Safety Systems | Manual and Automatic Doors - Emergency and Panic Escape Doors | Town QM | 1 | Urgent | B | 31 | 2055 | 5 | 1 | 2.2 | 2747 | 33736
BMS | BMS Control Panel | Town QY | 1 | High | D | 7 | 2031 | 3 | 2 | 2.1 | 1070 | 19135
Emergency Lighting | Self Contained - LED | Town QQ | 5 | Urgent | B | 20 | 2044 | 5 | 1 | 2.2 | 2748 | 31428
LV Distribution | Sub Distribution Board | Town RA | 1 | High | C | 1 | 2025 | 4 | 2 | 2.4 | 10457 | 2346
Fire Safety Systems | Manual and Automatic Doors - Emergency and Panic Escape Doors | Town QQ | 1 | Urgent | B | 30 | 2054 | 5 | 1 | 2.2 | 2749 | 33666
Local and Special Ventilation | Fan - Axial | Town QP | 1 | Medium | B | 1 | 2025 | 5 | 3 | 3.2 | 21584 | 6761
Fire Safety Systems | Manual and Automatic Doors - Emergency and Panic Escape Doors | Town QR | 1 | Urgent | B | 30 | 2054 | 5 | 1 | 2.2 | 2750 | 33667
General Lighting | General - LED fittings & Luminaires | Town QS | 28 | Medium | B | 17 | 2041 | 5 | 3 | 3.2 | 21585 | 30415
Local and Special Ventilation | Fan - Axial | Town QL | 1 | Medium | B | 1 | 2025 | 5 | 3 | 3.2 | 21586 | 6762
Fire Safety Systems | Fire Alarm Panel / Repeater | Town QY | 1 | Urgent | B | 5 | 2029 | 5 | 1 | 2.2 | 2751 | 14330
Fire Safety Systems | Fire Extinguishers - CO2 | Town GZ | 4 | Urgent | B | 8 | 2032 | 5 | 1 | 2.2 | 2752 | 20308
Roller Shutters | Internal Manual Roller Shutter | Town QN | 1 | Medium | B | 1 | 2025 | 5 | 3 | 3.2 | 21587 | 6763
Emergency Lighting | Self Contained - LED | Town QS | 6 | Urgent | B | 22 | 2046 | 5 | 1 | 2.2 | 2753 | 32851
Boiler | Atmospheric Gas Burner/Condensing Combination Boiler (domestic type) | Town HV | 1 | High | B | 1 | 2025 | 5 | 2 | 2.7 | 12464 | 3165
Heat Emitters | Electric Heaters | Town QV | 6 | Medium | CX | 1 | 2025 | 2 | 3 | 2.3 | 10081 | 2044
AHU - Internal | Central Heating & Cooling - Electric & DX | Town QY | 1 | Medium | B | 1 | 2025 | 5 | 3 | 3.2 | 21588 | 6764
Fire Safety Systems | Manual and Automatic Doors - Emergency and Panic Escape Doors | Town RC | 1 | Urgent | B | 32 | 2056 | 5 | 1 | 2.2 | 2754 | 33812
Emergency Lighting | Self Contained - Non LED | Town QY | 1 | Urgent | B | 22 | 2046 | 5 | 1 | 2.2 | 2755 | 32852
Heat Emitters | Radiators - Steel | Town QP | 3 | Medium | B | 1 | 2025 | 5 | 3 | 3.2 | 21589 | 6765
LV Distribution | Sub Distribution Board | Town GZ | 1 | High | D | 1 | 2025 | 3 | 2 | 2.1 | 1071 | 740
Fire Safety Systems | Fire Alarm Panel / Repeater | Town QL | 1 | Urgent | B | 1 | 2025 | 5 | 1 | 2.2 | 2756 | 1081
Fire Safety Systems | Manual and Automatic Doors - Emergency and Panic Escape Doors | Town QQ | 1 | Urgent | B | 30 | 2054 | 5 | 1 | 2.2 | 2757 | 33668
Local Hot Water | Instantaneous Electric Water Heater - Non-Drinking Water | Town QL | 1 | Medium | B | 5 | 2029 | 5 | 3 | 3.2 | 21590 | 14897
Fire Safety Systems | Manual and Automatic Doors - Emergency and Panic Escape Doors | Town QS | 1 | Urgent | B | 6 | 2030 | 5 | 1 | 2.2 | 2758 | 15993
Roller Shutters | External Manual Roller Shutter | Town QK | 1 | High | B | 1 | 2025 | 5 | 2 | 2.7 | 12465 | 3166
General Lighting | General - LED fittings & Luminaires | Town NO | 5 | Medium | B | 10 | 2034 | 5 | 3 | 3.2 | 21591 | 22631
Emergency Lighting | Illuminated Fire Exit Signage | Town E | 2 | Urgent | B | 10 | 2034 | 5 | 1 | 2.2 | 2759 | 22004
External Doors | Entrance Doors | Town E | 1 | High | B | 23 | 2047 | 5 | 2 | 2.7 | 12466 | 33192
Fire Safety Systems | Fire Extinguishers - CO2 | Town QL | 2 | Urgent | B | 10 | 2034 | 5 | 1 | 2.2 | 2760 | 22005
Roller Shutters | Internal Electric Roller Shutter | Town E | 1 | Medium | B | 13 | 2037 | 5 | 3 | 3.2 | 21592 | 27084
Lifts | Disabled Lift - Electric | Town QQ | 1 | High | B | 10 | 2034 | 5 | 2 | 2.7 | 12467 | 22293
External Lighting | General - Non LED | Town QL | 1 | Medium | DX | 1 | 2025 | 1 | 3 | 2 | 801 | 520
Fire Safety Systems | Fire Extinguishers - CO2 | Town QX | 4 | Urgent | B | 5 | 2029 | 5 | 1 | 2.2 | 2761 | 14331
Local and Special Ventilation | Unit extract fans | Town GZ | 1 | Medium | B | 1 | 2025 | 5 | 3 | 3.2 | 21593 | 6766
LV Distribution | Main Distribution Board | Town QQ | 1 | High | B | 15 | 2039 | 5 | 2 | 2.7 | 12468 | 28104
External Doors | Entrance Doors | Town QS | 1 | High | B | 6 | 2030 | 5 | 2 | 2.7 | 12469 | 17441
LV Distribution | Main Distribution Board | Town QQ | 1 | High | B | 15 | 2039 | 5 | 2 | 2.7 | 12470 | 28105
Roller Shutters | External Window Shutters - Manual | Town QN | 1 | Medium | B | 1 | 2025 | 5 | 3 | 3.2 | 21594 | 6767
Emergency Lighting | Illuminated Fire Exit Signage | Town NO | 5 | Urgent | B | 10 | 2034 | 5 | 1 | 2.2 | 2762 | 22006
Emergency Lighting | Self Contained - LED | Town QZ | 8 | Urgent | B | 19 | 2043 | 5 | 1 | 2.2 | 2763 | 31043
Local and Special Ventilation | Fan - Extract | Town RD | 1 | Medium | B | 1 | 2025 | 5 | 3 | 3.2 | 21595 | 6768
General Lighting | General - LED fittings & Luminaires | Town RE | 101 | Medium | B | 16 | 2040 | 5 | 3 | 3.2 | 21596 | 29381
General Lighting | General - LED fittings & Luminaires | Town RF | 30 | Medium | B | 7 | 2031 | 5 | 3 | 3.2 | 21597 | 19819
LV Distribution | Main Distribution Board | Town QM | 1 | High | B | 14 | 2038 | 5 | 2 | 2.7 | 12471 | 27440
External Doors | Manual and Automatic Doors - Auto / Powered Swing Doors | Town QM | 1 | High | DX | 21 | 2045 | 1 | 2 | 1.5 | 371 | 31701
Fire Safety Systems | Manual and Automatic Doors - Emergency and Panic Escape Doors | Town RG | 1 | Urgent | B | 31 | 2055 | 5 | 1 | 2.2 | 2764 | 33737
BMS | BMS Operating Station | Town QM | 1 | High | B | 6 | 2030 | 5 | 2 | 2.7 | 12472 | 17442
LV Distribution | Main Distribution Board | Town RH | 1 | High | B | 6 | 2030 | 5 | 2 | 2.7 | 12473 | 17443
LV Distribution | Main Distribution Board | Town RH | 1 | High | B | 6 | 2030 | 5 | 2 | 2.7 | 12474 | 17444
Local and Special Ventilation | Fan - Extract | Town RI | 1 | Medium | B | 1 | 2025 | 5 | 3 | 3.2 | 21598 | 6769
Fire Safety Systems | Manual and Automatic Doors - Emergency and Panic Escape Doors | Town RI | 1 | Urgent | C | 11 | 2035 | 4 | 1 | 1.9 | 611 | 23260
LV Distribution | Sub Distribution Board | Town RJ | 1 | High | B | 1 | 2025 | 5 | 2 | 2.7 | 12475 | 3167
Roller Shutters | External Manual Roller Shutter | Town RK | 1 | High | B | 11 | 2035 | 5 | 2 | 2.7 | 12476 | 24215
Heat Emitters | Electric Heaters | Town RF | 6 | Medium | B | 4 | 2028 | 5 | 3 | 3.2 | 21599 | 14058
Barriers & Guardrails | Vehicle Crash Protection Barrier | Town RD | 1 | V Low | B | 1 | 2025 | 5 | 4 | 3.7 | 32806 | 11826
LV Distribution | Sub Distribution Board | Town RH | 1 | High | B | 18 | 2042 | 5 | 2 | 2.7 | 12477 | 30787
Fire Safety Systems | Manual and Automatic Doors - Emergency and Panic Escape Doors | Town RL | 1 | Urgent | B | 31 | 2055 | 5 | 1 | 2.2 | 2765 | 33738
Roller Shutters | External Electric Roller Shutter | Town RM | 1 | High | B | 18 | 2042 | 5 | 2 | 2.7 | 12478 | 30788
Barriers & Guardrails | Vehicle Crash Protection Barrier | Town RE | 1 | V Low | B | 1 | 2025 | 5 | 4 | 3.7 | 32807 | 11827
Barriers & Guardrails | Vehicle Crash Protection Barrier | Town RN | 1 | V Low | B | 2 | 2026 | 5 | 4 | 3.7 | 32808 | 13226
LV Distribution | Main Distribution Board | Town RO | 1 | High | DX | 1 | 2025 | 1 | 2 | 1.5 | 372 | 333
Barriers & Guardrails | Vehicle Crash Protection Barrier | Town RG | 1 | V Low | B | 1 | 2025 | 5 | 4 | 3.7 | 32809 | 11828
Burner | Forced draft gas burner | Town RE | 1 | Medium | B | 1 | 2025 | 5 | 3 | 3.2 | 21600 | 6770
Barriers & Guardrails | Vehicle Crash Protection Barrier | Town RE | 1 | V Low | B | 1 | 2025 | 5 | 4 | 3.7 | 32810 | 11829
LV Distribution | Main Distribution Board | Town RD | 1 | High | B | 19 | 2043 | 5 | 2 | 2.7 | 12479 | 31157
Air Conditioning | Fan - Centrifugal | Town RG | 1 | Medium | D | 1 | 2025 | 3 | 3 | 2.6 | 11063 | 2588
External Doors | Entrance Doors | Town RG | 1 | High | B | 31 | 2055 | 5 | 2 | 2.7 | 12480 | 33784
Fire Safety Systems | Fire Alarm Panel / Repeater | Town CQ | 1 | Urgent | B | 12 | 2036 | 5 | 1 | 2.2 | 2766 | 25968
Specialist Lighting | Illuminated External Signs | Town RH | 16 | Medium | DX | 1 | 2025 | 1 | 3 | 2 | 802 | 521
Barriers & Guardrails | Vehicle Crash Protection Barrier | Town RI | 1 | V Low | B | 1 | 2025 | 5 | 4 | 3.7 | 32811 | 11830
Roller Shutters | External Manual Roller Shutter | Town QM | 1 | High | B | 19 | 2043 | 5 | 2 | 2.7 | 12481 | 31158
Fire Safety Systems | Fire Extinguishers - Powder - P50 | Town RH | 1 | Urgent | B | 6 | 2030 | 5 | 1 | 2.2 | 2767 | 15994
Emergency Lighting | Illuminated Fire Exit Signage | Town RH | 3 | Urgent | B | 6 | 2030 | 5 | 1 | 2.2 | 2768 | 15995
Fire Safety Systems | Fire Extinguishers - Powder | Town C | 4 | Urgent | B | 9 | 2033 | 5 | 1 | 2.2 | 2769 | 21251
Roller Shutters | Internal Electric Roller Shutter | Town RG | 1 | Medium | B | 3 | 2027 | 5 | 3 | 3.2 | 21601 | 13464
Emergency Lighting | Self Contained - LED | Town RK | 10 | Urgent | B | 21 | 2045 | 5 | 1 | 2.2 | 2770 | 31845
LV Distribution | Main Distribution Board | Town RK | 1 | High | D | 6 | 2030 | 3 | 2 | 2.1 | 1072 | 15723
Heat Emitters | Electric Overdoor Air Curtain/Heater | Town RO | 1 | Medium | DX | 1 | 2025 | 1 | 3 | 2 | 803 | 522
Roller Shutters | Internal Manual Roller Shutter | Town RP | 1 | Medium | B | 19 | 2043 | 5 | 3 | 3.2 | 21602 | 31350
Fire Safety Systems | Fire Extinguishers - Foam | Town RQ | 2 | Urgent | B | 6 | 2030 | 5 | 1 | 2.2 | 2771 | 15996
Fire Safety Systems | Fire Extinguishers - Foam | Town RH | 4 | Urgent | B | 6 | 2030 | 5 | 1 | 2.2 | 2772 | 15997
Multi-System Controls | Instrumental Control Panel | Town M | 1 | Medium | CX | 1 | 2025 | 2 | 3 | 2.3 | 10082 | 2045
External Doors | Manual and Automatic Doors - Auto / Powered Sliding Doors | Town RR | 1 | High | B | 6 | 2030 | 5 | 2 | 2.7 | 12482 | 17445
Fire Safety Systems | Fire Extinguishers - CO2 | Town RO | 6 | Urgent | B | 6 | 2030 | 5 | 1 | 2.2 | 2773 | 15998
LV Distribution | Sub Distribution Board | Town RL | 1 | High | B | 1 | 2025 | 5 | 2 | 2.7 | 12483 | 3168
Local and Special Ventilation | Fan - General Ventilation | Town M | 1 | Medium | C | 1 | 2025 | 4 | 3 | 2.9 | 18464 | 5419
Local and Special Ventilation | Fan - Extract | Town RE | 1 | Medium | B | 1 | 2025 | 5 | 3 | 3.2 | 21603 | 6771
Barriers & Guardrails | Vehicle Crash Protection Barrier | Town RL | 1 | V Low | B | 1 | 2025 | 5 | 4 | 3.7 | 32812 | 11831
Roller Shutters | Internal Manual Roller Shutter | Town RP | 1 | Medium | B | 19 | 2043 | 5 | 3 | 3.2 | 21604 | 31351
Barriers & Guardrails | Vehicle Crash Protection Barrier | Town RG | 1 | V Low | B | 1 | 2025 | 5 | 4 | 3.7 | 32813 | 11832
Local and Special Ventilation | Fan - Extract | Town RD | 1 | Medium | DX | 1 | 2025 | 1 | 3 | 2 | 804 | 523
Boiler | Atmospheric Gas Burner/Condensing Combination Boiler (domestic type) | Town RP | 1 | High | B | 4 | 2028 | 5 | 2 | 2.7 | 12484 | 13911
Roller Shutters | External Manual Roller Shutter | Town C | 1 | High | B | 1 | 2025 | 5 | 2 | 2.7 | 12485 | 3169
Fire Safety Systems | Fire Alarm System | Town RH | 1 | Urgent | B | 1 | 2025 | 5 | 1 | 2.2 | 2774 | 1082
Barriers & Guardrails | Vehicle Crash Protection Barrier | Town RK | 1 | V Low | B | 1 | 2025 | 5 | 4 | 3.7 | 32814 | 11833
Local and Special Ventilation | Unit extract fans | Town RR | 1 | Medium | DX | 1 | 2025 | 1 | 3 | 2 | 805 | 524
Barriers & Guardrails | Vehicle Crash Protection Barrier | Town RE | 1 | V Low | B | 1 | 2025 | 5 | 4 | 3.7 | 32815 | 11834
Roller Shutters | External Manual Roller Shutter | Town RS | 1 | High | CX | 4 | 2028 | 2 | 2 | 1.8 | 488 | 13739
Emergency Lighting | Self Contained - Non LED | Town RH | 1 | Urgent | B | 11 | 2035 | 5 | 1 | 2.2 | 2775 | 23436
Fire Safety Systems | Manual and Automatic Doors - Emergency and Panic Escape Doors | Town RP | 1 | Urgent | B | 21 | 2045 | 5 | 1 | 2.2 | 2776 | 31846
Barriers & Guardrails | Vehicle Crash Protection Barrier | Town RM | 7 | V Low | C | 1 | 2025 | 4 | 4 | 3.4 | 32406 | 11692
Fire Safety Systems | Fire Extinguishers - Foam | Town RE | 2 | Urgent | B | 7 | 2031 | 5 | 1 | 2.2 | 2777 | 19211
Local and Special Ventilation | Fan - Extract | Town RG | 1 | Medium | DX | 1 | 2025 | 1 | 3 | 2 | 806 | 525
Fire Safety Systems | Fire Extinguishers - Foam | Town RI | 2 | Urgent | B | 7 | 2031 | 5 | 1 | 2.2 | 2778 | 19212
Fire Safety Systems | Fire Extinguishers - Foam | Town RG | 6 | Urgent | B | 7 | 2031 | 5 | 1 | 2.2 | 2779 | 19213
Barriers & Guardrails | Vehicle Crash Protection Barrier | Town RE | 1 | V Low | B | 1 | 2025 | 5 | 4 | 3.7 | 32816 | 11835
Fire Safety Systems | Fire Extinguishers - CO2 | Town RE | 2 | Urgent | B | 3 | 2027 | 5 | 1 | 2.2 | 2780 | 13278
LV Distribution | Main Distribution Board | Town RO | 1 | High | B | 6 | 2030 | 5 | 2 | 2.7 | 12486 | 17446
Barriers & Guardrails | Manual Vehicle Barrier | Town RP | 1 | Medium | B | 11 | 2035 | 5 | 3 | 3.2 | 21605 | 25007
General Lighting | General - LED fittings & Luminaires | Town RF | 16 | Medium | B | 16 | 2040 | 5 | 3 | 3.2 | 21606 | 29382
Heat Emitters | Electric Heaters | Town CQ | 5 | Medium | B | 1 | 2025 | 5 | 3 | 3.2 | 21607 | 6772
General Lighting | General - LED fittings & Luminaires | Town RR | 66 | Medium | B | 17 | 2041 | 5 | 3 | 3.2 | 21608 | 30416
Fire Safety Systems | Fire Extinguishers - Dry Chemical | Town M | 5 | Urgent | B | 6 | 2030 | 5 | 1 | 2.2 | 2781 | 15999
Local and Special Ventilation | Fan - Window / Wall Mounted | Town CQ | 1 | Medium | B | 6 | 2030 | 5 | 3 | 3.2 | 21609 | 18482
Fire Safety Systems | Fire Alarm Panel / Repeater | Town RT | 1 | Urgent | B | 1 | 2025 | 5 | 1 | 2.2 | 2782 | 1083
LV Distribution | Sub Distribution Board | Town CQ | 1 | High | B | 12 | 2036 | 5 | 2 | 2.7 | 12487 | 26160
General Lighting | General - LED fittings & Luminaires | Town RM | 28 | Medium | B | 14 | 2038 | 5 | 3 | 3.2 | 21610 | 27534
General Lighting | General - LED fittings & Luminaires | Town RL | 73 | Medium | B | 19 | 2043 | 5 | 3 | 3.2 | 21611 | 31352
External Lighting | General - LED | Town RI | 1 | Medium | B | 11 | 2035 | 5 | 3 | 3.2 | 21612 | 25008
Barriers & Guardrails | Vehicle Crash Protection Barrier | Town RN | 1 | V Low | B | 2 | 2026 | 5 | 4 | 3.7 | 32817 | 13227
Local Hot Water | Instantaneous Electric Water Heater - Non-Drinking Water | Town RL | 1 | Medium | B | 1 | 2025 | 5 | 3 | 3.2 | 21613 | 6773
Roller Shutters | External Manual Roller Shutter | Town C | 1 | High | B | 1 | 2025 | 5 | 2 | 2.7 | 12488 | 3170
Heat Emitters | Radiators - Steel | Town RD | 4 | Medium | B | 1 | 2025 | 5 | 3 | 3.2 | 21614 | 6774
General Lighting | General - LED fittings & Luminaires | Town CQ | 4 | Medium | B | 16 | 2040 | 5 | 3 | 3.2 | 21615 | 29383
External Doors | Manual and Automatic Doors - Auto / Powered Sliding Doors | Town RE | 1 | High | B | 21 | 2045 | 5 | 2 | 2.7 | 12489 | 32570
Local Hot Water | Package Electric Water Heaters - Non-Drinking Water | Town CQ | 1 | Medium | CX | 1 | 2025 | 2 | 3 | 2.3 | 10083 | 2046
Emergency Lighting | Illuminated Fire Exit Signage | Town CQ | 2 | Urgent | B | 13 | 2037 | 5 | 1 | 2.2 | 2783 | 26832
General Lighting | General - LED fittings & Luminaires | Town QM | 27 | Medium | B | 16 | 2040 | 5 | 3 | 3.2 | 21616 | 29384
Fire Safety Systems | Fire Extinguishers - CO2 | Town RD | 1 | Urgent | B | 7 | 2031 | 5 | 1 | 2.2 | 2784 | 19214
Local and Special Ventilation | Fan - General Ventilation | Town RH | 1 | Medium | DX | 1 | 2025 | 1 | 3 | 2 | 807 | 526
Barriers & Guardrails | Manual Vehicle Barrier | Town RH | 1 | Medium | B | 1 | 2025 | 5 | 3 | 3.2 | 21617 | 6775
Specialist Lighting | Illuminated External Signs | Town RH | 6 | Medium | DX | 6 | 2030 | 1 | 3 | 2 | 808 | 15715
Heat Emitters | Radiators - Steel | Town RL | 4 | Medium | B | 1 | 2025 | 5 | 3 | 3.2 | 21618 | 6776
LV Distribution | Main Distribution Board | Town RH | 1 | High | B | 6 | 2030 | 5 | 2 | 2.7 | 12490 | 17447
Local and Special Ventilation | Fan - Window / Wall Mounted | Town RO | 1 | Medium | B | 1 | 2025 | 5 | 3 | 3.2 | 21619 | 6777
Emergency Lighting | Illuminated Fire Exit Signage | Town RR | 3 | Urgent | B | 17 | 2041 | 5 | 1 | 2.2 | 2785 | 30033
External Doors | Entrance Doors | Town QM | 1 | High | B | 29 | 2053 | 5 | 2 | 2.7 | 12491 | 33648
Heat Emitters | Radiators - Steel | Town RR | 3 | Medium | B | 1 | 2025 | 5 | 3 | 3.2 | 21620 | 6778
Emergency Lighting | Illuminated Fire Exit Signage | Town RM | 2 | Urgent | B | 16 | 2040 | 5 | 1 | 2.2 | 2786 | 28675
Emergency Lighting | Self Contained - LED | Town M | 17 | Urgent | B | 21 | 2045 | 5 | 1 | 2.2 | 2787 | 31847
LV Distribution | Main Distribution Board | Town RH | 1 | High | B | 6 | 2030 | 5 | 2 | 2.7 | 12492 | 17448
Emergency Lighting | Self Contained - LED | Town CQ | 1 | Urgent | B | 21 | 2045 | 5 | 1 | 2.2 | 2788 | 31848
Fire Safety Systems | Fire Extinguishers - CO2 | Town RN | 2 | Urgent | B | 8 | 2032 | 5 | 1 | 2.2 | 2789 | 20309
Fire Safety Systems | Fire Extinguishers - CO2 | Town RQ | 3 | Urgent | B | 6 | 2030 | 5 | 1 | 2.2 | 2790 | 16000
Roller Shutters | Internal Manual Roller Shutter | Town RD | 1 | Medium | B | 21 | 2045 | 5 | 3 | 3.2 | 21621 | 32785
Fire Safety Systems | Manual and Automatic Doors - Emergency and Panic Escape Doors | Town RD | 1 | Urgent | B | 11 | 2035 | 5 | 1 | 2.2 | 2791 | 23437
Communication Systems | PA System | Town RI | 1 | Medium | B | 16 | 2040 | 5 | 3 | 3.2 | 21622 | 29385
Access Control | Door Lock / Keypad / Manual | Town RH | 1 | Medium | B | 13 | 2037 | 5 | 3 | 3.2 | 21623 | 27085
Fire Safety Systems | Fire Extinguishers - Foam | Town CQ | 4 | Urgent | B | 8 | 2032 | 5 | 1 | 2.2 | 2792 | 20310
LV Distribution | Main Distribution Board | Town RP | 1 | High | B | 1 | 2025 | 5 | 2 | 2.7 | 12493 | 3171
Roller Shutters | External Manual Roller Shutter | Town QM | 1 | High | B | 19 | 2043 | 5 | 2 | 2.7 | 12494 | 31159
General Lighting | General - LED fittings & Luminaires | Town RH | 11 | Medium | B | 6 | 2030 | 5 | 3 | 3.2 | 21624 | 18483
General Lighting | General - LED fittings & Luminaires | Town QM | 25 | Medium | B | 14 | 2038 | 5 | 3 | 3.2 | 21625 | 27535
Emergency Lighting | Self Contained - Non LED | Town QM | 8 | Urgent | B | 11 | 2035 | 5 | 1 | 2.2 | 2793 | 23438
Heat Emitters | Gas Fired Natural and Fan Assisted Heaters | Town RG | 1 | Medium | CX | 1 | 2025 | 2 | 3 | 2.3 | 10084 | 2047
Heat Emitters | Electric Heaters | Town RK | 2 | Medium | B | 4 | 2028 | 5 | 3 | 3.2 | 21626 | 14059
Emergency Lighting | Self Contained - Non LED | Town RJ | 15 | Urgent | B | 15 | 2039 | 5 | 1 | 2.2 | 2794 | 27778
Heat Emitters | Gas Fired Unit Heaters | Town M | 1 | Medium | B | 1 | 2025 | 5 | 3 | 3.2 | 21627 | 6779
Fire Safety Systems | Manual and Automatic Doors - Emergency and Panic Escape Doors | Town RO | 1 | Urgent | B | 21 | 2045 | 5 | 1 | 2.2 | 2795 | 31849
Local and Special Ventilation | Fan - Extract | Town RD | 1 | Medium | B | 1 | 2025 | 5 | 3 | 3.2 | 21628 | 6780
Heat Emitters | Electric Heaters | Town RG | 4 | Medium | B | 4 | 2028 | 5 | 3 | 3.2 | 21629 | 14060
Fire Safety Systems | Fire Extinguishers - CO2 | Town RJ | 2 | Urgent | B | 8 | 2032 | 5 | 1 | 2.2 | 2796 | 20311
Fire Safety Systems | Fire Extinguishers - Foam | Town RL | 4 | Urgent | B | 7 | 2031 | 5 | 1 | 2.2 | 2797 | 19215
Local and Special Ventilation | Fan - Extract | Town RK | 1 | Medium | B | 1 | 2025 | 5 | 3 | 3.2 | 21630 | 6781
Heat Emitters | Electric Overdoor Air Curtain/Heater | Town RO | 1 | Medium | DX | 1 | 2025 | 1 | 3 | 2 | 809 | 527
LV Distribution | Sub Distribution Board | Town CQ | 1 | High | B | 9 | 2033 | 5 | 2 | 2.7 | 12495 | 21572
LV Distribution | Main Distribution Board | Town RU | 1 | High | B | 1 | 2025 | 5 | 2 | 2.7 | 12496 | 3172
Burner | Forced draft gas burner | Town QM | 1 | Medium | B | 1 | 2025 | 5 | 3 | 3.2 | 21631 | 6782
Fire Safety Systems | Fire Alarm Panel / Repeater | Town RM | 1 | Urgent | B | 8 | 2032 | 5 | 1 | 2.2 | 2798 | 20312
Emergency Lighting | Self Contained - Non LED | Town RT | 4 | Urgent | CX | 11 | 2035 | 2 | 1 | 1.3 | 328 | 23237
Emergency Lighting | Self Contained - LED | Town RI | 12 | Urgent | B | 21 | 2045 | 5 | 1 | 2.2 | 2799 | 31850
Local and Special Ventilation | Fan - Extract | Town RD | 1 | Medium | B | 1 | 2025 | 5 | 3 | 3.2 | 21632 | 6783
Fire Safety Systems | Fire Extinguishers - CO2 | Town RM | 4 | Urgent | B | 2 | 2026 | 5 | 1 | 2.2 | 2800 | 12508
Fire Safety Systems | Fire Extinguishers - Powder | Town RH | 1 | Urgent | B | 6 | 2030 | 5 | 1 | 2.2 | 2801 | 16001
Local and Special Ventilation | Fan - Window / Wall Mounted | Town CQ | 1 | Medium | C | 6 | 2030 | 4 | 3 | 2.9 | 18465 | 17929
Heat Emitters | Electric Overdoor Air Curtain/Heater | Town RQ | 1 | Medium | B | 6 | 2030 | 5 | 3 | 3.2 | 21633 | 18484
Barriers & Guardrails | Vehicle Crash Protection Barrier | Town RL | 1 | V Low | B | 1 | 2025 | 5 | 4 | 3.7 | 32818 | 11836
Security Systems | Manual and Automatic Doors - High Security Door | Town RU | 1 | High | B | 9 | 2033 | 5 | 2 | 2.7 | 12497 | 21573
Roller Shutters | External Manual Roller Shutter | Town RL | 1 | High | B | 1 | 2025 | 5 | 2 | 2.7 | 12498 | 3173
General Lighting | General - LED fittings & Luminaires | Town RN | 29 | Medium | B | 16 | 2040 | 5 | 3 | 3.2 | 21634 | 29386
Air Conditioning | Single-Split Evaporator - Split Systems/Heat Pumps - Air-cooled with Direct Expansion Evaporator (DX) | Town RH | 1 | Medium | B | 13 | 2037 | 5 | 3 | 3.2 | 21635 | 27086
Local and Special Ventilation | Fan - Extract | Town RP | 1 | Medium | B | 1 | 2025 | 5 | 3 | 3.2 | 21636 | 6784
Heat Emitters | Electric Heaters | Town RH | 3 | Medium | B | 2 | 2026 | 5 | 3 | 3.2 | 21637 | 13030
Fire Safety Systems | Fire Extinguishers - CO2 | Town RM | 1 | Urgent | B | 2 | 2026 | 5 | 1 | 2.2 | 2802 | 12509
Heat Emitters | Unit Heaters | Town RL | 1 | Medium | DX | 1 | 2025 | 1 | 3 | 2 | 810 | 528
Local and Special Ventilation | Fan - Window / Wall Mounted | Town RM | 1 | Medium | A | 14 | 2038 | 6 | 3 | 3.5 | 32475 | 27661
General Lighting | General - LED fittings & Luminaires | Town RM | 6 | Medium | B | 16 | 2040 | 5 | 3 | 3.2 | 21638 | 29387
LV Distribution | Main Distribution Board | Town RD | 1 | High | DX | 1 | 2025 | 1 | 2 | 1.5 | 373 | 334
Emergency Lighting | Self Contained - LED | Town C | 1 | Urgent | B | 24 | 2048 | 5 | 1 | 2.2 | 2803 | 33235
Emergency Lighting | Self Contained - LED | Town RH | 6 | Urgent | B | 21 | 2045 | 5 | 1 | 2.2 | 2804 | 31851
Heat Emitters | Gas Fired Unit Heaters | Town RO | 1 | Medium | B | 6 | 2030 | 5 | 3 | 3.2 | 21639 | 18485
Roller Shutters | Internal Manual Roller Shutter | Town RN | 1 | Medium | B | 21 | 2045 | 5 | 3 | 3.2 | 21640 | 32786
LV Distribution | Sub Distribution Board | Town RG | 1 | High | C | 1 | 2025 | 4 | 2 | 2.4 | 10458 | 2347
Local Hot Water | Instantaneous Electric Water Heater - Non-Drinking Water | Town RK | 1 | Medium | B | 11 | 2035 | 5 | 3 | 3.2 | 21641 | 25009
Local and Special Ventilation | Fan - Window / Wall Mounted | Town RS | 1 | Medium | CX | 1 | 2025 | 2 | 3 | 2.3 | 10085 | 2048
Fire Safety Systems | Fire Alarm Panel / Repeater | Town RJ | 1 | Urgent | B | 5 | 2029 | 5 | 1 | 2.2 | 2805 | 14332
LV Distribution | Sub Distribution Board | Town RL | 1 | High | B | 6 | 2030 | 5 | 2 | 2.7 | 12499 | 17449
BMS | BMS Control Panel | Town RJ | 1 | High | B | 7 | 2031 | 5 | 2 | 2.7 | 12500 | 19582
External Doors | Entrance Doors | Town RU | 1 | High | B | 26 | 2050 | 5 | 2 | 2.7 | 12501 | 33481
Fire Safety Systems | Fire Extinguishers - CO2 | Town RH | 4 | Urgent | B | 6 | 2030 | 5 | 1 | 2.2 | 2806 | 16002
Emergency Lighting | Self Contained - LED | Town RO | 3 | Urgent | B | 21 | 2045 | 5 | 1 | 2.2 | 2807 | 31852
Barriers & Guardrails | Vehicle Crash Protection Barrier | Town RE | 1 | V Low | B | 1 | 2025 | 5 | 4 | 3.7 | 32819 | 11837
General Lighting | General - LED fittings & Luminaires | Town RU | 6 | Medium | B | 16 | 2040 | 5 | 3 | 3.2 | 21642 | 29388
LV Distribution | Main Distribution Board | Town RE | 1 | High | B | 20 | 2044 | 5 | 2 | 2.7 | 12502 | 31601
LV Distribution | Sub Distribution Board | Town M | 1 | High | C | 1 | 2025 | 4 | 2 | 2.4 | 10459 | 2348
Emergency Lighting | Self Contained - Non LED | Town QM | 3 | Urgent | B | 21 | 2045 | 5 | 1 | 2.2 | 2808 | 31853
LV Distribution | Sub Distribution Board | Town RE | 1 | High | B | 19 | 2043 | 5 | 2 | 2.7 | 12503 | 31160
Local and Special Ventilation | Fan - Extract | Town RM | 1 | Medium | B | 7 | 2031 | 5 | 3 | 3.2 | 21643 | 19820
Barriers & Guardrails | Vehicle Crash Protection Barrier | Town RL | 1 | V Low | B | 1 | 2025 | 5 | 4 | 3.7 | 32820 | 11838
Heat Emitters | Electric Heaters | Town C | 1 | Medium | B | 1 | 2025 | 5 | 3 | 3.2 | 21644 | 6785
LV Distribution | Sub Distribution Board | Town RR | 1 | High | C | 1 | 2025 | 4 | 2 | 2.4 | 10460 | 2349
LV Distribution | Sub Distribution Board | Town RT | 1 | High | B | 4 | 2028 | 5 | 2 | 2.7 | 12504 | 13912
External Doors | Manual and Automatic Doors - Auto / Powered Sliding Doors | Town RO | 1 | High | B | 21 | 2045 | 5 | 2 | 2.7 | 12505 | 32571
Emergency Lighting | Self Contained - Non LED | Town RM | 6 | Urgent | B | 17 | 2041 | 5 | 1 | 2.2 | 2809 | 30034
External Lighting | General - LED | Town RH | 1 | Medium | B | 13 | 2037 | 5 | 3 | 3.2 | 21645 | 27087
AHU - Internal | Central Heating - Gas Fired (Internally Sourced) | Town QM | 1 | Medium | B | 6 | 2030 | 5 | 3 | 3.2 | 21646 | 18486
Local and Special Ventilation | Fan - Window / Wall Mounted | Town RP | 1 | Medium | B | 9 | 2033 | 5 | 3 | 3.2 | 21647 | 21709
LV Distribution | Sub Distribution Board | Town M | 1 | High | B | 6 | 2030 | 5 | 2 | 2.7 | 12506 | 17450
LV Distribution | Main Distribution Board | Town RP | 1 | High | DX | 1 | 2025 | 1 | 2 | 1.5 | 374 | 335
Local and Special Ventilation | Fan - Window / Wall Mounted | Town CQ | 1 | Medium | B | 7 | 2031 | 5 | 3 | 3.2 | 21648 | 19821
Fire Safety Systems | Fire Extinguishers - Dry Chemical | Town RI | 1 | Urgent | B | 8 | 2032 | 5 | 1 | 2.2 | 2810 | 20313
Roller Shutters | External Manual Roller Shutter | Town CQ | 1 | High | DX | 1 | 2025 | 1 | 2 | 1.5 | 375 | 336
Local and Special Ventilation | Fan - Centrifugal | Town RE | 1 | Medium | B | 1 | 2025 | 5 | 3 | 3.2 | 21649 | 6786
General Lighting | General - LED fittings & Luminaires | Town RN | 4 | Medium | B | 7 | 2031 | 5 | 3 | 3.2 | 21650 | 19822
Fire Safety Systems | Fire Extinguishers - Foam | Town C | 4 | Urgent | B | 8 | 2032 | 5 | 1 | 2.2 | 2811 | 20314
Barriers & Guardrails | Vehicle Crash Protection Barrier | Town RG | 1 | V Low | B | 1 | 2025 | 5 | 4 | 3.7 | 32821 | 11839
Emergency Lighting | Self Contained - Non LED | Town RQ | 1 | Urgent | B | 16 | 2040 | 5 | 1 | 2.2 | 2812 | 28676
LV Distribution | Sub Distribution Board | Town RM | 1 | High | D | 2 | 2026 | 3 | 2 | 2.1 | 1073 | 12436
Barriers & Guardrails | Manual Vehicle Barrier | Town RP | 1 | Medium | B | 11 | 2035 | 5 | 3 | 3.2 | 21651 | 25010
Air Conditioning | Single-Split Condenser - Split Systems/Heat Pumps - Air-cooled with Direct Expansion Evaporator (DX) | Town QM | 1 | Medium | B | 1 | 2025 | 5 | 3 | 3.2 | 21652 | 6787
Roller Shutters | Internal Manual Roller Shutter | Town RF | 1 | Medium | B | 12 | 2036 | 5 | 3 | 3.2 | 21653 | 26382
Boiler | Combination Atmospheric Burner Gas Boiler | Town RR | 1 | High | B | 1 | 2025 | 5 | 2 | 2.7 | 12507 | 3174
Local and Special Ventilation | Fan - Window / Wall Mounted | Town QM | 1 | Medium | DX | 1 | 2025 | 1 | 3 | 2 | 811 | 529
Local and Special Ventilation | Fan - Extract | Town RL | 1 | Medium | C | 1 | 2025 | 4 | 3 | 2.9 | 18466 | 5420
External Lighting | General - LED | Town RK | 1 | Medium | B | 1 | 2025 | 5 | 3 | 3.2 | 21654 | 6788
Air Conditioning | Single-Split Evaporator - Split Systems/Heat Pumps - Air-cooled with Direct Expansion Evaporator (DX) | Town RH | 1 | Medium | B | 13 | 2037 | 5 | 3 | 3.2 | 21655 | 27088
LV Distribution | Main Distribution Board | Town RD | 1 | High | DX | 1 | 2025 | 1 | 2 | 1.5 | 376 | 337
LV Distribution | Main Distribution Board | Town RG | 1 | High | B | 1 | 2025 | 5 | 2 | 2.7 | 12508 | 3175
Air Conditioning | Fan - Centrifugal | Town RK | 1 | Medium | C | 1 | 2025 | 4 | 3 | 2.9 | 18467 | 5421
Fire Safety Systems | Fire Alarm Panel / Repeater | Town RK | 1 | Urgent | B | 11 | 2035 | 5 | 1 | 2.2 | 2813 | 23439
Emergency Lighting | Self Contained - LED | Town RR | 10 | Urgent | B | 22 | 2046 | 5 | 1 | 2.2 | 2814 | 32853
Air Conditioning | Single-Split Condenser - Split Systems/Heat Pumps - Air-cooled with Direct Expansion Evaporator (DX) | Town RV | 1 | Medium | B | 1 | 2025 | 5 | 3 | 3.2 | 21656 | 6789
General Lighting | General - LED fittings & Luminaires | Town RW | 10 | Medium | B | 1 | 2025 | 5 | 3 | 3.2 | 21657 | 6790
Fire Safety Systems | Fire Alarm Panel / Repeater | Town RX | 1 | Urgent | B | 10 | 2034 | 5 | 1 | 2.2 | 2815 | 22007
Heat Emitters | Electric Overdoor Air Curtain/Heater | Town RV | 1 | Medium | B | 4 | 2028 | 5 | 3 | 3.2 | 21658 | 14061
LV Distribution | Sub Distribution Board | Town J | 1 | High | B | 10 | 2034 | 5 | 2 | 2.7 | 12509 | 22294
Roller Shutters | External Manual Roller Shutter | Town RY | 1 | High | B | 11 | 2035 | 5 | 2 | 2.7 | 12510 | 24216
Air Conditioning | Single-Split Condenser - Split Systems/Heat Pumps - Air-cooled with Direct Expansion Evaporator (DX) | Town RZ | 1 | Medium | B | 13 | 2037 | 5 | 3 | 3.2 | 21659 | 27089
LV Distribution | Main Distribution Board | Town RZ | 1 | High | B | 1 | 2025 | 5 | 2 | 2.7 | 12511 | 3176
Local and Special Ventilation | Fan - Extract | Town RM | 1 | Medium | B | 7 | 2031 | 5 | 3 | 3.2 | 21660 | 19823
Boiler | Combination Atmospheric Burner Gas Boiler | Town K | 1 | High | B | 2 | 2026 | 5 | 2 | 2.7 | 12512 | 12876
LV Distribution | Sub Distribution Board | Town J | 1 | High | B | 13 | 2037 | 5 | 2 | 2.7 | 12513 | 26959
Roller Shutters | Internal Electric Roller Shutter | Town RM | 1 | Medium | B | 15 | 2039 | 5 | 3 | 3.2 | 21661 | 28378
Local Hot Water | Package Electric Water Heaters - Non-Drinking Water | Town SA | 1 | Medium | B | 4 | 2028 | 5 | 3 | 3.2 | 21662 | 14062
Barriers & Guardrails | Vehicle Crash Protection Barrier | Town RV | 1 | V Low | B | 1 | 2025 | 5 | 4 | 3.7 | 32822 | 11840
Roller Shutters | External Manual Roller Shutter | Town RY | 1 | High | B | 1 | 2025 | 5 | 2 | 2.7 | 12514 | 3177
Local and Special Ventilation | Fan - Window / Wall Mounted | Town J | 1 | Medium | CX | 1 | 2025 | 2 | 3 | 2.3 | 10086 | 2049
Roller Shutters | External Manual Roller Shutter | Town SB | 1 | High | B | 1 | 2025 | 5 | 2 | 2.7 | 12515 | 3178
General Lighting | General - LED fittings & Luminaires | Town RZ | 10 | Medium | B | 18 | 2042 | 5 | 3 | 3.2 | 21663 | 30925
General Lighting | General - LED fittings & Luminaires | Town RZ | 1 | Medium | A | 19 | 2043 | 6 | 3 | 3.5 | 32476 | 31385
LV Distribution | Sub Distribution Board | Town J | 1 | High | B | 10 | 2034 | 5 | 2 | 2.7 | 12516 | 22295
Local Hot Water | Instantaneous Electric Water Heater - Non-Drinking Water | Town SC | 1 | Medium | B | 1 | 2025 | 5 | 3 | 3.2 | 21664 | 6791
Local and Special Ventilation | Unit extract fans | Town RX | 1 | Medium | B | 12 | 2036 | 5 | 3 | 3.2 | 21665 | 26383
Roller Shutters | External Manual Roller Shutter | Town J | 1 | High | CX | 7 | 2031 | 2 | 2 | 1.8 | 489 | 19122
Emergency Lighting | Illuminated Fire Exit Signage | Town RZ | 4 | Urgent | B | 19 | 2043 | 5 | 1 | 2.2 | 2816 | 31044
Fire Safety Systems | Fire Extinguishers - CO2 | Town RX | 2 | Urgent | B | 8 | 2032 | 5 | 1 | 2.2 | 2817 | 20315
Emergency Lighting | Self Contained - LED | Town RY | 1 | Urgent | B | 23 | 2047 | 5 | 1 | 2.2 | 2818 | 33079
LV Distribution | Sub Distribution Board | Town SD | 1 | High | B | 1 | 2025 | 5 | 2 | 2.7 | 12517 | 3179
Local and Special Ventilation | Fan - Window / Wall Mounted | Town SA | 1 | Medium | B | 10 | 2034 | 5 | 3 | 3.2 | 21666 | 22632
Local and Special Ventilation | Fan - Extract | Town J | 1 | Medium | B | 7 | 2031 | 5 | 3 | 3.2 | 21667 | 19824
Fire Safety Systems | Fire Extinguishers - Foam | Town SD | 1 | Urgent | B | 2 | 2026 | 5 | 1 | 2.2 | 2819 | 12510
Local and Special Ventilation | Fan - Extract | Town SE | 1 | Medium | C | 1 | 2025 | 4 | 3 | 2.9 | 18468 | 5422
Barriers & Guardrails | Vehicle Crash Protection Barrier | Town RV | 1 | V Low | B | 1 | 2025 | 5 | 4 | 3.7 | 32823 | 11841
Fire Safety Systems | Fire Extinguishers - CO2 | Town RY | 5 | Urgent | B | 7 | 2031 | 5 | 1 | 2.2 | 2820 | 19216
Heat Emitters | Electric Heaters | Town RZ | 1 | Medium | B | 1 | 2025 | 5 | 3 | 3.2 | 21668 | 6792
LV Distribution | Main Distribution Board | Town RZ | 1 | High | C | 1 | 2025 | 4 | 2 | 2.4 | 10461 | 2350
Emergency Lighting | Self Contained - LED | Town K | 9 | Urgent | B | 17 | 2041 | 5 | 1 | 2.2 | 2821 | 30035
General Lighting | General - LED fittings & Luminaires | Town SD | 5 | Medium | B | 18 | 2042 | 5 | 3 | 3.2 | 21669 | 30926
LV Distribution | Sub Distribution Board | Town SE | 1 | High | DX | 1 | 2025 | 1 | 2 | 1.5 | 377 | 338
Roller Shutters | Internal Electric Roller Shutter | Town RV | 1 | Medium | B | 1 | 2025 | 5 | 3 | 3.2 | 21670 | 6793
General Lighting | General - LED fittings & Luminaires | Town SB | 16 | Medium | B | 6 | 2030 | 5 | 3 | 3.2 | 21671 | 18487
General Lighting | General - LED fittings & Luminaires | Town SF | 65 | Medium | B | 18 | 2042 | 5 | 3 | 3.2 | 21672 | 30927
Fire Safety Systems | Fire Extinguishers - CO2 | Town RY | 1 | Urgent | B | 8 | 2032 | 5 | 1 | 2.2 | 2822 | 20316
Fire Safety Systems | Fire Extinguishers - CO2 | Town RW | 1 | Urgent | B | 7 | 2031 | 5 | 1 | 2.2 | 2823 | 19217
Fire Safety Systems | Fire Extinguishers - Foam | Town SG | 4 | Urgent | B | 9 | 2033 | 5 | 1 | 2.2 | 2824 | 21252
LV Distribution | Sub Distribution Board | Town RW | 1 | High | B | 17 | 2041 | 5 | 2 | 2.7 | 12518 | 30297
Local Hot Water | Package Electric Water Heaters - Non-Drinking Water | Town RX | 1 | Medium | B | 1 | 2025 | 5 | 3 | 3.2 | 21673 | 6794
Emergency Lighting | Illuminated Fire Exit Signage | Town RY | 3 | Urgent | B | 14 | 2038 | 5 | 1 | 2.2 | 2825 | 27339
General Lighting | General - LED fittings & Luminaires | Town RZ | 52 | Medium | A | 19 | 2043 | 6 | 3 | 3.5 | 32477 | 31386
Fire Safety Systems | Fire Extinguishers - Foam | Town RZ | 2 | Urgent | B | 8 | 2032 | 5 | 1 | 2.2 | 2826 | 20317
LV Distribution | Sub Distribution Board | Town RM | 1 | High | B | 4 | 2028 | 5 | 2 | 2.7 | 12519 | 13913
LV Distribution | Sub Distribution Board | Town SE | 1 | High | CX | 1 | 2025 | 2 | 2 | 1.8 | 490 | 394
Fire Safety Systems | Fire Extinguishers - Foam | Town RY | 6 | Urgent | B | 8 | 2032 | 5 | 1 | 2.2 | 2827 | 20318
Heat Emitters | Radiators - Steel | Town RZ | 1 | Medium | B | 10 | 2034 | 5 | 3 | 3.2 | 21674 | 22633
Emergency Lighting | Self Contained - Non LED | Town J | 1 | Urgent | CX | 7 | 2031 | 2 | 1 | 1.3 | 329 | 19114
General Lighting | General - LED fittings & Luminaires | Town SD | 84 | Medium | B | 16 | 2040 | 5 | 3 | 3.2 | 21675 | 29389
Heat Emitters | Gas Fired Unit Heaters | Town RM | 1 | Medium | B | 7 | 2031 | 5 | 3 | 3.2 | 21676 | 19825
General Lighting | General - LED fittings & Luminaires | Town RY | 45 | Medium | B | 1 | 2025 | 5 | 3 | 3.2 | 21677 | 6795
Fire Safety Systems | Fire Extinguishers - Foam | Town RW | 6 | Urgent | B | 5 | 2029 | 5 | 1 | 2.2 | 2828 | 14333
Lifts | Disabled Lift - Electric | Town J | 1 | High | B | 7 | 2031 | 5 | 2 | 2.7 | 12520 | 19583
Emergency Lighting | Self Contained - LED | Town RM | 5 | Urgent | B | 21 | 2045 | 5 | 1 | 2.2 | 2829 | 31854
Heat Emitters | Radiators - Steel | Town RY | 1 | Medium | B | 1 | 2025 | 5 | 3 | 3.2 | 21678 | 6796
Fire Safety Systems | Fire Extinguishers - CO2 | Town SB | 2 | Urgent | B | 7 | 2031 | 5 | 1 | 2.2 | 2830 | 19218
General Lighting | General - LED fittings & Luminaires | Town RZ | 43 | Medium | B | 15 | 2039 | 5 | 3 | 3.2 | 21679 | 28379
Fire Safety Systems | Fire Extinguishers - Foam | Town RZ | 7 | Urgent | B | 7 | 2031 | 5 | 1 | 2.2 | 2831 | 19219
Emergency Lighting | Self Contained - LED | Town RY | 3 | Urgent | B | 22 | 2046 | 5 | 1 | 2.2 | 2832 | 32854
Emergency Lighting | Self Contained - LED | Town SC | 2 | Urgent | B | 17 | 2041 | 5 | 1 | 2.2 | 2833 | 30036
LV Distribution | Main Distribution Board | Town RZ | 1 | High | B | 1 | 2025 | 5 | 2 | 2.7 | 12521 | 3180
Air Conditioning | Single-Split Condenser - Split Systems/Heat Pumps - Air-cooled with Direct Expansion Evaporator (DX) | Town RV | 1 | Medium | B | 1 | 2025 | 5 | 3 | 3.2 | 21680 | 6797
Roller Shutters | Internal Electric Roller Shutter | Town K | 1 | Medium | B | 1 | 2025 | 5 | 3 | 3.2 | 21681 | 6798
Boiler | Atmospheric Gas Burner - Free Standing Boiler | Town SH | 1 | Medium | B | 10 | 2034 | 5 | 3 | 3.2 | 21682 | 22634
Local Hot Water | Instantaneous Electric Water Heater - Non-Drinking Water | Town RY | 1 | Medium | B | 7 | 2031 | 5 | 3 | 3.2 | 21683 | 19826
LV Distribution | Main Distribution Board | Town SB | 1 | High | B | 1 | 2025 | 5 | 2 | 2.7 | 12522 | 3181
Boiler | Atmospheric Gas Burner - Condensing Boiler | Town SF | 1 | High | B | 6 | 2030 | 5 | 2 | 2.7 | 12523 | 17451
External Lighting | General - LED | Town RV | 3 | Medium | B | 1 | 2025 | 5 | 3 | 3.2 | 21684 | 6799
Emergency Lighting | Self Contained - LED | Town I | 2 | Urgent | B | 21 | 2045 | 5 | 1 | 2.2 | 2834 | 31855
Emergency Lighting | Self Contained - LED | Town SD | 1 | Urgent | B | 17 | 2041 | 5 | 1 | 2.2 | 2835 | 30037
Central Heating & Cooling | Fan - General Ventilation | Town SC | 1 | Medium | B | 7 | 2031 | 5 | 3 | 3.2 | 21685 | 19827
Local Hot Water | Instantaneous Electric Water Heater - Non-Drinking Water | Town RZ | 1 | Medium | B | 9 | 2033 | 5 | 3 | 3.2 | 21686 | 21710
Local and Special Ventilation | Fan - Extract | Town SD | 1 | Medium | B | 1 | 2025 | 5 | 3 | 3.2 | 21687 | 6800
Local and Special Ventilation | Fan - Axial | Town SD | 1 | Medium | B | 1 | 2025 | 5 | 3 | 3.2 | 21688 | 6801
Specialist Lighting | Illuminated External Signs | Town RV | 1 | Medium | C | 1 | 2025 | 4 | 3 | 2.9 | 18469 | 5423
Emergency Lighting | Illuminated Fire Exit Signage | Town RM | 1 | Urgent | B | 16 | 2040 | 5 | 1 | 2.2 | 2836 | 28677
Local and Special Ventilation | Fan - Window / Wall Mounted | Town J | 1 | Medium | B | 11 | 2035 | 5 | 3 | 3.2 | 21689 | 25011
Multi-System Controls | Multi-Input Controllers | Town SF | 1 | Medium | B | 4 | 2028 | 5 | 3 | 3.2 | 21690 | 14063
Heat Emitters | Electric Heaters | Town I | 1 | Medium | B | 1 | 2025 | 5 | 3 | 3.2 | 21691 | 6802
Air Conditioning | Multi-Split Evaporator - Split Systems/Heat Pumps - Air-cooled with Direct Expansion Evaporator (DX) | Town SA | 1 | Medium | B | 7 | 2031 | 5 | 3 | 3.2 | 21692 | 19828
Local Hot Water | Instantaneous Electric Water Heater - Non-Drinking Water | Town J | 1 | Medium | B | 6 | 2030 | 5 | 3 | 3.2 | 21693 | 18488
Heat Emitters | Gas Fired Natural and Fan Assisted Heaters | Town SI | 1 | Medium | B | 10 | 2034 | 5 | 3 | 3.2 | 21694 | 22635
Barriers & Guardrails | Vehicle Crash Protection Barrier | Town RV | 1 | V Low | B | 1 | 2025 | 5 | 4 | 3.7 | 32824 | 11842
General Lighting | General - LED fittings & Luminaires | Town RZ | 75 | Medium | B | 17 | 2041 | 5 | 3 | 3.2 | 21695 | 30417
Heat Emitters | Radiators - Steel | Town RZ | 1 | Medium | B | 10 | 2034 | 5 | 3 | 3.2 | 21696 | 22636
LV Distribution | Sub Distribution Board | Town SG | 1 | High | B | 1 | 2025 | 5 | 2 | 2.7 | 12524 | 3182
External Doors | Manual and Automatic Doors - Auto / Powered Sliding Doors | Town RZ | 1 | High | B | 26 | 2050 | 5 | 2 | 2.7 | 12525 | 33482
Emergency Lighting | Illuminated Fire Exit Signage | Town SI | 1 | Urgent | B | 16 | 2040 | 5 | 1 | 2.2 | 2837 | 28678
Air Conditioning | Single-Split Condenser - Split Systems/Heat Pumps - Air-cooled with Direct Expansion Evaporator (DX) | Town RZ | 1 | Medium | B | 5 | 2029 | 5 | 3 | 3.2 | 21697 | 14898
External Doors | Entrance Doors | Town RY | 1 | High | B | 6 | 2030 | 5 | 2 | 2.7 | 12526 | 17452
Fire Safety Systems | Fire Extinguishers - Foam | Town RZ | 5 | Urgent | B | 8 | 2032 | 5 | 1 | 2.2 | 2838 | 20319
Fire Safety Systems | Fire Extinguishers - CO2 | Town SB | 3 | Urgent | B | 7 | 2031 | 5 | 1 | 2.2 | 2839 | 19220
General Lighting | General - LED fittings & Luminaires | Town RY | 1 | Medium | B | 11 | 2035 | 5 | 3 | 3.2 | 21698 | 25012
External Doors | Entrance Doors | Town I | 1 | High | B | 16 | 2040 | 5 | 2 | 2.7 | 12527 | 29116
Fire Safety Systems | Fire Extinguishers - Foam | Town RZ | 3 | Urgent | B | 6 | 2030 | 5 | 1 | 2.2 | 2840 | 16003
Emergency Lighting | Self Contained - Non LED | Town I | 4 | Urgent | B | 11 | 2035 | 5 | 1 | 2.2 | 2841 | 23440
Fire Safety Systems | Fire Extinguishers - CO2 | Town SA | 3 | Urgent | B | 7 | 2031 | 5 | 1 | 2.2 | 2842 | 19221
Emergency Lighting | Illuminated Fire Exit Signage | Town SB | 2 | Urgent | B | 11 | 2035 | 5 | 1 | 2.2 | 2843 | 23441
LV Distribution | Sub Distribution Board | Town RM | 1 | High | A | 18 | 2042 | 6 | 2 | 3 | 19525 | 30900
Local and Special Ventilation | Fan - Window / Wall Mounted | Town SD | 1 | Medium | B | 1 | 2025 | 5 | 3 | 3.2 | 21699 | 6803
Emergency Lighting | Self Contained - LED | Town SD | 1 | Urgent | B | 21 | 2045 | 5 | 1 | 2.2 | 2844 | 31856
Heat Emitters | Gas Fired Natural and Fan Assisted Heaters | Town RW | 1 | Medium | B | 6 | 2030 | 5 | 3 | 3.2 | 21700 | 18489
Local and Special Ventilation | Fan - Window / Wall Mounted | Town SA | 1 | Medium | B | 10 | 2034 | 5 | 3 | 3.2 | 21701 | 22637
Local and Special Ventilation | Fan - Window / Wall Mounted | Town SE | 1 | Medium | B | 7 | 2031 | 5 | 3 | 3.2 | 21702 | 19829
Roller Shutters | External Manual Roller Shutter | Town RW | 1 | High | B | 1 | 2025 | 5 | 2 | 2.7 | 12528 | 3183
Fire Safety Systems | Fire Extinguishers - Foam | Town RX | 3 | Urgent | B | 8 | 2032 | 5 | 1 | 2.2 | 2845 | 20320
Heat Emitters | Electric Heaters | Town SJ | 1 | Medium | C | 1 | 2025 | 4 | 3 | 2.9 | 18470 | 5424
Roller Shutters | External Electric Roller Shutter | Town RY | 1 | High | B | 5 | 2029 | 5 | 2 | 2.7 | 12529 | 14600
Roller Shutters | Internal Automatic Fabric Roll Up Door | Town SC | 1 | High | B | 11 | 2035 | 5 | 2 | 2.7 | 12530 | 24217
Fire Safety Systems | Fire Extinguishers - CO2 | Town SJ | 2 | Urgent | B | 3 | 2027 | 5 | 1 | 2.2 | 2846 | 13279
Local and Special Ventilation | Fan - Window / Wall Mounted | Town RZ | 1 | Medium | B | 11 | 2035 | 5 | 3 | 3.2 | 21703 | 25013
Emergency Lighting | Self Contained - LED | Town RZ | 2 | Urgent | A | 24 | 2048 | 6 | 1 | 2.5 | 10837 | 33253
Heat Emitters | Radiators - Steel | Town RZ | 4 | Medium | B | 10 | 2034 | 5 | 3 | 3.2 | 21704 | 22638
General Lighting | General - LED fittings & Luminaires | Town SB | 2 | Medium | B | 11 | 2035 | 5 | 3 | 3.2 | 21705 | 25014
Air Conditioning | Single-Split Condenser - Split Systems/Heat Pumps - Air-cooled with Direct Expansion Evaporator (DX) | Town RZ | 1 | Medium | B | 6 | 2030 | 5 | 3 | 3.2 | 21706 | 18490
Fire Safety Systems | Fire Alarm Panel / Repeater | Town RY | 1 | Urgent | B | 10 | 2034 | 5 | 1 | 2.2 | 2847 | 22008
Roller Shutters | External Manual Roller Shutter | Town J | 1 | High | C | 4 | 2028 | 4 | 2 | 2.4 | 10462 | 13886
Air Conditioning | Single-Split Evaporator - Split Systems/Heat Pumps - Air-cooled with Direct Expansion Evaporator (DX) | Town RZ | 1 | Medium | B | 13 | 2037 | 5 | 3 | 3.2 | 21707 | 27090
LV Distribution | Sub Distribution Board | Town SB | 1 | High | B | 6 | 2030 | 5 | 2 | 2.7 | 12531 | 17453
Fire Safety Systems | Manual and Automatic Doors - Emergency and Panic Escape Doors | Town SE | 1 | Urgent | C | 11 | 2035 | 4 | 1 | 1.9 | 612 | 23261
Local and Special Ventilation | Fan - Toilet Extract | Town RX | 1 | Medium | B | 12 | 2036 | 5 | 3 | 3.2 | 21708 | 26384
Heat Emitters | Radiators - Steel | Town SF | 1 | Medium | B | 10 | 2034 | 5 | 3 | 3.2 | 21709 | 22639
General Lighting | General - LED fittings & Luminaires | Town SB | 4 | Medium | B | 12 | 2036 | 5 | 3 | 3.2 | 21710 | 26385
Specialist Lighting | Illuminated External Signs | Town SG | 1 | Medium | C | 1 | 2025 | 4 | 3 | 2.9 | 18471 | 5425
Heat Emitters | Gas Fired Natural and Fan Assisted Heaters | Town RY | 1 | Medium | B | 1 | 2025 | 5 | 3 | 3.2 | 21711 | 6804
General Lighting | General - LED fittings & Luminaires | Town RY | 11 | Medium | B | 12 | 2036 | 5 | 3 | 3.2 | 21712 | 26386
LV Distribution | Sub Distribution Board | Town SE | 1 | High | CX | 1 | 2025 | 2 | 2 | 1.8 | 491 | 395
Local and Special Ventilation | Fan - Extract | Town SD | 1 | Medium | B | 1 | 2025 | 5 | 3 | 3.2 | 21713 | 6805
Fire Safety Systems | Fire Alarm System | Town RZ | 1 | Urgent | B | 11 | 2035 | 5 | 1 | 2.2 | 2848 | 23442
LV Distribution | Sub Distribution Board | Town RZ | 1 | High | DX | 6 | 2030 | 1 | 2 | 1.5 | 378 | 15692
Boiler | Atmospheric Gas Burner Boiler - Small and/or Wall Hung for Light Commercial Installation | Town J | 1 | Medium | B | 8 | 2032 | 5 | 3 | 3.2 | 21714 | 20875
Local and Special Ventilation | Fan - Extract | Town RM | 1 | Medium | B | 7 | 2031 | 5 | 3 | 3.2 | 21715 | 19830
Emergency Lighting | Illuminated Fire Exit Signage | Town K | 3 | Urgent | B | 11 | 2035 | 5 | 1 | 2.2 | 2849 | 23443
External Doors | Entrance Doors | Town RW | 1 | High | B | 11 | 2035 | 5 | 2 | 2.7 | 12532 | 24218
LV Distribution | Main Distribution Board | Town SH | 1 | High | C | 6 | 2030 | 4 | 2 | 2.4 | 10463 | 17326
AHU - External | Central Heating - Gas Fired (Externally Sourced) | Town SD | 1 | Medium | B | 1 | 2025 | 5 | 3 | 3.2 | 21716 | 6806
LV Distribution | Sub Distribution Board | Town SJ | 1 | High | B | 15 | 2039 | 5 | 2 | 2.7 | 12533 | 28106
Multi-System Controls | Instrumental Control Panel | Town SD | 1 | Medium | A | 18 | 2042 | 6 | 3 | 3.5 | 32478 | 31009
General Lighting | General - LED fittings & Luminaires | Town RW | 32 | Medium | B | 19 | 2043 | 5 | 3 | 3.2 | 21717 | 31353
Heat Emitters | Radiators - Steel | Town SE | 3 | Medium | B | 5 | 2029 | 5 | 3 | 3.2 | 21718 | 14899
Air Conditioning | Single-Split Condenser - Split Systems/Heat Pumps - Air-cooled with Direct Expansion Evaporator (DX) | Town RZ | 1 | Medium | B | 6 | 2030 | 5 | 3 | 3.2 | 21719 | 18491
Emergency Lighting | Self Contained - LED | Town SC | 2 | Urgent | B | 19 | 2043 | 5 | 1 | 2.2 | 2850 | 31045
LV Distribution | Sub Distribution Board | Town I | 1 | High | CX | 1 | 2025 | 2 | 2 | 1.8 | 492 | 396
LV Distribution | Sub Distribution Board | Town RY | 1 | High | B | 6 | 2030 | 5 | 2 | 2.7 | 12534 | 17454
Fire Safety Systems | Fire Alarm System | Town SB | 1 | Urgent | B | 5 | 2029 | 5 | 1 | 2.2 | 2851 | 14334
Emergency Lighting | Self Contained - Non LED | Town SB | 1 | Urgent | B | 23 | 2047 | 5 | 1 | 2.2 | 2852 | 33080
LV Distribution | Sub Distribution Board | Town RV | 1 | High | B | 19 | 2043 | 5 | 2 | 2.7 | 12535 | 31161
Roller Shutters | External Manual Roller Shutter | Town RY | 1 | High | B | 11 | 2035 | 5 | 2 | 2.7 | 12536 | 24219
Fire Safety Systems | Manual and Automatic Doors - Emergency and Panic Escape Doors | Town RY | 1 | Urgent | B | 15 | 2039 | 5 | 1 | 2.2 | 2853 | 27779
Local and Special Ventilation | Fan - Extract | Town J | 1 | Medium | B | 7 | 2031 | 5 | 3 | 3.2 | 21720 | 19831
General Lighting | General - LED fittings & Luminaires | Town RZ | 14 | Medium | B | 18 | 2042 | 5 | 3 | 3.2 | 21721 | 30928
Emergency Lighting | Self Contained - LED | Town J | 4 | Urgent | B | 21 | 2045 | 5 | 1 | 2.2 | 2854 | 31857
AHU - Internal | Central Heating - Gas Fired (Internally Sourced) | Town K | 1 | Medium | B | 1 | 2025 | 5 | 3 | 3.2 | 21722 | 6807
LV Distribution | Sub Distribution Board | Town SA | 1 | High | B | 12 | 2036 | 5 | 2 | 2.7 | 12537 | 26161
Fire Safety Systems | Manual and Automatic Doors - Emergency and Panic Escape Doors | Town RM | 1 | Urgent | B | 19 | 2043 | 5 | 1 | 2.2 | 2855 | 31046
Communication Systems | PA System | Town J | 1 | Medium | B | 6 | 2030 | 5 | 3 | 3.2 | 21723 | 18492
Fire Safety Systems | Fire Alarm Panel / Repeater | Town RW | 1 | Urgent | B | 14 | 2038 | 5 | 1 | 2.2 | 2856 | 27340
Barriers & Guardrails | Vehicle Crash Protection Barrier | Town RV | 1 | V Low | B | 1 | 2025 | 5 | 4 | 3.7 | 32825 | 11843
Burner | Forced draft gas burner | Town RZ | 1 | Medium | B | 1 | 2025 | 5 | 3 | 3.2 | 21724 | 6808
Fire Safety Systems | Fire Extinguishers - CO2 | Town SI | 5 | Urgent | B | 8 | 2032 | 5 | 1 | 2.2 | 2857 | 20321
General Lighting | General - LED fittings & Luminaires | Town RY | 2 | Medium | B | 12 | 2036 | 5 | 3 | 3.2 | 21725 | 26387
Emergency Lighting | Self Contained - LED | Town SB | 1 | Urgent | B | 16 | 2040 | 5 | 1 | 2.2 | 2858 | 28679
Air Conditioning | Single-Split Condenser - Split Systems/Heat Pumps - Air-cooled with Direct Expansion Evaporator (DX) | Town RX | 1 | Medium | B | 11 | 2035 | 5 | 3 | 3.2 | 21726 | 25015
External Doors | Entrance Doors | Town J | 1 | High | C | 7 | 2031 | 4 | 2 | 2.4 | 10464 | 19543
Heat Emitters | Radiators - Steel | Town K | 3 | Medium | B | 1 | 2025 | 5 | 3 | 3.2 | 21727 | 6809
Air Conditioning | Single-Split Condenser - Split Systems/Heat Pumps - Air-cooled with Direct Expansion Evaporator (DX) | Town RY | 1 | Medium | B | 1 | 2025 | 5 | 3 | 3.2 | 21728 | 6810
LV Distribution | Sub Distribution Board | Town SF | 1 | High | C | 1 | 2025 | 4 | 2 | 2.4 | 10465 | 2351
Local Hot Water | Package Electric Water Heaters - Non-Drinking Water | Town I | 1 | Medium | C | 2 | 2026 | 4 | 3 | 2.9 | 18472 | 12971
Roller Shutters | Internal Automatic Fabric Roll Up Door | Town SC | 1 | High | B | 11 | 2035 | 5 | 2 | 2.7 | 12538 | 24220
Fire Safety Systems | Fire Extinguishers - CO2 | Town RZ | 3 | Urgent | B | 7 | 2031 | 5 | 1 | 2.2 | 2859 | 19222
Air Conditioning | Single-Split Condenser - Split Systems/Heat Pumps - Air-cooled with Direct Expansion Evaporator (DX) | Town RV | 1 | Medium | B | 1 | 2025 | 5 | 3 | 3.2 | 21729 | 6811
LV Distribution | Sub Distribution Board | Town RZ | 1 | High | B | 16 | 2040 | 5 | 2 | 2.7 | 12539 | 29117
Central Heating | Circulating Pump | Town SD | 1 | High | B | 11 | 2035 | 5 | 2 | 2.7 | 12540 | 24221
Fire Safety Systems | Fire Alarm Panel / Repeater | Town RX | 1 | Urgent | B | 12 | 2036 | 5 | 1 | 2.2 | 2860 | 25969
Emergency Lighting | Self Contained - LED | Town SC | 1 | Urgent | B | 21 | 2045 | 5 | 1 | 2.2 | 2861 | 31858
Air Conditioning | Multi-Split Evaporator - Split Systems/Heat Pumps - Air-cooled with Direct Expansion Evaporator (DX) | Town SA | 1 | Medium | B | 7 | 2031 | 5 | 3 | 3.2 | 21730 | 19832
Multi-System Controls | Control Panel - Electrical Services (excluding Electrical Controllers and Pneumatic Relays) | Town RV | 1 | Medium | C | 16 | 2040 | 4 | 3 | 2.9 | 18473 | 29285
LV Distribution | Sub Distribution Board | Town RY | 1 | High | A | 19 | 2043 | 6 | 2 | 3 | 19526 | 31288
Barriers & Guardrails | Vehicle Crash Protection Barrier | Town RM | 6 | V Low | C | 1 | 2025 | 4 | 4 | 3.4 | 32407 | 11693
Local and Special Ventilation | Fan - Extract | Town J | 1 | Medium | B | 7 | 2031 | 5 | 3 | 3.2 | 21731 | 19833
Emergency Lighting | Illuminated Fire Exit Signage | Town RZ | 6 | Urgent | B | 14 | 2038 | 5 | 1 | 2.2 | 2862 | 27341
LV Distribution | Sub Distribution Board | Town J | 1 | High | A | 19 | 2043 | 6 | 2 | 3 | 19527 | 31289
Local and Special Ventilation | Fan - Toilet Extract | Town SB | 1 | Medium | B | 1 | 2025 | 5 | 3 | 3.2 | 21732 | 6812
External Doors | Entrance Doors | Town RM | 1 | High | B | 18 | 2042 | 5 | 2 | 2.7 | 12541 | 30789
Air Conditioning | Single-Split Condenser - Split Systems/Heat Pumps - Air-cooled with Direct Expansion Evaporator (DX) | Town RV | 1 | Medium | B | 1 | 2025 | 5 | 3 | 3.2 | 21733 | 6813
LV Distribution | Sub Distribution Board | Town RM | 1 | High | B | 10 | 2034 | 5 | 2 | 2.7 | 12542 | 22296
Roller Shutters | External Manual Roller Shutter | Town RW | 1 | High | B | 1 | 2025 | 5 | 2 | 2.7 | 12543 | 3184
External Doors | Entrance Doors | Town RY | 1 | High | B | 21 | 2045 | 5 | 2 | 2.7 | 12544 | 32572
Air Conditioning | Single-Split Evaporator - Split Systems/Heat Pumps - Air-cooled with Direct Expansion Evaporator (DX) | Town RV | 1 | Medium | B | 11 | 2035 | 5 | 3 | 3.2 | 21734 | 25016
Local and Special Ventilation | Fan - Window / Wall Mounted | Town RZ | 1 | Medium | B | 12 | 2036 | 5 | 3 | 3.2 | 21735 | 26388
Air Conditioning | Single-Split Condenser - Split Systems/Heat Pumps - Air-cooled with Direct Expansion Evaporator (DX) | Town RZ | 1 | Medium | B | 9 | 2033 | 5 | 3 | 3.2 | 21736 | 21711
LV Distribution | Main Distribution Board | Town SJ | 1 | High | B | 6 | 2030 | 5 | 2 | 2.7 | 12545 | 17455
LV Distribution | Main Distribution Board | Town RZ | 1 | High | B | 6 | 2030 | 5 | 2 | 2.7 | 12546 | 17456
Boiler | Atmospheric Gas Burner - Condensing Boiler | Town RZ | 1 | High | B | 15 | 2039 | 5 | 2 | 2.7 | 12547 | 28107
Emergency Lighting | Self Contained - LED | Town SF | 10 | Urgent | B | 23 | 2047 | 5 | 1 | 2.2 | 2863 | 33081
Foul Drainage | Sump Pumps-Extended Shaft | Town M | 1 | High | B | 1 | 2025 | 5 | 2 | 2.7 | 12548 | 3185
LV Distribution | Sub Distribution Board | Town SK | 1 | High | B | 3 | 2027 | 5 | 2 | 2.7 | 12549 | 13341
Roller Shutters | External Manual Roller Shutter | Town L | 1 | High | B | 1 | 2025 | 5 | 2 | 2.7 | 12550 | 3186
Multi-System Controls | Instrumental Control Panel | Town RX | 1 | Medium | CX | 6 | 2030 | 2 | 3 | 2.3 | 10087 | 17318
Fire Safety Systems | Fire Alarm System | Town SL | 1 | Urgent | B | 11 | 2035 | 5 | 1 | 2.2 | 2864 | 23444
Fire Safety Systems | Manual and Automatic Doors - Emergency and Panic Escape Doors | Town SM | 1 | Urgent | B | 6 | 2030 | 5 | 1 | 2.2 | 2865 | 16004
External Doors | Entrance Doors | Town M | 1 | High | B | 11 | 2035 | 5 | 2 | 2.7 | 12551 | 24222
External Doors | Entrance Doors | Town SN | 1 | High | B | 31 | 2055 | 5 | 2 | 2.7 | 12552 | 33785
Air Conditioning | Multi-Split Condenser - DX Split Systems (With Gas, Electric or Hot Water Heaters) | Town RX | 1 | Medium | C | 1 | 2025 | 4 | 3 | 2.9 | 18474 | 5426
LV Distribution | Main Distribution Board | Town SL | 1 | High | B | 1 | 2025 | 5 | 2 | 2.7 | 12553 | 3187
Heat Emitters | Electric Heaters | Town AH | 3 | Medium | CX | 2 | 2026 | 2 | 3 | 2.3 | 10088 | 12834
External Lighting | General - Non LED | Town SO | 4 | Medium | B | 1 | 2025 | 5 | 3 | 3.2 | 21737 | 6814
Local and Special Ventilation | Fan - General Ventilation | Town SP | 1 | Medium | B | 5 | 2029 | 5 | 3 | 3.2 | 21738 | 14900
LV Distribution | Main Distribution Board | Town SL | 1 | High | B | 1 | 2025 | 5 | 2 | 2.7 | 12554 | 3188
Fire Safety Systems | Fire Extinguishers - CO2 | Town SQ | 1 | Urgent | B | 2 | 2026 | 5 | 1 | 2.2 | 2866 | 12511
Heat Emitters | Gas Fired Unit Heaters | Town AH | 1 | Medium | B | 10 | 2034 | 5 | 3 | 3.2 | 21739 | 22640
Emergency Lighting | Self Contained - LED | Town SR | 7 | Urgent | B | 15 | 2039 | 5 | 1 | 2.2 | 2867 | 27780
General Lighting | General - LED fittings & Luminaires | Town SK | 32 | Medium | B | 14 | 2038 | 5 | 3 | 3.2 | 21740 | 27536
Fire Safety Systems | Fire Extinguishers - CO2 | Town SS | 1 | Urgent | B | 6 | 2030 | 5 | 1 | 2.2 | 2868 | 16005
General Lighting | General - LED fittings & Luminaires | Town SN | 27 | Medium | B | 1 | 2025 | 5 | 3 | 3.2 | 21741 | 6815
Roller Shutters | External Electric Roller Shutter | Town SQ | 1 | High | B | 11 | 2035 | 5 | 2 | 2.7 | 12555 | 24223
Roller Shutters | External Electric Roller Shutter | Town AH | 1 | High | B | 16 | 2040 | 5 | 2 | 2.7 | 12556 | 29118
Fire Safety Systems | Fire Extinguishers - CO2 | Town SN | 5 | Urgent | B | 6 | 2030 | 5 | 1 | 2.2 | 2869 | 16006
Fire Safety Systems | Fire Extinguishers - Foam | Town SS | 5 | Urgent | B | 6 | 2030 | 5 | 1 | 2.2 | 2870 | 16007
Air Conditioning | Single-Split Condenser - Split Systems/Heat Pumps - Air-cooled with Direct Expansion Evaporator (DX) | Town SO | 1 | Medium | B | 1 | 2025 | 5 | 3 | 3.2 | 21742 | 6816
LV Distribution | Sub Distribution Board | Town ST | 1 | High | B | 1 | 2025 | 5 | 2 | 2.7 | 12557 | 3189
Roller Shutters | External Electric Roller Shutter | Town SQ | 1 | High | B | 11 | 2035 | 5 | 2 | 2.7 | 12558 | 24224
Fire Safety Systems | Fire Alarm System | Town SL | 1 | Urgent | B | 9 | 2033 | 5 | 1 | 2.2 | 2871 | 21253
Heat Emitters | Electric Heaters | Town SO | 4 | Medium | B | 1 | 2025 | 5 | 3 | 3.2 | 21743 | 6817
Fire Safety Systems | Fire Extinguishers - CO2 | Town SP | 1 | Urgent | B | 7 | 2031 | 5 | 1 | 2.2 | 2872 | 19223
External Doors | Entrance Doors | Town SU | 1 | High | B | 26 | 2050 | 5 | 2 | 2.7 | 12559 | 33483
Barriers & Guardrails | Vehicle Crash Protection Barrier | Town SM | 1 | V Low | B | 1 | 2025 | 5 | 4 | 3.7 | 32826 | 11844
Fire Safety Systems | Fire Extinguishers - Foam | Town EN | 4 | Urgent | B | 6 | 2030 | 5 | 1 | 2.2 | 2873 | 16008
General Lighting | General - LED fittings & Luminaires | Town SS | 6 | Medium | B | 16 | 2040 | 5 | 3 | 3.2 | 21744 | 29390
Fire Safety Systems | Fire Extinguishers - Foam | Town SN | 7 | Urgent | B | 6 | 2030 | 5 | 1 | 2.2 | 2874 | 16009
LV Distribution | Main Distribution Board | Town SL | 1 | High | B | 1 | 2025 | 5 | 2 | 2.7 | 12560 | 3190
External Doors | Entrance Doors | Town SP | 1 | High | B | 6 | 2030 | 5 | 2 | 2.7 | 12561 | 17457
Heat Emitters | Electric Heaters | Town SL | 3 | Medium | B | 1 | 2025 | 5 | 3 | 3.2 | 21745 | 6818
Fire Safety Systems | Fire Extinguishers - CO2 | Town SL | 2 | Urgent | A | 8 | 2032 | 6 | 1 | 2.5 | 10838 | 20652
BMS | BMS Control Panel | Town SK | 1 | High | B | 4 | 2028 | 5 | 2 | 2.7 | 12562 | 13914
Fire Safety Systems | Manual and Automatic Doors - Emergency and Panic Escape Doors | Town SP | 1 | Urgent | B | 6 | 2030 | 5 | 1 | 2.2 | 2875 | 16010
Fire Safety Systems | Manual and Automatic Doors - Emergency and Panic Escape Doors | Town EN | 1 | Urgent | B | 25 | 2049 | 5 | 1 | 2.2 | 2876 | 33286
Roller Shutters | External Electric Roller Shutter | Town SL | 1 | High | B | 21 | 2045 | 5 | 2 | 2.7 | 12563 | 32573
Emergency Lighting | Illuminated Fire Exit Signage | Town SL | 3 | Urgent | A | 18 | 2042 | 6 | 1 | 2.5 | 10839 | 30737
General Lighting | General - LED fittings & Luminaires | Town CA | 1 | Medium | B | 1 | 2025 | 5 | 3 | 3.2 | 21746 | 6819
Roller Shutters | External Electric Roller Shutter | Town SO | 1 | High | B | 1 | 2025 | 5 | 2 | 2.7 | 12564 | 3191
General Lighting | General - LED fittings & Luminaires | Town SO | 6 | Medium | B | 1 | 2025 | 5 | 3 | 3.2 | 21747 | 6820
Fire Safety Systems | Fire Extinguishers - Foam | Town CA | 1 | Urgent | B | 2 | 2026 | 5 | 1 | 2.2 | 2877 | 12512
Local and Special Ventilation | Unit extract fans | Town SN | 1 | Medium | DX | 1 | 2025 | 1 | 3 | 2 | 812 | 530
Local and Special Ventilation | Unit extract fans | Town SP | 1 | Medium | DX | 1 | 2025 | 1 | 3 | 2 | 813 | 531
Roller Shutters | Internal Manual Roller Shutter | Town SR | 1 | Medium | B | 1 | 2025 | 5 | 3 | 3.2 | 21748 | 6821
Barriers & Guardrails | Vehicle Crash Protection Barrier | Town SO | 1 | V Low | B | 1 | 2025 | 5 | 4 | 3.7 | 32827 | 11845
General Lighting | General - LED fittings & Luminaires | Town SU | 4 | Medium | B | 16 | 2040 | 5 | 3 | 3.2 | 21749 | 29391
General Lighting | General - LED fittings & Luminaires | Town SS | 9 | Medium | B | 16 | 2040 | 5 | 3 | 3.2 | 21750 | 29392
Emergency Lighting | Illuminated Fire Exit Signage | Town RX | 4 | Urgent | B | 15 | 2039 | 5 | 1 | 2.2 | 2878 | 27781
External Lighting | General - Non LED | Town SK | 4 | Medium | B | 1 | 2025 | 5 | 3 | 3.2 | 21751 | 6822
Emergency Lighting | Illuminated Fire Exit Signage | Town SS | 3 | Urgent | B | 16 | 2040 | 5 | 1 | 2.2 | 2879 | 28680
General Lighting | General - LED fittings & Luminaires | Town SP | 1 | Medium | B | 1 | 2025 | 5 | 3 | 3.2 | 21752 | 6823
Heat Emitters | Electric Heaters | Town CA | 1 | Medium | B | 1 | 2025 | 5 | 3 | 3.2 | 21753 | 6824
External Lighting | General - LED | Town SN | 4 | Medium | B | 12 | 2036 | 5 | 3 | 3.2 | 21754 | 26389
Local and Special Ventilation | Fan - Extract | Town SU | 1 | Medium | B | 1 | 2025 | 5 | 3 | 3.2 | 21755 | 6825
Emergency Lighting | Illuminated Fire Exit Signage | Town CA | 1 | Urgent | B | 1 | 2025 | 5 | 1 | 2.2 | 2880 | 1084
Fire Safety Systems | Fire Extinguishers - Foam | Town SV | 6 | Urgent | B | 8 | 2032 | 5 | 1 | 2.2 | 2881 | 20322
Roller Shutters | Internal Electric Roller Shutter | Town SQ | 1 | Medium | B | 21 | 2045 | 5 | 3 | 3.2 | 21756 | 32787
Roller Shutters | External Manual Roller Shutter | Town SL | 1 | High | B | 1 | 2025 | 5 | 2 | 2.7 | 12565 | 3192
Roller Shutters | Internal Electric Roller Shutter | Town RX | 1 | Medium | B | 17 | 2041 | 5 | 3 | 3.2 | 21757 | 30418
Local and Special Ventilation | Fan - Kitchen Window / Wall Mounted | Town L | 1 | Medium | B | 12 | 2036 | 5 | 3 | 3.2 | 21758 | 26390
Local and Special Ventilation | Fan - Window / Wall Mounted | Town RX | 1 | Medium | C | 9 | 2033 | 4 | 3 | 2.9 | 18475 | 21653
Emergency Lighting | Illuminated Fire Exit Signage | Town SR | 3 | Urgent | B | 10 | 2034 | 5 | 1 | 2.2 | 2882 | 22009
General Lighting | General - LED fittings & Luminaires | Town SS | 8 | Medium | B | 1 | 2025 | 5 | 3 | 3.2 | 21759 | 6826
LV Distribution | Sub Distribution Board | Town M | 1 | High | B | 1 | 2025 | 5 | 2 | 2.7 | 12566 | 3193
LV Distribution | Sub Distribution Board | Town SK | 1 | High | B | 14 | 2038 | 5 | 2 | 2.7 | 12567 | 27441
Local and Special Ventilation | Fan - Extract | Town SQ | 1 | Medium | B | 11 | 2035 | 5 | 3 | 3.2 | 21760 | 25017
Heat Emitters | Electric Heaters | Town SQ | 1 | Medium | B | 4 | 2028 | 5 | 3 | 3.2 | 21761 | 14064
Roller Shutters | External Electric Roller Shutter | Town SQ | 1 | High | B | 11 | 2035 | 5 | 2 | 2.7 | 12568 | 24225
External Lighting | General - Non LED | Town SS | 1 | Medium | CX | 1 | 2025 | 2 | 3 | 2.3 | 10089 | 2050
Emergency Lighting | Self Contained - LED | Town SS | 18 | Urgent | B | 21 | 2045 | 5 | 1 | 2.2 | 2883 | 31859
LV Distribution | Sub Distribution Board | Town SQ | 1 | High | D | 16 | 2040 | 3 | 2 | 2.1 | 1074 | 28599
Fire Safety Systems | Manual and Automatic Doors - Emergency and Panic Escape Doors | Town SW | 1 | Urgent | B | 21 | 2045 | 5 | 1 | 2.2 | 2884 | 31860
Roller Shutters | Internal Manual Roller Shutter | Town SK | 1 | Medium | B | 1 | 2025 | 5 | 3 | 3.2 | 21762 | 6827
Heat Emitters | Electric Heaters | Town SL | 4 | Medium | B | 1 | 2025 | 5 | 3 | 3.2 | 21763 | 6828
Local and Special Ventilation | Fan - General Ventilation | Town SP | 1 | Medium | B | 5 | 2029 | 5 | 3 | 3.2 | 21764 | 14901
LV Distribution | Sub Distribution Board | Town ST | 1 | High | B | 1 | 2025 | 5 | 2 | 2.7 | 12569 | 3194
External Doors | Manual and Automatic Doors - Auto / Powered Sliding Doors | Town SK | 1 | High | B | 18 | 2042 | 5 | 2 | 2.7 | 12570 | 30790
External Doors | Entrance Doors | Town ST | 1 | High | B | 6 | 2030 | 5 | 2 | 2.7 | 12571 | 17458
Roller Shutters | External Electric Roller Shutter | Town SV | 1 | High | B | 20 | 2044 | 5 | 2 | 2.7 | 12572 | 31602
Roller Shutters | External Electric Roller Shutter | Town M | 1 | High | B | 1 | 2025 | 5 | 2 | 2.7 | 12573 | 3195
Emergency Lighting | Illuminated Fire Exit Signage | Town ST | 2 | Urgent | B | 10 | 2034 | 5 | 1 | 2.2 | 2885 | 22010
Fire Safety Systems | Fire Extinguishers - CO2 | Town SM | 3 | Urgent | B | 9 | 2033 | 5 | 1 | 2.2 | 2886 | 21254
External Doors | Entrance Doors | Town SS | 1 | High | B | 11 | 2035 | 5 | 2 | 2.7 | 12574 | 24226
Emergency Lighting | Self Contained - LED | Town CA | 2 | Urgent | B | 21 | 2045 | 5 | 1 | 2.2 | 2887 | 31861
Fire Safety Systems | Fire Extinguishers - Powder | Town CA | 2 | Urgent | B | 2 | 2026 | 5 | 1 | 2.2 | 2888 | 12513
Emergency Lighting | Self Contained - LED | Town SW | 21 | Urgent | B | 23 | 2047 | 5 | 1 | 2.2 | 2889 | 33082
Emergency Lighting | Self Contained - LED | Town CA | 1 | Urgent | B | 11 | 2035 | 5 | 1 | 2.2 | 2890 | 23445
External Lighting | General - LED | Town AH | 3 | Medium | B | 5 | 2029 | 5 | 3 | 3.2 | 21765 | 14902
Emergency Lighting | Illuminated Fire Exit Signage | Town SK | 4 | Urgent | B | 14 | 2038 | 5 | 1 | 2.2 | 2891 | 27342
Local and Special Ventilation | Fan - Extract | Town SQ | 1 | Medium | B | 11 | 2035 | 5 | 3 | 3.2 | 21766 | 25018
General Lighting | General - LED fittings & Luminaires | Town CA | 1 | Medium | B | 12 | 2036 | 5 | 3 | 3.2 | 21767 | 26391
Local Hot Water | Package Electric Water Heaters - Non-Drinking Water | Town M | 1 | Medium | CX | 1 | 2025 | 2 | 3 | 2.3 | 10090 | 2051
External Doors | Entrance Doors | Town SQ | 1 | High | B | 31 | 2055 | 5 | 2 | 2.7 | 12575 | 33786
Heat Emitters | Gas Fired Unit Heaters | Town SS | 1 | Medium | B | 1 | 2025 | 5 | 3 | 3.2 | 21768 | 6829
Local and Special Ventilation | Fan - Window / Wall Mounted | Town SQ | 1 | Medium | B | 7 | 2031 | 5 | 3 | 3.2 | 21769 | 19834
Fire Safety Systems | Fire Extinguishers - CO2 | Town SR | 2 | Urgent | B | 10 | 2034 | 5 | 1 | 2.2 | 2892 | 22011
Emergency Lighting | Self Contained - LED | Town SQ | 1 | Urgent | B | 21 | 2045 | 5 | 1 | 2.2 | 2893 | 31862
Heat Emitters | Gas Fired Unit Heaters | Town SS | 1 | Medium | DX | 1 | 2025 | 1 | 3 | 2 | 814 | 532
Roller Shutters | External Manual Roller Shutter | Town SS | 1 | High | DX | 1 | 2025 | 1 | 2 | 1.5 | 379 | 339
LV Distribution | Sub Distribution Board | Town SM | 1 | High | B | 1 | 2025 | 5 | 2 | 2.7 | 12576 | 3196
Local and Special Ventilation | Fan - Window / Wall Mounted | Town SQ | 1 | Medium | CX | 1 | 2025 | 2 | 3 | 2.3 | 10091 | 2052
General Lighting | General - LED fittings & Luminaires | Town SL | 90 | Medium | A | 18 | 2042 | 6 | 3 | 3.5 | 32479 | 31010
Air Conditioning | Multi-Split Condenser - Split Systems/Heat Pumps - Air-cooled with Direct Expansion Evaporator (DX) | Town SQ | 1 | Medium | B | 11 | 2035 | 5 | 3 | 3.2 | 21770 | 25019
Fire Safety Systems | Fire Extinguishers - Foam | Town SW | 4 | Urgent | B | 9 | 2033 | 5 | 1 | 2.2 | 2894 | 21255
Local and Special Ventilation | Fan - Extract | Town M | 1 | Medium | DX | 1 | 2025 | 1 | 3 | 2 | 815 | 533
LV Distribution | LV Switch Panel | Town SO | 1 | High | B | 1 | 2025 | 5 | 2 | 2.7 | 12577 | 3197
Local Hot Water | Instantaneous Electric Water Heater - Non-Drinking Water | Town ST | 1 | Medium | B | 1 | 2025 | 5 | 3 | 3.2 | 21771 | 6830
Local Hot Water | Instantaneous Electric Water Heater - Non-Drinking Water | Town L | 1 | Medium | B | 5 | 2029 | 5 | 3 | 3.2 | 21772 | 14903
External Lighting | General - LED | Town CA | 8 | Medium | B | 11 | 2035 | 5 | 3 | 3.2 | 21773 | 25020
Fire Safety Systems | Fire Extinguishers - Foam | Town SL | 1 | Urgent | B | 8 | 2032 | 5 | 1 | 2.2 | 2895 | 20323
LV Distribution | Sub Distribution Board | Town SL | 1 | High | B | 1 | 2025 | 5 | 2 | 2.7 | 12578 | 3198
Heat Emitters | Radiators - Steel | Town AH | 6 | Medium | B | 1 | 2025 | 5 | 3 | 3.2 | 21774 | 6831
Fire Safety Systems | Fire Extinguishers - Foam | Town CA | 1 | Urgent | B | 2 | 2026 | 5 | 1 | 2.2 | 2896 | 12514
Emergency Lighting | Self Contained - LED | Town SU | 4 | Urgent | B | 21 | 2045 | 5 | 1 | 2.2 | 2897 | 31863
Local and Special Ventilation | Fan - Extract | Town SX | 1 | Medium | B | 1 | 2025 | 5 | 3 | 3.2 | 21775 | 6832
External Doors | Entrance Doors | Town SS | 1 | High | B | 16 | 2040 | 5 | 2 | 2.7 | 12579 | 29119
Roller Shutters | External Electric Roller Shutter | Town M | 1 | High | B | 1 | 2025 | 5 | 2 | 2.7 | 12580 | 3199
General Lighting | General - LED fittings & Luminaires | Town SM | 30 | Medium | B | 1 | 2025 | 5 | 3 | 3.2 | 21776 | 6833
Local Hot Water | Package Electric Water Heaters - Non-Drinking Water | Town SV | 1 | Medium | B | 1 | 2025 | 5 | 3 | 3.2 | 21777 | 6834
Local and Special Ventilation | Fan - Hazardous Area Extract | Town SQ | 1 | Medium | B | 9 | 2033 | 5 | 3 | 3.2 | 21778 | 21712
Emergency Lighting | Self Contained - LED | Town SW | 4 | Urgent | B | 20 | 2044 | 5 | 1 | 2.2 | 2898 | 31429
Air Conditioning | Single-Split Condenser - Split Systems/Heat Pumps - Air-cooled with Direct Expansion Evaporator (DX) | Town SK | 1 | Medium | B | 1 | 2025 | 5 | 3 | 3.2 | 21779 | 6835
Heat Emitters | Gas Fired Unit Heaters | Town SU | 1 | Medium | B | 1 | 2025 | 5 | 3 | 3.2 | 21780 | 6836
Fire Safety Systems | Manual and Automatic Doors - Emergency and Panic Escape Doors | Town SK | 1 | Urgent | B | 18 | 2042 | 5 | 1 | 2.2 | 2899 | 30625
External Lighting | General - LED | Town SQ | 5 | Medium | B | 11 | 2035 | 5 | 3 | 3.2 | 21781 | 25021
Lifts | Disabled Lift - Electric | Town SQ | 1 | High | B | 11 | 2035 | 5 | 2 | 2.7 | 12581 | 24227
General Lighting | General - LED fittings & Luminaires | Town AH | 34 | Medium | B | 10 | 2034 | 5 | 3 | 3.2 | 21782 | 22641
External Lighting | General - LED | Town M | 2 | Medium | B | 11 | 2035 | 5 | 3 | 3.2 | 21783 | 25022
Heat Emitters | Gas Fired Unit Heaters | Town M | 1 | Medium | B | 1 | 2025 | 5 | 3 | 3.2 | 21784 | 6837
Emergency Lighting | Self Contained - LED | Town SK | 6 | Urgent | B | 19 | 2043 | 5 | 1 | 2.2 | 2900 | 31047
General Lighting | General - LED fittings & Luminaires | Town SL | 48 | Medium | B | 18 | 2042 | 5 | 3 | 3.2 | 21785 | 30929
LV Distribution | Main Distribution Board | Town RX | 1 | High | B | 1 | 2025 | 5 | 2 | 2.7 | 12582 | 3200
External Doors | Entrance Doors | Town SO | 1 | High | B | 11 | 2035 | 5 | 2 | 2.7 | 12583 | 24228
Fire Safety Systems | Manual and Automatic Doors - Emergency and Panic Escape Doors | Town SP | 1 | Urgent | B | 6 | 2030 | 5 | 1 | 2.2 | 2901 | 16011
General Lighting | General - LED fittings & Luminaires | Town CA | 2 | Medium | B | 6 | 2030 | 5 | 3 | 3.2 | 21786 | 18493
General Lighting | General - LED fittings & Luminaires | Town SS | 35 | Medium | B | 1 | 2025 | 5 | 3 | 3.2 | 21787 | 6838
Fire Safety Systems | Fire Extinguishers - Powder | Town SS | 1 | Urgent | B | 6 | 2030 | 5 | 1 | 2.2 | 2902 | 16012
Boiler | Atmospheric Gas Burner/Condensing Combination Boiler (domestic type) | Town SS | 1 | High | B | 6 | 2030 | 5 | 2 | 2.7 | 12584 | 17459
Local and Special Ventilation | Fan - Extract | Town SS | 1 | Medium | B | 1 | 2025 | 5 | 3 | 3.2 | 21788 | 6839
Local Hot Water | Package Electric Water Heaters - Non-Drinking Water | Town SL | 1 | Medium | B | 8 | 2032 | 5 | 3 | 3.2 | 21789 | 20876
Local and Special Ventilation | Fan - Window / Wall Mounted | Town SV | 1 | Medium | B | 5 | 2029 | 5 | 3 | 3.2 | 21790 | 14904
Roller Shutters | External Manual Roller Shutter | Town AH | 1 | High | B | 1 | 2025 | 5 | 2 | 2.7 | 12585 | 3201
Emergency Lighting | Self Contained - Non LED | Town CA | 1 | Urgent | B | 1 | 2025 | 5 | 1 | 2.2 | 2903 | 1085
External Doors | Entrance Doors | Town SV | 1 | High | C | 1 | 2025 | 4 | 2 | 2.4 | 10466 | 2352
General Lighting | General - LED fittings & Luminaires | Town AH | 16 | Medium | CX | 1 | 2025 | 2 | 3 | 2.3 | 10092 | 2053
Fire Safety Systems | Fire Alarm Panel / Repeater | Town SQ | 1 | Urgent | B | 11 | 2035 | 5 | 1 | 2.2 | 2904 | 23446
General Lighting | General - LED fittings & Luminaires | Town L | 38 | Medium | B | 18 | 2042 | 5 | 3 | 3.2 | 21791 | 30930
Local and Special Ventilation | Fan - Window / Wall Mounted | Town EN | 1 | Medium | B | 6 | 2030 | 5 | 3 | 3.2 | 21792 | 18494
Heat Emitters | Electric Overdoor Air Curtain/Heater | Town SK | 1 | Medium | B | 1 | 2025 | 5 | 3 | 3.2 | 21793 | 6840
Access Control | Door Lock / Keypad / Manual | Town SW | 1 | Medium | B | 10 | 2034 | 5 | 3 | 3.2 | 21794 | 22642
External Lighting | General - LED | Town SL | 1 | Medium | B | 13 | 2037 | 5 | 3 | 3.2 | 21795 | 27091
External Lighting | General - LED | Town ST | 2 | Medium | B | 12 | 2036 | 5 | 3 | 3.2 | 21796 | 26392
Roller Shutters | External Window Shutters - Electric | Town M | 1 | Medium | B | 1 | 2025 | 5 | 3 | 3.2 | 21797 | 6841
Heat Emitters | Electric Overdoor Air Curtain/Heater | Town ST | 1 | Medium | A | 15 | 2039 | 6 | 3 | 3.5 | 32480 | 28561
General Lighting | General - LED fittings & Luminaires | Town CA | 2 | Medium | B | 1 | 2025 | 5 | 3 | 3.2 | 21798 | 6842
Emergency Lighting | Illuminated Fire Exit Signage | Town SX | 3 | Urgent | B | 16 | 2040 | 5 | 1 | 2.2 | 2905 | 28681
Heat Emitters | Electric Heaters | Town CA | 1 | Medium | B | 1 | 2025 | 5 | 3 | 3.2 | 21799 | 6843
Heat Emitters | Electric Heaters | Town M | 2 | Medium | B | 1 | 2025 | 5 | 3 | 3.2 | 21800 | 6844
LV Distribution | Sub Distribution Board | Town L | 1 | High | B | 10 | 2034 | 5 | 2 | 2.7 | 12586 | 22297
Roller Shutters | External Manual Roller Shutter | Town SL | 1 | High | B | 1 | 2025 | 5 | 2 | 2.7 | 12587 | 3202
Roller Shutters | External Manual Roller Shutter | Town J | 1 | High | CX | 1 | 2025 | 2 | 2 | 1.8 | 493 | 397
Central Heating | Fan - Axial | Town E | 1 | High | B | 1 | 2025 | 5 | 2 | 2.7 | 12588 | 3203
Roller Shutters | External Electric Roller Shutter | Town J | 1 | High | D | 1 | 2025 | 3 | 2 | 2.1 | 1075 | 741
Air Conditioning | Single-Split Condenser - Split Systems/Heat Pumps - Air-cooled with Direct Expansion Evaporator (DX) | Town QO | 1 | Medium | DX | 1 | 2025 | 1 | 3 | 2 | 816 | 534
Emergency Lighting | Illuminated Fire Exit Signage | Town E | 2 | Urgent | B | 1 | 2025 | 5 | 1 | 2.2 | 2906 | 1086
General Lighting | General - LED fittings & Luminaires | Town E | 97 | Medium | B | 10 | 2034 | 5 | 3 | 3.2 | 21801 | 22643
Fire Safety Systems | Fire Alarm Panel / Repeater | Town DH | 1 | Urgent | B | 11 | 2035 | 5 | 1 | 2.2 | 2907 | 23447
Fire Safety Systems | Fire Alarm System | Town QO | 1 | Urgent | B | 10 | 2034 | 5 | 1 | 2.2 | 2908 | 22012
LV Distribution | Main Distribution Board | Town SY | 1 | High | B | 10 | 2034 | 5 | 2 | 2.7 | 12589 | 22298
Barriers & Guardrails | Vehicle Crash Protection Barrier | Town NK | 1 | V Low | B | 14 | 2038 | 5 | 4 | 3.7 | 32828 | 27692
Boiler | Atmospheric Gas Burner Boiler - Small and/or Wall Hung for Light Commercial Installation | Town DH | 1 | Medium | B | 1 | 2025 | 5 | 3 | 3.2 | 21802 | 6845
General Lighting | General - LED fittings & Luminaires | Town NM | 10 | Medium | C | 14 | 2038 | 4 | 3 | 2.9 | 18476 | 27508
Roller Shutters | External Electric Roller Shutter | Town SZ | 1 | High | B | 8 | 2032 | 5 | 2 | 2.7 | 12590 | 20684
Local and Special Ventilation | Fan - Extract | Town M | 1 | Medium | B | 11 | 2035 | 5 | 3 | 3.2 | 21803 | 25023
LV Distribution | Main Distribution Board | Town QO | 1 | High | B | 10 | 2034 | 5 | 2 | 2.7 | 12591 | 22299
Roller Shutters | External Window Shutters - Manual | Town N | 1 | Medium | B | 5 | 2029 | 5 | 3 | 3.2 | 21804 | 14905
General Lighting | General - LED fittings & Luminaires | Town TA | 2 | Medium | B | 16 | 2040 | 5 | 3 | 3.2 | 21805 | 29393
Emergency Lighting | Illuminated Fire Exit Signage | Town TB | 2 | Urgent | B | 10 | 2034 | 5 | 1 | 2.2 | 2909 | 22013
Fire Safety Systems | Manual and Automatic Doors - Emergency and Panic Escape Doors | Town M | 1 | Urgent | B | 11 | 2035 | 5 | 1 | 2.2 | 2910 | 23448
Lifts | Disabled Lift - Electric | Town NM | 1 | High | B | 1 | 2025 | 5 | 2 | 2.7 | 12592 | 3204
Local Hot Water | Instantaneous Electric Water Heater - Non-Drinking Water | Town CU | 1 | Medium | B | 11 | 2035 | 5 | 3 | 3.2 | 21806 | 25024
Local and Special Ventilation | Fan - Axial | Town NM | 1 | Medium | B | 1 | 2025 | 5 | 3 | 3.2 | 21807 | 6846
Roller Shutters | Internal Electric Roller Shutter | Town TC | 1 | Medium | B | 11 | 2035 | 5 | 3 | 3.2 | 21808 | 25025
Emergency Lighting | Self Contained - LED | Town TC | 3 | Urgent | B | 20 | 2044 | 5 | 1 | 2.2 | 2911 | 31430
General Lighting | General - LED fittings & Luminaires | Town CA | 1 | Medium | B | 16 | 2040 | 5 | 3 | 3.2 | 21809 | 29394
LV Distribution | Main Distribution Board | Town TD | 1 | High | CX | 1 | 2025 | 2 | 2 | 1.8 | 494 | 398
Roller Shutters | External Manual Roller Shutter | Town TE | 1 | High | B | 1 | 2025 | 5 | 2 | 2.7 | 12593 | 3205
Fire Safety Systems | Manual and Automatic Doors - Emergency and Panic Escape Doors | Town DH | 1 | Urgent | B | 18 | 2042 | 5 | 1 | 2.2 | 2912 | 30626
General Lighting | General - LED fittings & Luminaires | Town TF | 104 | Medium | B | 16 | 2040 | 5 | 3 | 3.2 | 21810 | 29395
Emergency Lighting | Self Contained - LED | Town II | 1 | Urgent | B | 11 | 2035 | 5 | 1 | 2.2 | 2913 | 23449
External Doors | Entrance Doors | Town QO | 1 | High | B | 21 | 2045 | 5 | 2 | 2.7 | 12594 | 32574
General Lighting | General - LED fittings & Luminaires | Town TG | 9 | Medium | B | 6 | 2030 | 5 | 3 | 3.2 | 21811 | 18495
Emergency Lighting | Self Contained - LED | Town QO | 17 | Urgent | B | 20 | 2044 | 5 | 1 | 2.2 | 2914 | 31431
Access Control | Gate Access - Local Lock / Keypad / Manual (External) | Town CA | 1 | Medium | B | 1 | 2025 | 5 | 3 | 3.2 | 21812 | 6847
External Lighting | General - Non LED | Town II | 2 | Medium | B | 1 | 2025 | 5 | 3 | 3.2 | 21813 | 6848
LV Distribution | Sub Distribution Board | Town M | 1 | High | B | 11 | 2035 | 5 | 2 | 2.7 | 12595 | 24229
LV Distribution | Main Distribution Board | Town J | 1 | High | B | 1 | 2025 | 5 | 2 | 2.7 | 12596 | 3206
External Doors | Entrance Doors | Town QO | 1 | High | B | 30 | 2054 | 5 | 2 | 2.7 | 12597 | 33705
Fire Safety Systems | Fire Extinguishers - CO2 | Town NM | 4 | Urgent | B | 8 | 2032 | 5 | 1 | 2.2 | 2915 | 20324
LV Distribution | Sub Distribution Board | Town II | 1 | High | B | 2 | 2026 | 5 | 2 | 2.7 | 12598 | 12877
LV Distribution | Main Distribution Board | Town QO | 1 | High | B | 15 | 2039 | 5 | 2 | 2.7 | 12599 | 28108
Emergency Lighting | Illuminated Fire Exit Signage | Town M | 1 | Urgent | B | 16 | 2040 | 5 | 1 | 2.2 | 2916 | 28682
Fire Safety Systems | Fire Extinguishers - Foam | Town TH | 2 | Urgent | B | 9 | 2033 | 5 | 1 | 2.2 | 2917 | 21256
Emergency Lighting | Illuminated Fire Exit Signage | Town CA | 1 | Urgent | B | 1 | 2025 | 5 | 1 | 2.2 | 2918 | 1087
Fire Safety Systems | Fire Extinguishers - CO2 | Town TA | 1 | Urgent | B | 2 | 2026 | 5 | 1 | 2.2 | 2919 | 12515
Emergency Lighting | Illuminated Fire Exit Signage | Town TF | 5 | Urgent | B | 16 | 2040 | 5 | 1 | 2.2 | 2920 | 28683
Fire Safety Systems | Fire Extinguishers - CO2 | Town TB | 2 | Urgent | B | 8 | 2032 | 5 | 1 | 2.2 | 2921 | 20325
Fire Safety Systems | Fire Extinguishers - CO2 | Town TA | 1 | Urgent | B | 6 | 2030 | 5 | 1 | 2.2 | 2922 | 16013
Emergency Lighting | Self Contained - LED | Town CU | 11 | Urgent | B | 21 | 2045 | 5 | 1 | 2.2 | 2923 | 31864
LV Distribution | Main Distribution Board | Town TC | 1 | High | D | 10 | 2034 | 3 | 2 | 2.1 | 1076 | 21954
Local and Special Ventilation | Fan - General Ventilation | Town QO | 1 | Medium | B | 1 | 2025 | 5 | 3 | 3.2 | 21814 | 6849
External Doors | Manual and Automatic Doors - Auto / Powered Sliding Doors | Town DH | 1 | High | B | 18 | 2042 | 5 | 2 | 2.7 | 12600 | 30791
Local and Special Ventilation | Fan - Extract | Town M | 1 | Medium | C | 1 | 2025 | 4 | 3 | 2.9 | 18477 | 5427
Local and Special Ventilation | Fan - General Ventilation | Town QO | 1 | Medium | B | 1 | 2025 | 5 | 3 | 3.2 | 21815 | 6850
External Lighting | General - LED | Town E | 1 | Medium | B | 5 | 2029 | 5 | 3 | 3.2 | 21816 | 14906
Roller Shutters | External Manual Roller Shutter - 24 High x 25 Wide | Town II | 1 | Urgent | B | 1 | 2025 | 5 | 1 | 2.2 | 2924 | 1088
Roller Shutters | External Manual Roller Shutter | Town J | 1 | High | C | 25 | 2049 | 4 | 2 | 2.4 | 10467 | 33350
Heat Emitters | Electric Overdoor Air Curtain/Heater | Town J | 1 | Medium | B | 11 | 2035 | 5 | 3 | 3.2 | 21817 | 25026
Heat Emitters | Radiators - Steel | Town DH | 5 | Medium | B | 3 | 2027 | 5 | 3 | 3.2 | 21818 | 13465
Central Heating | Fan - Axial | Town E | 1 | High | B | 1 | 2025 | 5 | 2 | 2.7 | 12601 | 3207
Fire Safety Systems | Manual and Automatic Doors - Emergency and Panic Escape Doors | Town NM | 1 | Urgent | B | 21 | 2045 | 5 | 1 | 2.2 | 2925 | 31865
Access Control | Gate Access - Local Lock / Keypad / Manual (External) | Town E | 1 | Medium | B | 1 | 2025 | 5 | 3 | 3.2 | 21819 | 6851
Air Conditioning | Multi-Split Evaporator - Split Systems/Heat Pumps - Air-cooled with Direct Expansion Evaporator (DX) | Town TF | 1 | Medium | B | 6 | 2030 | 5 | 3 | 3.2 | 21820 | 18496
LV Distribution | Sub Distribution Board | Town TA | 1 | High | B | 1 | 2025 | 5 | 2 | 2.7 | 12602 | 3208
Communication Systems | PA System | Town CA | 1 | Medium | B | 1 | 2025 | 5 | 3 | 3.2 | 21821 | 6852
Emergency Lighting | Illuminated Fire Exit Signage | Town E | 2 | Urgent | B | 1 | 2025 | 5 | 1 | 2.2 | 2926 | 1089
Local and Special Ventilation | Fan - Window / Wall Mounted | Town TA | 1 | Medium | B | 1 | 2025 | 5 | 3 | 3.2 | 21822 | 6853
Local Hot Water | Instantaneous Electric Water Heater - Non-Drinking Water | Town J | 1 | Medium | B | 6 | 2030 | 5 | 3 | 3.2 | 21823 | 18497
Emergency Lighting | Self Contained - LED | Town NM | 5 | Urgent | B | 11 | 2035 | 5 | 1 | 2.2 | 2927 | 23450
Fire Safety Systems | Fire Extinguishers - CO2 | Town M | 1 | Urgent | B | 6 | 2030 | 5 | 1 | 2.2 | 2928 | 16014
LV Distribution | Sub Distribution Board | Town TI | 1 | High | B | 1 | 2025 | 5 | 2 | 2.7 | 12603 | 3209
Local and Special Ventilation | Fan - General Ventilation | Town QO | 1 | Medium | A | 14 | 2038 | 6 | 3 | 3.5 | 32481 | 27662
Heat Emitters | Gas Fired Unit Heaters | Town E | 1 | Medium | B | 1 | 2025 | 5 | 3 | 3.2 | 21824 | 6854
Heat Emitters | Oil Fired Unit Heaters | Town QO | 1 | Medium | B | 10 | 2034 | 5 | 3 | 3.2 | 21825 | 22644
LV Distribution | Sub Distribution Board | Town TH | 1 | High | B | 1 | 2025 | 5 | 2 | 2.7 | 12604 | 3210
Fire Safety Systems | Fire Extinguishers - CO2 | Town QO | 1 | Urgent | B | 6 | 2030 | 5 | 1 | 2.2 | 2929 | 16015
External Lighting | General - LED | Town CU | 2 | Medium | B | 11 | 2035 | 5 | 3 | 3.2 | 21826 | 25027
Air Conditioning | Single-Split Evaporator - Split Systems/Heat Pumps - Air-cooled with Direct Expansion Evaporator (DX) | Town NM | 1 | Medium | B | 1 | 2025 | 5 | 3 | 3.2 | 21827 | 6855
LV Distribution | Sub Distribution Board | Town TI | 1 | High | D | 1 | 2025 | 3 | 2 | 2.1 | 1077 | 742
External Doors | Manual and Automatic Doors - Auto / Powered Sliding Doors | Town E | 1 | High | B | 16 | 2040 | 5 | 2 | 2.7 | 12605 | 29120
Local and Special Ventilation | Fan - Extract | Town QO | 1 | Medium | B | 10 | 2034 | 5 | 3 | 3.2 | 21828 | 22645
Emergency Lighting | Illuminated Fire Exit Signage | Town TJ | 2 | Urgent | A | 18 | 2042 | 6 | 1 | 2.5 | 10840 | 30738
Air Conditioning | Single-Split Evaporator - Split Systems/Heat Pumps - Air-cooled with Direct Expansion Evaporator (DX) | Town NM | 1 | Medium | B | 1 | 2025 | 5 | 3 | 3.2 | 21829 | 6856
Local and Special Ventilation | Fan - Extract | Town TE | 1 | Medium | B | 1 | 2025 | 5 | 3 | 3.2 | 21830 | 6857
Barriers & Guardrails | Vehicle Crash Protection Barrier | Town TH | 1 | V Low | B | 1 | 2025 | 5 | 4 | 3.7 | 32829 | 11846
External Lighting | General - LED | Town TB | 1 | Medium | B | 5 | 2029 | 5 | 3 | 3.2 | 21831 | 14907
Central Ventilation Systems | Fan - General Ventilation | Town TJ | 1 | Low | C | 1 | 2025 | 4 | 4 | 3.4 | 32408 | 11694
Local and Special Ventilation | Fan - Window / Wall Mounted | Town TG | 1 | Medium | D | 1 | 2025 | 3 | 3 | 2.6 | 11064 | 2589
Roller Shutters | External Window Shutters - Manual | Town M | 1 | Medium | B | 1 | 2025 | 5 | 3 | 3.2 | 21832 | 6858
Fire Safety Systems | Fire Extinguishers - CO2 | Town DH | 1 | Urgent | B | 6 | 2030 | 5 | 1 | 2.2 | 2930 | 16016
Fire Safety Systems | Fire Extinguishers - Foam | Town QO | 2 | Urgent | B | 6 | 2030 | 5 | 1 | 2.2 | 2931 | 16017
Fire Safety Systems | Fire Extinguishers - Foam | Town II | 1 | Urgent | B | 8 | 2032 | 5 | 1 | 2.2 | 2932 | 20326
Local and Special Ventilation | Fan - General Ventilation | Town TC | 1 | Medium | B | 1 | 2025 | 5 | 3 | 3.2 | 21833 | 6859
External Doors | Manual and Automatic Doors - Auto / Powered Swing Doors | Town SY | 1 | High | B | 25 | 2049 | 5 | 2 | 2.7 | 12606 | 33376
Fire Safety Systems | Fire Extinguishers - Foam | Town TA | 1 | Urgent | B | 6 | 2030 | 5 | 1 | 2.2 | 2933 | 16018
General Lighting | General - LED fittings & Luminaires | Town QO | 47 | Medium | B | 10 | 2034 | 5 | 3 | 3.2 | 21834 | 22646
Security Systems | Manual and Automatic Doors - High Security Door | Town QO | 1 | High | B | 26 | 2050 | 5 | 2 | 2.7 | 12607 | 33484
Fire Safety Systems | Fire Extinguishers - Foam | Town N | 6 | Urgent | B | 6 | 2030 | 5 | 1 | 2.2 | 2934 | 16019
Emergency Lighting | Illuminated Fire Exit Signage | Town CA | 2 | Urgent | B | 12 | 2036 | 5 | 1 | 2.2 | 2935 | 25970
Fire Safety Systems | Fire Extinguishers - CO2 | Town TC | 3 | Urgent | B | 5 | 2029 | 5 | 1 | 2.2 | 2936 | 14335
Roller Shutters | Internal Electric Roller Shutter | Town NK | 1 | Medium | B | 1 | 2025 | 5 | 3 | 3.2 | 21835 | 6860
External Doors | Entrance Doors | Town TJ | 1 | High | B | 20 | 2044 | 5 | 2 | 2.7 | 12608 | 31603
Heat Emitters | Radiators - Steel | Town TG | 1 | Medium | B | 6 | 2030 | 5 | 3 | 3.2 | 21836 | 18498
General Lighting | General - LED fittings & Luminaires | Town TE | 26 | Medium | B | 16 | 2040 | 5 | 3 | 3.2 | 21837 | 29396
Emergency Lighting | Self Contained - LED | Town QO | 10 | Urgent | B | 20 | 2044 | 5 | 1 | 2.2 | 2937 | 31432
Fire Safety Systems | Fire Extinguishers - Foam | Town TD | 5 | Urgent | B | 6 | 2030 | 5 | 1 | 2.2 | 2938 | 16020
Heat Emitters | Electric Heaters | Town CA | 1 | Medium | B | 1 | 2025 | 5 | 3 | 3.2 | 21838 | 6861
Emergency Lighting | Self Contained - LED | Town E | 5 | Urgent | B | 15 | 2039 | 5 | 1 | 2.2 | 2939 | 27782
Emergency Lighting | Self Contained - Non LED | Town TD | 7 | Urgent | B | 6 | 2030 | 5 | 1 | 2.2 | 2940 | 16021
LV Distribution | Sub Distribution Board | Town TA | 1 | High | D | 1 | 2025 | 3 | 2 | 2.1 | 1078 | 743
Roller Shutters | External Manual Roller Shutter | Town J | 1 | High | C | 25 | 2049 | 4 | 2 | 2.4 | 10468 | 33351
Roller Shutters | External Manual Roller Shutter | Town CU | 1 | High | B | 1 | 2025 | 5 | 2 | 2.7 | 12609 | 3211
Heat Emitters | Gas Fired Natural and Fan Assisted Heaters | Town J | 1 | Medium | B | 4 | 2028 | 5 | 3 | 3.2 | 21839 | 14065
Roller Shutters | External Manual Roller Shutter | Town SZ | 1 | High | B | 21 | 2045 | 5 | 2 | 2.7 | 12610 | 32575
General Lighting | General - LED fittings & Luminaires | Town TG | 8 | Medium | B | 6 | 2030 | 5 | 3 | 3.2 | 21840 | 18499
External Doors | Entrance Doors | Town TH | 1 | High | B | 12 | 2036 | 5 | 2 | 2.7 | 12611 | 26162
External Lighting | General - Non LED | Town NK | 4 | Medium | DX | 1 | 2025 | 1 | 3 | 2 | 817 | 535
Roller Shutters | External Manual Roller Shutter | Town TI | 1 | High | B | 1 | 2025 | 5 | 2 | 2.7 | 12612 | 3212
Emergency Lighting | Illuminated Fire Exit Signage | Town QO | 2 | Urgent | B | 15 | 2039 | 5 | 1 | 2.2 | 2941 | 27783
Heat Emitters | Radiators - Steel | Town QO | 3 | Medium | B | 1 | 2025 | 5 | 3 | 3.2 | 21841 | 6862
General Lighting | General - LED fittings & Luminaires | Town II | 1 | Medium | B | 1 | 2025 | 5 | 3 | 3.2 | 21842 | 6863
LV Distribution | Main Distribution Board | Town N | 1 | High | B | 18 | 2042 | 5 | 2 | 2.7 | 12613 | 30792
Local and Special Ventilation | Unit extract fans | Town DH | 1 | Medium | D | 1 | 2025 | 3 | 3 | 2.6 | 11065 | 2590
Fire Safety Systems | Manual and Automatic Doors - Emergency and Panic Escape Doors | Town NM | 1 | Urgent | B | 6 | 2030 | 5 | 1 | 2.2 | 2942 | 16022
Fire Safety Systems | Fire Alarm System | Town QO | 1 | Urgent | B | 10 | 2034 | 5 | 1 | 2.2 | 2943 | 22014
Fire Safety Systems | Fire Extinguishers - CO2 | Town NM | 1 | Urgent | B | 8 | 2032 | 5 | 1 | 2.2 | 2944 | 20327
Emergency Lighting | Illuminated Fire Exit Signage | Town SZ | 3 | Urgent | B | 10 | 2034 | 5 | 1 | 2.2 | 2945 | 22015
Heat Emitters | Electric Heaters | Town TF | 5 | Medium | B | 3 | 2027 | 5 | 3 | 3.2 | 21843 | 13466
Air Conditioning | Multi-Split Condenser - Split Systems/Heat Pumps - Air-cooled with Direct Expansion Evaporator (DX) | Town QO | 1 | Medium | B | 10 | 2034 | 5 | 3 | 3.2 | 21844 | 22647
LV Distribution | Sub Distribution Board | Town DH | 1 | High | D | 3 | 2027 | 3 | 2 | 2.1 | 1079 | 13260
Heat Emitters | Fan Convector - Electric | Town TD | 1 | Medium | B | 6 | 2030 | 5 | 3 | 3.2 | 21845 | 18500
Local and Special Ventilation | Fan - Window / Wall Mounted | Town QO | 1 | Medium | DX | 1 | 2025 | 1 | 3 | 2 | 818 | 536
Heat Emitters | Radiators - Steel | Town TA | 1 | Medium | B | 6 | 2030 | 5 | 3 | 3.2 | 21846 | 18501
Fire Safety Systems | Fire Alarm System | Town TA | 1 | Urgent | B | 1 | 2025 | 5 | 1 | 2.2 | 2946 | 1090
General Lighting | General - LED fittings & Luminaires | Town NM | 18 | Medium | B | 14 | 2038 | 5 | 3 | 3.2 | 21847 | 27537
Fire Safety Systems | Fire Extinguishers - Powder | Town M | 1 | Urgent | B | 6 | 2030 | 5 | 1 | 2.2 | 2947 | 16023
Roller Shutters | External Manual Roller Shutter | Town CU | 1 | High | B | 1 | 2025 | 5 | 2 | 2.7 | 12614 | 3213
Burner | Forced draft gas burner | Town QO | 1 | Medium | B | 1 | 2025 | 5 | 3 | 3.2 | 21848 | 6864
Roller Shutters | Internal Electric Roller Shutter | Town NM | 1 | Medium | B | 11 | 2035 | 5 | 3 | 3.2 | 21849 | 25028
Heat Emitters | Electric Heaters | Town II | 2 | Medium | B | 1 | 2025 | 5 | 3 | 3.2 | 21850 | 6865
Air Conditioning | Multi-Split Condenser - Split Systems/Heat Pumps - Air-cooled with Direct Expansion Evaporator (DX) | Town TC | 1 | Medium | B | 1 | 2025 | 5 | 3 | 3.2 | 21851 | 6866
Fire Safety Systems | Fire Alarm System | Town NM | 1 | Urgent | B | 1 | 2025 | 5 | 1 | 2.2 | 2948 | 1091
Fire Safety Systems | Manual and Automatic Doors - Emergency and Panic Escape Doors | Town DH | 1 | Urgent | B | 18 | 2042 | 5 | 1 | 2.2 | 2949 | 30627
Fire Safety Systems | Fire Extinguishers - Foam | Town QO | 2 | Urgent | B | 5 | 2029 | 5 | 1 | 2.2 | 2950 | 14336
Emergency Lighting | Self Contained - LED | Town QO | 11 | Urgent | B | 20 | 2044 | 5 | 1 | 2.2 | 2951 | 31433
Local and Special Ventilation | Unit extract fans | Town TI | 1 | Medium | C | 6 | 2030 | 4 | 3 | 2.9 | 18478 | 17930
External Doors | Entrance Doors | Town TA | 1 | High | B | 11 | 2035 | 5 | 2 | 2.7 | 12615 | 24230
Fire Safety Systems | Manual and Automatic Doors - Emergency and Panic Escape Doors | Town J | 1 | Urgent | B | 21 | 2045 | 5 | 1 | 2.2 | 2952 | 31866
Fire Safety Systems | Fire Alarm System | Town QO | 1 | Urgent | B | 6 | 2030 | 5 | 1 | 2.2 | 2953 | 16024
Emergency Lighting | Self Contained - LED | Town TG | 4 | Urgent | B | 19 | 2043 | 5 | 1 | 2.2 | 2954 | 31048
Local and Special Ventilation | Fan - General Ventilation | Town TD | 1 | Medium | B | 6 | 2030 | 5 | 3 | 3.2 | 21852 | 18502
Heat Emitters | Gas Fired Unit Heaters | Town TF | 1 | Medium | B | 1 | 2025 | 5 | 3 | 3.2 | 21853 | 6867
Emergency Lighting | Self Contained - LED | Town QO | 9 | Urgent | B | 21 | 2045 | 5 | 1 | 2.2 | 2955 | 31867
Fire Safety Systems | Fire Extinguishers - Foam | Town II | 1 | Urgent | B | 8 | 2032 | 5 | 1 | 2.2 | 2956 | 20328
LV Distribution | Sub Distribution Board | Town SZ | 1 | High | B | 3 | 2027 | 5 | 2 | 2.7 | 12616 | 13342
Roller Shutters | External Manual Roller Shutter | Town N | 1 | High | B | 1 | 2025 | 5 | 2 | 2.7 | 12617 | 3214
Fire Safety Systems | Manual and Automatic Doors - Emergency and Panic Escape Doors | Town QO | 1 | Urgent | B | 26 | 2050 | 5 | 1 | 2.2 | 2957 | 33456
LV Distribution | Sub Distribution Board | Town TA | 1 | High | B | 1 | 2025 | 5 | 2 | 2.7 | 12618 | 3215
Air Conditioning | Multi-Split Evaporator - Split Systems/Heat Pumps - Air-cooled with Direct Expansion Evaporator (DX) | Town TC | 1 | Medium | B | 1 | 2025 | 5 | 3 | 3.2 | 21854 | 6868
Emergency Lighting | Illuminated Fire Exit Signage | Town TA | 8 | Urgent | B | 6 | 2030 | 5 | 1 | 2.2 | 2958 | 16025
Fire Safety Systems | Fire Extinguishers - Foam | Town CA | 2 | Urgent | B | 1 | 2025 | 5 | 1 | 2.2 | 2959 | 1092
LV Distribution | Main Distribution Board | Town TB | 1 | High | B | 10 | 2034 | 5 | 2 | 2.7 | 12619 | 22300
Roller Shutters | Internal Electric Roller Shutter | Town QO | 1 | Medium | B | 21 | 2045 | 5 | 3 | 3.2 | 21855 | 32788
General Lighting | General - LED fittings & Luminaires | Town TH | 2 | Medium | DX | 1 | 2025 | 1 | 3 | 2 | 819 | 537
External Lighting | General - Non LED | Town TG | 2 | Medium | B | 1 | 2025 | 5 | 3 | 3.2 | 21856 | 6869
Fire Safety Systems | Fire Extinguishers - Foam | Town SZ | 3 | Urgent | B | 8 | 2032 | 5 | 1 | 2.2 | 2960 | 20329
LV Distribution | Sub Distribution Board | Town DH | 1 | High | B | 3 | 2027 | 5 | 2 | 2.7 | 12620 | 13343
Local Hot Water | Package Electric Water Heaters - Non-Drinking Water | Town TF | 1 | Medium | CX | 1 | 2025 | 2 | 3 | 2.3 | 10093 | 2054
Fire Safety Systems | Manual and Automatic Doors - Emergency and Panic Escape Doors | Town CA | 1 | Urgent | B | 11 | 2035 | 5 | 1 | 2.2 | 2961 | 23451
Fire Safety Systems | Fire Alarm Panel / Repeater | Town DH | 1 | Urgent | B | 11 | 2035 | 5 | 1 | 2.2 | 2962 | 23452
Emergency Lighting | Self Contained - LED | Town SZ | 2 | Urgent | B | 15 | 2039 | 5 | 1 | 2.2 | 2963 | 27784
Emergency Lighting | Self Contained - Non LED | Town CA | 4 | Urgent | B | 21 | 2045 | 5 | 1 | 2.2 | 2964 | 31868
Air Conditioning | Single-Split Evaporator - Split Systems/Heat Pumps - Air-cooled with Direct Expansion Evaporator (DX) | Town TD | 1 | Medium | B | 5 | 2029 | 5 | 3 | 3.2 | 21857 | 14908
Central Heating | Condensate Pumps | Town TE | 1 | Medium | B | 13 | 2037 | 5 | 3 | 3.2 | 21858 | 27092
Boiler | Atmospheric Gas Burner/Condensing Combination Boiler (domestic type) | Town TG | 1 | High | B | 1 | 2025 | 5 | 2 | 2.7 | 12621 | 3216
Fire Safety Systems | Fire Extinguishers - Powder | Town CU | 1 | Urgent | B | 7 | 2031 | 5 | 1 | 2.2 | 2965 | 19224
Roller Shutters | Internal Electric Roller Shutter | Town TC | 1 | Medium | B | 11 | 2035 | 5 | 3 | 3.2 | 21859 | 25029
Fire Safety Systems | Fire Alarm Panel / Repeater | Town SZ | 1 | Urgent | B | 11 | 2035 | 5 | 1 | 2.2 | 2966 | 23453
Local and Special Ventilation | Fan - Extract | Town QO | 1 | Medium | B | 6 | 2030 | 5 | 3 | 3.2 | 21860 | 18503
Emergency Lighting | Self Contained - LED | Town QO | 9 | Urgent | B | 22 | 2046 | 5 | 1 | 2.2 | 2967 | 32855
LV Distribution | Sub Distribution Board | Town NM | 1 | High | B | 6 | 2030 | 5 | 2 | 2.7 | 12622 | 17460
Heat Emitters | Gas Fired Unit Heaters | Town TI | 1 | Medium | B | 11 | 2035 | 5 | 3 | 3.2 | 21861 | 25030
Fire Safety Systems | Manual and Automatic Doors - Emergency and Panic Escape Doors | Town DH | 1 | Urgent | B | 18 | 2042 | 5 | 1 | 2.2 | 2968 | 30628
Roller Shutters | External Manual Roller Shutter | Town QO | 1 | High | B | 11 | 2035 | 5 | 2 | 2.7 | 12623 | 24231
Emergency Lighting | Illuminated Fire Exit Signage | Town DH | 1 | Urgent | B | 3 | 2027 | 5 | 1 | 2.2 | 2969 | 13280
Air Conditioning | Single-Split Condenser - Split Systems/Heat Pumps - Air-cooled with Direct Expansion Evaporator (DX) | Town E | 1 | Medium | D | 1 | 2025 | 3 | 3 | 2.6 | 11066 | 2591
Central Heating | Fan - Axial | Town SZ | 1 | High | B | 1 | 2025 | 5 | 2 | 2.7 | 12624 | 3217
Emergency Lighting | Illuminated Fire Exit Signage | Town QO | 3 | Urgent | B | 15 | 2039 | 5 | 1 | 2.2 | 2970 | 27785
General Lighting | General - LED fittings & Luminaires | Town II | 1 | Medium | B | 6 | 2030 | 5 | 3 | 3.2 | 21862 | 18504
LV Distribution | Main Distribution Board | Town QO | 1 | High | D | 1 | 2025 | 3 | 2 | 2.1 | 1080 | 744
Local and Special Ventilation | Fan - Extract | Town M | 1 | Medium | B | 11 | 2035 | 5 | 3 | 3.2 | 21863 | 25031
Roller Shutters | External Electric Roller Shutter | Town TD | 1 | High | B | 6 | 2030 | 5 | 2 | 2.7 | 12625 | 17461
Local Hot Water | Instantaneous Electric Water Heater - Non-Drinking Water | Town QO | 1 | Medium | B | 10 | 2034 | 5 | 3 | 3.2 | 21864 | 22648
Local and Special Ventilation | Fan - Axial | Town TF | 1 | Medium | B | 5 | 2029 | 5 | 3 | 3.2 | 21865 | 14909
Central Heating | Fan - Axial | Town SZ | 1 | High | B | 1 | 2025 | 5 | 2 | 2.7 | 12626 | 3218
Fire Safety Systems | Fire Extinguishers - CO2 | Town NK | 3 | Urgent | B | 9 | 2033 | 5 | 1 | 2.2 | 2971 | 21257
Heat Emitters | Electric Heaters | Town CA | 1 | Medium | B | 1 | 2025 | 5 | 3 | 3.2 | 21866 | 6870
Air Conditioning | Single-Split Condenser - Split Systems/Heat Pumps - Air-cooled with Direct Expansion Evaporator (DX) | Town TF | 1 | Medium | B | 6 | 2030 | 5 | 3 | 3.2 | 21867 | 18505
Fire Safety Systems | Manual and Automatic Doors - Emergency and Panic Escape Doors | Town TF | 1 | Urgent | B | 11 | 2035 | 5 | 1 | 2.2 | 2972 | 23454
Emergency Lighting | Illuminated Fire Exit Signage | Town TA | 4 | Urgent | B | 16 | 2040 | 5 | 1 | 2.2 | 2973 | 28684
LV Distribution | Main Distribution Board | Town II | 1 | High | B | 14 | 2038 | 5 | 2 | 2.7 | 12627 | 27442
AHU - Internal | Central Heating - Gas Fired (Internally Sourced) | Town QO | 1 | Medium | B | 6 | 2030 | 5 | 3 | 3.2 | 21868 | 18506
General Lighting | General - LED fittings & Luminaires | Town DH | 9 | Medium | B | 10 | 2034 | 5 | 3 | 3.2 | 21869 | 22649
Access Control | Gate Access - Local Lock / Keypad / Manual (External) | Town SZ | 1 | Medium | B | 1 | 2025 | 5 | 3 | 3.2 | 21870 | 6871
Fire Safety Systems | Fire Extinguishers - Foam | Town TH | 4 | Urgent | B | 9 | 2033 | 5 | 1 | 2.2 | 2974 | 21258
Emergency Lighting | Illuminated Fire Exit Signage | Town QO | 3 | Urgent | B | 15 | 2039 | 5 | 1 | 2.2 | 2975 | 27786
Barriers & Guardrails | Vehicle Crash Protection Barrier | Town NK | 1 | V Low | B | 14 | 2038 | 5 | 4 | 3.7 | 32830 | 27693
LV Distribution | Sub Distribution Board | Town CA | 1 | High | D | 1 | 2025 | 3 | 2 | 2.1 | 1081 | 745
Fire Safety Systems | Manual and Automatic Doors - Emergency and Panic Escape Doors | Town SY | 1 | Urgent | B | 25 | 2049 | 5 | 1 | 2.2 | 2976 | 33287
Access Control | Door Lock / Keypad / Manual | Town QO | 1 | Medium | B | 11 | 2035 | 5 | 3 | 3.2 | 21871 | 25032
Heat Emitters | Fan Convector - Electric | Town QO | 1 | Medium | B | 10 | 2034 | 5 | 3 | 3.2 | 21872 | 22650
General Lighting | General - LED fittings & Luminaires | Town CA | 1 | Medium | B | 16 | 2040 | 5 | 3 | 3.2 | 21873 | 29397
LV Distribution | Sub Distribution Board | Town TK | 1 | High | B | 1 | 2025 | 5 | 2 | 2.7 | 12628 | 3219
Local and Special Ventilation | Fan - Kitchen Extract | Town TL | 1 | Low | B | 5 | 2029 | 5 | 4 | 3.7 | 32831 | 15601
Local and Special Ventilation | Fan - Extract | Town TM | 1 | Medium | CX | 1 | 2025 | 2 | 3 | 2.3 | 10094 | 2055
Fire Safety Systems | Manual and Automatic Doors - Emergency and Panic Escape Doors | Town TM | 1 | Urgent | B | 17 | 2041 | 5 | 1 | 2.2 | 2977 | 30038
LV Distribution | Main Distribution Board | Town TL | 1 | High | B | 1 | 2025 | 5 | 2 | 2.7 | 12629 | 3220
LV Distribution | Sub Distribution Board | Town TN | 1 | High | B | 15 | 2039 | 5 | 2 | 2.7 | 12630 | 28109
Roller Shutters | External Manual Roller Shutter | Town TO | 1 | High | B | 11 | 2035 | 5 | 2 | 2.7 | 12631 | 24232
Burner | Forced draft gas burner | Town TL | 1 | Medium | B | 1 | 2025 | 5 | 3 | 3.2 | 21874 | 6872
Access Control | Gate Access - Local Lock / Keypad / Manual (External) | Town TL | 2 | Medium | B | 5 | 2029 | 5 | 3 | 3.2 | 21875 | 14910
Fire Safety Systems | Fire Blanket | Town TO | 1 | Urgent | B | 4 | 2028 | 5 | 1 | 2.2 | 2978 | 13794
LV Distribution | Sub Distribution Board | Town TM | 1 | High | D | 1 | 2025 | 3 | 2 | 2.1 | 1082 | 746
General Lighting | General - LED fittings & Luminaires | Town TM | 30 | Medium | B | 1 | 2025 | 5 | 3 | 3.2 | 21876 | 6873
Emergency Lighting | Illuminated Fire Exit Signage | Town TK | 2 | Urgent | B | 14 | 2038 | 5 | 1 | 2.2 | 2979 | 27343
General Lighting | General - LED fittings & Luminaires | Town FM | 1 | Medium | B | 1 | 2025 | 5 | 3 | 3.2 | 21877 | 6874
Central Ventilation Systems | Fan - General Ventilation | Town TP | 1 | Low | B | 1 | 2025 | 5 | 4 | 3.7 | 32832 | 11847
External Doors | Entrance Doors | Town TO | 1 | High | B | 17 | 2041 | 5 | 2 | 2.7 | 12632 | 30298
Emergency Lighting | Self Contained - LED | Town TO | 6 | Urgent | B | 20 | 2044 | 5 | 1 | 2.2 | 2980 | 31434
General Lighting | General - LED fittings & Luminaires | Town TQ | 23 | Medium | B | 6 | 2030 | 5 | 3 | 3.2 | 21878 | 18507
Fire Safety Systems | Fire Extinguishers - Foam | Town TN | 2 | Urgent | B | 7 | 2031 | 5 | 1 | 2.2 | 2981 | 19225
General Lighting | General - LED fittings & Luminaires | Town TO | 42 | Medium | B | 12 | 2036 | 5 | 3 | 3.2 | 21879 | 26393
Local and Special Ventilation | Fan - Kitchen Extract | Town TR | 1 | Low | B | 5 | 2029 | 5 | 4 | 3.7 | 32833 | 15602
Local Hot Water | Instantaneous Electric Water Heater - Non-Drinking Water | Town TQ | 1 | Medium | B | 12 | 2036 | 5 | 3 | 3.2 | 21880 | 26394
Fire Safety Systems | Manual and Automatic Doors - Emergency and Panic Escape Doors | Town TQ | 1 | Urgent | B | 11 | 2035 | 5 | 1 | 2.2 | 2982 | 23455
Emergency Lighting | Self Contained - Non LED | Town TK | 9 | Urgent | B | 1 | 2025 | 5 | 1 | 2.2 | 2983 | 1093
Emergency Lighting | Self Contained - LED | Town TL | 3 | Urgent | B | 23 | 2047 | 5 | 1 | 2.2 | 2984 | 33083
External Lighting | General - LED | Town FM | 7 | Medium | B | 1 | 2025 | 5 | 3 | 3.2 | 21881 | 6875
External Lighting | General - Non LED | Town TK | 2 | Medium | B | 3 | 2027 | 5 | 3 | 3.2 | 21882 | 13467
Emergency Lighting | Self Contained - LED | Town TQ | 5 | Urgent | B | 16 | 2040 | 5 | 1 | 2.2 | 2985 | 28685
Heat Emitters | Radiators - Aluminium | Town TO | 6 | Medium | B | 1 | 2025 | 5 | 3 | 3.2 | 21883 | 6876
Emergency Lighting | Self Contained - LED | Town TK | 2 | Urgent | B | 19 | 2043 | 5 | 1 | 2.2 | 2986 | 31049
Local Hot Water | Package Electric Water Heaters - Non-Drinking Water | Town TN | 1 | Medium | C | 1 | 2025 | 4 | 3 | 2.9 | 18479 | 5428
Roller Shutters | External Electric Roller Shutter | Town FM | 1 | High | B | 7 | 2031 | 5 | 2 | 2.7 | 12633 | 19584
Air Conditioning | Multi-Split Evaporator - Split Systems/Heat Pumps - Air-cooled with Direct Expansion Evaporator (DX) | Town TQ | 1 | Medium | B | 7 | 2031 | 5 | 3 | 3.2 | 21884 | 19835
Central Ventilation Systems | Fan - General Ventilation | Town TP | 1 | Low | B | 1 | 2025 | 5 | 4 | 3.7 | 32834 | 11848
Local Hot Water | Package Electric Water Heaters - Non-Drinking Water | Town TM | 1 | Medium | B | 4 | 2028 | 5 | 3 | 3.2 | 21885 | 14066
Multi-System Controls | Motor Control Centre | Town TP | 1 | Low | B | 1 | 2025 | 5 | 4 | 3.7 | 32835 | 11849
Fire Safety Systems | Manual and Automatic Doors - Emergency and Panic Escape Doors | Town TO | 1 | Urgent | B | 17 | 2041 | 5 | 1 | 2.2 | 2987 | 30039
Multi-System Controls | Instrumental Control Panel | Town TL | 1 | Medium | B | 12 | 2036 | 5 | 3 | 3.2 | 21886 | 26395
Air Conditioning | Single-Split Condenser - Split Systems/Heat Pumps - Air-cooled with Direct Expansion Evaporator (DX) | Town TO | 1 | Medium | B | 12 | 2036 | 5 | 3 | 3.2 | 21887 | 26396
LV Distribution | Main Distribution Board | Town TQ | 1 | High | B | 1 | 2025 | 5 | 2 | 2.7 | 12634 | 3221
Multi-System Controls | Motor Control Centre | Town TL | 1 | Low | B | 1 | 2025 | 5 | 4 | 3.7 | 32836 | 11850
Roller Shutters | External Electric Roller Shutter | Town FM | 1 | High | B | 7 | 2031 | 5 | 2 | 2.7 | 12635 | 19585
Fire Safety Systems | Fire Alarm System | Town FM | 1 | Urgent | B | 13 | 2037 | 5 | 1 | 2.2 | 2988 | 26833
Emergency Lighting | Illuminated Fire Exit Signage | Town TR | 1 | Urgent | B | 17 | 2041 | 5 | 1 | 2.2 | 2989 | 30040
Fire Safety Systems | Fire Blanket | Town TO | 1 | Urgent | B | 4 | 2028 | 5 | 1 | 2.2 | 2990 | 13795
Central Ventilation Systems | Fan - General Ventilation | Town TP | 1 | Low | B | 1 | 2025 | 5 | 4 | 3.7 | 32837 | 11851
Emergency Lighting | Self Contained - LED | Town TP | 3 | Urgent | B | 23 | 2047 | 5 | 1 | 2.2 | 2991 | 33084
Access Control | Door Lock / Keypad / Manual | Town TK | 1 | Medium | B | 7 | 2031 | 5 | 3 | 3.2 | 21888 | 19836
General Lighting | General - LED fittings & Luminaires | Town TQ | 25 | Medium | B | 10 | 2034 | 5 | 3 | 3.2 | 21889 | 22651
General Lighting | General - LED fittings & Luminaires | Town TS | 52 | Medium | B | 1 | 2025 | 5 | 3 | 3.2 | 21890 | 6877
Boiler | Atmospheric Gas Burner/Condensing Combination Boiler (domestic type) | Town TR | 1 | High | CX | 1 | 2025 | 2 | 2 | 1.8 | 495 | 399
Emergency Lighting | Self Contained - Non LED | Town TO | 2 | Urgent | B | 1 | 2025 | 5 | 1 | 2.2 | 2992 | 1094
LV Distribution | Sub Distribution Board | Town TQ | 1 | High | B | 6 | 2030 | 5 | 2 | 2.7 | 12636 | 17462
Local and Special Ventilation | Fan - Extract | Town TO | 1 | Medium | CX | 1 | 2025 | 2 | 3 | 2.3 | 10095 | 2056
Roller Shutters | Internal Manual Roller Shutter | Town TM | 1 | Medium | B | 11 | 2035 | 5 | 3 | 3.2 | 21891 | 25033
Emergency Lighting | Self Contained - Non LED | Town TS | 2 | Urgent | B | 6 | 2030 | 5 | 1 | 2.2 | 2993 | 16026
Emergency Lighting | Illuminated Fire Exit Signage | Town TL | 2 | Urgent | B | 18 | 2042 | 5 | 1 | 2.2 | 2994 | 30629
Heat Emitters | Radiators - Steel | Town TL | 4 | Medium | B | 10 | 2034 | 5 | 3 | 3.2 | 21892 | 22652
LV Distribution | Main Distribution Board | Town TQ | 1 | High | B | 6 | 2030 | 5 | 2 | 2.7 | 12637 | 17463
Lifts | Passenger Lift Hydraulic - Electric | Town TK | 1 | Medium | B | 10 | 2034 | 5 | 3 | 3.2 | 21893 | 22653
Local and Special Ventilation | Fan - Extract | Town TO | 1 | Medium | B | 1 | 2025 | 5 | 3 | 3.2 | 21894 | 6878
Fire Safety Systems | Fire Extinguishers - Powder | Town FM | 2 | Urgent | B | 6 | 2030 | 5 | 1 | 2.2 | 2995 | 16027
Local and Special Ventilation | Fan - Kitchen Window / Wall Mounted | Town TQ | 1 | Medium | CX | 10 | 2034 | 2 | 3 | 2.3 | 10096 | 22185
Local and Special Ventilation | Fan - Window / Wall Mounted | Town TQ | 1 | Medium | CX | 10 | 2034 | 2 | 3 | 2.3 | 10097 | 22186
Fire Safety Systems | Manual and Automatic Doors - Emergency and Panic Escape Doors | Town TQ | 1 | Urgent | B | 30 | 2054 | 5 | 1 | 2.2 | 2996 | 33669
External Lighting | General - LED | Town TL | 3 | Medium | B | 13 | 2037 | 5 | 3 | 3.2 | 21895 | 27093
Roller Shutters | External Manual Roller Shutter | Town TM | 1 | High | B | 7 | 2031 | 5 | 2 | 2.7 | 12638 | 19586
Roller Shutters | External Manual Roller Shutter | Town TM | 1 | High | B | 1 | 2025 | 5 | 2 | 2.7 | 12639 | 3222
External Doors | Entrance Doors | Town TQ | 1 | High | B | 25 | 2049 | 5 | 2 | 2.7 | 12640 | 33377
External Lighting | General - LED | Town TO | 2 | Medium | B | 9 | 2033 | 5 | 3 | 3.2 | 21896 | 21713
General Lighting | General - LED fittings & Luminaires | Town TN | 41 | Medium | B | 6 | 2030 | 5 | 3 | 3.2 | 21897 | 18508
Local and Special Ventilation | Fan - Kitchen Extract | Town TP | 1 | Low | B | 10 | 2034 | 5 | 4 | 3.7 | 32838 | 23213
Fire Safety Systems | Manual and Automatic Doors - Emergency and Panic Escape Doors | Town FM | 1 | Urgent | B | 11 | 2035 | 5 | 1 | 2.2 | 2997 | 23456
Fire Safety Systems | Fire Extinguishers - Powder | Town TQ | 1 | Urgent | B | 7 | 2031 | 5 | 1 | 2.2 | 2998 | 19226
Air Conditioning | Multi-Split Condenser - Split Systems/Heat Pumps - Air-cooled with Direct Expansion Evaporator (DX) | Town TR | 1 | Medium | B | 9 | 2033 | 5 | 3 | 3.2 | 21898 | 21714
LV Distribution | Main Distribution Board | Town TP | 1 | High | D | 1 | 2025 | 3 | 2 | 2.1 | 1083 | 747
Local and Special Ventilation | Fan - Window / Wall Mounted | Town TQ | 1 | Medium | B | 10 | 2034 | 5 | 3 | 3.2 | 21899 | 22654
Local and Special Ventilation | Fan - Kitchen Extract | Town TR | 1 | Low | B | 5 | 2029 | 5 | 4 | 3.7 | 32839 | 15603
Fire Safety Systems | Manual and Automatic Doors - Emergency and Panic Escape Doors | Town TQ | 1 | Urgent | B | 11 | 2035 | 5 | 1 | 2.2 | 2999 | 23457
Roller Shutters | Internal Electric Roller Shutter | Town TQ | 1 | Medium | B | 15 | 2039 | 5 | 3 | 3.2 | 21900 | 28380
External Doors | Manual and Automatic Doors - Auto / Powered Swing Doors | Town TP | 1 | High | B | 15 | 2039 | 5 | 2 | 2.7 | 12641 | 28110
Fire Safety Systems | Fire Alarm Panel / Repeater | Town TQ | 1 | Urgent | B | 10 | 2034 | 5 | 1 | 2.2 | 3000 | 22016
Heat Emitters | Electric Heaters | Town TQ | 1 | Medium | A | 8 | 2032 | 6 | 3 | 3.5 | 32482 | 21169
Air Conditioning | Multi-Split Condenser - Split Systems/Heat Pumps - Air-cooled with Direct Expansion Evaporator (DX) | Town TP | 1 | Medium | B | 9 | 2033 | 5 | 3 | 3.2 | 21901 | 21715
AHU - Internal | Central Heating & Cooling - Electric & DX | Town TQ | 1 | Medium | B | 12 | 2036 | 5 | 3 | 3.2 | 21902 | 26397
Fire Safety Systems | Automatic Fire Dampers | Town TM | 1 | Urgent | B | 1 | 2025 | 5 | 1 | 2.2 | 3001 | 1095
LV Distribution | Main Distribution Board | Town TR | 1 | High | B | 1 | 2025 | 5 | 2 | 2.7 | 12642 | 3223
External Doors | Entrance Doors | Town TR | 1 | High | B | 11 | 2035 | 5 | 2 | 2.7 | 12643 | 24233
General Lighting | General - LED fittings & Luminaires | Town TQ | 6 | Medium | B | 1 | 2025 | 5 | 3 | 3.2 | 21903 | 6879
LV Distribution | Main Distribution Board | Town TL | 1 | High | B | 1 | 2025 | 5 | 2 | 2.7 | 12644 | 3224
Roller Shutters | Internal Electric Roller Shutter | Town TS | 1 | Medium | B | 6 | 2030 | 5 | 3 | 3.2 | 21904 | 18509
Air Conditioning | Single-Split Condenser - Split Systems/Heat Pumps - Air-cooled with Direct Expansion Evaporator (DX) | Town TO | 1 | Medium | B | 10 | 2034 | 5 | 3 | 3.2 | 21905 | 22655
LV Distribution | Sub Distribution Board | Town TK | 1 | High | B | 12 | 2036 | 5 | 2 | 2.7 | 12645 | 26163
Fire Safety Systems | Manual and Automatic Doors - Emergency and Panic Escape Doors | Town TP | 1 | Urgent | A | 33 | 2057 | 6 | 1 | 2.5 | 10841 | 33845
Fire Safety Systems | Fire Alarm Panel / Repeater | Town TK | 1 | Urgent | B | 1 | 2025 | 5 | 1 | 2.2 | 3002 | 1096
Fire Safety Systems | Fire Alarm System | Town DC | 1 | Urgent | D | 8 | 2032 | 3 | 1 | 1.6 | 428 | 20229
Heat Emitters | Electric Overdoor Air Curtain/Heater | Town LQ | 1 | Medium | B | 1 | 2025 | 5 | 3 | 3.2 | 21906 | 6880
Emergency Lighting | Self Contained - LED | Town TT | 19 | Urgent | B | 21 | 2045 | 5 | 1 | 2.2 | 3003 | 31869
LV Distribution | Sub Distribution Board | Town TU | 1 | High | D | 1 | 2025 | 3 | 2 | 2.1 | 1084 | 748
Air Conditioning | Single-Split Evaporator - Split Systems/Heat Pumps - Air-cooled with Direct Expansion Evaporator (DX) | Town CZ | 1 | Medium | B | 5 | 2029 | 5 | 3 | 3.2 | 21907 | 14911
Fire Safety Systems | Fire Extinguishers - Foam | Town TT | 4 | Urgent | B | 6 | 2030 | 5 | 1 | 2.2 | 3004 | 16028
Air Conditioning | Single-Split Evaporator - Split Systems/Heat Pumps - Air-cooled with Direct Expansion Evaporator (DX) | Town TV | 1 | Medium | B | 9 | 2033 | 5 | 3 | 3.2 | 21908 | 21716
Fire Safety Systems | Fire Alarm Panel / Repeater | Town TW | 1 | Urgent | B | 3 | 2027 | 5 | 1 | 2.2 | 3005 | 13281
Fire Safety Systems | Fire Alarm System | Town DC | 1 | Urgent | B | 7 | 2031 | 5 | 1 | 2.2 | 3006 | 19227
LV Distribution | Sub Distribution Board | Town DE | 1 | High | D | 10 | 2034 | 3 | 2 | 2.1 | 1085 | 21955
Roller Shutters | External Manual Roller Shutter | Town TX | 1 | High | B | 7 | 2031 | 5 | 2 | 2.7 | 12646 | 19587
Fire Safety Systems | Fire Extinguishers - CO2 | Town TT | 4 | Urgent | B | 6 | 2030 | 5 | 1 | 2.2 | 3007 | 16029
Air Conditioning | Single-Split Condenser - Split Systems/Heat Pumps - Air-cooled with Direct Expansion Evaporator (DX) | Town TT | 1 | Medium | B | 1 | 2025 | 5 | 3 | 3.2 | 21909 | 6881
LV Distribution | Sub Distribution Board | Town CW | 1 | High | B | 15 | 2039 | 5 | 2 | 2.7 | 12647 | 28111
Local and Special Ventilation | Fan - Window / Wall Mounted | Town RZ | 1 | Medium | B | 7 | 2031 | 5 | 3 | 3.2 | 21910 | 19837
External Doors | Manual and Automatic Doors - Auto / Powered Sliding Doors | Town LQ | 1 | High | B | 33 | 2057 | 5 | 2 | 2.7 | 12648 | 33851
Roller Shutters | External Manual Roller Shutter | Town TX | 1 | High | B | 7 | 2031 | 5 | 2 | 2.7 | 12649 | 19588
General Lighting | General - LED fittings & Luminaires | Town DC | 4 | Medium | B | 16 | 2040 | 5 | 3 | 3.2 | 21911 | 29398
LV Distribution | Sub Distribution Board | Town TW | 1 | High | B | 8 | 2032 | 5 | 2 | 2.7 | 12650 | 20685
General Lighting | General - LED fittings & Luminaires | Town TY | 1 | Medium | B | 16 | 2040 | 5 | 3 | 3.2 | 21912 | 29399
Fire Safety Systems | Fire Extinguishers - Foam - P50 | Town ST | 5 | Urgent | B | 8 | 2032 | 5 | 1 | 2.2 | 3008 | 20330
General Lighting | General - LED fittings & Luminaires | Town TW | 39 | Medium | B | 10 | 2034 | 5 | 3 | 3.2 | 21913 | 22656
External Lighting | General - LED | Town DC | 6 | Medium | B | 11 | 2035 | 5 | 3 | 3.2 | 21914 | 25034
General Lighting | General - LED fittings & Luminaires | Town TZ | 7 | Medium | B | 16 | 2040 | 5 | 3 | 3.2 | 21915 | 29400
General Lighting | General - LED fittings & Luminaires | Town DC | 7 | Medium | B | 1 | 2025 | 5 | 3 | 3.2 | 21916 | 6882
Fire Safety Systems | Manual and Automatic Doors - Emergency and Panic Escape Doors | Town CZ | 1 | Urgent | B | 21 | 2045 | 5 | 1 | 2.2 | 3009 | 31870
Local and Special Ventilation | Fan - Extract | Town DC | 1 | Medium | B | 1 | 2025 | 5 | 3 | 3.2 | 21917 | 6883
General Lighting | General - LED fittings & Luminaires | Town RZ | 11 | Medium | C | 1 | 2025 | 4 | 3 | 2.9 | 18480 | 5429
Access Control | Door Lock / Keypad / Manual | Town TU | 1 | Medium | B | 6 | 2030 | 5 | 3 | 3.2 | 21918 | 18510
General Lighting | General - LED fittings & Luminaires | Town TT | 2 | Medium | B | 1 | 2025 | 5 | 3 | 3.2 | 21919 | 6884
Local and Special Ventilation | Fan - Axial | Town CZ | 1 | Medium | B | 4 | 2028 | 5 | 3 | 3.2 | 21920 | 14067
General Lighting | General - LED fittings & Luminaires | Town TZ | 1 | Medium | B | 16 | 2040 | 5 | 3 | 3.2 | 21921 | 29401
Roller Shutters | Internal Electric Roller Shutter | Town TT | 1 | Medium | B | 1 | 2025 | 5 | 3 | 3.2 | 21922 | 6885
General Lighting | General - LED fittings & Luminaires | Town ST | 77 | Medium | B | 17 | 2041 | 5 | 3 | 3.2 | 21923 | 30419
Fire Safety Systems | Fire Extinguishers - Foam | Town DE | 4 | Urgent | B | 8 | 2032 | 5 | 1 | 2.2 | 3010 | 20331
Heat Emitters | Unit Heaters | Town TV | 1 | Medium | B | 9 | 2033 | 5 | 3 | 3.2 | 21924 | 21717
External Doors | Entrance Doors | Town DC | 1 | High | B | 19 | 2043 | 5 | 2 | 2.7 | 12651 | 31162
Access Control | Gate Access - Local Lock / Keypad / Manual (External) | Town TW | 1 | Medium | B | 3 | 2027 | 5 | 3 | 3.2 | 21925 | 13468
Emergency Lighting | Self Contained - LED | Town DC | 4 | Urgent | B | 21 | 2045 | 5 | 1 | 2.2 | 3011 | 31871
Fire Safety Systems | Fire Alarm System | Town TZ | 1 | Urgent | B | 1 | 2025 | 5 | 1 | 2.2 | 3012 | 1097
Fire Safety Systems | Fire Extinguishers - Foam | Town CZ | 3 | Urgent | B | 8 | 2032 | 5 | 1 | 2.2 | 3013 | 20332
Fire Safety Systems | Fire Extinguishers - Powder | Town DC | 1 | Urgent | B | 6 | 2030 | 5 | 1 | 2.2 | 3014 | 16030
Fire Safety Systems | Fire Extinguishers - Foam | Town TV | 4 | Urgent | B | 6 | 2030 | 5 | 1 | 2.2 | 3015 | 16031
General Lighting | General - LED fittings & Luminaires | Town LQ | 1 | Medium | B | 6 | 2030 | 5 | 3 | 3.2 | 21926 | 18511
External Lighting | General - Non LED | Town TX | 5 | Medium | B | 1 | 2025 | 5 | 3 | 3.2 | 21927 | 6886
Roller Shutters | External Electric Roller Shutter | Town TU | 1 | High | B | 16 | 2040 | 5 | 2 | 2.7 | 12652 | 29121
General Lighting | General - LED fittings & Luminaires | Town DC | 33 | Medium | B | 16 | 2040 | 5 | 3 | 3.2 | 21928 | 29402
Emergency Lighting | Self Contained - Non LED | Town DE | 4 | Urgent | B | 15 | 2039 | 5 | 1 | 2.2 | 3016 | 27787
Fire Safety Systems | Fire Extinguishers - Foam | Town UA | 7 | Urgent | B | 8 | 2032 | 5 | 1 | 2.2 | 3017 | 20333
External Lighting | General - LED | Town TW | 1 | Medium | B | 3 | 2027 | 5 | 3 | 3.2 | 21929 | 13469
Emergency Lighting | Illuminated Fire Exit Signage | Town UB | 3 | Urgent | B | 17 | 2041 | 5 | 1 | 2.2 | 3018 | 30041
General Lighting | General - LED fittings & Luminaires | Town TZ | 1 | Medium | B | 4 | 2028 | 5 | 3 | 3.2 | 21930 | 14068
Emergency Lighting | Illuminated Fire Exit Signage | Town DC | 3 | Urgent | B | 16 | 2040 | 5 | 1 | 2.2 | 3019 | 28686
General Lighting | General - LED fittings & Luminaires | Town DC | 23 | Medium | B | 1 | 2025 | 5 | 3 | 3.2 | 21931 | 6887
General Lighting | General - LED fittings & Luminaires | Town TX | 10 | Medium | B | 16 | 2040 | 5 | 3 | 3.2 | 21932 | 29403
LV Distribution | Main Distribution Board | Town TT | 1 | High | B | 6 | 2030 | 5 | 2 | 2.7 | 12653 | 17464
Local Hot Water | Package Electric Water Heaters - Non-Drinking Water | Town DC | 1 | Medium | B | 1 | 2025 | 5 | 3 | 3.2 | 21933 | 6888
External Doors | Entrance Doors | Town UC | 1 | High | B | 8 | 2032 | 5 | 2 | 2.7 | 12654 | 20686
Emergency Lighting | Self Contained - LED | Town TY | 1 | Urgent | B | 17 | 2041 | 5 | 1 | 2.2 | 3020 | 30042
LV Distribution | Main Distribution Board | Town DC | 1 | High | D | 1 | 2025 | 3 | 2 | 2.1 | 1086 | 749
Emergency Lighting | Self Contained - Non LED | Town TW | 10 | Urgent | B | 1 | 2025 | 5 | 1 | 2.2 | 3021 | 1098
Local and Special Ventilation | Fan - Extract | Town TV | 1 | Medium | B | 1 | 2025 | 5 | 3 | 3.2 | 21934 | 6889
Fire Safety Systems | Manual and Automatic Doors - Emergency and Panic Escape Doors | Town TV | 1 | Urgent | B | 26 | 2050 | 5 | 1 | 2.2 | 3022 | 33457
Local and Special Ventilation | Fan - Extract | Town DC | 1 | Medium | B | 1 | 2025 | 5 | 3 | 3.2 | 21935 | 6890
Fire Safety Systems | Fire Extinguishers - CO2 | Town UC | 2 | Urgent | B | 9 | 2033 | 5 | 1 | 2.2 | 3023 | 21259
Fire Safety Systems | Fire Extinguishers - Foam | Town CW | 1 | Urgent | B | 5 | 2029 | 5 | 1 | 2.2 | 3024 | 14337
Security Systems | Manual and Automatic Doors - High Security Door | Town TT | 1 | High | B | 31 | 2055 | 5 | 2 | 2.7 | 12655 | 33787
Security Systems | Manual and Automatic Doors - High Security Door | Town UC | 1 | High | B | 8 | 2032 | 5 | 2 | 2.7 | 12656 | 20687
Local and Special Ventilation | Fan - Window / Wall Mounted | Town RZ | 1 | Medium | B | 5 | 2029 | 5 | 3 | 3.2 | 21936 | 14912
Emergency Lighting | Illuminated Fire Exit Signage | Town TV | 3 | Urgent | B | 16 | 2040 | 5 | 1 | 2.2 | 3025 | 28687
Heat Emitters | Electric Heaters | Town ST | 3 | Medium | B | 1 | 2025 | 5 | 3 | 3.2 | 21937 | 6891
Air Conditioning | Single-Split Evaporator - Split Systems/Heat Pumps - Air-cooled with Direct Expansion Evaporator (DX) | Town ST | 1 | Medium | B | 5 | 2029 | 5 | 3 | 3.2 | 21938 | 14913
Air Conditioning | Single-Split Evaporator - Split Systems/Heat Pumps - Air-cooled with Direct Expansion Evaporator (DX) | Town TW | 1 | Medium | B | 3 | 2027 | 5 | 3 | 3.2 | 21939 | 13470
Central Heating | Fan - Axial | Town UC | 1 | High | B | 1 | 2025 | 5 | 2 | 2.7 | 12657 | 3225
Local Hot Water | Instantaneous Electric Water Heater - Non-Drinking Water | Town DG | 1 | Medium | B | 14 | 2038 | 5 | 3 | 3.2 | 21940 | 27538
Air Conditioning | Single-Split Evaporator - Split Systems/Heat Pumps - Air-cooled with Direct Expansion Evaporator (DX) | Town TV | 1 | Medium | B | 9 | 2033 | 5 | 3 | 3.2 | 21941 | 21718
Central Ventilation Systems | Fan - General Ventilation | Town TW | 1 | Low | B | 3 | 2027 | 5 | 4 | 3.7 | 32840 | 13717
Security Systems | Manual and Automatic Doors - High Security Door | Town LQ | 1 | High | B | 11 | 2035 | 5 | 2 | 2.7 | 12658 | 24234
BMS | BMS Control Panel | Town TW | 1 | High | B | 7 | 2031 | 5 | 2 | 2.7 | 12659 | 19589
Security Systems | Manual and Automatic Doors - High Security Door | Town UB | 1 | High | B | 16 | 2040 | 5 | 2 | 2.7 | 12660 | 29122
Emergency Lighting | Self Contained - LED | Town UD | 3 | Urgent | B | 21 | 2045 | 5 | 1 | 2.2 | 3026 | 31872
Heat Emitters | Radiators - Steel | Town LQ | 2 | Medium | C | 1 | 2025 | 4 | 3 | 2.9 | 18481 | 5430
Fire Safety Systems | Manual and Automatic Doors - Emergency and Panic Escape Doors | Town DE | 1 | Urgent | B | 25 | 2049 | 5 | 1 | 2.2 | 3027 | 33288
Emergency Lighting | Self Contained - LED | Town DE | 4 | Urgent | B | 22 | 2046 | 5 | 1 | 2.2 | 3028 | 32856
General Lighting | General - LED fittings & Luminaires | Town ST | 1 | Medium | B | 1 | 2025 | 5 | 3 | 3.2 | 21942 | 6892
Fire Safety Systems | Manual and Automatic Doors - Emergency and Panic Escape Doors | Town UE | 1 | Urgent | B | 11 | 2035 | 5 | 1 | 2.2 | 3029 | 23458
Roller Shutters | External Electric Roller Shutter | Town TV | 1 | High | B | 16 | 2040 | 5 | 2 | 2.7 | 12661 | 29123
Emergency Lighting | Self Contained - LED | Town DC | 10 | Urgent | B | 21 | 2045 | 5 | 1 | 2.2 | 3030 | 31873
Heat Emitters | Electric Heaters | Town DE | 1 | Medium | B | 1 | 2025 | 5 | 3 | 3.2 | 21943 | 6893
Fire Safety Systems | Fire Extinguishers - Powder | Town DE | 1 | Urgent | B | 7 | 2031 | 5 | 1 | 2.2 | 3031 | 19228
Roller Shutters | Internal Electric Roller Shutter | Town TW | 1 | Medium | B | 13 | 2037 | 5 | 3 | 3.2 | 21944 | 27094
Emergency Lighting | Self Contained - LED | Town DE | 2 | Urgent | B | 22 | 2046 | 5 | 1 | 2.2 | 3032 | 32857
LV Distribution | Sub Distribution Board | Town CW | 1 | High | B | 1 | 2025 | 5 | 2 | 2.7 | 12662 | 3226
LV Distribution | Sub Distribution Board | Town UC | 1 | High | B | 8 | 2032 | 5 | 2 | 2.7 | 12663 | 20688
LV Distribution | Sub Distribution Board | Town RZ | 1 | High | B | 14 | 2038 | 5 | 2 | 2.7 | 12664 | 27443
BMS | BMS Control Panel | Town DE | 1 | High | B | 1 | 2025 | 5 | 2 | 2.7 | 12665 | 3227
Emergency Lighting | Self Contained - Non LED | Town TU | 2 | Urgent | B | 11 | 2035 | 5 | 1 | 2.2 | 3033 | 23459
External Lighting | General - LED | Town CW | 5 | Medium | B | 10 | 2034 | 5 | 3 | 3.2 | 21945 | 22657
Local Hot Water | Package Electric Water Heaters - Non-Drinking Water | Town TX | 1 | Medium | B | 1 | 2025 | 5 | 3 | 3.2 | 21946 | 6894
Fire Safety Systems | Fire Alarm Panel / Repeater | Town TV | 1 | Urgent | B | 6 | 2030 | 5 | 1 | 2.2 | 3034 | 16032
External Doors | Entrance Doors | Town DC | 1 | High | B | 11 | 2035 | 5 | 2 | 2.7 | 12666 | 24235
General Lighting | General - LED fittings & Luminaires | Town CZ | 59 | Medium | B | 16 | 2040 | 5 | 3 | 3.2 | 21947 | 29404
General Lighting | General - LED fittings & Luminaires | Town DC | 20 | Medium | B | 1 | 2025 | 5 | 3 | 3.2 | 21948 | 6895
Emergency Lighting | Self Contained - Non LED | Town DC | 5 | Urgent | B | 15 | 2039 | 5 | 1 | 2.2 | 3035 | 27788
Local Hot Water | Instantaneous Electric Water Heater - Non-Drinking Water | Town UA | 1 | Medium | B | 1 | 2025 | 5 | 3 | 3.2 | 21949 | 6896
Access Control | Door Lock / Keypad / Manual | Town TU | 1 | Medium | B | 6 | 2030 | 5 | 3 | 3.2 | 21950 | 18512
Emergency Lighting | Self Contained - LED | Town TU | 15 | Urgent | B | 21 | 2045 | 5 | 1 | 2.2 | 3036 | 31874
Emergency Lighting | Illuminated Fire Exit Signage | Town ST | 5 | Urgent | B | 17 | 2041 | 5 | 1 | 2.2 | 3037 | 30043
General Lighting | General - LED fittings & Luminaires | Town RZ | 40 | Medium | B | 10 | 2034 | 5 | 3 | 3.2 | 21951 | 22658
Fire Safety Systems | Fire Extinguishers - Foam | Town DG | 6 | Urgent | B | 9 | 2033 | 5 | 1 | 2.2 | 3038 | 21260
Air Conditioning | Single-Split Evaporator - Split Systems/Heat Pumps - Air-cooled with Direct Expansion Evaporator (DX) | Town TV | 1 | Medium | B | 9 | 2033 | 5 | 3 | 3.2 | 21952 | 21719
LV Distribution | Main Distribution Board | Town TT | 1 | High | B | 1 | 2025 | 5 | 2 | 2.7 | 12667 | 3228
Roller Shutters | External Manual Roller Shutter | Town TX | 1 | High | B | 7 | 2031 | 5 | 2 | 2.7 | 12668 | 19590
Boiler | Atmospheric Gas Burner Boiler - Small and/or Wall Hung for Light Commercial Installation | Town CZ | 1 | Medium | B | 1 | 2025 | 5 | 3 | 3.2 | 21953 | 6897
Local and Special Ventilation | Unit extract fans | Town DE | 1 | Medium | B | 5 | 2029 | 5 | 3 | 3.2 | 21954 | 14914
Local and Special Ventilation | Fan - Window / Wall Mounted | Town TZ | 1 | Medium | B | 1 | 2025 | 5 | 3 | 3.2 | 21955 | 6898
External Doors | Manual and Automatic Doors - Auto / Powered Sliding Doors | Town CW | 1 | High | B | 20 | 2044 | 5 | 2 | 2.7 | 12669 | 31604
Lifts | Disabled Lift - Hydraulic | Town TV | 1 | High | B | 6 | 2030 | 5 | 2 | 2.7 | 12670 | 17465
Heat Emitters | Electric Heaters | Town LQ | 2 | Medium | B | 1 | 2025 | 5 | 3 | 3.2 | 21956 | 6899
Emergency Lighting | Self Contained - LED | Town UB | 10 | Urgent | B | 22 | 2046 | 5 | 1 | 2.2 | 3039 | 32858
Central Ventilation Systems | Fan - General Ventilation | Town TT | 1 | Low | B | 1 | 2025 | 5 | 4 | 3.7 | 32841 | 11852
External Doors | Entrance Doors | Town LQ | 1 | High | B | 11 | 2035 | 5 | 2 | 2.7 | 12671 | 24236
Local and Special Ventilation | Fan - Extract | Town DC | 1 | Medium | B | 1 | 2025 | 5 | 3 | 3.2 | 21957 | 6900
Fire Safety Systems | Fire Extinguishers - CO2 | Town ST | 2 | Urgent | B | 8 | 2032 | 5 | 1 | 2.2 | 3040 | 20334
Emergency Lighting | Self Contained - LED | Town TZ | 2 | Urgent | B | 17 | 2041 | 5 | 1 | 2.2 | 3041 | 30044
Heat Emitters | Gas Fired Natural and Fan Assisted Heaters | Town ST | 1 | Medium | B | 5 | 2029 | 5 | 3 | 3.2 | 21958 | 14915
Multi-System Controls | Control Panel - Electrical Services (excluding Electrical Controllers and Pneumatic Relays) | Town UC | 1 | Medium | B | 1 | 2025 | 5 | 3 | 3.2 | 21959 | 6901
Security Systems | Manual and Automatic Doors - High Security Door | Town ST | 1 | High | B | 6 | 2030 | 5 | 2 | 2.7 | 12672 | 17466
Heat Emitters | Electric Heaters | Town DC | 3 | Medium | B | 1 | 2025 | 5 | 3 | 3.2 | 21960 | 6902
Emergency Lighting | Self Contained - Non LED | Town DE | 4 | Urgent | B | 15 | 2039 | 5 | 1 | 2.2 | 3042 | 27789
Fire Safety Systems | Fire Extinguishers - CO2 | Town TZ | 1 | Urgent | B | 2 | 2026 | 5 | 1 | 2.2 | 3043 | 12516
Central Ventilation Systems | Fan - General Ventilation | Town DE | 1 | Low | B | 5 | 2029 | 5 | 4 | 3.7 | 32842 | 15604
Roller Shutters | External Electric Roller Shutter | Town UC | 1 | High | B | 22 | 2046 | 5 | 2 | 2.7 | 12673 | 33019
Fire Safety Systems | Manual and Automatic Doors - Emergency and Panic Escape Doors | Town RZ | 1 | Urgent | B | 15 | 2039 | 5 | 1 | 2.2 | 3044 | 27790
Roller Shutters | Internal Electric Roller Shutter | Town DC | 1 | Medium | B | 5 | 2029 | 5 | 3 | 3.2 | 21961 | 14916
Roller Shutters | External Manual Roller Shutter | Town DG | 1 | High | B | 1 | 2025 | 5 | 2 | 2.7 | 12674 | 3229
Emergency Lighting | Self Contained - Non LED | Town UC | 6 | Urgent | B | 1 | 2025 | 5 | 1 | 2.2 | 3045 | 1099
General Lighting | General - LED fittings & Luminaires | Town DC | 14 | Medium | B | 1 | 2025 | 5 | 3 | 3.2 | 21962 | 6903
Heat Emitters | Gas Fired Natural and Fan Assisted Heaters | Town UA | 1 | Medium | CX | 6 | 2030 | 2 | 3 | 2.3 | 10098 | 17319
External Doors | Entrance Doors | Town DG | 1 | High | B | 6 | 2030 | 5 | 2 | 2.7 | 12675 | 17467
Burner | Light oil vaporising pot burner | Town LQ | 1 | Urgent | DX | 11 | 2035 | 1 | 1 | 1 | 4 | 23235
Boiler | Burner Forced Draught [Pressure Jet] Oil | Town LQ | 1 | Medium | B | 11 | 2035 | 5 | 3 | 3.2 | 21963 | 25035
External Doors | Entrance Doors | Town TT | 1 | High | B | 6 | 2030 | 5 | 2 | 2.7 | 12676 | 17468
Fire Safety Systems | Fire Extinguishers - Powder | Town UB | 1 | Urgent | B | 6 | 2030 | 5 | 1 | 2.2 | 3046 | 16033
Air Conditioning | Single-Split Evaporator - Split Systems/Heat Pumps - Air-cooled with Direct Expansion Evaporator (DX) | Town TU | 1 | Medium | B | 7 | 2031 | 5 | 3 | 3.2 | 21964 | 19838
Fire Safety Systems | Fire Alarm Panel / Repeater | Town CZ | 1 | Urgent | DX | 1 | 2025 | 1 | 1 | 1 | 5 | 3
Fire Safety Systems | Fire Extinguishers - Foam | Town RZ | 3 | Urgent | A | 10 | 2034 | 6 | 1 | 2.5 | 10842 | 22208
External Lighting | General - LED | Town TZ | 1 | Medium | B | 1 | 2025 | 5 | 3 | 3.2 | 21965 | 6904
Local Hot Water | Instantaneous Electric Water Heater - Non-Drinking Water | Town UA | 1 | Medium | C | 1 | 2025 | 4 | 3 | 2.9 | 18482 | 5431
Emergency Lighting | Illuminated Fire Exit Signage | Town TW | 3 | Urgent | B | 8 | 2032 | 5 | 1 | 2.2 | 3047 | 20335
Local and Special Ventilation | Fan - Extract | Town DC | 1 | Medium | CX | 1 | 2025 | 2 | 3 | 2.3 | 10099 | 2057
Fire Safety Systems | Manual and Automatic Doors - Emergency and Panic Escape Doors | Town DC | 1 | Urgent | B | 9 | 2033 | 5 | 1 | 2.2 | 3048 | 21261
LV Distribution | Sub Distribution Board | Town DC | 1 | High | D | 1 | 2025 | 3 | 2 | 2.1 | 1087 | 750
General Lighting | General - LED fittings & Luminaires | Town UC | 98 | Medium | B | 10 | 2034 | 5 | 3 | 3.2 | 21966 | 22659
Access Control | Door Lock / Keypad / Manual | Town TV | 1 | Medium | B | 6 | 2030 | 5 | 3 | 3.2 | 21967 | 18513
Access Control | Gate Access - Local Lock / Keypad / Manual (External) | Town DE | 1 | Medium | B | 5 | 2029 | 5 | 3 | 3.2 | 21968 | 14917
Central Ventilation Systems | Fan - General Ventilation | Town TT | 1 | Low | B | 1 | 2025 | 5 | 4 | 3.7 | 32843 | 11853
Local and Special Ventilation | Fan - General Ventilation | Town ST | 1 | Medium | B | 1 | 2025 | 5 | 3 | 3.2 | 21969 | 6905
Fire Safety Systems | Fire Alarm Panel / Repeater | Town UF | 1 | Urgent | B | 11 | 2035 | 5 | 1 | 2.2 | 3049 | 23460
LV Distribution | Main Distribution Board | Town UG | 1 | High | C | 1 | 2025 | 4 | 2 | 2.4 | 10469 | 2353
Central Ventilation Systems | Fan - General Ventilation | Town UH | 1 | Low | B | 1 | 2025 | 5 | 4 | 3.7 | 32844 | 11854
LV Distribution | Sub Distribution Board | Town UG | 1 | High | B | 1 | 2025 | 5 | 2 | 2.7 | 12677 | 3230
External Doors | Entrance Doors | Town UI | 1 | High | B | 17 | 2041 | 5 | 2 | 2.7 | 12678 | 30299
Local and Special Ventilation | Fan - Extract | Town UJ | 1 | Medium | B | 1 | 2025 | 5 | 3 | 3.2 | 21970 | 6906
Local Hot Water | Package Electric Water Heaters - Non-Drinking Water | Town UK | 1 | Medium | B | 4 | 2028 | 5 | 3 | 3.2 | 21971 | 14069
LV Distribution | Main Switch Panel at Supply Intake | Town UL | 1 | Medium | B | 6 | 2030 | 5 | 3 | 3.2 | 21972 | 18514
General Lighting | General - LED fittings & Luminaires | Town UK | 34 | Medium | C | 1 | 2025 | 4 | 3 | 2.9 | 18483 | 5432
Emergency Lighting | Self Contained - LED | Town ET | 6 | Urgent | B | 20 | 2044 | 5 | 1 | 2.2 | 3050 | 31435
Fire Safety Systems | Fire Extinguishers - Foam | Town UH | 1 | Urgent | B | 6 | 2030 | 5 | 1 | 2.2 | 3051 | 16034
Air Conditioning | Multi-Split Condenser - Split Systems/Heat Pumps - Air-cooled with Direct Expansion Evaporator (DX) | Town TN | 1 | Medium | B | 5 | 2029 | 5 | 3 | 3.2 | 21973 | 14918
Heat Emitters | Gas Fired Natural and Fan Assisted Heaters | Town UJ | 1 | Medium | B | 1 | 2025 | 5 | 3 | 3.2 | 21974 | 6907
Fire Safety Systems | Manual and Automatic Doors - Emergency and Panic Escape Doors | Town UM | 1 | Urgent | B | 11 | 2035 | 5 | 1 | 2.2 | 3052 | 23461
Emergency Lighting | Illuminated Fire Exit Signage | Town UN | 1 | Urgent | B | 17 | 2041 | 5 | 1 | 2.2 | 3053 | 30045
General Lighting | General - LED fittings & Luminaires | Town TN | 6 | Medium | B | 11 | 2035 | 5 | 3 | 3.2 | 21975 | 25036
Fire Safety Systems | Fire Extinguishers - CO2 | Town TN | 1 | Urgent | A | 10 | 2034 | 6 | 1 | 2.5 | 10843 | 22209
Central Ventilation Systems | Fan - General Ventilation | Town UH | 1 | Low | B | 1 | 2025 | 5 | 4 | 3.7 | 32845 | 11855
Roller Shutters | External Manual Roller Shutter | Town UK | 1 | High | B | 1 | 2025 | 5 | 2 | 2.7 | 12679 | 3231
General Lighting | General - LED fittings & Luminaires | Town UN | 82 | Medium | A | 18 | 2042 | 6 | 3 | 3.5 | 32483 | 31011
Access Control | Door Lock / Keypad / Manual | Town UN | 1 | Medium | B | 5 | 2029 | 5 | 3 | 3.2 | 21976 | 14919
Emergency Lighting | Self Contained - LED | Town UM | 3 | Urgent | B | 21 | 2045 | 5 | 1 | 2.2 | 3054 | 31875
Fire Safety Systems | Fire Extinguishers - CO2 | Town UK | 4 | Urgent | B | 2 | 2026 | 5 | 1 | 2.2 | 3055 | 12517
External Doors | Entrance Doors | Town UO | 1 | High | B | 1 | 2025 | 5 | 2 | 2.7 | 12680 | 3232
Roller Shutters | External Manual Roller Shutter | Town UJ | 1 | High | B | 11 | 2035 | 5 | 2 | 2.7 | 12681 | 24237
LV Distribution | Main Distribution Board | Town UP | 1 | High | B | 1 | 2025 | 5 | 2 | 2.7 | 12682 | 3233
Fire Safety Systems | Manual and Automatic Doors - Emergency and Panic Escape Doors | Town UJ | 1 | Urgent | B | 21 | 2045 | 5 | 1 | 2.2 | 3056 | 31876
Fire Safety Systems | Fire Alarm System | Town UQ | 1 | Urgent | A | 14 | 2038 | 6 | 1 | 2.5 | 10844 | 27412
Fire Safety Systems | Fire Blanket | Town UM | 1 | Urgent | B | 1 | 2025 | 5 | 1 | 2.2 | 3057 | 1100
Fire Safety Systems | Fire Extinguishers - CO2 | Town UM | 2 | Urgent | B | 2 | 2026 | 5 | 1 | 2.2 | 3058 | 12518
Roller Shutters | Internal Electric Roller Shutter | Town UJ | 1 | Medium | B | 22 | 2046 | 5 | 3 | 3.2 | 21977 | 33048
LV Distribution | Main Distribution Board | Town UO | 1 | High | B | 1 | 2025 | 5 | 2 | 2.7 | 12683 | 3234
Local and Special Ventilation | Fan - Window / Wall Mounted | Town ET | 1 | Medium | B | 10 | 2034 | 5 | 3 | 3.2 | 21978 | 22660
Heat Emitters | Electric Heaters | Town UR | 1 | Medium | B | 1 | 2025 | 5 | 3 | 3.2 | 21979 | 6908
Heat Emitters | Radiators - Aluminium | Town UM | 4 | Medium | B | 1 | 2025 | 5 | 3 | 3.2 | 21980 | 6909
Fire Safety Systems | Fire Alarm Panel / Repeater | Town UO | 1 | Urgent | B | 1 | 2025 | 5 | 1 | 2.2 | 3059 | 1101
Multi-System Controls | Multi-Input Controllers | Town TN | 1 | Medium | B | 8 | 2032 | 5 | 3 | 3.2 | 21981 | 20877
Multi-System Controls | Instrumental Control Panel | Town UH | 1 | Medium | B | 14 | 2038 | 5 | 3 | 3.2 | 21982 | 27539
Emergency Lighting | Self Contained - LED | Town UL | 10 | Urgent | B | 16 | 2040 | 5 | 1 | 2.2 | 3060 | 28688
Emergency Lighting | Illuminated Fire Exit Signage | Town UP | 3 | Urgent | B | 16 | 2040 | 5 | 1 | 2.2 | 3061 | 28689
Emergency Lighting | Self Contained - LED | Town TN | 8 | Urgent | B | 23 | 2047 | 5 | 1 | 2.2 | 3062 | 33085
LV Distribution | Main Switch Panel at Supply Intake | Town UP | 1 | Medium | B | 10 | 2034 | 5 | 3 | 3.2 | 21983 | 22661
Fire Safety Systems | Manual and Automatic Doors - Emergency and Panic Escape Doors | Town UR | 1 | Urgent | B | 15 | 2039 | 5 | 1 | 2.2 | 3063 | 27791
Access Control | Door Lock / Keypad / Manual | Town UH | 1 | Medium | B | 1 | 2025 | 5 | 3 | 3.2 | 21984 | 6910
General Lighting | General - LED fittings & Luminaires | Town UO | 64 | Medium | B | 17 | 2041 | 5 | 3 | 3.2 | 21985 | 30420
Emergency Lighting | Self Contained - LED | Town UM | 6 | Urgent | B | 21 | 2045 | 5 | 1 | 2.2 | 3064 | 31877
Heat Emitters | Radiators - Steel | Town UH | 4 | Medium | B | 5 | 2029 | 5 | 3 | 3.2 | 21986 | 14920
Access Control | Gate Access - Local Lock / Keypad / Manual (External) | Town UF | 1 | Medium | B | 1 | 2025 | 5 | 3 | 3.2 | 21987 | 6911
Access Control | Door Lock / Keypad / Manual | Town UQ | 1 | Medium | B | 5 | 2029 | 5 | 3 | 3.2 | 21988 | 14921
Access Control | Door Lock / Keypad / Manual | Town TN | 1 | Medium | B | 5 | 2029 | 5 | 3 | 3.2 | 21989 | 14922
Fire Safety Systems | Fire Extinguishers - Powder | Town UP | 2 | Urgent | A | 10 | 2034 | 6 | 1 | 2.5 | 10845 | 22210
External Lighting | General - LED | Town UM | 1 | Medium | CX | 7 | 2031 | 2 | 3 | 2.3 | 10100 | 19535
LV Distribution | Sub Distribution Board | Town UJ | 1 | High | B | 6 | 2030 | 5 | 2 | 2.7 | 12684 | 17469
LV Distribution | Sub Distribution Board | Town UO | 1 | High | B | 1 | 2025 | 5 | 2 | 2.7 | 12685 | 3235
Multi-System Controls | Multi-Input Controllers | Town TN | 1 | Medium | B | 8 | 2032 | 5 | 3 | 3.2 | 21990 | 20878
Multi-System Controls | Instrumental Control Panel | Town UH | 1 | Medium | B | 14 | 2038 | 5 | 3 | 3.2 | 21991 | 27540
External Doors | Entrance Doors | Town UH | 1 | High | B | 15 | 2039 | 5 | 2 | 2.7 | 12686 | 28112
Central Ventilation Systems | Fan - General Ventilation | Town UH | 1 | Low | B | 1 | 2025 | 5 | 4 | 3.7 | 32846 | 11856
Emergency Lighting | Self Contained - LED | Town UF | 4 | Urgent | B | 21 | 2045 | 5 | 1 | 2.2 | 3065 | 31878
Fire Safety Systems | Fire Extinguishers - CO2 | Town UH | 1 | Urgent | B | 6 | 2030 | 5 | 1 | 2.2 | 3066 | 16035
Fire Safety Systems | Fire Extinguishers - CO2 | Town UH | 3 | Urgent | B | 6 | 2030 | 5 | 1 | 2.2 | 3067 | 16036
General Lighting | General - LED fittings & Luminaires | Town UP | 18 | Medium | B | 1 | 2025 | 5 | 3 | 3.2 | 21992 | 6912
Emergency Lighting | Illuminated Fire Exit Signage | Town UN | 3 | Urgent | B | 17 | 2041 | 5 | 1 | 2.2 | 3068 | 30046
Access Control | Door Lock / Keypad / Manual | Town UO | 1 | Medium | B | 5 | 2029 | 5 | 3 | 3.2 | 21993 | 14923
Emergency Lighting | Self Contained - LED | Town UN | 11 | Urgent | A | 23 | 2047 | 6 | 1 | 2.5 | 10846 | 33163
Heat Emitters | Electric Heaters | Town ET | 1 | Medium | B | 1 | 2025 | 5 | 3 | 3.2 | 21994 | 6913
Fire Safety Systems | Manual and Automatic Doors - Emergency and Panic Escape Doors | Town UO | 1 | Urgent | B | 1 | 2025 | 5 | 1 | 2.2 | 3069 | 1102
Local Hot Water | Package Electric Water Heaters - Non-Drinking Water | Town UF | 1 | Medium | B | 8 | 2032 | 5 | 3 | 3.2 | 21995 | 20879
Roller Shutters | Internal Electric Roller Shutter | Town TN | 1 | Medium | B | 5 | 2029 | 5 | 3 | 3.2 | 21996 | 14924
External Lighting | General - Non LED | Town UJ | 4 | Medium | B | 1 | 2025 | 5 | 3 | 3.2 | 21997 | 6914
Local and Special Ventilation | Fan - Extract | Town UI | 1 | Medium | B | 5 | 2029 | 5 | 3 | 3.2 | 21998 | 14925
General Lighting | General - LED fittings & Luminaires | Town UI | 30 | Medium | B | 16 | 2040 | 5 | 3 | 3.2 | 21999 | 29405
Boiler | Atmospheric Gas Burner Boiler - Small and/or Wall Hung for Domestic Installation | Town TN | 1 | Medium | B | 1 | 2025 | 5 | 3 | 3.2 | 22000 | 6915
Local and Special Ventilation | Fan - Kitchen Extract | Town UH | 1 | Low | B | 5 | 2029 | 5 | 4 | 3.7 | 32847 | 15605
Local and Special Ventilation | Fan - Kitchen Extract | Town UQ | 1 | Low | B | 5 | 2029 | 5 | 4 | 3.7 | 32848 | 15606
External Doors | Entrance Doors | Town UP | 1 | High | B | 25 | 2049 | 5 | 2 | 2.7 | 12687 | 33378
Fire Safety Systems | Fire Extinguishers - Foam | Town UQ | 1 | Urgent | B | 6 | 2030 | 5 | 1 | 2.2 | 3070 | 16037
Central Ventilation Systems | Fan - General Ventilation | Town UH | 1 | Low | B | 1 | 2025 | 5 | 4 | 3.7 | 32849 | 11857
Central Ventilation Systems | Fan - General Ventilation | Town UQ | 1 | Low | B | 1 | 2025 | 5 | 4 | 3.7 | 32850 | 11858
Fire Safety Systems | Fire Extinguishers - CO2 | Town UG | 4 | Urgent | B | 7 | 2031 | 5 | 1 | 2.2 | 3071 | 19229
General Lighting | General - LED fittings & Luminaires | Town UI | 1 | Medium | B | 6 | 2030 | 5 | 3 | 3.2 | 22001 | 18515
Fire Safety Systems | Manual and Automatic Doors - Emergency and Panic Escape Doors | Town UR | 1 | Urgent | C | 15 | 2039 | 4 | 1 | 1.9 | 613 | 27717
Boiler | Atmospheric Gas Burner/Condensing Combination Boiler (domestic type) | Town UQ | 1 | High | B | 7 | 2031 | 5 | 2 | 2.7 | 12688 | 19591
Fire Safety Systems | Fire Extinguishers - Powder | Town UL | 1 | Urgent | B | 10 | 2034 | 5 | 1 | 2.2 | 3072 | 22017
Central Ventilation Systems | Fan - General Ventilation | Town UN | 1 | Low | B | 1 | 2025 | 5 | 4 | 3.7 | 32851 | 11859
Fire Safety Systems | Fire Dampers - Fusible Link | Town UM | 1 | Urgent | B | 1 | 2025 | 5 | 1 | 2.2 | 3073 | 1103
Fire Safety Systems | Manual and Automatic Doors - Emergency and Panic Escape Doors | Town TN | 1 | Urgent | B | 30 | 2054 | 5 | 1 | 2.2 | 3074 | 33670
General Lighting | General - LED fittings & Luminaires | Town UF | 16 | Medium | B | 16 | 2040 | 5 | 3 | 3.2 | 22002 | 29406
Fire Safety Systems | Fire Extinguishers - CO2 | Town UQ | 3 | Urgent | B | 6 | 2030 | 5 | 1 | 2.2 | 3075 | 16038
General Lighting | General - LED fittings & Luminaires | Town ET | 28 | Medium | B | 1 | 2025 | 5 | 3 | 3.2 | 22003 | 6916
General Lighting | General - LED fittings & Luminaires | Town UP | 29 | Medium | B | 6 | 2030 | 5 | 3 | 3.2 | 22004 | 18516
Heat Emitters | Electric Heaters | Town UL | 1 | Medium | B | 1 | 2025 | 5 | 3 | 3.2 | 22005 | 6917
Fire Safety Systems | Fire Extinguishers - Powder | Town UI | 2 | Urgent | B | 2 | 2026 | 5 | 1 | 2.2 | 3076 | 12519
Roller Shutters | External Manual Roller Shutter | Town ET | 1 | High | B | 1 | 2025 | 5 | 2 | 2.7 | 12689 | 3236
Local Hot Water | Instantaneous Electric Water Heater - Non-Drinking Water | Town UR | 1 | Medium | B | 1 | 2025 | 5 | 3 | 3.2 | 22006 | 6918
External Doors | Entrance Doors | Town UH | 1 | High | B | 33 | 2057 | 5 | 2 | 2.7 | 12690 | 33852
LV Distribution | Main Switch Panel at Supply Intake | Town ET | 1 | Medium | B | 1 | 2025 | 5 | 3 | 3.2 | 22007 | 6919
Local and Special Ventilation | Fan - Kitchen Extract | Town UH | 1 | Low | B | 1 | 2025 | 5 | 4 | 3.7 | 32852 | 11860
Fire Safety Systems | Fire Extinguishers - Foam | Town UR | 1 | Urgent | B | 9 | 2033 | 5 | 1 | 2.2 | 3077 | 21262
Air Conditioning | Multi-Split Condenser - Split Systems/Heat Pumps - Air-cooled with Direct Expansion Evaporator (DX) | Town TN | 1 | Medium | B | 5 | 2029 | 5 | 3 | 3.2 | 22008 | 14926
LV Distribution | Main Distribution Board | Town UO | 1 | High | B | 1 | 2025 | 5 | 2 | 2.7 | 12691 | 3237
Fire Safety Systems | Manual and Automatic Doors - Emergency and Panic Escape Doors | Town ET | 1 | Urgent | B | 16 | 2040 | 5 | 1 | 2.2 | 3078 | 28690
Emergency Lighting | Self Contained - LED | Town UI | 2 | Urgent | B | 17 | 2041 | 5 | 1 | 2.2 | 3079 | 30047
External Doors | Entrance Doors | Town UM | 1 | High | B | 11 | 2035 | 5 | 2 | 2.7 | 12692 | 24238
Roller Shutters | Internal Electric Roller Shutter | Town UH | 1 | Medium | B | 5 | 2029 | 5 | 3 | 3.2 | 22009 | 14927
Heat Emitters | Gas Fired Natural and Fan Assisted Heaters | Town UO | 1 | Medium | B | 10 | 2034 | 5 | 3 | 3.2 | 22010 | 22662
Boiler | Atmospheric Gas Burner - Free Standing Boiler | Town SF | 1 | Medium | B | 10 | 2034 | 5 | 3 | 3.2 | 22011 | 22663
LV Distribution | Sub Distribution Board | Town HT | 1 | High | B | 10 | 2034 | 5 | 2 | 2.7 | 12693 | 22301
Security Systems | Manual and Automatic Doors - High Security Door | Town KF | 1 | High | B | 11 | 2035 | 5 | 2 | 2.7 | 12694 | 24239
Fire Safety Systems | Smoke Extract Fan | Town EG | 1 | Urgent | B | 1 | 2025 | 5 | 1 | 2.2 | 3080 | 1104
LV Distribution | Sub Distribution Board | Town CA | 1 | High | B | 1 | 2025 | 5 | 2 | 2.7 | 12695 | 3238
BMS | BMS Control Panel | Town KF | 1 | High | B | 6 | 2030 | 5 | 2 | 2.7 | 12696 | 17470
Heat Exchangers | Heat Reclaim Unit (Lossnay Type) | Town TV | 1 | Medium | B | 14 | 2038 | 5 | 3 | 3.2 | 22012 | 27541
Fire Safety Systems | Manual and Automatic Doors - Emergency and Panic Escape Doors | Town CA | 1 | Urgent | B | 11 | 2035 | 5 | 1 | 2.2 | 3081 | 23462
Lifts | Disabled Lift - Electric | Town KF | 1 | High | B | 1 | 2025 | 5 | 2 | 2.7 | 12697 | 3239
LV Distribution | Main Distribution Board | Town TC | 1 | High | B | 10 | 2034 | 5 | 2 | 2.7 | 12698 | 22302
Burner | Atmospheric Gas Burner | Town CB | 1 | Medium | B | 6 | 2030 | 5 | 3 | 3.2 | 22013 | 18517
Roller Shutters | Internal Electric Roller Shutter | Town CA | 1 | Medium | B | 21 | 2045 | 5 | 3 | 3.2 | 22014 | 32789
Heat Emitters | Unit Heaters | Town CA | 1 | Medium | B | 1 | 2025 | 5 | 3 | 3.2 | 22015 | 6920
Emergency Lighting | Illuminated Fire Exit Signage | Town EN | 2 | Urgent | B | 17 | 2041 | 5 | 1 | 2.2 | 3082 | 30048
General Lighting | General - LED fittings & Luminaires | Town EN | 33 | Medium | B | 17 | 2041 | 5 | 3 | 3.2 | 22016 | 30421
External Lighting | General - LED | Town EN | 10 | Medium | B | 12 | 2036 | 5 | 3 | 3.2 | 22017 | 26398
Fire Safety Systems | Fire Extinguishers - Foam | Town EN | 5 | Urgent | B | 6 | 2030 | 5 | 1 | 2.2 | 3083 | 16039
Fire Safety Systems | Manual and Automatic Doors - Emergency and Panic Escape Doors | Town EN | 1 | Urgent | B | 6 | 2030 | 5 | 1 | 2.2 | 3084 | 16040
Fire Safety Systems | Fire Alarm Panel / Repeater | Town EN | 1 | Urgent | B | 12 | 2036 | 5 | 1 | 2.2 | 3085 | 25971
External Doors | Entrance Doors | Town EN | 1 | High | B | 6 | 2030 | 5 | 2 | 2.7 | 12699 | 17471
Emergency Lighting | Self Contained - LED | Town EN | 13 | Urgent | B | 22 | 2046 | 5 | 1 | 2.2 | 3086 | 32859
General Lighting | General - LED fittings & Luminaires | Town EN | 3 | Medium | B | 1 | 2025 | 5 | 3 | 3.2 | 22018 | 6921
Roller Shutters | External Electric Roller Shutter | Town EN | 1 | High | B | 15 | 2039 | 5 | 2 | 2.7 | 12700 | 28113
Roller Shutters | External Manual Roller Shutter | Town EN | 1 | High | B | 1 | 2025 | 5 | 2 | 2.7 | 12701 | 3240
Hot Water Distribution | Hot water cylinders | Town EN | 1 | High | B | 1 | 2025 | 5 | 2 | 2.7 | 12702 | 3241
LV Distribution | Main Distribution Board | Town RZ | 1 | High | B | 16 | 2040 | 5 | 2 | 2.7 | 12703 | 29124
Roller Shutters | External Manual Roller Shutter | Town RZ | 1 | High | B | 5 | 2029 | 5 | 2 | 2.7 | 12704 | 14601
External Doors | Entrance Doors | Town RZ | 1 | High | B | 15 | 2039 | 5 | 2 | 2.7 | 12705 | 28114
Local and Special Ventilation | Fan - General Ventilation | Town QQ | 1 | Medium | C | 1 | 2025 | 4 | 3 | 2.9 | 18484 | 5433
Local and Special Ventilation | Fan - General Ventilation | Town QX | 1 | Medium | C | 1 | 2025 | 4 | 3 | 2.9 | 18485 | 5434
External Lighting | General - Non LED | Town GZ | 1 | Medium | DX | 1 | 2025 | 1 | 3 | 2 | 820 | 538
Air Conditioning | Single-Split Evaporator - Split Systems/Heat Pumps - Air-cooled with Direct Expansion Evaporator (DX) | Town EN | 1 | Medium | B | 5 | 2029 | 5 | 3 | 3.2 | 22019 | 14928
Local and Special Ventilation | Fan - General Ventilation | Town RJ | 1 | Medium | DX | 1 | 2025 | 1 | 3 | 2 | 821 | 539
Roller Shutters | Internal Electric Roller Shutter | Town EN | 1 | Medium | B | 15 | 2039 | 5 | 3 | 3.2 | 22020 | 28381
Local and Special Ventilation | Fan - Extract | Town RE | 1 | Medium | DX | 1 | 2025 | 1 | 3 | 2 | 822 | 540
Fire Safety Systems | Manual and Automatic Doors - Emergency and Panic Escape Doors | Town JS | 1 | Urgent | B | 15 | 2039 | 5 | 1 | 2.2 | 3087 | 27792
Air Conditioning | Single-Split Condenser - Split Systems/Heat Pumps - Air-cooled with Direct Expansion Evaporator (DX) | Town LX | 1 | Medium | B | 1 | 2025 | 5 | 3 | 3.2 | 22021 | 6922
Local and Special Ventilation | Fan - Centrifugal | Town CD | 1 | Medium | C | 1 | 2025 | 4 | 3 | 2.9 | 18486 | 5435
Fire Safety Systems | Manual and Automatic Doors - Emergency and Panic Escape Doors | Town JZ | 1 | Urgent | B | 10 | 2034 | 5 | 1 | 2.2 | 3088 | 22018
Local and Special Ventilation | Unit extract fans | Town SM | 1 | Medium | B | 1 | 2025 | 5 | 3 | 3.2 | 22022 | 6923
Central Heating | Circulating Pump | Town NM | 1 | High | D | 1 | 2025 | 3 | 2 | 2.1 | 1088 | 751
Local and Special Ventilation | Unit extract fans | Town SF | 1 | Medium | B | 1 | 2025 | 5 | 3 | 3.2 | 22023 | 6924
Fire Safety Systems | Manual and Automatic Doors - Emergency and Panic Escape Doors | Town NI | 1 | Urgent | C | 6 | 2030 | 4 | 1 | 1.9 | 614 | 15705
General Lighting | General - LED fittings & Luminaires | Town NW | 2 | Medium | CX | 1 | 2025 | 2 | 3 | 2.3 | 10101 | 2058
Local and Special Ventilation | Fan - Kitchen Window / Wall Mounted | Town SC | 1 | Medium | CX | 1 | 2025 | 2 | 3 | 2.3 | 10102 | 2059
Heat Emitters | Electric Overdoor Air Curtain/Heater | Town NO | 1 | Medium | B | 1 | 2025 | 5 | 3 | 3.2 | 22024 | 6925
Heat Emitters | Electric Heaters | Town LT | 1 | Medium | B | 1 | 2025 | 5 | 3 | 3.2 | 22025 | 6926
Local and Special Ventilation | Fan - Kitchen Window / Wall Mounted | Town DZ | 1 | Medium | B | 5 | 2029 | 5 | 3 | 3.2 | 22026 | 14929
Barriers & Guardrails | Vehicle Crash Protection Barrier | Town CU | 1 | V Low | D | 1 | 2025 | 3 | 4 | 3.1 | 19650 | 5870
AHU - Internal | Central Heating - Gas Fired (Internally Sourced) | Town CE | 1 | Medium | C | 3 | 2027 | 4 | 3 | 2.9 | 18487 | 13410
Local Hot Water | Instantaneous Electric Water Heater - Non-Drinking Water | Town CA | 1 | Medium | A | 13 | 2037 | 6 | 3 | 3.5 | 32484 | 27282
Local and Special Ventilation | Unit extract fans | Town H | 1 | Medium | B | 2 | 2026 | 5 | 3 | 3.2 | 22027 | 13031
External Doors | Manual and Automatic Doors - Auto / Powered Sliding Doors | Town KZ | 1 | High | C | 17 | 2041 | 4 | 2 | 2.4 | 10470 | 30265
LV Distribution | Main Distribution Board | Town HL | 1 | High | B | 1 | 2025 | 5 | 2 | 2.7 | 12706 | 3242
Heat Emitters | Radiators - Steel | Town CQ | 1 | Medium | B | 4 | 2028 | 5 | 3 | 3.2 | 22028 | 14070
Local and Special Ventilation | Fan - Window / Wall Mounted | Town TG | 1 | Medium | D | 1 | 2025 | 3 | 3 | 2.6 | 11067 | 2592
Local and Special Ventilation | Fan - Axial | Town FT | 1 | Medium | DX | 1 | 2025 | 1 | 3 | 2 | 823 | 541
Heat Emitters | Electric Overdoor Air Curtain/Heater | Town NO | 1 | Medium | B | 1 | 2025 | 5 | 3 | 3.2 | 22029 | 6927
External Lighting | General - LED | Town CA | 2 | Medium | CX | 7 | 2031 | 2 | 3 | 2.3 | 10103 | 19536
LV Distribution | Sub Distribution Board | Town PN | 1 | High | B | 10 | 2034 | 5 | 2 | 2.7 | 12707 | 22303
External Doors | Entrance Doors | Town EK | 1 | High | B | 11 | 2035 | 5 | 2 | 2.7 | 12708 | 24240
External Lighting | General - Non LED | Town CB | 4 | Medium | C | 1 | 2025 | 4 | 3 | 2.9 | 18488 | 5436
Local and Special Ventilation | Fan - Kitchen Extract | Town W | 1 | Low | C | 5 | 2029 | 4 | 4 | 3.4 | 32409 | 15575
Fire Safety Systems | Fire Extinguishers - CO2 | Town GZ | 4 | Urgent | A | 9 | 2033 | 6 | 1 | 2.5 | 10847 | 21532
Air Conditioning | Multi-Split Condenser - Split Systems/Heat Pumps - Air-cooled with Direct Expansion Evaporator (DX) | Town UQ | 1 | Medium | B | 1 | 2025 | 5 | 3 | 3.2 | 22030 | 6928
Local and Special Ventilation | Fan - Kitchen Extract | Town LK | 1 | Low | C | 5 | 2029 | 4 | 4 | 3.4 | 32410 | 15576
General Lighting | General - LED fittings & Luminaires | Town MY | 3 | Medium | B | 1 | 2025 | 5 | 3 | 3.2 | 22031 | 6929
Local and Special Ventilation | Fan - Axial | Town MA | 1 | Medium | B | 1 | 2025 | 5 | 3 | 3.2 | 22032 | 6930
Fire Safety Systems | Manual and Automatic Doors - Emergency and Panic Escape Doors | Town RJ | 1 | Urgent | B | 6 | 2030 | 5 | 1 | 2.2 | 3089 | 16041
Local and Special Ventilation | Fan - Centrifugal | Town BN | 1 | Medium | B | 1 | 2025 | 5 | 3 | 3.2 | 22033 | 6931
Roller Shutters | Internal Electric Roller Shutter | Town GS | 1 | Medium | B | 11 | 2035 | 5 | 3 | 3.2 | 22034 | 25037
Central Ventilation Systems | Fan - General Ventilation | Town PN | 1 | Low | B | 1 | 2025 | 5 | 4 | 3.7 | 32853 | 11861
External Doors | Manual and Automatic Doors - Auto / Powered Sliding Doors | Town CG | 1 | High | B | 26 | 2050 | 5 | 2 | 2.7 | 12709 | 33485
Security Systems | Manual and Automatic Doors - High Security Door | Town KF | 1 | High | B | 11 | 2035 | 5 | 2 | 2.7 | 12710 | 24241
Fire Safety Systems | Manual and Automatic Doors - Emergency and Panic Escape Doors | Town CA | 1 | Urgent | B | 11 | 2035 | 5 | 1 | 2.2 | 3090 | 23463
Lifts | Passenger Lift Hydraulic - Electric | Town AB | 1 | Medium | B | 2 | 2026 | 5 | 3 | 3.2 | 22035 | 13032
Roller Shutters | External Manual Roller Shutter | Town CA | 1 | High | B | 1 | 2025 | 5 | 2 | 2.7 | 12711 | 3243
Boiler | Electric Boilers | Town OR | 1 | Medium | B | 1 | 2025 | 5 | 3 | 3.2 | 22036 | 6932
LV Distribution | Sub Distribution Board | Town CA | 1 | High | CX | 5 | 2029 | 2 | 2 | 1.8 | 496 | 14274
LV Distribution | Main Distribution Board | Town LS | 1 | High | B | 16 | 2040 | 5 | 2 | 2.7 | 12712 | 29125
Roller Shutters | External Electric Roller Shutter | Town EN | 1 | High | B | 15 | 2039 | 5 | 2 | 2.7 | 12713 | 28115
Air Conditioning | Single-Split Condenser - Split Systems/Heat Pumps - Air-cooled with Direct Expansion Evaporator (DX) | Town EN | 1 | Medium | B | 13 | 2037 | 5 | 3 | 3.2 | 22037 | 27095
LV Distribution | Sub Distribution Board | Town EN | 1 | High | B | 1 | 2025 | 5 | 2 | 2.7 | 12714 | 3244
Fire Safety Systems | Manual and Automatic Doors - Emergency and Panic Escape Doors | Town EN | 1 | Urgent | B | 6 | 2030 | 5 | 1 | 2.2 | 3091 | 16042
External Doors | Entrance Doors | Town EN | 1 | High | B | 6 | 2030 | 5 | 2 | 2.7 | 12715 | 17472
General Lighting | General - LED fittings & Luminaires | Town EN | 1 | Medium | B | 1 | 2025 | 5 | 3 | 3.2 | 22038 | 6933
AHU - Internal | Central Heating & Cooling - LTHW & CHW | Town RJ | 1 | High | B | 1 | 2025 | 5 | 2 | 2.7 | 12716 | 3245
LV Distribution | Sub Distribution Board | Town RZ | 1 | High | B | 10 | 2034 | 5 | 2 | 2.7 | 12717 | 22304
Local and Special Ventilation | Fan - Window / Wall Mounted | Town RZ | 1 | Medium | B | 10 | 2034 | 5 | 3 | 3.2 | 22039 | 22664
LV Distribution | Sub Distribution Board | Town RC | 1 | High | DX | 1 | 2025 | 1 | 2 | 1.5 | 380 | 340
Local and Special Ventilation | Unit extract fans | Town QS | 1 | Medium | CX | 1 | 2025 | 2 | 3 | 2.3 | 10104 | 2060
Local and Special Ventilation | Unit extract fans | Town QP | 1 | Medium | C | 1 | 2025 | 4 | 3 | 2.9 | 18489 | 5437
Central Heating | General Pump | Town QL | 1 | V Low | DX | 1 | 2025 | 1 | 4 | 2.5 | 10848 | 2559
Central Heating | General Pump | Town QL | 1 | V Low | DX | 1 | 2025 | 1 | 4 | 2.5 | 10849 | 2560
Central Heating | General Pump | Town QL | 1 | V Low | DX | 1 | 2025 | 1 | 4 | 2.5 | 10850 | 2561
Access Control | Door Lock / Keypad / Manual | Town EN | 2 | Medium | B | 6 | 2030 | 5 | 3 | 3.2 | 22040 | 18518
Boiler | Boiler Superheaters Commercial | Town JS | 1 | Medium | B | 1 | 2025 | 5 | 3 | 3.2 | 22041 | 6934
Roller Shutters | External Manual Roller Shutter | Town OP | 1 | High | B | 1 | 2025 | 5 | 2 | 2.7 | 12718 | 3246
Fire Safety Systems | Smoke Extract Fan - Powered Pressurisation Fan Systems | Town CA | 1 | High | B | 1 | 2025 | 5 | 2 | 2.7 | 12719 | 3247
Air Conditioning | Single-Split Evaporator - Split Systems/Heat Pumps - Air-cooled with Direct Expansion Evaporator (DX) | Town CZ | 1 | Medium | C | 1 | 2025 | 4 | 3 | 2.9 | 18490 | 5438
LV Distribution | Sub Distribution Board | Town PL | 1 | High | B | 1 | 2025 | 5 | 2 | 2.7 | 12720 | 3248
Local Hot Water | Instantaneous Electric Water Heater - Non-Drinking Water | Town H | 1 | Medium | B | 1 | 2025 | 5 | 3 | 3.2 | 22042 | 6935
Local and Special Ventilation | Fan - Extract | Town BK | 1 | Medium | B | 1 | 2025 | 5 | 3 | 3.2 | 22043 | 6936
External Lighting | General - Non LED | Town AQ | 2 | Medium | C | 1 | 2025 | 4 | 3 | 2.9 | 18491 | 5439
Heat Emitters | Electric Heaters | Town CU | 4 | Medium | C | 1 | 2025 | 4 | 3 | 2.9 | 18492 | 5440
Heat Emitters | Gas Fired Radiant Heaters | Town CL | 1 | Medium | DX | 1 | 2025 | 1 | 3 | 2 | 824 | 542
Roller Shutters | External Manual Roller Shutter | Town CZ | 1 | High | D | 1 | 2025 | 3 | 2 | 2.1 | 1089 | 752
General Lighting | General - LED fittings & Luminaires | Town H | 1 | Medium | B | 10 | 2034 | 5 | 3 | 3.2 | 22044 | 22665
LV Distribution | Sub Distribution Board | Town NJ | 1 | High | C | 1 | 2025 | 4 | 2 | 2.4 | 10471 | 2354
Local and Special Ventilation | Fan - Window / Wall Mounted | Town OO | 1 | Medium | B | 6 | 2030 | 5 | 3 | 3.2 | 22045 | 18519
Local and Special Ventilation | Fan - Window / Wall Mounted | Town RZ | 1 | Medium | C | 4 | 2028 | 4 | 3 | 2.9 | 18493 | 14017
External Lighting | General - LED | Town DN | 2 | Medium | B | 10 | 2034 | 5 | 3 | 3.2 | 22046 | 22666
General Lighting | General - LED fittings & Luminaires | Town CH | 9 | Medium | D | 1 | 2025 | 3 | 3 | 2.6 | 11068 | 2593
Roller Shutters | External Manual Roller Shutter - 24 High x 25 Wide | Town II | 1 | Urgent | C | 1 | 2025 | 4 | 1 | 1.9 | 615 | 463
Specialist Lighting | Illuminated External Signs | Town KW | 2 | Medium | C | 6 | 2030 | 4 | 3 | 2.9 | 18494 | 17931
LV Distribution | Sub Distribution Board | Town AQ | 1 | High | C | 1 | 2025 | 4 | 2 | 2.4 | 10472 | 2355
Air Conditioning | Multi-Split Evaporator - Split Systems/Heat Pumps - Air-cooled with Direct Expansion Evaporator (DX) | Town OE | 1 | Medium | B | 1 | 2025 | 5 | 3 | 3.2 | 22047 | 6937
General Lighting | General - LED fittings & Luminaires | Town DQ | 3 | Medium | B | 1 | 2025 | 5 | 3 | 3.2 | 22048 | 6938
Fire Safety Systems | Fire Extinguishers - Foam | Town QW | 1 | Urgent | A | 9 | 2033 | 6 | 1 | 2.5 | 10851 | 21533
Local and Special Ventilation | Fan - Window / Wall Mounted | Town IV | 1 | Medium | B | 5 | 2029 | 5 | 3 | 3.2 | 22049 | 14930
Local and Special Ventilation | Fan - Window / Wall Mounted | Town IZ | 1 | Medium | CX | 11 | 2035 | 2 | 3 | 2.3 | 10105 | 24039
Local and Special Ventilation | Fan - Extract | Town MU | 1 | Medium | B | 1 | 2025 | 5 | 3 | 3.2 | 22050 | 6939
Fire Safety Systems | Fire Alarm System | Town PV | 1 | Urgent | B | 1 | 2025 | 5 | 1 | 2.2 | 3092 | 1105
LV Distribution | Main Switch Panel at Supply Intake | Town JQ | 1 | Medium | C | 1 | 2025 | 4 | 3 | 2.9 | 18495 | 5441
Roller Shutters | External Manual Roller Shutter | Town PC | 1 | High | B | 1 | 2025 | 5 | 2 | 2.7 | 12721 | 3249
Air Conditioning | Single-Split Condenser - Split Systems/Heat Pumps - Air-cooled with Direct Expansion Evaporator (DX) | Town GN | 1 | Medium | B | 1 | 2025 | 5 | 3 | 3.2 | 22051 | 6940
Heat Emitters | Electric Overdoor Air Curtain/Heater | Town NO | 1 | Medium | B | 1 | 2025 | 5 | 3 | 3.2 | 22052 | 6941
Local Hot Water | Package Electric Water Heaters - Non-Drinking Water | Town UE | 1 | Medium | B | 1 | 2025 | 5 | 3 | 3.2 | 22053 | 6942
Fire Safety Systems | Fire Alarm Panel / Repeater | Town QJ | 1 | Urgent | C | 11 | 2035 | 4 | 1 | 1.9 | 616 | 23262
LV Distribution | Sub Distribution Board | Town PS | 1 | High | B | 1 | 2025 | 5 | 2 | 2.7 | 12722 | 3250
Local and Special Ventilation | Fan - Kitchen Extract | Town LX | 1 | Low | B | 1 | 2025 | 5 | 4 | 3.7 | 32854 | 11862
Heat Emitters | Gas Fired Natural and Fan Assisted Heaters | Town EK | 1 | Medium | B | 1 | 2025 | 5 | 3 | 3.2 | 22054 | 6943
Local Hot Water | Instantaneous Electric Water Heater - Non-Drinking Water | Town GB | 1 | Medium | B | 1 | 2025 | 5 | 3 | 3.2 | 22055 | 6944
Fire Safety Systems | Fire Extinguishers - Foam | Town GF | 9 | Urgent | A | 10 | 2034 | 6 | 1 | 2.5 | 10852 | 22211
Local and Special Ventilation | Fan - Window / Wall Mounted | Town CH | 1 | Medium | C | 1 | 2025 | 4 | 3 | 2.9 | 18496 | 5442
Local Hot Water | Instantaneous Electric Water Heater - Non-Drinking Water | Town EN | 1 | Medium | B | 12 | 2036 | 5 | 3 | 3.2 | 22056 | 26399
External Doors | Entrance Doors | Town UG | 1 | High | B | 25 | 2049 | 5 | 2 | 2.7 | 12723 | 33379
Fire Safety Systems | Fire Alarm Panel / Repeater | Town JQ | 1 | Urgent | B | 1 | 2025 | 5 | 1 | 2.2 | 3093 | 1106
Fire Safety Systems | Fire Alarm System | Town JA | 1 | Urgent | B | 12 | 2036 | 5 | 1 | 2.2 | 3094 | 25972
Local and Special Ventilation | Fan - Window / Wall Mounted | Town MF | 1 | Medium | B | 1 | 2025 | 5 | 3 | 3.2 | 22057 | 6945
Air Conditioning | Multi-Split Condenser - DX Split Systems (With Gas, Electric or Hot Water Heaters) | Town DA | 1 | Medium | D | 1 | 2025 | 3 | 3 | 2.6 | 11069 | 2594
Local Hot Water | Package Electric Water Heaters - Non-Drinking Water | Town PL | 1 | Medium | B | 1 | 2025 | 5 | 3 | 3.2 | 22058 | 6946
External Lighting | General - Non LED | Town KL | 6 | Medium | B | 1 | 2025 | 5 | 3 | 3.2 | 22059 | 6947
External Lighting | General - Non LED | Town PO | 7 | Medium | C | 1 | 2025 | 4 | 3 | 2.9 | 18497 | 5443
Heat Emitters | Radiators - Steel | Town QF | 1 | Medium | B | 5 | 2029 | 5 | 3 | 3.2 | 22060 | 14931
Access Control | Gate Access - Local Lock / Keypad / Manual (External) | Town EG | 1 | Medium | B | 1 | 2025 | 5 | 3 | 3.2 | 22061 | 6948
Local Hot Water | Instantaneous Electric Water Heater - Non-Drinking Water | Town RY | 1 | Medium | C | 1 | 2025 | 4 | 3 | 2.9 | 18498 | 5444
Local and Special Ventilation | Fan - Extract | Town BI | 1 | Medium | B | 1 | 2025 | 5 | 3 | 3.2 | 22062 | 6949
External Lighting | General - Non LED | Town DG | 6 | Medium | C | 1 | 2025 | 4 | 3 | 2.9 | 18499 | 5445
LV Distribution | Sub Distribution Board | Town CY | 1 | High | C | 18 | 2042 | 4 | 2 | 2.4 | 10473 | 30730
LV Distribution | Sub Distribution Board | Town AQ | 1 | High | C | 1 | 2025 | 4 | 2 | 2.4 | 10474 | 2356
Air Conditioning | Multi-Split Condenser - Split Systems/Heat Pumps - Air-cooled with Direct Expansion Evaporator (DX) | Town JZ | 1 | Medium | B | 1 | 2025 | 5 | 3 | 3.2 | 22063 | 6950
Local and Special Ventilation | Fan - Window / Wall Mounted | Town KJ | 1 | Medium | B | 1 | 2025 | 5 | 3 | 3.2 | 22064 | 6951
Local and Special Ventilation | Fan - Extract | Town CU | 1 | Medium | D | 1 | 2025 | 3 | 3 | 2.6 | 11070 | 2595
Local and Special Ventilation | Unit extract fans | Town DF | 1 | Medium | C | 1 | 2025 | 4 | 3 | 2.9 | 18500 | 5446
General Lighting | General - LED fittings & Luminaires | Town H | 2 | Medium | B | 7 | 2031 | 5 | 3 | 3.2 | 22065 | 19839
Local and Special Ventilation | Fan - Extract | Town UB | 1 | Medium | C | 1 | 2025 | 4 | 3 | 2.9 | 18501 | 5447
Local and Special Ventilation | Unit extract fans | Town ER | 1 | Medium | CX | 1 | 2025 | 2 | 3 | 2.3 | 10106 | 2061
Local and Special Ventilation | Unit extract fans | Town EL | 1 | Medium | CX | 5 | 2029 | 2 | 3 | 2.3 | 10107 | 14530
External Lighting | General - Non LED | Town E | 1 | Medium | B | 1 | 2025 | 5 | 3 | 3.2 | 22066 | 6952
Central Heating | Circulating Pump | Town NM | 1 | High | D | 1 | 2025 | 3 | 2 | 2.1 | 1090 | 753
External Lighting | General - Non LED | Town IM | 21 | Medium | C | 1 | 2025 | 4 | 3 | 2.9 | 18502 | 5448
Local Hot Water | Instantaneous Electric Water Heater - Non-Drinking Water | Town PI | 1 | Medium | B | 1 | 2025 | 5 | 3 | 3.2 | 22067 | 6953
Local and Special Ventilation | Fan - Extract | Town BI | 1 | Medium | B | 1 | 2025 | 5 | 3 | 3.2 | 22068 | 6954
Local and Special Ventilation | Fan - Extract | Town BI | 1 | Medium | B | 1 | 2025 | 5 | 3 | 3.2 | 22069 | 6955
General Lighting | General - LED fittings & Luminaires | Town KG | 1 | Medium | B | 10 | 2034 | 5 | 3 | 3.2 | 22070 | 22667
Local and Special Ventilation | Fan - Kitchen Extract | Town JE | 1 | Low | C | 4 | 2028 | 4 | 4 | 3.4 | 32411 | 14267
LV Distribution | Sub Distribution Board | Town P | 1 | High | A | 18 | 2042 | 6 | 2 | 3 | 19528 | 30901
Local and Special Ventilation | Unit extract fans | Town E | 1 | Medium | B | 6 | 2030 | 5 | 3 | 3.2 | 22071 | 18520
General Lighting | General - LED fittings & Luminaires | Town DQ | 2 | Medium | B | 10 | 2034 | 5 | 3 | 3.2 | 22072 | 22668
Roller Shutters | External Manual Roller Shutter | Town DL | 1 | High | B | 1 | 2025 | 5 | 2 | 2.7 | 12724 | 3251
AHU - Internal | Central Heating - Gas Fired (Internally Sourced) | Town HM | 1 | Medium | C | 2 | 2026 | 4 | 3 | 2.9 | 18503 | 12972
Local and Special Ventilation | Fan - Window / Wall Mounted | Town IV | 1 | Medium | B | 5 | 2029 | 5 | 3 | 3.2 | 22073 | 14932
Roller Shutters | Internal Manual Roller Shutter | Town JZ | 1 | Medium | B | 1 | 2025 | 5 | 3 | 3.2 | 22074 | 6956
LV Distribution | Sub Distribution Board | Town CZ | 1 | High | C | 1 | 2025 | 4 | 2 | 2.4 | 10475 | 2357
Local and Special Ventilation | Unit extract fans | Town DF | 1 | Medium | C | 1 | 2025 | 4 | 3 | 2.9 | 18504 | 5449
Local and Special Ventilation | Fan - Extract | Town TK | 1 | Medium | CX | 1 | 2025 | 2 | 3 | 2.3 | 10108 | 2062
Local and Special Ventilation | Fan - Window / Wall Mounted | Town CH | 1 | Medium | C | 1 | 2025 | 4 | 3 | 2.9 | 18505 | 5450
Local and Special Ventilation | Fan - Toilet Extract | Town RZ | 1 | Medium | C | 1 | 2025 | 4 | 3 | 2.9 | 18506 | 5451
Local and Special Ventilation | Fan - Hazardous Area Extract | Town IK | 1 | Medium | B | 1 | 2025 | 5 | 3 | 3.2 | 22075 | 6957
LV Distribution | Sub Distribution Board | Town BI | 1 | High | C | 9 | 2033 | 4 | 2 | 2.4 | 10476 | 21526
Local and Special Ventilation | Fan - Window / Wall Mounted | Town MA | 1 | Medium | B | 7 | 2031 | 5 | 3 | 3.2 | 22076 | 19840
Heat Emitters | Gas Fired Natural and Fan Assisted Heaters | Town AY | 1 | Medium | B | 1 | 2025 | 5 | 3 | 3.2 | 22077 | 6958
Fire Safety Systems | Fire Smoke Detector - Ceiling/Wall Mounted | Town A | 14 | Urgent | B | 5 | 2029 | 5 | 1 | 2.2 | 3095 | 14338
CCTV | Camera - Fixed Dome | Town A | 2 | Urgent | B | 8 | 2032 | 5 | 1 | 2.2 | 3096 | 20336
Fire Safety Systems | Fire Sounder | Town A | 3 | Urgent | B | 8 | 2032 | 5 | 1 | 2.2 | 3097 | 20337
Hot Water Distribution | Expansion Vessels - Closed (with membrane) | Town A | 1 | High | B | 11 | 2035 | 5 | 2 | 2.7 | 12725 | 24242
Fire Safety Systems | Internal Fire Doors - Single | Town A | 1 | Urgent | D | 21 | 2045 | 3 | 1 | 1.6 | 429 | 31703
Fire Safety Systems | Internal Fire Doors - Single | Town A | 1 | Urgent | B | 21 | 2045 | 5 | 1 | 2.2 | 3098 | 31879
Fire Safety Systems | Fire Smoke Detector - Ceiling/Wall Mounted | Town A | 5 | Urgent | B | 1 | 2025 | 5 | 1 | 2.2 | 3099 | 1107
Boiler | Atmospheric Gas Burner/Condensing Combination Boiler (domestic type) | Town A | 1 | High | B | 3 | 2027 | 5 | 2 | 2.7 | 12726 | 13344
Lifts | Scissor Lift | Town A | 1 | Medium | B | 3 | 2027 | 5 | 3 | 3.2 | 22078 | 13471
Lifts | Scissor Lift | Town A | 1 | Medium | B | 2 | 2026 | 5 | 3 | 3.2 | 22079 | 13033
General Lighting | General - LED fittings & Luminaires | Town A | 90 | Medium | B | 18 | 2042 | 5 | 3 | 3.2 | 22080 | 30931
Emergency Lighting | Self Contained - LED | Town A | 10 | Urgent | B | 21 | 2045 | 5 | 1 | 2.2 | 3100 | 31880
External Lighting | General - LED | Town A | 4 | Medium | B | 11 | 2035 | 5 | 3 | 3.2 | 22081 | 25038
Fire Safety Systems | Fire Extinguishers - Foam | Town A | 1 | Urgent | B | 8 | 2032 | 5 | 1 | 2.2 | 3101 | 20338
Roller Shutters | External Window Shutters - Manual | Town B | 1 | Medium | B | 15 | 2039 | 5 | 3 | 3.2 | 22082 | 28382
Roller Shutters | External Window Shutters - Manual | Town B | 1 | Medium | B | 15 | 2039 | 5 | 3 | 3.2 | 22083 | 28383
Specialist Lighting | Illuminated External Signs | Town B | 2 | Medium | B | 6 | 2030 | 5 | 3 | 3.2 | 22084 | 18521
Emergency Lighting | Illuminated Fire Exit Signage | Town G | 3 | Urgent | B | 17 | 2041 | 5 | 1 | 2.2 | 3102 | 30049
Local and Special Ventilation | Fan - Centrifugal | Town C | 1 | Medium | B | 1 | 2025 | 5 | 3 | 3.2 | 22085 | 6959
LV Distribution | LV Switch Panel | Town C | 1 | High | B | 1 | 2025 | 5 | 2 | 2.7 | 12727 | 3252
Domestic Kitchen | Microwave | Town A | 1 | Low | CX | 3 | 2027 | 2 | 4 | 2.8 | 18349 | 13409
Fire Safety Systems | Internal Fire Doors - Single | Town A | 1 | Urgent | B | 28 | 2052 | 5 | 1 | 2.2 | 3103 | 33596
Fire Safety Systems | Internal Fire Doors - Single | Town A | 1 | Urgent | B | 28 | 2052 | 5 | 1 | 2.2 | 3104 | 33597
Sanitary | Sinks / basins | Town A | 1 | Medium | B | 13 | 2037 | 5 | 3 | 3.2 | 22086 | 27096
CCTV | Camera - Fixed Dome | Town A | 1 | High | B | 6 | 2030 | 5 | 2 | 2.7 | 12728 | 17473
Fire Safety Systems | Internal Fire Doors - Single | Town A | 1 | Urgent | B | 21 | 2045 | 5 | 1 | 2.2 | 3105 | 31881
Fire Safety Systems | Fire Call Point / Break Glass BGU | Town A | 3 | Urgent | B | 9 | 2033 | 5 | 1 | 2.2 | 3106 | 21263
Air Conditioning | Multi-Split Evaporator - Split Systems/Heat Pumps - Air-cooled with Direct Expansion Evaporator (DX) | Town A | 1 | Medium | B | 8 | 2032 | 5 | 3 | 3.2 | 22087 | 20880
Air Conditioning | Single-Split Condenser - Split Systems/Heat Pumps - Air-cooled with Direct Expansion Evaporator (DX) | Town A | 1 | Medium | B | 8 | 2032 | 5 | 3 | 3.2 | 22088 | 20881
Roller Shutters | Internal Electric Roller Shutter | Town A | 1 | Medium | B | 11 | 2035 | 5 | 3 | 3.2 | 22089 | 25039
Local Hot Water | Instantaneous Electric Water Heater - Non-Drinking Water | Town A | 1 | Medium | B | 11 | 2035 | 5 | 3 | 3.2 | 22090 | 25040
Fire Safety Systems | Fire Extinguishers - Foam | Town A | 3 | Urgent | B | 9 | 2033 | 5 | 1 | 2.2 | 3107 | 21264
Fire Safety Systems | Fire Extinguishers - CO2 | Town A | 2 | Urgent | B | 6 | 2030 | 5 | 1 | 2.2 | 3108 | 16043
LV Distribution | Sub Distribution Board | Town A | 1 | High | B | 13 | 2037 | 5 | 2 | 2.7 | 12729 | 26960
Hot Water Distribution | Calorifier-LTHW - Copper | Town A | 1 | High | B | 31 | 2055 | 5 | 2 | 2.7 | 12730 | 33788
LV Distribution | Main Distribution Board | Town A | 1 | High | B | 13 | 2037 | 5 | 2 | 2.7 | 12731 | 26961
Lifts | Scissor Lift | Town A | 1 | Medium | B | 19 | 2043 | 5 | 3 | 3.2 | 22091 | 31354
BMS | BMS Operating Station | Town A | 1 | High | B | 7 | 2031 | 5 | 2 | 2.7 | 12732 | 19592
Fire Safety Systems | Manual and Automatic Doors - Emergency and Panic Escape Doors | Town B | 1 | Urgent | B | 6 | 2030 | 5 | 1 | 2.2 | 3109 | 16044
General Lighting | General - LED fittings & Luminaires | Town B | 28 | Medium | B | 16 | 2040 | 5 | 3 | 3.2 | 22092 | 29407
Specialist Lighting | Illuminated External Signs | Town B | 1 | Medium | B | 6 | 2030 | 5 | 3 | 3.2 | 22093 | 18522
Local and Special Ventilation | Fan - Centrifugal | Town C | 1 | Medium | B | 1 | 2025 | 5 | 3 | 3.2 | 22094 | 6960
Local and Special Ventilation | Fan - Extract | Town C | 1 | Medium | DX | 1 | 2025 | 1 | 3 | 2 | 825 | 543
Local Hot Water | Package Electric Water Heaters - Non-Drinking Water | Town B | 1 | Medium | B | 1 | 2025 | 5 | 3 | 3.2 | 22095 | 6961
Emergency Lighting | Illuminated Fire Exit Signage | Town J | 5 | Urgent | B | 17 | 2041 | 5 | 1 | 2.2 | 3110 | 30050
LV Distribution | Main Distribution Board | Town C | 1 | High | C | 1 | 2025 | 4 | 2 | 2.4 | 10477 | 2358
LV Distribution | Sub Distribution Board | Town D | 1 | High | D | 1 | 2025 | 3 | 2 | 2.1 | 1091 | 754
LV Distribution | Sub Distribution Board | Town I | 1 | High | B | 15 | 2039 | 5 | 2 | 2.7 | 12733 | 28116
Fire Safety Systems | Fire Extinguishers - Powder - P50 | Town F | 1 | Urgent | B | 6 | 2030 | 5 | 1 | 2.2 | 3111 | 16045
Emergency Lighting | Illuminated Fire Exit Signage | Town D | 2 | Urgent | B | 11 | 2035 | 5 | 1 | 2.2 | 3112 | 23464
Local Hot Water | Package Electric Water Heaters - Non-Drinking Water | Town C | 1 | Medium | B | 1 | 2025 | 5 | 3 | 3.2 | 22096 | 6962
Local and Special Ventilation | Fan - Window / Wall Mounted | Town J | 1 | Medium | B | 10 | 2034 | 5 | 3 | 3.2 | 22097 | 22669
Local Hot Water | Instantaneous Electric Water Heater - Non-Drinking Water | Town H | 1 | Medium | B | 5 | 2029 | 5 | 3 | 3.2 | 22098 | 14933
Local Hot Water | Instantaneous Electric Water Heater - Non-Drinking Water | Town E | 1 | Medium | B | 1 | 2025 | 5 | 3 | 3.2 | 22099 | 6963
Local and Special Ventilation | Fan - Axial | Town G | 1 | Medium | B | 5 | 2029 | 5 | 3 | 3.2 | 22100 | 14934
Local and Special Ventilation | Fan - Extract | Town I | 1 | Medium | B | 3 | 2027 | 5 | 3 | 3.2 | 22101 | 13472
Access Control | Door Lock / Keypad / Manual | Town J | 1 | Medium | B | 10 | 2034 | 5 | 3 | 3.2 | 22102 | 22670
Fire Safety Systems | Fire Extinguishers - CO2 | Town G | 1 | Urgent | B | 1 | 2025 | 5 | 1 | 2.2 | 3113 | 1108
Local and Special Ventilation | Fan - General Ventilation | Town J | 1 | Medium | D | 5 | 2029 | 3 | 3 | 2.6 | 11071 | 14547
Local Hot Water | Instantaneous Electric Water Heater - Non-Drinking Water | Town D | 1 | Medium | C | 1 | 2025 | 4 | 3 | 2.9 | 18507 | 5452
Fire Safety Systems | Manual and Automatic Doors - Emergency and Panic Escape Doors | Town I | 1 | Urgent | B | 25 | 2049 | 5 | 1 | 2.2 | 3114 | 33289
Local and Special Ventilation | Fan - Extract | Town G | 1 | Medium | B | 5 | 2029 | 5 | 3 | 3.2 | 22103 | 14935
Emergency Lighting | Self Contained - LED | Town B | 4 | Urgent | B | 21 | 2045 | 5 | 1 | 2.2 | 3115 | 31882
Local and Special Ventilation | Fan - Axial | Town I | 1 | Medium | B | 6 | 2030 | 5 | 3 | 3.2 | 22104 | 18523
Roller Shutters | Internal Electric Roller Shutter | Town I | 1 | Medium | B | 17 | 2041 | 5 | 3 | 3.2 | 22105 | 30422
Emergency Lighting | Self Contained - LED | Town J | 17 | Urgent | B | 22 | 2046 | 5 | 1 | 2.2 | 3116 | 32860
Fire Safety Systems | Fire Extinguishers - Foam | Town E | 2 | Urgent | B | 7 | 2031 | 5 | 1 | 2.2 | 3117 | 19230
General Lighting | General - LED fittings & Luminaires | Town J | 29 | Medium | B | 17 | 2041 | 5 | 3 | 3.2 | 22106 | 30423
Barriers & Guardrails | Vehicle Crash Protection Barrier | Town C | 1 | V Low | B | 1 | 2025 | 5 | 4 | 3.7 | 32855 | 11863
Heat Emitters | Electric Overdoor Air Curtain/Heater | Town E | 1 | Medium | CX | 4 | 2028 | 2 | 3 | 2.3 | 10109 | 13883
LV Distribution | Sub Distribution Board | Town D | 1 | High | C | 1 | 2025 | 4 | 2 | 2.4 | 10478 | 2359
Local and Special Ventilation | Fan - Extract | Town J | 1 | Medium | B | 10 | 2034 | 5 | 3 | 3.2 | 22107 | 22671
Emergency Lighting | Self Contained - LED | Town H | 12 | Urgent | B | 15 | 2039 | 5 | 1 | 2.2 | 3118 | 27793
External Lighting | General - Non LED | Town D | 1 | Medium | B | 1 | 2025 | 5 | 3 | 3.2 | 22108 | 6964
Air Conditioning | Single-Split Condenser - Split Systems/Heat Pumps - Air-cooled with Direct Expansion Evaporator (DX) | Town C | 1 | Medium | B | 8 | 2032 | 5 | 3 | 3.2 | 22109 | 20882
Fire Safety Systems | Internal Roller Shutter- Fire Rated | Town J | 1 | Urgent | B | 15 | 2039 | 5 | 1 | 2.2 | 3119 | 27794
Emergency Lighting | Self Contained - LED | Town C | 20 | Urgent | B | 12 | 2036 | 5 | 1 | 2.2 | 3120 | 25973
Fire Safety Systems | Fire Extinguishers - Foam | Town H | 3 | Urgent | B | 7 | 2031 | 5 | 1 | 2.2 | 3121 | 19231
Heat Emitters | Gas Fired Unit Heaters | Town F | 1 | Medium | D | 1 | 2025 | 3 | 3 | 2.6 | 11072 | 2596
Roller Shutters | External Window Shutters - Electric | Town B | 1 | Medium | D | 1 | 2025 | 3 | 3 | 2.6 | 11073 | 2597
External Doors | Entrance Doors | Town L | 1 | High | B | 26 | 2050 | 5 | 2 | 2.7 | 12734 | 33486
Emergency Lighting | Illuminated Fire Exit Signage | Town K | 1 | Urgent | B | 16 | 2040 | 5 | 1 | 2.2 | 3122 | 28691
Fire Safety Systems | Fire Extinguishers - CO2 | Town J | 3 | Urgent | B | 5 | 2029 | 5 | 1 | 2.2 | 3123 | 14339
Fire Safety Systems | Fire Extinguishers - Foam | Town G | 3 | Urgent | B | 1 | 2025 | 5 | 1 | 2.2 | 3124 | 1109
LV Distribution | Sub Distribution Board | Town G | 1 | High | B | 10 | 2034 | 5 | 2 | 2.7 | 12735 | 22305
General Lighting | General - LED fittings & Luminaires | Town I | 65 | Medium | B | 15 | 2039 | 5 | 3 | 3.2 | 22110 | 28384
Emergency Lighting | Illuminated Fire Exit Signage | Town E | 2 | Urgent | B | 10 | 2034 | 5 | 1 | 2.2 | 3125 | 22019
Emergency Lighting | Self Contained - LED | Town C | 13 | Urgent | B | 24 | 2048 | 5 | 1 | 2.2 | 3126 | 33236
Fire Safety Systems | Manual and Automatic Doors - Emergency and Panic Escape Doors | Town C | 1 | Urgent | B | 34 | 2058 | 5 | 1 | 2.2 | 3127 | 33859
Heat Emitters | Gas Fired Unit Heaters | Town B | 1 | Medium | DX | 1 | 2025 | 1 | 3 | 2 | 826 | 544
Fire Safety Systems | Manual and Automatic Doors - Emergency and Panic Escape Doors | Town B | 1 | Urgent | B | 6 | 2030 | 5 | 1 | 2.2 | 3128 | 16046
Fire Safety Systems | Fire Extinguishers - CO2 | Town E | 5 | Urgent | B | 6 | 2030 | 5 | 1 | 2.2 | 3129 | 16047
Air Conditioning | Multi-Split Evaporator - Split Systems/Heat Pumps - Air-cooled with Direct Expansion Evaporator (DX) | Town G | 1 | Medium | D | 5 | 2029 | 3 | 3 | 2.6 | 11074 | 14548
Heat Emitters | Gas Fired Natural and Fan Assisted Heaters | Town C | 1 | Medium | B | 2 | 2026 | 5 | 3 | 3.2 | 22111 | 13034
LV Distribution | Sub Distribution Board | Town E | 1 | High | B | 1 | 2025 | 5 | 2 | 2.7 | 12736 | 3253
Access Control | Door Lock / Keypad / Manual | Town E | 1 | Medium | B | 5 | 2029 | 5 | 3 | 3.2 | 22112 | 14936
Fire Safety Systems | Fire Extinguishers - CO2 | Town E | 2 | Urgent | B | 7 | 2031 | 5 | 1 | 2.2 | 3130 | 19232
Roller Shutters | External Window Shutters - Electric | Town B | 1 | Medium | B | 16 | 2040 | 5 | 3 | 3.2 | 22113 | 29408
Heat Emitters | Electric Overdoor Air Curtain/Heater | Town E | 1 | Medium | B | 4 | 2028 | 5 | 3 | 3.2 | 22114 | 14071
Fire Safety Systems | Fire Alarm System | Town L | 1 | Urgent | B | 11 | 2035 | 5 | 1 | 2.2 | 3131 | 23465
Access Control | Gate Access - Local Lock / Keypad / Manual (External) | Town C | 3 | Medium | B | 14 | 2038 | 5 | 3 | 3.2 | 22115 | 27542
Fire Safety Systems | Fire Extinguishers - CO2 | Town C | 2 | Urgent | B | 7 | 2031 | 5 | 1 | 2.2 | 3132 | 19233
Local and Special Ventilation | Fan - Window / Wall Mounted | Town F | 1 | Medium | B | 6 | 2030 | 5 | 3 | 3.2 | 22116 | 18524
LV Distribution | Sub Distribution Board | Town B | 1 | High | B | 16 | 2040 | 5 | 2 | 2.7 | 12737 | 29126
External Doors | Entrance Doors | Town I | 1 | High | C | 18 | 2042 | 4 | 2 | 2.4 | 10479 | 30731
External Doors | Entrance Doors | Town E | 1 | High | B | 11 | 2035 | 5 | 2 | 2.7 | 12738 | 24243
Local Hot Water | Package Electric Water Heaters - Non-Drinking Water | Town B | 1 | Medium | C | 1 | 2025 | 4 | 3 | 2.9 | 18508 | 5453
Heat Emitters | Electric Overdoor Air Curtain/Heater | Town J | 1 | Medium | D | 5 | 2029 | 3 | 3 | 2.6 | 11075 | 14549
LV Distribution | Sub Distribution Board | Town B | 1 | High | C | 1 | 2025 | 4 | 2 | 2.4 | 10480 | 2360
External Doors | Manual and Automatic Doors - Auto / Powered Sliding Doors | Town F | 1 | High | B | 26 | 2050 | 5 | 2 | 2.7 | 12739 | 33487
Emergency Lighting | Self Contained - LED | Town B | 1 | Urgent | B | 21 | 2045 | 5 | 1 | 2.2 | 3133 | 31883
Emergency Lighting | Self Contained - Non LED | Town I | 2 | Urgent | B | 11 | 2035 | 5 | 1 | 2.2 | 3134 | 23466
Emergency Lighting | Self Contained - LED | Town D | 8 | Urgent | B | 16 | 2040 | 5 | 1 | 2.2 | 3135 | 28692
Air Conditioning | Multi-Split Condenser - DX Split Systems (With Gas, Electric or Hot Water Heaters) | Town J | 1 | Medium | B | 5 | 2029 | 5 | 3 | 3.2 | 22117 | 14937
LV Distribution | Main Distribution Board | Town C | 1 | High | D | 7 | 2031 | 3 | 2 | 2.1 | 1092 | 19136
LV Distribution | Main Distribution Board | Town J | 1 | High | B | 15 | 2039 | 5 | 2 | 2.7 | 12740 | 28117
Fire Safety Systems | Manual and Automatic Doors - Emergency and Panic Escape Doors | Town D | 1 | Urgent | D | 11 | 2035 | 3 | 1 | 1.6 | 430 | 23243
Boiler | Atmospheric Gas Burner - Condensing Boiler | Town B | 1 | High | B | 11 | 2035 | 5 | 2 | 2.7 | 12741 | 24244
Boiler | Atmospheric Gas Burner Boiler - Small and/or Wall Hung for Light Commercial Installation | Town I | 1 | Medium | B | 3 | 2027 | 5 | 3 | 3.2 | 22118 | 13473
External Doors | Manual and Automatic Doors - Auto / Powered Sliding Doors | Town J | 1 | High | B | 30 | 2054 | 5 | 2 | 2.7 | 12742 | 33706
External Lighting | General - LED | Town B | 2 | Medium | B | 11 | 2035 | 5 | 3 | 3.2 | 22119 | 25041
General Lighting | General - LED fittings & Luminaires | Town J | 112 | Medium | B | 17 | 2041 | 5 | 3 | 3.2 | 22120 | 30424
Heat Emitters | Gas Fired Unit Heaters | Town H | 1 | Medium | C | 7 | 2031 | 4 | 3 | 2.9 | 18509 | 19721
Roller Shutters | External Manual Roller Shutter | Town E | 1 | High | C | 1 | 2025 | 4 | 2 | 2.4 | 10481 | 2361
LV Distribution | Main Distribution Board | Town J | 1 | High | B | 10 | 2034 | 5 | 2 | 2.7 | 12743 | 22306
Roller Shutters | External Manual Roller Shutter | Town E | 1 | High | D | 1 | 2025 | 3 | 2 | 2.1 | 1093 | 755
Fire Safety Systems | Fire Alarm System | Town E | 1 | Urgent | B | 5 | 2029 | 5 | 1 | 2.2 | 3136 | 14340
Fire Safety Systems | Fire Extinguishers - Foam | Town C | 5 | Urgent | B | 6 | 2030 | 5 | 1 | 2.2 | 3137 | 16048
Boiler | Atmospheric Gas Burner Boiler - Small and/or Wall Hung for Light Commercial Installation | Town C | 1 | Medium | B | 6 | 2030 | 5 | 3 | 3.2 | 22121 | 18525
General Lighting | General - LED fittings & Luminaires | Town B | 21 | Medium | B | 16 | 2040 | 5 | 3 | 3.2 | 22122 | 29409
LV Distribution | Sub Distribution Board | Town B | 1 | High | B | 1 | 2025 | 5 | 2 | 2.7 | 12744 | 3254
LV Distribution | Main Distribution Board | Town F | 1 | High | B | 1 | 2025 | 5 | 2 | 2.7 | 12745 | 3255
External Doors | Entrance Doors | Town I | 1 | High | B | 26 | 2050 | 5 | 2 | 2.7 | 12746 | 33488
Central Ventilation Systems | Fan - General Ventilation | Town B | 1 | Low | B | 1 | 2025 | 5 | 4 | 3.7 | 32856 | 11864
LV Distribution | Sub Distribution Board | Town D | 1 | High | C | 1 | 2025 | 4 | 2 | 2.4 | 10482 | 2362
Fire Safety Systems | Fire Extinguishers - Foam | Town K | 3 | Urgent | A | 8 | 2032 | 6 | 1 | 2.5 | 10853 | 20653
General Lighting | General - LED fittings & Luminaires | Town C | 29 | Medium | B | 7 | 2031 | 5 | 3 | 3.2 | 22123 | 19841
Fire Safety Systems | Fire Extinguishers - Foam | Town F | 4 | Urgent | B | 6 | 2030 | 5 | 1 | 2.2 | 3138 | 16049
Barriers & Guardrails | Vehicle Crash Protection Barrier | Town C | 1 | V Low | B | 1 | 2025 | 5 | 4 | 3.7 | 32857 | 11865
Heat Emitters | Gas Fired Unit Heaters | Town B | 1 | Medium | B | 1 | 2025 | 5 | 3 | 3.2 | 22124 | 6965
LV Distribution | Sub Distribution Board | Town D | 1 | High | B | 14 | 2038 | 5 | 2 | 2.7 | 12747 | 27444
Heat Emitters | Electric Overdoor Air Curtain/Heater | Town E | 1 | Medium | B | 4 | 2028 | 5 | 3 | 3.2 | 22125 | 14072
Air Conditioning | Multi-Split Condenser - Split Systems/Heat Pumps - Air-cooled with Direct Expansion Evaporator (DX) | Town G | 1 | Medium | B | 5 | 2029 | 5 | 3 | 3.2 | 22126 | 14938
Air Conditioning | Single-Split Evaporator - Split Systems/Heat Pumps - Air-cooled with Direct Expansion Evaporator (DX) | Town J | 1 | Medium | B | 4 | 2028 | 5 | 3 | 3.2 | 22127 | 14073
Roller Shutters | Internal Manual Roller Shutter | Town D | 1 | Medium | B | 1 | 2025 | 5 | 3 | 3.2 | 22128 | 6966
Local Hot Water | Package Electric Water Heaters - Non-Drinking Water | Town E | 1 | Medium | B | 1 | 2025 | 5 | 3 | 3.2 | 22129 | 6967
LV Distribution | Sub Distribution Board | Town L | 1 | High | B | 15 | 2039 | 5 | 2 | 2.7 | 12748 | 28118
External Doors | Entrance Doors | Town C | 1 | High | B | 22 | 2046 | 5 | 2 | 2.7 | 12749 | 33020
Fire Safety Systems | Fire Alarm System | Town K | 1 | Urgent | B | 1 | 2025 | 5 | 1 | 2.2 | 3139 | 1110
Heat Emitters | Gas Fired Unit Heaters | Town K | 1 | Medium | B | 4 | 2028 | 5 | 3 | 3.2 | 22130 | 14074
Roller Shutters | Internal Manual Roller Shutter | Town K | 1 | Medium | B | 1 | 2025 | 5 | 3 | 3.2 | 22131 | 6968
External Doors | Entrance Doors | Town US | 1 | High | B | 6 | 2030 | 5 | 2 | 2.7 | 12750 | 17474
Fire Safety Systems | Fire Extinguishers - Foam | Town US | 2 | Urgent | B | 8 | 2032 | 5 | 1 | 2.2 | 3140 | 20339
Fire Safety Systems | Fire Extinguishers - CO2 | Town US | 2 | Urgent | B | 8 | 2032 | 5 | 1 | 2.2 | 3141 | 20340
Local Hot Water | Instantaneous Electric Water Heater - Non-Drinking Water | Town US | 1 | Medium | B | 1 | 2025 | 5 | 3 | 3.2 | 22132 | 6969
Access Control | Gate Access - Local Lock / Keypad / Manual (External) | Town US | 1 | Medium | B | 10 | 2034 | 5 | 3 | 3.2 | 22133 | 22672
LV Distribution | Sub Distribution Board | Town US | 1 | High | B | 10 | 2034 | 5 | 2 | 2.7 | 12751 | 22307
Roller Shutters | External Window Shutters - Electric | Town M | 1 | Medium | B | 11 | 2035 | 5 | 3 | 3.2 | 22134 | 25042
Heat Emitters | Unit Heaters | Town M | 1 | Medium | B | 1 | 2025 | 5 | 3 | 3.2 | 22135 | 6970
Heat Emitters | Unit Heaters | Town M | 1 | Medium | B | 1 | 2025 | 5 | 3 | 3.2 | 22136 | 6971
Heat Emitters | Unit Heaters | Town M | 1 | Medium | B | 1 | 2025 | 5 | 3 | 3.2 | 22137 | 6972
Heat Emitters | Unit Heaters | Town M | 1 | Medium | B | 1 | 2025 | 5 | 3 | 3.2 | 22138 | 6973
Heat Emitters | Gas Fired Unit Heaters | Town M | 1 | Medium | B | 6 | 2030 | 5 | 3 | 3.2 | 22139 | 18526
LV Distribution | Sub Distribution Board | Town M | 1 | High | B | 1 | 2025 | 5 | 2 | 2.7 | 12752 | 3256
Heat Emitters | Electric Heaters | Town M | 2 | Medium | B | 1 | 2025 | 5 | 3 | 3.2 | 22140 | 6974
External Lighting | General - Non LED | Town M | 1 | Medium | B | 1 | 2025 | 5 | 3 | 3.2 | 22141 | 6975
Emergency Lighting | Self Contained - LED | Town N | 7 | Urgent | B | 22 | 2046 | 5 | 1 | 2.2 | 3142 | 32861
Emergency Lighting | Illuminated Fire Exit Signage | Town N | 1 | Urgent | B | 17 | 2041 | 5 | 1 | 2.2 | 3143 | 30051
General Lighting | General - LED fittings & Luminaires | Town N | 25 | Medium | B | 17 | 2041 | 5 | 3 | 3.2 | 22142 | 30425
Fire Safety Systems | Fire Extinguishers - CO2 | Town N | 2 | Urgent | B | 6 | 2030 | 5 | 1 | 2.2 | 3144 | 16050
External Doors | Entrance Doors | Town N | 1 | High | B | 18 | 2042 | 5 | 2 | 2.7 | 12753 | 30793
Local and Special Ventilation | Fan - Bifurcated | Town N | 1 | Medium | B | 1 | 2025 | 5 | 3 | 3.2 | 22143 | 6976
Local and Special Ventilation | Fan - Bifurcated | Town N | 1 | Medium | B | 1 | 2025 | 5 | 3 | 3.2 | 22144 | 6977
Air Conditioning | Single-Split Condenser - Split Systems/Heat Pumps - Air-cooled with Direct Expansion Evaporator (DX) | Town N | 1 | Medium | B | 1 | 2025 | 5 | 3 | 3.2 | 22145 | 6978
Fire Safety Systems | Manual and Automatic Doors - Emergency and Panic Escape Doors | Town N | 1 | Urgent | B | 15 | 2039 | 5 | 1 | 2.2 | 3145 | 27795
LV Distribution | Main Distribution Board | Town N | 1 | High | B | 1 | 2025 | 5 | 2 | 2.7 | 12754 | 3257
BMS | BMS Control Panel | Town N | 1 | High | A | 8 | 2032 | 6 | 2 | 3 | 19529 | 20789
Local and Special Ventilation | Fan - Extract | Town N | 1 | Medium | C | 1 | 2025 | 4 | 3 | 2.9 | 18510 | 5454
Local and Special Ventilation | Fan - Extract | Town O | 1 | Medium | CX | 1 | 2025 | 2 | 3 | 2.3 | 10110 | 2063
LV Distribution | Main Distribution Board | Town O | 1 | High | B | 1 | 2025 | 5 | 2 | 2.7 | 12755 | 3258
Roller Shutters | External Manual Roller Shutter | Town O | 1 | High | B | 1 | 2025 | 5 | 2 | 2.7 | 12756 | 3259
Roller Shutters | External Window Shutters - Manual | Town O | 1 | Medium | B | 1 | 2025 | 5 | 3 | 3.2 | 22146 | 6979
Heat Emitters | Electric Heaters | Town O | 1 | Medium | B | 1 | 2025 | 5 | 3 | 3.2 | 22147 | 6980
Roller Shutters | Internal Manual Roller Shutter | Town P | 1 | Medium | B | 10 | 2034 | 5 | 3 | 3.2 | 22148 | 22673
Heat Emitters | Electric Heaters | Town P | 3 | Medium | B | 1 | 2025 | 5 | 3 | 3.2 | 22149 | 6981
Fire Safety Systems | Fire Extinguishers - CO2 | Town P | 1 | Urgent | B | 6 | 2030 | 5 | 1 | 2.2 | 3146 | 16051
LV Distribution | Main Distribution Board | Town O | 1 | High | B | 4 | 2028 | 5 | 2 | 2.7 | 12757 | 13915
Local and Special Ventilation | Fan - Centrifugal | Town O | 1 | Medium | B | 1 | 2025 | 5 | 3 | 3.2 | 22150 | 6982
Roller Shutters | Internal Electric Roller Shutter | Town O | 1 | Medium | B | 9 | 2033 | 5 | 3 | 3.2 | 22151 | 21720
Multi-System Controls | Control Panel - Electrical Services (excluding Electrical Controllers and Pneumatic Relays) | Town O | 1 | Medium | B | 1 | 2025 | 5 | 3 | 3.2 | 22152 | 6983
Access Control | Gate Access - Local Lock / Keypad / Manual (External) | Town O | 1 | Medium | B | 1 | 2025 | 5 | 3 | 3.2 | 22153 | 6984
Emergency Lighting | Self Contained - Non LED | Town O | 2 | Urgent | B | 1 | 2025 | 5 | 1 | 2.2 | 3147 | 1111
Fire Safety Systems | Fire Extinguishers - Foam | Town O | 4 | Urgent | B | 7 | 2031 | 5 | 1 | 2.2 | 3148 | 19234
General Lighting | General - LED fittings & Luminaires | Town L | 31 | Medium | B | 15 | 2039 | 5 | 3 | 3.2 | 22154 | 28385
Emergency Lighting | Self Contained - LED | Town L | 11 | Urgent | B | 20 | 2044 | 5 | 1 | 2.2 | 3149 | 31436
Fire Safety Systems | Fire Extinguishers - CO2 | Town L | 4 | Urgent | B | 5 | 2029 | 5 | 1 | 2.2 | 3150 | 14341
Local Hot Water | Package Electric Water Heaters - Non-Drinking Water | Town L | 1 | Medium | B | 7 | 2031 | 5 | 3 | 3.2 | 22155 | 19842
Fire Safety Systems | Manual and Automatic Doors - Emergency and Panic Escape Doors | Town R | 1 | Urgent | B | 11 | 2035 | 5 | 1 | 2.2 | 3151 | 23467
Local and Special Ventilation | Fan - Extract | Town T | 1 | Medium | B | 1 | 2025 | 5 | 3 | 3.2 | 22156 | 6985
Local and Special Ventilation | Fan - Axial | Town T | 1 | Medium | B | 5 | 2029 | 5 | 3 | 3.2 | 22157 | 14939
General Lighting | General - LED fittings & Luminaires | Town T | 36 | Medium | B | 16 | 2040 | 5 | 3 | 3.2 | 22158 | 29410
External Lighting | General - Non LED | Town AA | 2 | Medium | B | 1 | 2025 | 5 | 3 | 3.2 | 22159 | 6986
Emergency Lighting | Illuminated Fire Exit Signage | Town X | 3 | Urgent | B | 16 | 2040 | 5 | 1 | 2.2 | 3152 | 28693
Fire Safety Systems | Fire Extinguishers - Foam | Town AE | 6 | Urgent | B | 6 | 2030 | 5 | 1 | 2.2 | 3153 | 16052
Fire Safety Systems | Fire Extinguishers - Foam | Town Z | 4 | Urgent | B | 6 | 2030 | 5 | 1 | 2.2 | 3154 | 16053
Fire Safety Systems | Fire Blanket | Town AB | 1 | Urgent | B | 6 | 2030 | 5 | 1 | 2.2 | 3155 | 16054
Central Ventilation Systems | Fan - General Ventilation | Town W | 1 | Low | B | 1 | 2025 | 5 | 4 | 3.7 | 32858 | 11866
Local and Special Ventilation | Fan - Axial | Town T | 1 | Medium | B | 9 | 2033 | 5 | 3 | 3.2 | 22160 | 21721
Emergency Lighting | Self Contained - LED | Town R | 6 | Urgent | A | 23 | 2047 | 6 | 1 | 2.5 | 10854 | 33164
Emergency Lighting | Self Contained - LED | Town S | 1 | Urgent | B | 21 | 2045 | 5 | 1 | 2.2 | 3156 | 31884
Fire Safety Systems | Fire Extinguishers - Foam | Town S | 1 | Urgent | B | 5 | 2029 | 5 | 1 | 2.2 | 3157 | 14342
LV Distribution | Sub Distribution Board | Town S | 1 | High | B | 1 | 2025 | 5 | 2 | 2.7 | 12758 | 3260
Fire Safety Systems | Manual and Automatic Doors - Emergency and Panic Escape Doors | Town X | 1 | Urgent | B | 12 | 2036 | 5 | 1 | 2.2 | 3158 | 25974
Emergency Lighting | Illuminated Fire Exit Signage | Town AA | 4 | Urgent | B | 16 | 2040 | 5 | 1 | 2.2 | 3159 | 28694
General Lighting | General - LED fittings & Luminaires | Town T | 30 | Medium | B | 16 | 2040 | 5 | 3 | 3.2 | 22161 | 29411
Boiler | Atmospheric Gas Burner Boiler - Small and/or Wall Hung for Domestic Installation | Town AF | 1 | Medium | B | 3 | 2027 | 5 | 3 | 3.2 | 22162 | 13474
Heat Emitters | Gas Fired Natural and Fan Assisted Heaters | Town AF | 1 | Medium | C | 1 | 2025 | 4 | 3 | 2.9 | 18511 | 5455
Air Conditioning | Single-Split Evaporator - Split Systems/Heat Pumps - Air-cooled with Direct Expansion Evaporator (DX) | Town Z | 1 | Medium | B | 11 | 2035 | 5 | 3 | 3.2 | 22163 | 25043
LV Distribution | Sub Distribution Board | Town AH | 1 | High | B | 1 | 2025 | 5 | 2 | 2.7 | 12759 | 3261
Multi-System Controls | Control Panel - Electrical Services (excluding Electrical Controllers and Pneumatic Relays) | Town Q | 1 | Medium | B | 2 | 2026 | 5 | 3 | 3.2 | 22164 | 13035
Emergency Lighting | Illuminated Fire Exit Signage | Town S | 2 | Urgent | B | 16 | 2040 | 5 | 1 | 2.2 | 3160 | 28695
Central Ventilation Systems | Fan - General Ventilation | Town Z | 1 | Low | B | 1 | 2025 | 5 | 4 | 3.7 | 32859 | 11867
LV Distribution | Sub Distribution Board | Town S | 1 | High | B | 18 | 2042 | 5 | 2 | 2.7 | 12760 | 30794
LV Distribution | Sub Distribution Board | Town AH | 1 | High | B | 11 | 2035 | 5 | 2 | 2.7 | 12761 | 24245
LV Distribution | Sub Distribution Board | Town T | 1 | High | B | 6 | 2030 | 5 | 2 | 2.7 | 12762 | 17475
Emergency Lighting | Self Contained - LED | Town O | 1 | Urgent | B | 21 | 2045 | 5 | 1 | 2.2 | 3161 | 31885
External Lighting | General - Non LED | Town AH | 7 | Medium | B | 1 | 2025 | 5 | 3 | 3.2 | 22165 | 6987
Heat Emitters | Gas Fired Unit Heaters | Town T | 1 | Medium | B | 8 | 2032 | 5 | 3 | 3.2 | 22166 | 20883
Roller Shutters | External Manual Roller Shutter | Town T | 1 | High | B | 21 | 2045 | 5 | 2 | 2.7 | 12763 | 32576
Local and Special Ventilation | Fan - Window / Wall Mounted | Town U | 1 | Medium | B | 1 | 2025 | 5 | 3 | 3.2 | 22167 | 6988
Fire Safety Systems | Fire Alarm Panel / Repeater | Town Z | 1 | Urgent | B | 1 | 2025 | 5 | 1 | 2.2 | 3162 | 1112
Central Cooling | Fan - Axial | Town AI | 1 | Medium | B | 1 | 2025 | 5 | 3 | 3.2 | 22168 | 6989
Roller Shutters | External Manual Roller Shutter | Town R | 1 | High | B | 1 | 2025 | 5 | 2 | 2.7 | 12764 | 3262
Air Conditioning | Multi-Split Condenser - Split Systems/Heat Pumps - Air-cooled with Direct Expansion Evaporator (DX) | Town V | 1 | Medium | B | 5 | 2029 | 5 | 3 | 3.2 | 22169 | 14940
Central Ventilation Systems | Fan - General Ventilation | Town W | 1 | Low | B | 1 | 2025 | 5 | 4 | 3.7 | 32860 | 11868
Local Hot Water | Package Electric Water Heaters - Non-Drinking Water | Town R | 1 | Medium | B | 1 | 2025 | 5 | 3 | 3.2 | 22170 | 6990
Local Hot Water | Instantaneous Electric Water Heater - Non-Drinking Water | Town AG | 1 | Medium | B | 1 | 2025 | 5 | 3 | 3.2 | 22171 | 6991
Local and Special Ventilation | Fan - Centrifugal | Town U | 1 | Medium | B | 1 | 2025 | 5 | 3 | 3.2 | 22172 | 6992
Emergency Lighting | Illuminated Fire Exit Signage | Town X | 2 | Urgent | B | 12 | 2036 | 5 | 1 | 2.2 | 3163 | 25975
LV Distribution | Sub Distribution Board | Town Q | 1 | High | B | 2 | 2026 | 5 | 2 | 2.7 | 12765 | 12878
LV Distribution | Sub Distribution Board | Town AB | 1 | High | B | 16 | 2040 | 5 | 2 | 2.7 | 12766 | 29127
Heat Emitters | Gas Fired Unit Heaters | Town T | 1 | Medium | B | 6 | 2030 | 5 | 3 | 3.2 | 22173 | 18527
General Lighting | General - LED fittings & Luminaires | Town AC | 75 | Medium | B | 16 | 2040 | 5 | 3 | 3.2 | 22174 | 29412
Air Conditioning | Multi-Split Evaporator - Split Systems/Heat Pumps - Air-cooled with Direct Expansion Evaporator (DX) | Town V | 1 | Medium | B | 5 | 2029 | 5 | 3 | 3.2 | 22175 | 14941
Local and Special Ventilation | Unit extract fans | Town X | 1 | Medium | B | 1 | 2025 | 5 | 3 | 3.2 | 22176 | 6993
Roller Shutters | Internal Electric Roller Shutter | Town X | 1 | Medium | B | 2 | 2026 | 5 | 3 | 3.2 | 22177 | 13036
Local Hot Water | Package Electric Water Heaters - Non-Drinking Water | Town AJ | 1 | Medium | B | 1 | 2025 | 5 | 3 | 3.2 | 22178 | 6994
Roller Shutters | Internal Electric Roller Shutter | Town Q | 1 | Medium | B | 7 | 2031 | 5 | 3 | 3.2 | 22179 | 19843
General Lighting | General - LED fittings & Luminaires | Town AA | 4 | Medium | B | 3 | 2027 | 5 | 3 | 3.2 | 22180 | 13475
Air Conditioning | Multi-Split Condenser - Split Systems/Heat Pumps - Air-cooled with Direct Expansion Evaporator (DX) | Town W | 1 | Medium | B | 1 | 2025 | 5 | 3 | 3.2 | 22181 | 6995
Air Conditioning | Multi-Split Condenser - Split Systems/Heat Pumps - Air-cooled with Direct Expansion Evaporator (DX) | Town V | 1 | Medium | B | 5 | 2029 | 5 | 3 | 3.2 | 22182 | 14942
LV Distribution | Sub Distribution Board | Town AI | 1 | High | B | 4 | 2028 | 5 | 2 | 2.7 | 12767 | 13916
Roller Shutters | External Manual Roller Shutter | Town AD | 1 | High | B | 21 | 2045 | 5 | 2 | 2.7 | 12768 | 32577
Local and Special Ventilation | Fan - Centrifugal | Town U | 1 | Medium | B | 1 | 2025 | 5 | 3 | 3.2 | 22183 | 6996
General Lighting | General - LED fittings & Luminaires | Town S | 89 | Medium | B | 16 | 2040 | 5 | 3 | 3.2 | 22184 | 29413
Heat Emitters | Electric Heaters | Town R | 1 | Medium | B | 1 | 2025 | 5 | 3 | 3.2 | 22185 | 6997
Fire Safety Systems | Fire Extinguishers - CO2 | Town AA | 1 | Urgent | B | 8 | 2032 | 5 | 1 | 2.2 | 3164 | 20341
Fire Safety Systems | Fire Extinguishers - Foam | Town O | 5 | Urgent | B | 6 | 2030 | 5 | 1 | 2.2 | 3165 | 16055
LV Distribution | Sub Distribution Board | Town R | 1 | High | B | 1 | 2025 | 5 | 2 | 2.7 | 12769 | 3263
LV Distribution | Sub Distribution Board | Town Z | 1 | High | B | 1 | 2025 | 5 | 2 | 2.7 | 12770 | 3264
Fire Safety Systems | Manual and Automatic Doors - Emergency and Panic Escape Doors | Town Y | 1 | Urgent | B | 11 | 2035 | 5 | 1 | 2.2 | 3166 | 23468
Heat Emitters | Electric Heaters | Town S | 1 | Medium | B | 6 | 2030 | 5 | 3 | 3.2 | 22186 | 18528
General Lighting | General - LED fittings & Luminaires | Town Q | 7 | Medium | B | 2 | 2026 | 5 | 3 | 3.2 | 22187 | 13037
Roller Shutters | External Manual Roller Shutter | Town Y | 1 | High | B | 1 | 2025 | 5 | 2 | 2.7 | 12771 | 3265
Roller Shutters | External Manual Roller Shutter | Town AJ | 1 | High | B | 1 | 2025 | 5 | 2 | 2.7 | 12772 | 3266
Heat Emitters | Electric Heaters | Town AG | 1 | Medium | B | 1 | 2025 | 5 | 3 | 3.2 | 22188 | 6998
Heat Emitters | Gas Fired Unit Heaters | Town W | 1 | Medium | B | 1 | 2025 | 5 | 3 | 3.2 | 22189 | 6999
AHU - Internal | Central Air Conditioning - Gas Fired | Town AB | 1 | Medium | B | 2 | 2026 | 5 | 3 | 3.2 | 22190 | 13038
LV Distribution | Sub Distribution Board | Town W | 1 | High | A | 19 | 2043 | 6 | 2 | 3 | 19530 | 31290
Local and Special Ventilation | Unit extract fans | Town X | 1 | Medium | B | 1 | 2025 | 5 | 3 | 3.2 | 22191 | 7000
Roller Shutters | External Manual Roller Shutter | Town AH | 1 | High | B | 1 | 2025 | 5 | 2 | 2.7 | 12773 | 3267
Access Control | Door Lock / Keypad / Manual | Town W | 1 | Medium | A | 15 | 2039 | 6 | 3 | 3.5 | 32485 | 28562
Emergency Lighting | Self Contained - Non LED | Town S | 7 | Urgent | B | 4 | 2028 | 5 | 1 | 2.2 | 3167 | 13796
Security Systems | Manual and Automatic Doors - High Security Door | Town Q | 1 | High | B | 32 | 2056 | 5 | 2 | 2.7 | 12774 | 33826
Boiler | Atmospheric Gas Burner Boiler - Small and/or Wall Hung for Light Commercial Installation | Town S | 1 | Medium | B | 7 | 2031 | 5 | 3 | 3.2 | 22192 | 19844
LV Distribution | Sub Distribution Board | Town W | 1 | High | B | 1 | 2025 | 5 | 2 | 2.7 | 12775 | 3268
LV Distribution | Main Distribution Board | Town AF | 1 | High | B | 1 | 2025 | 5 | 2 | 2.7 | 12776 | 3269
General Lighting | General - LED fittings & Luminaires | Town AD | 8 | Medium | B | 18 | 2042 | 5 | 3 | 3.2 | 22193 | 30932
LV Distribution | Sub Distribution Board | Town AC | 1 | High | B | 1 | 2025 | 5 | 2 | 2.7 | 12777 | 3270
Local Hot Water | Package Electric Water Heaters - Non-Drinking Water | Town T | 1 | Medium | B | 11 | 2035 | 5 | 3 | 3.2 | 22194 | 25044
Roller Shutters | External Manual Roller Shutter | Town S | 1 | High | B | 1 | 2025 | 5 | 2 | 2.7 | 12778 | 3271
Local and Special Ventilation | Fan - Centrifugal | Town O | 1 | Medium | C | 11 | 2035 | 4 | 3 | 2.9 | 18512 | 24866
Fire Safety Systems | Fire Extinguishers - Foam | Town R | 2 | Urgent | B | 6 | 2030 | 5 | 1 | 2.2 | 3168 | 16056
Emergency Lighting | Externally Powered - LED | Town U | 2 | Urgent | B | 11 | 2035 | 5 | 1 | 2.2 | 3169 | 23469
General Lighting | General - LED fittings & Luminaires | Town AG | 2 | Medium | B | 1 | 2025 | 5 | 3 | 3.2 | 22195 | 7001
Roller Shutters | External Manual Roller Shutter | Town AD | 1 | High | B | 6 | 2030 | 5 | 2 | 2.7 | 12779 | 17476
Roller Shutters | External Electric Roller Shutter | Town AC | 1 | High | B | 1 | 2025 | 5 | 2 | 2.7 | 12780 | 3272
BMS | BMS Control Panel | Town AB | 1 | High | B | 7 | 2031 | 5 | 2 | 2.7 | 12781 | 19593
Heat Emitters | Electric Heaters | Town S | 2 | Medium | B | 3 | 2027 | 5 | 3 | 3.2 | 22196 | 13476
Emergency Lighting | Self Contained - LED | Town AH | 11 | Urgent | B | 15 | 2039 | 5 | 1 | 2.2 | 3170 | 27796
General Lighting | General - LED fittings & Luminaires | Town U | 5 | Medium | B | 6 | 2030 | 5 | 3 | 3.2 | 22197 | 18529
Roller Shutters | Internal Electric Roller Shutter | Town V | 1 | Medium | B | 15 | 2039 | 5 | 3 | 3.2 | 22198 | 28386
External Doors | Entrance Doors | Town Y | 1 | High | B | 1 | 2025 | 5 | 2 | 2.7 | 12782 | 3273
External Doors | Entrance Doors | Town W | 1 | High | B | 15 | 2039 | 5 | 2 | 2.7 | 12783 | 28119
Central Cooling | Fan - Axial | Town AI | 1 | Medium | B | 1 | 2025 | 5 | 3 | 3.2 | 22199 | 7002
Heat Emitters | Electric Overdoor Air Curtain/Heater | Town W | 1 | Medium | B | 5 | 2029 | 5 | 3 | 3.2 | 22200 | 14943
Emergency Lighting | Self Contained - LED | Town O | 14 | Urgent | B | 21 | 2045 | 5 | 1 | 2.2 | 3171 | 31886
Heat Emitters | Electric Heaters | Town AA | 2 | Medium | B | 1 | 2025 | 5 | 3 | 3.2 | 22201 | 7003
Fire Safety Systems | Manual and Automatic Doors - Emergency and Panic Escape Doors | Town O | 1 | Urgent | B | 32 | 2056 | 5 | 1 | 2.2 | 3172 | 33813
General Lighting | General - LED fittings & Luminaires | Town X | 47 | Medium | B | 12 | 2036 | 5 | 3 | 3.2 | 22202 | 26400
LV Distribution | Sub Distribution Board | Town AJ | 1 | High | C | 1 | 2025 | 4 | 2 | 2.4 | 10483 | 2363
Local and Special Ventilation | Fan - Kitchen Extract | Town AF | 1 | Low | C | 5 | 2029 | 4 | 4 | 3.4 | 32412 | 15577
Roller Shutters | Internal Electric Roller Shutter | Town AF | 1 | Medium | B | 1 | 2025 | 5 | 3 | 3.2 | 22203 | 7004
Emergency Lighting | Self Contained - LED | Town R | 4 | Urgent | A | 23 | 2047 | 6 | 1 | 2.5 | 10855 | 33165
External Lighting | General - LED | Town Q | 1 | Medium | B | 11 | 2035 | 5 | 3 | 3.2 | 22204 | 25045
Air Conditioning | Single-Split Evaporator - Split Systems/Heat Pumps - Air-cooled with Direct Expansion Evaporator (DX) | Town Z | 1 | Medium | B | 11 | 2035 | 5 | 3 | 3.2 | 22205 | 25046
External Doors | Manual and Automatic Doors - Auto / Powered Sliding Doors | Town T | 1 | High | B | 31 | 2055 | 5 | 2 | 2.7 | 12784 | 33789
Local Hot Water | Instantaneous Electric Water Heater - Non-Drinking Water | Town AC | 1 | Medium | B | 1 | 2025 | 5 | 3 | 3.2 | 22206 | 7005
Local and Special Ventilation | Fan - Axial | Town S | 1 | Medium | B | 1 | 2025 | 5 | 3 | 3.2 | 22207 | 7006
Emergency Lighting | Self Contained - Non LED | Town AA | 1 | Urgent | B | 7 | 2031 | 5 | 1 | 2.2 | 3173 | 19235
LV Distribution | Sub Distribution Board | Town S | 1 | High | B | 1 | 2025 | 5 | 2 | 2.7 | 12785 | 3274
LV Distribution | Sub Distribution Board | Town AC | 1 | High | B | 1 | 2025 | 5 | 2 | 2.7 | 12786 | 3275
Local and Special Ventilation | Fan - Window / Wall Mounted | Town AA | 1 | Medium | B | 11 | 2035 | 5 | 3 | 3.2 | 22208 | 25047
Roller Shutters | Internal Manual Roller Shutter | Town T | 1 | Medium | B | 1 | 2025 | 5 | 3 | 3.2 | 22209 | 7007
Multi-System Controls | Instrumental Control Panel | Town AF | 1 | Medium | B | 14 | 2038 | 5 | 3 | 3.2 | 22210 | 27543
General Lighting | General - LED fittings & Luminaires | Town AD | 32 | Medium | A | 20 | 2044 | 6 | 3 | 3.5 | 32486 | 31697
LV Distribution | Sub Distribution Board | Town X | 1 | High | C | 1 | 2025 | 4 | 2 | 2.4 | 10484 | 2364
External Doors | Entrance Doors | Town AE | 1 | High | B | 12 | 2036 | 5 | 2 | 2.7 | 12787 | 26164
General Lighting | General - LED fittings & Luminaires | Town S | 4 | Medium | B | 6 | 2030 | 5 | 3 | 3.2 | 22211 | 18530
General Lighting | General - LED fittings & Luminaires | Town T | 1 | Medium | B | 16 | 2040 | 5 | 3 | 3.2 | 22212 | 29414
General Lighting | General - LED fittings & Luminaires | Town U | 36 | Medium | B | 14 | 2038 | 5 | 3 | 3.2 | 22213 | 27544
Air Conditioning | Single-Split Evaporator - Split Systems/Heat Pumps - Air-cooled with Direct Expansion Evaporator (DX) | Town Z | 1 | Medium | B | 11 | 2035 | 5 | 3 | 3.2 | 22214 | 25048
Local and Special Ventilation | Fan - Extract | Town AJ | 1 | Medium | B | 1 | 2025 | 5 | 3 | 3.2 | 22215 | 7008
Emergency Lighting | Self Contained - LED | Town V | 12 | Urgent | B | 21 | 2045 | 5 | 1 | 2.2 | 3174 | 31887
LV Distribution | Sub Distribution Board | Town W | 1 | High | B | 10 | 2034 | 5 | 2 | 2.7 | 12788 | 22308
Fire Safety Systems | Fire Alarm Panel / Repeater | Town AG | 1 | Urgent | B | 11 | 2035 | 5 | 1 | 2.2 | 3175 | 23470
LV Distribution | Main Distribution Board | Town W | 1 | High | B | 1 | 2025 | 5 | 2 | 2.7 | 12789 | 3276
Fire Safety Systems | Manual and Automatic Doors - Emergency and Panic Escape Doors | Town X | 1 | Urgent | B | 12 | 2036 | 5 | 1 | 2.2 | 3176 | 25976
Emergency Lighting | Illuminated Fire Exit Signage | Town S | 2 | Urgent | B | 8 | 2032 | 5 | 1 | 2.2 | 3177 | 20342
LV Distribution | Sub Distribution Board | Town AH | 1 | High | B | 1 | 2025 | 5 | 2 | 2.7 | 12790 | 3277
Central Ventilation Systems | Fan - Extract | Town AI | 1 | Medium | B | 1 | 2025 | 5 | 3 | 3.2 | 22216 | 7009
Local and Special Ventilation | Fan - Axial | Town AI | 1 | Medium | B | 8 | 2032 | 5 | 3 | 3.2 | 22217 | 20884
Fire Safety Systems | Fire Extinguishers - CO2 | Town AI | 4 | Urgent | B | 6 | 2030 | 5 | 1 | 2.2 | 3178 | 16057
Local Hot Water | Instantaneous Electric Water Heater - Non-Drinking Water | Town X | 1 | Medium | B | 1 | 2025 | 5 | 3 | 3.2 | 22218 | 7010
Central Ventilation Systems | Fan - Extract | Town X | 1 | Medium | B | 1 | 2025 | 5 | 3 | 3.2 | 22219 | 7011
Fire Safety Systems | Fire Alarm Panel / Repeater | Town X | 1 | Urgent | B | 1 | 2025 | 5 | 1 | 2.2 | 3179 | 1113
External Lighting | General - LED | Town AI | 1 | Medium | B | 8 | 2032 | 5 | 3 | 3.2 | 22220 | 20885
Emergency Lighting | Self Contained - LED | Town AC | 8 | Urgent | B | 21 | 2045 | 5 | 1 | 2.2 | 3180 | 31888
Heat Emitters | Electric Heaters | Town X | 5 | Medium | B | 4 | 2028 | 5 | 3 | 3.2 | 22221 | 14075
Roller Shutters | Internal Manual Roller Shutter | Town W | 1 | Medium | B | 5 | 2029 | 5 | 3 | 3.2 | 22222 | 14944
Fire Safety Systems | Manual and Automatic Doors - Emergency and Panic Escape Doors | Town R | 1 | Urgent | B | 11 | 2035 | 5 | 1 | 2.2 | 3181 | 23471
Roller Shutters | External Manual Roller Shutter | Town R | 1 | High | B | 21 | 2045 | 5 | 2 | 2.7 | 12791 | 32578
General Lighting | General - LED fittings & Luminaires | Town AF | 89 | Medium | B | 16 | 2040 | 5 | 3 | 3.2 | 22223 | 29415
General Lighting | General - LED fittings & Luminaires | Town S | 2 | Medium | B | 16 | 2040 | 5 | 3 | 3.2 | 22224 | 29416
BMS | BMS Control Panel | Town AI | 1 | High | C | 7 | 2031 | 4 | 2 | 2.4 | 10485 | 19544
Heat Emitters | Gas Fired Unit Heaters | Town AC | 1 | Medium | B | 1 | 2025 | 5 | 3 | 3.2 | 22225 | 7012
LV Distribution | Sub Distribution Board | Town X | 1 | High | B | 12 | 2036 | 5 | 2 | 2.7 | 12792 | 26165
General Lighting | General - LED fittings & Luminaires | Town AA | 17 | Medium | B | 16 | 2040 | 5 | 3 | 3.2 | 22226 | 29417
Emergency Lighting | Self Contained - LED | Town Y | 5 | Urgent | B | 11 | 2035 | 5 | 1 | 2.2 | 3182 | 23472
External Doors | Manual and Automatic Doors - Auto / Powered Sliding Doors | Town X | 1 | High | B | 21 | 2045 | 5 | 2 | 2.7 | 12793 | 32579
Local Hot Water | Instantaneous Electric Water Heater - Non-Drinking Water | Town S | 1 | Medium | B | 9 | 2033 | 5 | 3 | 3.2 | 22227 | 21722
Local and Special Ventilation | Fan - Extract | Town AD | 1 | Medium | A | 13 | 2037 | 6 | 3 | 3.5 | 32487 | 27283
Emergency Lighting | Self Contained - LED | Town W | 20 | Urgent | B | 21 | 2045 | 5 | 1 | 2.2 | 3183 | 31889
Heat Emitters | Radiators - Steel | Town AH | 9 | Medium | C | 1 | 2025 | 4 | 3 | 2.9 | 18513 | 5456
LV Distribution | Sub Distribution Board | Town X | 1 | High | B | 1 | 2025 | 5 | 2 | 2.7 | 12794 | 3278
Heat Emitters | Gas Fired Unit Heaters | Town S | 1 | Medium | DX | 1 | 2025 | 1 | 3 | 2 | 827 | 545
Heat Emitters | Electric Overdoor Air Curtain/Heater | Town W | 1 | Medium | B | 5 | 2029 | 5 | 3 | 3.2 | 22228 | 14945
Fire Safety Systems | Fire Extinguishers - Foam | Town X | 5 | Urgent | B | 1 | 2025 | 5 | 1 | 2.2 | 3184 | 1114
Heat Emitters | Gas Fired Unit Heaters | Town AJ | 1 | Medium | B | 5 | 2029 | 5 | 3 | 3.2 | 22229 | 14946
Fire Safety Systems | Manual and Automatic Doors - Emergency and Panic Escape Doors | Town X | 1 | Urgent | B | 12 | 2036 | 5 | 1 | 2.2 | 3185 | 25977
Local and Special Ventilation | Fan - Window / Wall Mounted | Town S | 1 | Medium | DX | 8 | 2032 | 1 | 3 | 2 | 828 | 20239
Local and Special Ventilation | Fan - Axial | Town AA | 1 | Medium | B | 1 | 2025 | 5 | 3 | 3.2 | 22230 | 7013
Local and Special Ventilation | Fan - Extract | Town T | 1 | Medium | B | 1 | 2025 | 5 | 3 | 3.2 | 22231 | 7014
LV Distribution | Sub Distribution Board | Town AJ | 1 | High | B | 3 | 2027 | 5 | 2 | 2.7 | 12795 | 13345
Security Systems | Manual and Automatic Doors - High Security Door | Town AC | 1 | High | B | 11 | 2035 | 5 | 2 | 2.7 | 12796 | 24246
General Lighting | General - LED fittings & Luminaires | Town AB | 18 | Medium | B | 13 | 2037 | 5 | 3 | 3.2 | 22232 | 27097
Local Hot Water | Package Electric Water Heaters - Non-Drinking Water | Town Y | 1 | Medium | B | 1 | 2025 | 5 | 3 | 3.2 | 22233 | 7015
Local and Special Ventilation | Fan - Axial | Town T | 1 | Medium | B | 5 | 2029 | 5 | 3 | 3.2 | 22234 | 14947
Local and Special Ventilation | Fan - Centrifugal | Town O | 1 | Medium | B | 11 | 2035 | 5 | 3 | 3.2 | 22235 | 25049
General Lighting | General - LED fittings & Luminaires | Town T | 5 | Medium | B | 2 | 2026 | 5 | 3 | 3.2 | 22236 | 13039
Heat Emitters | Gas Fired Unit Heaters | Town W | 1 | Medium | A | 13 | 2037 | 6 | 3 | 3.5 | 32488 | 27284
LV Distribution | Main Distribution Board | Town V | 1 | High | B | 10 | 2034 | 5 | 2 | 2.7 | 12797 | 22309
LV Distribution | Sub Distribution Board | Town AB | 1 | High | B | 2 | 2026 | 5 | 2 | 2.7 | 12798 | 12879
Fire Safety Systems | Manual and Automatic Doors - Emergency and Panic Escape Doors | Town Y | 1 | Urgent | B | 1 | 2025 | 5 | 1 | 2.2 | 3186 | 1115
Roller Shutters | External Manual Roller Shutter | Town AC | 1 | High | B | 1 | 2025 | 5 | 2 | 2.7 | 12799 | 3279
Fire Safety Systems | Fire Alarm Panel / Repeater | Town AC | 1 | Urgent | B | 1 | 2025 | 5 | 1 | 2.2 | 3187 | 1116
Fire Safety Systems | Fire Alarm System | Town Q | 1 | Urgent | B | 1 | 2025 | 5 | 1 | 2.2 | 3188 | 1117
General Lighting | General - LED fittings & Luminaires | Town Z | 87 | Medium | B | 16 | 2040 | 5 | 3 | 3.2 | 22237 | 29418
Air Conditioning | Single-Split Condenser - Split Systems/Heat Pumps - Air-cooled with Direct Expansion Evaporator (DX) | Town AB | 1 | Medium | CX | 1 | 2025 | 2 | 3 | 2.3 | 10111 | 2064
Local and Special Ventilation | Fan - Axial | Town T | 1 | Medium | B | 5 | 2029 | 5 | 3 | 3.2 | 22238 | 14948
Local Hot Water | Package Electric Water Heaters - Non-Drinking Water | Town T | 1 | Medium | B | 4 | 2028 | 5 | 3 | 3.2 | 22239 | 14076
General Lighting | General - LED fittings & Luminaires | Town Y | 40 | Medium | B | 6 | 2030 | 5 | 3 | 3.2 | 22240 | 18531
Central Ventilation Systems | Fan - General Ventilation | Town V | 1 | Low | B | 5 | 2029 | 5 | 4 | 3.7 | 32861 | 15607
LV Distribution | Sub Distribution Board | Town AI | 1 | High | B | 4 | 2028 | 5 | 2 | 2.7 | 12800 | 13917
Fire Safety Systems | Fire Extinguishers - Foam | Town Y | 4 | Urgent | B | 6 | 2030 | 5 | 1 | 2.2 | 3189 | 16058
Heat Emitters | Gas Fired Natural and Fan Assisted Heaters | Town AK | 1 | Medium | B | 1 | 2025 | 5 | 3 | 3.2 | 22241 | 7016
LV Distribution | Sub Distribution Board | Town AK | 1 | High | B | 11 | 2035 | 5 | 2 | 2.7 | 12801 | 24247
Heat Emitters | Electric Heaters | Town AK | 1 | Medium | B | 4 | 2028 | 5 | 3 | 3.2 | 22242 | 14077
Fire Safety Systems | Fire Extinguishers - Foam | Town AK | 5 | Urgent | A | 9 | 2033 | 6 | 1 | 2.5 | 10856 | 21534
Emergency Lighting | Self Contained - LED | Town AK | 5 | Urgent | B | 21 | 2045 | 5 | 1 | 2.2 | 3190 | 31890
LV Distribution | Sub Distribution Board | Town AK | 1 | High | B | 6 | 2030 | 5 | 2 | 2.7 | 12802 | 17477
Emergency Lighting | Illuminated Fire Exit Signage | Town AL | 1 | Urgent | B | 16 | 2040 | 5 | 1 | 2.2 | 3191 | 28696
General Lighting | General - LED fittings & Luminaires | Town AL | 40 | Medium | B | 1 | 2025 | 5 | 3 | 3.2 | 22243 | 7017
Fire Safety Systems | Fire Extinguishers - Foam | Town AL | 1 | Urgent | B | 6 | 2030 | 5 | 1 | 2.2 | 3192 | 16059
Fire Safety Systems | Fire Extinguishers - CO2 | Town AL | 1 | Urgent | B | 6 | 2030 | 5 | 1 | 2.2 | 3193 | 16060
LV Distribution | Main Distribution Board | Town AL | 1 | High | C | 1 | 2025 | 4 | 2 | 2.4 | 10486 | 2365
Roller Shutters | Internal Electric Roller Shutter | Town AK | 1 | Medium | B | 16 | 2040 | 5 | 3 | 3.2 | 22244 | 29419
LV Distribution | Main Distribution Board | Town AN | 1 | High | B | 17 | 2041 | 5 | 2 | 2.7 | 12803 | 30300
LV Distribution | Main Distribution Board | Town AR | 1 | High | C | 16 | 2040 | 4 | 2 | 2.4 | 10487 | 29068
LV Distribution | Main Distribution Board | Town AS | 1 | High | B | 11 | 2035 | 5 | 2 | 2.7 | 12804 | 24248
Local and Special Ventilation | Fan - Window / Wall Mounted | Town AV | 1 | Medium | B | 8 | 2032 | 5 | 3 | 3.2 | 22245 | 20886
Local Hot Water | Package Electric Water Heaters - Non-Drinking Water | Town AX | 1 | Medium | B | 8 | 2032 | 5 | 3 | 3.2 | 22246 | 20887
Heat Emitters | Gas Fired Natural and Fan Assisted Heaters | Town AR | 1 | Medium | B | 1 | 2025 | 5 | 3 | 3.2 | 22247 | 7018
Local Hot Water | Package Electric Water Heaters - Non-Drinking Water | Town AR | 1 | Medium | B | 1 | 2025 | 5 | 3 | 3.2 | 22248 | 7019
Roller Shutters | External Electric Roller Shutter | Town AR | 1 | High | C | 11 | 2035 | 4 | 2 | 2.4 | 10488 | 24049
Fire Safety Systems | Manual and Automatic Doors - Emergency and Panic Escape Doors | Town BA | 1 | Urgent | B | 21 | 2045 | 5 | 1 | 2.2 | 3194 | 31891
Air Conditioning | Single-Split Condenser - Split Systems/Heat Pumps - Air-cooled with Direct Expansion Evaporator (DX) | Town AO | 1 | Medium | B | 7 | 2031 | 5 | 3 | 3.2 | 22249 | 19845
LV Distribution | Sub Distribution Board | Town AJ | 1 | High | B | 1 | 2025 | 5 | 2 | 2.7 | 12805 | 3280
Roller Shutters | External Manual Roller Shutter | Town AR | 1 | High | C | 1 | 2025 | 4 | 2 | 2.4 | 10489 | 2366
Central Cooling | Fan - Axial | Town AO | 1 | Medium | B | 1 | 2025 | 5 | 3 | 3.2 | 22250 | 7020
AHU - Internal | Central Heating - Electric Heating (Internally Sourced) | Town AV | 1 | Medium | C | 2 | 2026 | 4 | 3 | 2.9 | 18514 | 12973
Local and Special Ventilation | Fan - Axial | Town AR | 1 | Medium | B | 1 | 2025 | 5 | 3 | 3.2 | 22251 | 7021
Roller Shutters | External Manual Roller Shutter | Town BD | 1 | High | C | 1 | 2025 | 4 | 2 | 2.4 | 10490 | 2367
Barriers & Guardrails | Vehicle Crash Protection Barrier | Town AU | 1 | V Low | B | 1 | 2025 | 5 | 4 | 3.7 | 32862 | 11869
Roller Shutters | Internal Electric Roller Shutter | Town AP | 1 | Medium | B | 21 | 2045 | 5 | 3 | 3.2 | 22252 | 32790
Fire Safety Systems | Fire Extinguishers - Foam | Town AR | 2 | Urgent | B | 6 | 2030 | 5 | 1 | 2.2 | 3195 | 16061
Fire Safety Systems | Fire Blanket | Town AR | 1 | Urgent | B | 4 | 2028 | 5 | 1 | 2.2 | 3196 | 13797
Fire Safety Systems | Fire Extinguishers - Foam | Town AO | 3 | Urgent | B | 6 | 2030 | 5 | 1 | 2.2 | 3197 | 16062
Emergency Lighting | Illuminated Fire Exit Signage | Town AT | 4 | Urgent | B | 12 | 2036 | 5 | 1 | 2.2 | 3198 | 25978
Heat Emitters | Electric Heaters | Town AT | 1 | Medium | B | 3 | 2027 | 5 | 3 | 3.2 | 22253 | 13477
Emergency Lighting | Self Contained - LED | Town AT | 2 | Urgent | B | 11 | 2035 | 5 | 1 | 2.2 | 3199 | 23473
Fire Safety Systems | Fire Extinguishers - CO2 | Town BB | 3 | Urgent | B | 6 | 2030 | 5 | 1 | 2.2 | 3200 | 16063
General Lighting | General - LED fittings & Luminaires | Town BA | 5 | Medium | B | 16 | 2040 | 5 | 3 | 3.2 | 22254 | 29420
Emergency Lighting | Self Contained - Non LED | Town AZ | 3 | Urgent | B | 21 | 2045 | 5 | 1 | 2.2 | 3201 | 31892
Fire Safety Systems | Fire Extinguishers - Foam | Town BB | 4 | Urgent | B | 7 | 2031 | 5 | 1 | 2.2 | 3202 | 19236
Fire Safety Systems | Fire Extinguishers - Foam | Town AY | 3 | Urgent | B | 1 | 2025 | 5 | 1 | 2.2 | 3203 | 1118
Central Ventilation Systems | Fan - General Ventilation | Town AX | 1 | Low | B | 1 | 2025 | 5 | 4 | 3.7 | 32863 | 11870
Fire Safety Systems | Manual and Automatic Doors - Emergency and Panic Escape Doors | Town AZ | 1 | Urgent | B | 11 | 2035 | 5 | 1 | 2.2 | 3204 | 23474
External Doors | Entrance Doors | Town BA | 1 | High | B | 11 | 2035 | 5 | 2 | 2.7 | 12806 | 24249
LV Distribution | Sub Distribution Board | Town BA | 1 | High | B | 6 | 2030 | 5 | 2 | 2.7 | 12807 | 17478
Fire Safety Systems | Manual and Automatic Doors - Emergency and Panic Escape Doors | Town BB | 1 | Urgent | B | 21 | 2045 | 5 | 1 | 2.2 | 3205 | 31893
Heat Emitters | Electric Heaters | Town AS | 5 | Medium | B | 1 | 2025 | 5 | 3 | 3.2 | 22255 | 7022
General Lighting | General - LED fittings & Luminaires | Town AZ | 67 | Medium | B | 16 | 2040 | 5 | 3 | 3.2 | 22256 | 29421
Emergency Lighting | Self Contained - LED | Town AX | 9 | Urgent | B | 22 | 2046 | 5 | 1 | 2.2 | 3206 | 32862
Emergency Lighting | Illuminated Fire Exit Signage | Town AV | 1 | Urgent | B | 13 | 2037 | 5 | 1 | 2.2 | 3207 | 26834
Heat Emitters | Radiators - Steel | Town AR | 8 | Medium | B | 1 | 2025 | 5 | 3 | 3.2 | 22257 | 7023
Local and Special Ventilation | Fan - Window / Wall Mounted | Town AR | 1 | Medium | B | 1 | 2025 | 5 | 3 | 3.2 | 22258 | 7024
Fire Safety Systems | Manual and Automatic Doors - Emergency and Panic Escape Doors | Town AR | 1 | Urgent | B | 11 | 2035 | 5 | 1 | 2.2 | 3208 | 23475
General Lighting | General - LED fittings & Luminaires | Town AT | 2 | Medium | C | 16 | 2040 | 4 | 3 | 2.9 | 18515 | 29286
LV Distribution | Main Distribution Board | Town AR | 1 | High | B | 6 | 2030 | 5 | 2 | 2.7 | 12808 | 17479
Emergency Lighting | Illuminated Fire Exit Signage | Town AX | 2 | Urgent | B | 18 | 2042 | 5 | 1 | 2.2 | 3209 | 30630
General Lighting | General - LED fittings & Luminaires | Town AW | 24 | Medium | B | 12 | 2036 | 5 | 3 | 3.2 | 22259 | 26401
General Lighting | General - LED fittings & Luminaires | Town AT | 21 | Medium | B | 12 | 2036 | 5 | 3 | 3.2 | 22260 | 26402
Heat Emitters | Radiators - Steel | Town AM | 3 | Medium | B | 1 | 2025 | 5 | 3 | 3.2 | 22261 | 7025
Local Hot Water | Instantaneous Electric Water Heater - Non-Drinking Water | Town AT | 1 | Medium | B | 1 | 2025 | 5 | 3 | 3.2 | 22262 | 7026
Heat Emitters | Electric Heaters | Town BD | 5 | Medium | B | 4 | 2028 | 5 | 3 | 3.2 | 22263 | 14078
Fire Safety Systems | Fire Blanket | Town AR | 1 | Urgent | B | 4 | 2028 | 5 | 1 | 2.2 | 3210 | 13798
Fire Safety Systems | Fire Extinguishers - Foam | Town AZ | 5 | Urgent | B | 9 | 2033 | 5 | 1 | 2.2 | 3211 | 21265
LV Distribution | Main Distribution Board | Town AJ | 1 | High | B | 5 | 2029 | 5 | 2 | 2.7 | 12809 | 14602
Fire Safety Systems | Manual and Automatic Doors - Emergency and Panic Escape Doors | Town AP | 1 | Urgent | B | 11 | 2035 | 5 | 1 | 2.2 | 3212 | 23476
Local and Special Ventilation | Fan - Extract | Town AZ | 1 | Medium | DX | 1 | 2025 | 1 | 3 | 2 | 829 | 546
Emergency Lighting | Self Contained - LED | Town AX | 9 | Urgent | B | 22 | 2046 | 5 | 1 | 2.2 | 3213 | 32863
Central Heating | Fan - General Ventilation | Town AX | 1 | Medium | B | 1 | 2025 | 5 | 3 | 3.2 | 22264 | 7027
Local and Special Ventilation | Fan - Axial | Town AT | 1 | Medium | B | 1 | 2025 | 5 | 3 | 3.2 | 22265 | 7028
Roller Shutters | Internal Electric Roller Shutter | Town AO | 1 | Medium | B | 7 | 2031 | 5 | 3 | 3.2 | 22266 | 19846
Heat Emitters | Radiators - Steel | Town AR | 4 | Medium | B | 1 | 2025 | 5 | 3 | 3.2 | 22267 | 7029
Heat Emitters | Electric Heaters | Town AJ | 3 | Medium | D | 1 | 2025 | 3 | 3 | 2.6 | 11076 | 2598
Access Control | Gate Access - Local Lock / Keypad / Manual (External) | Town AP | 1 | Medium | B | 1 | 2025 | 5 | 3 | 3.2 | 22268 | 7030
Emergency Lighting | Illuminated Fire Exit Signage | Town AR | 5 | Urgent | B | 6 | 2030 | 5 | 1 | 2.2 | 3214 | 16064
Emergency Lighting | Self Contained - LED | Town AY | 2 | Urgent | B | 11 | 2035 | 5 | 1 | 2.2 | 3215 | 23477
General Lighting | General - LED fittings & Luminaires | Town BB | 4 | Medium | B | 2 | 2026 | 5 | 3 | 3.2 | 22269 | 13040
LV Distribution | Main Distribution Board | Town AP | 1 | High | B | 1 | 2025 | 5 | 2 | 2.7 | 12810 | 3281
LV Distribution | Main Distribution Board | Town AR | 1 | High | B | 1 | 2025 | 5 | 2 | 2.7 | 12811 | 3282
Roller Shutters | Internal Automatic Roller Shutter | Town AV | 1 | High | B | 7 | 2031 | 5 | 2 | 2.7 | 12812 | 19594
Air Conditioning | Multi-Split Evaporator - Split Systems/Heat Pumps - Air-cooled with Direct Expansion Evaporator (DX) | Town AX | 1 | Medium | B | 11 | 2035 | 5 | 3 | 3.2 | 22270 | 25050
AHU - Internal | Central Heating - Electric Heating (Internally Sourced) | Town AO | 1 | Medium | B | 2 | 2026 | 5 | 3 | 3.2 | 22271 | 13041
General Lighting | General - LED fittings & Luminaires | Town BC | 7 | Medium | B | 6 | 2030 | 5 | 3 | 3.2 | 22272 | 18532
External Lighting | General - LED | Town AN | 1 | Medium | B | 12 | 2036 | 5 | 3 | 3.2 | 22273 | 26403
LV Distribution | Sub Distribution Board | Town AW | 1 | High | B | 1 | 2025 | 5 | 2 | 2.7 | 12813 | 3283
Heat Emitters | Electric Heaters | Town AX | 1 | Medium | B | 6 | 2030 | 5 | 3 | 3.2 | 22274 | 18533
Local and Special Ventilation | Fan - Extract | Town AM | 1 | Medium | B | 1 | 2025 | 5 | 3 | 3.2 | 22275 | 7031
Roller Shutters | External Electric Roller Shutter | Town AR | 1 | High | B | 11 | 2035 | 5 | 2 | 2.7 | 12814 | 24250
Emergency Lighting | Self Contained - LED | Town AX | 12 | Urgent | B | 21 | 2045 | 5 | 1 | 2.2 | 3216 | 31894
Access Control | Gate Access - Local Lock / Keypad / Manual (External) | Town AZ | 1 | Medium | B | 1 | 2025 | 5 | 3 | 3.2 | 22276 | 7032
Emergency Lighting | Illuminated Fire Exit Signage | Town BB | 1 | Urgent | B | 16 | 2040 | 5 | 1 | 2.2 | 3217 | 28697
Local and Special Ventilation | Fan - Window / Wall Mounted | Town AV | 1 | Medium | B | 8 | 2032 | 5 | 3 | 3.2 | 22277 | 20888
Local and Special Ventilation | Fan - Window / Wall Mounted | Town AT | 1 | Medium | B | 1 | 2025 | 5 | 3 | 3.2 | 22278 | 7033
LV Distribution | LV Switch Panel | Town AP | 1 | High | B | 1 | 2025 | 5 | 2 | 2.7 | 12815 | 3284
LV Distribution | Sub Distribution Board | Town AT | 1 | High | B | 1 | 2025 | 5 | 2 | 2.7 | 12816 | 3285
General Lighting | General - LED fittings & Luminaires | Town AR | 20 | Medium | B | 6 | 2030 | 5 | 3 | 3.2 | 22279 | 18534
LV Distribution | Sub Distribution Board | Town AM | 1 | High | B | 1 | 2025 | 5 | 2 | 2.7 | 12817 | 3286
Local and Special Ventilation | Fan - Window / Wall Mounted | Town AT | 1 | Medium | B | 1 | 2025 | 5 | 3 | 3.2 | 22280 | 7034
Central Cooling | Fan - Axial | Town AO | 1 | Medium | B | 1 | 2025 | 5 | 3 | 3.2 | 22281 | 7035
Fire Safety Systems | Fire Extinguishers - CO2 | Town AT | 3 | Urgent | B | 2 | 2026 | 5 | 1 | 2.2 | 3218 | 12520
Emergency Lighting | Illuminated Fire Exit Signage | Town AV | 4 | Urgent | B | 13 | 2037 | 5 | 1 | 2.2 | 3219 | 26835
Fire Safety Systems | Fire Extinguishers - Foam | Town AW | 1 | Urgent | B | 1 | 2025 | 5 | 1 | 2.2 | 3220 | 1119
Multi-System Controls | Control Panel - Electrical Services (excluding Electrical Controllers and Pneumatic Relays) | Town AZ | 1 | Medium | B | 4 | 2028 | 5 | 3 | 3.2 | 22282 | 14079
Fire Safety Systems | Fire Alarm System | Town AJ | 1 | Urgent | B | 8 | 2032 | 5 | 1 | 2.2 | 3221 | 20343
Fire Safety Systems | Fire Alarm System | Town AW | 1 | Urgent | B | 1 | 2025 | 5 | 1 | 2.2 | 3222 | 1120
General Lighting | General - LED fittings & Luminaires | Town AJ | 4 | Medium | B | 1 | 2025 | 5 | 3 | 3.2 | 22283 | 7036
Air Conditioning | Single-Split Evaporator - Split Systems/Heat Pumps - Air-cooled with Direct Expansion Evaporator (DX) | Town AO | 1 | Medium | B | 7 | 2031 | 5 | 3 | 3.2 | 22284 | 19847
Fire Safety Systems | Manual and Automatic Doors - Emergency and Panic Escape Doors | Town AS | 1 | Urgent | B | 11 | 2035 | 5 | 1 | 2.2 | 3223 | 23478
Roller Shutters | External Electric Roller Shutter | Town BA | 1 | High | B | 11 | 2035 | 5 | 2 | 2.7 | 12818 | 24251
Local and Special Ventilation | Fan - Centrifugal | Town AN | 1 | Medium | B | 12 | 2036 | 5 | 3 | 3.2 | 22285 | 26404
Fire Safety Systems | Fire Alarm System | Town AS | 1 | Urgent | A | 14 | 2038 | 6 | 1 | 2.5 | 10857 | 27413
Air Conditioning | Single-Split Condenser - Split Systems/Heat Pumps - Air-cooled with Direct Expansion Evaporator (DX) | Town AN | 1 | Medium | B | 12 | 2036 | 5 | 3 | 3.2 | 22286 | 26405
Security Systems | Manual and Automatic Doors - High Security Door | Town AW | 1 | High | B | 11 | 2035 | 5 | 2 | 2.7 | 12819 | 24252
External Doors | Entrance Doors | Town AT | 1 | High | B | 1 | 2025 | 5 | 2 | 2.7 | 12820 | 3287
Local and Special Ventilation | Fan - Extract | Town AZ | 1 | Medium | DX | 1 | 2025 | 1 | 3 | 2 | 830 | 547
Emergency Lighting | Self Contained - LED | Town AT | 3 | Urgent | B | 11 | 2035 | 5 | 1 | 2.2 | 3224 | 23479
Security Systems | Manual and Automatic Doors - High Security Door | Town AN | 1 | High | B | 11 | 2035 | 5 | 2 | 2.7 | 12821 | 24253
Local and Special Ventilation | Fan - Axial | Town AW | 1 | Medium | B | 1 | 2025 | 5 | 3 | 3.2 | 22287 | 7037
Fire Safety Systems | Manual and Automatic Doors - Emergency and Panic Escape Doors | Town AR | 1 | Urgent | B | 11 | 2035 | 5 | 1 | 2.2 | 3225 | 23480
Heat Emitters | Electric Heaters | Town AQ | 3 | Medium | A | 8 | 2032 | 6 | 3 | 3.5 | 32489 | 21170
Fire Safety Systems | Fire Extinguishers - Water | Town AR | 1 | Urgent | B | 6 | 2030 | 5 | 1 | 2.2 | 3226 | 16065
Fire Safety Systems | Fire Extinguishers - CO2 | Town AR | 1 | Urgent | B | 6 | 2030 | 5 | 1 | 2.2 | 3227 | 16066
Fire Safety Systems | Fire Extinguishers - CO2 | Town AW | 2 | Urgent | B | 2 | 2026 | 5 | 1 | 2.2 | 3228 | 12521
Fire Safety Systems | Fire Extinguishers - CO2 | Town AV | 2 | Urgent | B | 6 | 2030 | 5 | 1 | 2.2 | 3229 | 16067
External Doors | Entrance Doors | Town BC | 1 | High | C | 21 | 2045 | 4 | 2 | 2.4 | 10491 | 32511
General Lighting | General - LED fittings & Luminaires | Town AW | 5 | Medium | B | 12 | 2036 | 5 | 3 | 3.2 | 22288 | 26406
Emergency Lighting | Self Contained - LED | Town AX | 4 | Urgent | B | 22 | 2046 | 5 | 1 | 2.2 | 3230 | 32864
General Lighting | General - LED fittings & Luminaires | Town AW | 4 | Medium | B | 1 | 2025 | 5 | 3 | 3.2 | 22289 | 7038
Emergency Lighting | Self Contained - LED | Town AR | 6 | Urgent | B | 11 | 2035 | 5 | 1 | 2.2 | 3231 | 23481
External Lighting | General - LED | Town AT | 4 | Medium | B | 7 | 2031 | 5 | 3 | 3.2 | 22290 | 19848
Fire Safety Systems | Fire Extinguishers - CO2 | Town BD | 4 | Urgent | B | 6 | 2030 | 5 | 1 | 2.2 | 3232 | 16068
Heat Emitters | Gas Fired Unit Heaters | Town BB | 1 | Medium | B | 3 | 2027 | 5 | 3 | 3.2 | 22291 | 13478
Emergency Lighting | Self Contained - LED | Town AY | 4 | Urgent | C | 8 | 2032 | 4 | 1 | 1.9 | 617 | 20237
General Lighting | General - LED fittings & Luminaires | Town AR | 76 | Medium | B | 6 | 2030 | 5 | 3 | 3.2 | 22292 | 18535
Central Ventilation Systems | Fan - General Ventilation | Town BA | 1 | Low | B | 1 | 2025 | 5 | 4 | 3.7 | 32864 | 11871
General Lighting | General - LED fittings & Luminaires | Town AT | 7 | Medium | B | 12 | 2036 | 5 | 3 | 3.2 | 22293 | 26407
Air Conditioning | Multi-Split Condenser - Split Systems/Heat Pumps - Air-cooled with Direct Expansion Evaporator (DX) | Town AT | 1 | Medium | B | 1 | 2025 | 5 | 3 | 3.2 | 22294 | 7039
Central Cooling | Fan - Axial | Town AO | 1 | Medium | B | 1 | 2025 | 5 | 3 | 3.2 | 22295 | 7040
Local and Special Ventilation | Fan - Axial | Town AR | 1 | Medium | B | 1 | 2025 | 5 | 3 | 3.2 | 22296 | 7041
Local and Special Ventilation | Fan - Axial | Town AW | 1 | Medium | B | 1 | 2025 | 5 | 3 | 3.2 | 22297 | 7042
Emergency Lighting | Illuminated Fire Exit Signage | Town AQ | 2 | Urgent | B | 12 | 2036 | 5 | 1 | 2.2 | 3233 | 25979
Fire Safety Systems | Fire Extinguishers - CO2 | Town AJ | 4 | Urgent | B | 6 | 2030 | 5 | 1 | 2.2 | 3234 | 16069
Roller Shutters | Internal Electric Roller Shutter | Town BB | 1 | Medium | B | 11 | 2035 | 5 | 3 | 3.2 | 22298 | 25051
LV Distribution | Sub Distribution Board | Town AT | 1 | High | B | 6 | 2030 | 5 | 2 | 2.7 | 12822 | 17480
Multi-System Controls | Control Panel - Electrical Services (excluding Electrical Controllers and Pneumatic Relays) | Town AV | 1 | Medium | CX | 2 | 2026 | 2 | 3 | 2.3 | 10112 | 12835
Emergency Lighting | Self Contained - LED | Town AW | 1 | Urgent | B | 11 | 2035 | 5 | 1 | 2.2 | 3235 | 23482
Air Conditioning | Single-Split Evaporator - Split Systems/Heat Pumps - Air-cooled with Direct Expansion Evaporator (DX) | Town AO | 1 | Medium | B | 7 | 2031 | 5 | 3 | 3.2 | 22299 | 19849
LV Distribution | Sub Distribution Board | Town AO | 1 | High | B | 2 | 2026 | 5 | 2 | 2.7 | 12823 | 12880
Central Ventilation Systems | Fan - General Ventilation | Town BA | 1 | Low | B | 1 | 2025 | 5 | 4 | 3.7 | 32865 | 11872
General Lighting | General - LED fittings & Luminaires | Town AR | 2 | Medium | B | 11 | 2035 | 5 | 3 | 3.2 | 22300 | 25052
LV Distribution | Main Distribution Board | Town BA | 1 | High | B | 1 | 2025 | 5 | 2 | 2.7 | 12824 | 3288
Local Hot Water | Instantaneous Electric Water Heater - Non-Drinking Water | Town BD | 1 | Medium | B | 11 | 2035 | 5 | 3 | 3.2 | 22301 | 25053
Local and Special Ventilation | Fan - Centrifugal | Town AU | 1 | Medium | B | 1 | 2025 | 5 | 3 | 3.2 | 22302 | 7043
Heat Emitters | Electric Heaters | Town AP | 1 | Medium | B | 1 | 2025 | 5 | 3 | 3.2 | 22303 | 7044
Hot Water Distribution | Hot water cylinders | Town AJ | 1 | High | B | 1 | 2025 | 5 | 2 | 2.7 | 12825 | 3289
Fire Safety Systems | Fire Alarm System | Town AO | 1 | Urgent | B | 1 | 2025 | 5 | 1 | 2.2 | 3236 | 1121
Emergency Lighting | Illuminated Fire Exit Signage | Town AO | 4 | Urgent | B | 13 | 2037 | 5 | 1 | 2.2 | 3237 | 26836
BMS | BMS Control Panel | Town AO | 1 | High | B | 7 | 2031 | 5 | 2 | 2.7 | 12826 | 19595
Local Hot Water | Package Electric Water Heaters - Non-Drinking Water | Town AS | 1 | Medium | B | 1 | 2025 | 5 | 3 | 3.2 | 22304 | 7045
Central Ventilation Systems | Fan - General Ventilation | Town AX | 1 | Low | B | 1 | 2025 | 5 | 4 | 3.7 | 32866 | 11873
Fire Safety Systems | Fire Extinguishers - CO2 | Town BA | 4 | Urgent | B | 6 | 2030 | 5 | 1 | 2.2 | 3238 | 16070
LV Distribution | Sub Distribution Board | Town AW | 1 | High | B | 1 | 2025 | 5 | 2 | 2.7 | 12827 | 3290
Local and Special Ventilation | Fan - Kitchen Extract | Town AX | 1 | Low | B | 5 | 2029 | 5 | 4 | 3.7 | 32867 | 15608
Heat Emitters | Gas Fired Natural and Fan Assisted Heaters | Town AR | 1 | Medium | CX | 1 | 2025 | 2 | 3 | 2.3 | 10113 | 2065
Heat Emitters | Electric Heaters | Town BA | 4 | Medium | B | 1 | 2025 | 5 | 3 | 3.2 | 22305 | 7046
Boiler | Combination Atmospheric Burner Gas Boiler | Town AR | 1 | High | B | 6 | 2030 | 5 | 2 | 2.7 | 12828 | 17481
Roller Shutters | Internal Electric Roller Shutter | Town AX | 1 | Medium | B | 10 | 2034 | 5 | 3 | 3.2 | 22306 | 22674
Heat Emitters | Gas Fired Natural and Fan Assisted Heaters | Town AU | 1 | Medium | B | 14 | 2038 | 5 | 3 | 3.2 | 22307 | 27545
Local and Special Ventilation | Fan - Axial | Town AW | 1 | Medium | B | 1 | 2025 | 5 | 3 | 3.2 | 22308 | 7047
Air Conditioning | Single-Split Evaporator - Split Systems/Heat Pumps - Air-cooled with Direct Expansion Evaporator (DX) | Town AZ | 1 | Medium | B | 6 | 2030 | 5 | 3 | 3.2 | 22309 | 18536
LV Distribution | Main Distribution Board | Town AR | 1 | High | B | 1 | 2025 | 5 | 2 | 2.7 | 12829 | 3291
Multi-System Controls | Motor Control Centre | Town AX | 1 | Low | B | 1 | 2025 | 5 | 4 | 3.7 | 32868 | 11874
External Doors | Manual and Automatic Doors - Auto / Powered Sliding Doors | Town AX | 1 | High | B | 15 | 2039 | 5 | 2 | 2.7 | 12830 | 28120
Security Systems | Manual and Automatic Doors - High Security Door | Town BA | 1 | High | B | 21 | 2045 | 5 | 2 | 2.7 | 12831 | 32580
General Lighting | General - LED fittings & Luminaires | Town BB | 6 | Medium | B | 16 | 2040 | 5 | 3 | 3.2 | 22310 | 29422
General Lighting | General - LED fittings & Luminaires | Town AX | 59 | Medium | B | 17 | 2041 | 5 | 3 | 3.2 | 22311 | 30426
Fire Safety Systems | Fire Extinguishers - CO2 | Town AX | 3 | Urgent | B | 6 | 2030 | 5 | 1 | 2.2 | 3239 | 16071
Roller Shutters | External Manual Roller Shutter | Town AJ | 1 | High | B | 10 | 2034 | 5 | 2 | 2.7 | 12832 | 22310
General Lighting | General - LED fittings & Luminaires | Town AQ | 6 | Medium | B | 15 | 2039 | 5 | 3 | 3.2 | 22312 | 28387
General Lighting | General - LED fittings & Luminaires | Town AY | 1 | Medium | C | 1 | 2025 | 4 | 3 | 2.9 | 18516 | 5457
Emergency Lighting | Illuminated Fire Exit Signage | Town AX | 6 | Urgent | B | 17 | 2041 | 5 | 1 | 2.2 | 3240 | 30052
Emergency Lighting | Self Contained - LED | Town BB | 12 | Urgent | B | 21 | 2045 | 5 | 1 | 2.2 | 3241 | 31895
Heat Emitters | Radiators - Steel | Town AW | 1 | Medium | B | 1 | 2025 | 5 | 3 | 3.2 | 22313 | 7048
Emergency Lighting | Self Contained - Non LED | Town AO | 4 | Urgent | B | 7 | 2031 | 5 | 1 | 2.2 | 3242 | 19237
General Lighting | General - LED fittings & Luminaires | Town AP | 6 | Medium | B | 15 | 2039 | 5 | 3 | 3.2 | 22314 | 28388
Emergency Lighting | Self Contained - LED | Town AW | 4 | Urgent | B | 11 | 2035 | 5 | 1 | 2.2 | 3243 | 23483
LV Distribution | Sub Distribution Board | Town AQ | 1 | High | D | 1 | 2025 | 3 | 2 | 2.1 | 1094 | 756
Air Conditioning | Single-Split Evaporator - Split Systems/Heat Pumps - Air-cooled with Direct Expansion Evaporator (DX) | Town AZ | 1 | Medium | B | 6 | 2030 | 5 | 3 | 3.2 | 22315 | 18537
External Doors | Entrance Doors | Town AM | 1 | High | B | 11 | 2035 | 5 | 2 | 2.7 | 12833 | 24254
Fire Safety Systems | Fire Extinguishers - Foam | Town AW | 2 | Urgent | B | 1 | 2025 | 5 | 1 | 2.2 | 3244 | 1122
Central Ventilation Systems | Fan - General Ventilation | Town AX | 1 | Low | B | 1 | 2025 | 5 | 4 | 3.7 | 32869 | 11875
Local and Special Ventilation | Fan - Window / Wall Mounted | Town BB | 1 | Medium | DX | 4 | 2028 | 1 | 3 | 2 | 831 | 13750
Barriers & Guardrails | Vehicle Crash Protection Barrier | Town AN | 1 | V Low | B | 1 | 2025 | 5 | 4 | 3.7 | 32870 | 11876
General Lighting | General - LED fittings & Luminaires | Town BA | 45 | Medium | B | 6 | 2030 | 5 | 3 | 3.2 | 22316 | 18538
General Lighting | General - LED fittings & Luminaires | Town AR | 2 | Medium | B | 6 | 2030 | 5 | 3 | 3.2 | 22317 | 18539
Air Conditioning | Single-Split Condenser - Split Systems/Heat Pumps - Air-cooled with Direct Expansion Evaporator (DX) | Town AZ | 1 | Medium | B | 6 | 2030 | 5 | 3 | 3.2 | 22318 | 18540
Local Hot Water | Package Electric Water Heaters - Non-Drinking Water | Town AX | 1 | Medium | A | 11 | 2035 | 6 | 3 | 3.5 | 32490 | 25706
Heat Emitters | Gas Fired Natural and Fan Assisted Heaters | Town AR | 1 | Medium | B | 1 | 2025 | 5 | 3 | 3.2 | 22319 | 7049
Roller Shutters | External Manual Roller Shutter | Town BD | 1 | High | C | 1 | 2025 | 4 | 2 | 2.4 | 10492 | 2368
Local and Special Ventilation | Fan - Extract | Town AN | 1 | Medium | B | 1 | 2025 | 5 | 3 | 3.2 | 22320 | 7050
Barriers & Guardrails | Vehicle Crash Protection Barrier | Town AU | 1 | V Low | B | 1 | 2025 | 5 | 4 | 3.7 | 32871 | 11877
Local and Special Ventilation | Fan - Extract | Town AJ | 1 | Medium | CX | 1 | 2025 | 2 | 3 | 2.3 | 10114 | 2066
External Doors | Entrance Doors | Town AR | 1 | High | B | 11 | 2035 | 5 | 2 | 2.7 | 12834 | 24255
Emergency Lighting | Self Contained - LED | Town AT | 5 | Urgent | C | 11 | 2035 | 4 | 1 | 1.9 | 618 | 23263
Air Conditioning | Single-Split Evaporator - Split Systems/Heat Pumps - Air-cooled with Direct Expansion Evaporator (DX) | Town AT | 1 | Medium | B | 1 | 2025 | 5 | 3 | 3.2 | 22321 | 7051
Central Heating | Fan - General Ventilation | Town AX | 1 | Medium | B | 1 | 2025 | 5 | 3 | 3.2 | 22322 | 7052
Local Hot Water | Instantaneous Electric Water Heater - Non-Drinking Water | Town AZ | 1 | Medium | B | 11 | 2035 | 5 | 3 | 3.2 | 22323 | 25054
Fire Safety Systems | Manual and Automatic Doors - Emergency and Panic Escape Doors | Town AO | 1 | Urgent | B | 17 | 2041 | 5 | 1 | 2.2 | 3245 | 30053
Barriers & Guardrails | Vehicle Crash Protection Barrier | Town AN | 1 | V Low | B | 1 | 2025 | 5 | 4 | 3.7 | 32872 | 11878
General Lighting | General - LED fittings & Luminaires | Town AV | 62 | Medium | B | 13 | 2037 | 5 | 3 | 3.2 | 22324 | 27098
General Lighting | General - LED fittings & Luminaires | Town AY | 5 | Medium | B | 12 | 2036 | 5 | 3 | 3.2 | 22325 | 26408
Air Conditioning | Single-Split Evaporator - Split Systems/Heat Pumps - Air-cooled with Direct Expansion Evaporator (DX) | Town AV | 1 | Medium | C | 1 | 2025 | 4 | 3 | 2.9 | 18517 | 5458
Central Cooling | Fan - Axial | Town AV | 1 | Medium | C | 1 | 2025 | 4 | 3 | 2.9 | 18518 | 5459
Access Control | Gate Access - Local Lock / Keypad / Manual (External) | Town AV | 1 | Medium | DX | 1 | 2025 | 1 | 3 | 2 | 832 | 548
Fire Safety Systems | Fire Extinguishers - CO2 | Town BE | 4 | Urgent | B | 6 | 2030 | 5 | 1 | 2.2 | 3246 | 16072
Roller Shutters | External Manual Roller Shutter | Town BE | 1 | High | B | 1 | 2025 | 5 | 2 | 2.7 | 12835 | 3292
Local and Special Ventilation | Fan - Extract | Town BE | 1 | Medium | B | 1 | 2025 | 5 | 3 | 3.2 | 22326 | 7053
Local and Special Ventilation | Fan - Extract | Town BE | 1 | Medium | B | 1 | 2025 | 5 | 3 | 3.2 | 22327 | 7054
Local and Special Ventilation | Fan - Extract | Town BE | 1 | Medium | C | 1 | 2025 | 4 | 3 | 2.9 | 18519 | 5460
Emergency Lighting | Self Contained - LED | Town BE | 7 | Urgent | B | 21 | 2045 | 5 | 1 | 2.2 | 3247 | 31896
External Lighting | General - LED | Town BE | 3 | Medium | B | 11 | 2035 | 5 | 3 | 3.2 | 22328 | 25055
General Lighting | General - LED fittings & Luminaires | Town BE | 11 | Medium | C | 1 | 2025 | 4 | 3 | 2.9 | 18520 | 5461
Local Hot Water | Instantaneous Electric Water Heater - Non-Drinking Water | Town BF | 1 | Medium | CX | 1 | 2025 | 2 | 3 | 2.3 | 10115 | 2067
Local Hot Water | Instantaneous Electric Water Heater - Non-Drinking Water | Town BF | 1 | Medium | B | 1 | 2025 | 5 | 3 | 3.2 | 22329 | 7055
Local and Special Ventilation | Fan - Extract | Town BF | 1 | Medium | CX | 1 | 2025 | 2 | 3 | 2.3 | 10116 | 2068
Local and Special Ventilation | Fan - Extract | Town BF | 1 | Medium | DX | 1 | 2025 | 1 | 3 | 2 | 833 | 549
Fire Safety Systems | Fire Extinguishers - Foam | Town BF | 7 | Urgent | B | 5 | 2029 | 5 | 1 | 2.2 | 3248 | 14343
Fire Safety Systems | Manual and Automatic Doors - Emergency and Panic Escape Doors | Town BG | 1 | Urgent | B | 25 | 2049 | 5 | 1 | 2.2 | 3249 | 33290
General Lighting | General - LED fittings & Luminaires | Town BG | 25 | Medium | B | 16 | 2040 | 5 | 3 | 3.2 | 22330 | 29423
Emergency Lighting | Illuminated Fire Exit Signage | Town BG | 2 | Urgent | B | 16 | 2040 | 5 | 1 | 2.2 | 3250 | 28698
Emergency Lighting | Self Contained - Non LED | Town BF | 1 | Urgent | B | 1 | 2025 | 5 | 1 | 2.2 | 3251 | 1123
Air Conditioning | Multi-Split Evaporator - Split Systems/Heat Pumps - Air-cooled with Direct Expansion Evaporator (DX) | Town BH | 1 | Medium | B | 10 | 2034 | 5 | 3 | 3.2 | 22331 | 22675
LV Distribution | Sub Distribution Board | Town BH | 1 | High | C | 6 | 2030 | 4 | 2 | 2.4 | 10493 | 17327
External Lighting | General - LED | Town BH | 6 | Medium | B | 11 | 2035 | 5 | 3 | 3.2 | 22332 | 25056
Air Conditioning | Single-Split Condenser - Split Systems/Heat Pumps - Air-cooled with Direct Expansion Evaporator (DX) | Town BH | 1 | Medium | B | 1 | 2025 | 5 | 3 | 3.2 | 22333 | 7056
Roller Shutters | External Manual Roller Shutter | Town BH | 1 | High | B | 1 | 2025 | 5 | 2 | 2.7 | 12836 | 3293
Air Conditioning | Single-Split Condenser - Split Systems/Heat Pumps - Air-cooled with Direct Expansion Evaporator (DX) | Town BF | 1 | Medium | B | 12 | 2036 | 5 | 3 | 3.2 | 22334 | 26409
Air Conditioning | Single-Split Condenser - Split Systems/Heat Pumps - Air-cooled with Direct Expansion Evaporator (DX) | Town BF | 1 | Medium | B | 12 | 2036 | 5 | 3 | 3.2 | 22335 | 26410
Access Control | Gate Access - Local Lock / Keypad / Manual (External) | Town BF | 1 | Medium | B | 1 | 2025 | 5 | 3 | 3.2 | 22336 | 7057
Fire Safety Systems | Fire Extinguishers - CO2 | Town BF | 2 | Urgent | B | 7 | 2031 | 5 | 1 | 2.2 | 3252 | 19238
Air Conditioning | Single-Split Evaporator - Split Systems/Heat Pumps - Air-cooled with Direct Expansion Evaporator (DX) | Town BF | 1 | Medium | B | 7 | 2031 | 5 | 3 | 3.2 | 22337 | 19850
External Doors | Manual and Automatic Doors - Auto / Powered Sliding Doors | Town BF | 1 | High | B | 11 | 2035 | 5 | 2 | 2.7 | 12837 | 24256
Local and Special Ventilation | Fan - Centrifugal | Town BF | 1 | Medium | C | 1 | 2025 | 4 | 3 | 2.9 | 18521 | 5462
LV Distribution | Main Distribution Board | Town BF | 1 | High | B | 1 | 2025 | 5 | 2 | 2.7 | 12838 | 3294
LV Distribution | Main Distribution Board | Town BF | 1 | High | B | 1 | 2025 | 5 | 2 | 2.7 | 12839 | 3295
Emergency Lighting | Illuminated Fire Exit Signage | Town BF | 6 | Urgent | B | 16 | 2040 | 5 | 1 | 2.2 | 3253 | 28699
Fire Safety Systems | Fire Extinguishers - Foam | Town BF | 5 | Urgent | B | 8 | 2032 | 5 | 1 | 2.2 | 3254 | 20344
Fire Safety Systems | Fire Extinguishers - CO2 | Town BF | 4 | Urgent | B | 7 | 2031 | 5 | 1 | 2.2 | 3255 | 19239
Fire Safety Systems | Fire Extinguishers - Foam | Town BI | 4 | Urgent | B | 6 | 2030 | 5 | 1 | 2.2 | 3256 | 16073
Emergency Lighting | Illuminated Fire Exit Signage | Town BI | 5 | Urgent | B | 16 | 2040 | 5 | 1 | 2.2 | 3257 | 28700
General Lighting | General - LED fittings & Luminaires | Town BI | 80 | Medium | B | 16 | 2040 | 5 | 3 | 3.2 | 22338 | 29424
Heat Emitters | Gas Fired Unit Heaters | Town BI | 1 | Medium | B | 5 | 2029 | 5 | 3 | 3.2 | 22339 | 14949
Central Heating & Cooling | Fan - Mixed Flow | Town BI | 1 | Medium | B | 1 | 2025 | 5 | 3 | 3.2 | 22340 | 7058
External Lighting | General - LED | Town BJ | 3 | Medium | B | 1 | 2025 | 5 | 3 | 3.2 | 22341 | 7059
BMS | BMS Control Panel | Town BI | 1 | High | B | 1 | 2025 | 5 | 2 | 2.7 | 12840 | 3296
LV Distribution | Sub Distribution Board | Town BJ | 1 | High | B | 1 | 2025 | 5 | 2 | 2.7 | 12841 | 3297
Multi-System Controls | Instrumental Control Panel | Town BJ | 1 | Medium | B | 16 | 2040 | 5 | 3 | 3.2 | 22342 | 29425
LV Distribution | Sub Distribution Board | Town BJ | 1 | High | B | 1 | 2025 | 5 | 2 | 2.7 | 12842 | 3298
Fire Safety Systems | Fire Alarm System | Town BJ | 1 | Urgent | B | 1 | 2025 | 5 | 1 | 2.2 | 3258 | 1124
Local Hot Water | Instantaneous Electric Water Heater - Non-Drinking Water | Town BJ | 1 | Medium | B | 11 | 2035 | 5 | 3 | 3.2 | 22343 | 25057
Local and Special Ventilation | Fan - Window / Wall Mounted | Town BJ | 1 | Medium | B | 1 | 2025 | 5 | 3 | 3.2 | 22344 | 7060
Local and Special Ventilation | Fan - Window / Wall Mounted | Town BJ | 1 | Medium | B | 1 | 2025 | 5 | 3 | 3.2 | 22345 | 7061
General Lighting | General - LED fittings & Luminaires | Town BJ | 5 | Medium | B | 12 | 2036 | 5 | 3 | 3.2 | 22346 | 26411
Fire Safety Systems | Fire Extinguishers - Foam | Town BJ | 2 | Urgent | B | 1 | 2025 | 5 | 1 | 2.2 | 3259 | 1125
Local and Special Ventilation | Fan - Extract | Town BI | 1 | Medium | CX | 1 | 2025 | 2 | 3 | 2.3 | 10117 | 2069
Local and Special Ventilation | Fan - Extract | Town BI | 1 | Medium | CX | 1 | 2025 | 2 | 3 | 2.3 | 10118 | 2070
General Lighting | General - LED fittings & Luminaires | Town BJ | 24 | Medium | B | 12 | 2036 | 5 | 3 | 3.2 | 22347 | 26412
Local and Special Ventilation | Fan - Extract | Town BI | 1 | Medium | CX | 1 | 2025 | 2 | 3 | 2.3 | 10119 | 2071
Local and Special Ventilation | Fan - Axial | Town BJ | 1 | Medium | B | 1 | 2025 | 5 | 3 | 3.2 | 22348 | 7062
Air Conditioning | Multi-Split Evaporator - Split Systems/Heat Pumps - Air-cooled with Direct Expansion Evaporator (DX) | Town BJ | 1 | Medium | B | 1 | 2025 | 5 | 3 | 3.2 | 22349 | 7063
Fire Safety Systems | Fire Extinguishers - CO2 | Town BJ | 2 | Urgent | B | 2 | 2026 | 5 | 1 | 2.2 | 3260 | 12522
General Lighting | General - LED fittings & Luminaires | Town BJ | 11 | Medium | B | 12 | 2036 | 5 | 3 | 3.2 | 22350 | 26413
Emergency Lighting | Self Contained - LED | Town BJ | 1 | Urgent | B | 11 | 2035 | 5 | 1 | 2.2 | 3261 | 23484
Heat Emitters | Unit Heaters | Town BJ | 1 | Medium | B | 1 | 2025 | 5 | 3 | 3.2 | 22351 | 7064
Roller Shutters | External Manual Roller Shutter | Town BJ | 1 | High | B | 11 | 2035 | 5 | 2 | 2.7 | 12843 | 24257
Emergency Lighting | Self Contained - LED | Town BJ | 1 | Urgent | B | 11 | 2035 | 5 | 1 | 2.2 | 3262 | 23485
Fire Safety Systems | Manual and Automatic Doors - Emergency and Panic Escape Doors | Town BJ | 1 | Urgent | B | 11 | 2035 | 5 | 1 | 2.2 | 3263 | 23486
General Lighting | General - LED fittings & Luminaires | Town BJ | 8 | Medium | B | 12 | 2036 | 5 | 3 | 3.2 | 22352 | 26414
External Lighting | General - LED | Town BJ | 4 | Medium | B | 1 | 2025 | 5 | 3 | 3.2 | 22353 | 7065
Fire Safety Systems | Fire Extinguishers - Foam | Town AS | 3 | Urgent | B | 6 | 2030 | 5 | 1 | 2.2 | 3264 | 16074
Fire Safety Systems | Fire Extinguishers - CO2 | Town AS | 3 | Urgent | B | 6 | 2030 | 5 | 1 | 2.2 | 3265 | 16075
Air Conditioning | Multi-Split Condenser - Split Systems/Heat Pumps - Air-cooled with Direct Expansion Evaporator (DX) | Town AS | 1 | Medium | B | 1 | 2025 | 5 | 3 | 3.2 | 22354 | 7066
Air Conditioning | Multi-Split Evaporator - Split Systems/Heat Pumps - Air-cooled with Direct Expansion Evaporator (DX) | Town AS | 1 | Medium | B | 7 | 2031 | 5 | 3 | 3.2 | 22355 | 19851
LV Distribution | Sub Distribution Board | Town AS | 1 | High | C | 1 | 2025 | 4 | 2 | 2.4 | 10494 | 2369
LV Distribution | Sub Distribution Board | Town AS | 1 | High | B | 3 | 2027 | 5 | 2 | 2.7 | 12844 | 13346
Local and Special Ventilation | Fan - Extract | Town AS | 1 | Medium | B | 1 | 2025 | 5 | 3 | 3.2 | 22356 | 7067
Central Heating & Cooling | Fan - Mixed Flow | Town AS | 1 | Medium | B | 1 | 2025 | 5 | 3 | 3.2 | 22357 | 7068
Local Hot Water | Instantaneous Electric Water Heater - Non-Drinking Water | Town BM | 1 | Medium | B | 10 | 2034 | 5 | 3 | 3.2 | 22358 | 22676
General Lighting | General - LED fittings & Luminaires | Town BK | 85 | Medium | B | 16 | 2040 | 5 | 3 | 3.2 | 22359 | 29426
Heat Emitters | Electric Overdoor Air Curtain/Heater | Town BM | 1 | Medium | B | 7 | 2031 | 5 | 3 | 3.2 | 22360 | 19852
Fire Safety Systems | Fire Extinguishers - Foam | Town BL | 1 | Urgent | B | 8 | 2032 | 5 | 1 | 2.2 | 3266 | 20345
Fire Safety Systems | Fire Extinguishers - Foam | Town BK | 2 | Urgent | B | 6 | 2030 | 5 | 1 | 2.2 | 3267 | 16076
Air Conditioning | Multi-Split Condenser - Split Systems/Heat Pumps - Air-cooled with Direct Expansion Evaporator (DX) | Town BK | 1 | Medium | B | 8 | 2032 | 5 | 3 | 3.2 | 22361 | 20889
Emergency Lighting | Illuminated Fire Exit Signage | Town BL | 3 | Urgent | B | 17 | 2041 | 5 | 1 | 2.2 | 3268 | 30054
LV Distribution | Sub Distribution Board | Town BM | 1 | High | C | 1 | 2025 | 4 | 2 | 2.4 | 10495 | 2370
Roller Shutters | External Manual Roller Shutter | Town BM | 1 | High | C | 1 | 2025 | 4 | 2 | 2.4 | 10496 | 2371
Access Control | Gate Access - Local Lock / Keypad / Manual (External) | Town BL | 1 | Medium | B | 5 | 2029 | 5 | 3 | 3.2 | 22362 | 14950
LV Distribution | Sub Distribution Board | Town BM | 1 | High | B | 1 | 2025 | 5 | 2 | 2.7 | 12845 | 3299
Local Hot Water | Instantaneous Electric Water Heater - Non-Drinking Water | Town BM | 1 | Medium | B | 10 | 2034 | 5 | 3 | 3.2 | 22363 | 22677
Access Control | Gate Access - Local Lock / Keypad / Manual (External) | Town BN | 1 | Medium | B | 11 | 2035 | 5 | 3 | 3.2 | 22364 | 25058
Central Cooling | Fan - Axial | Town BN | 1 | Medium | B | 1 | 2025 | 5 | 3 | 3.2 | 22365 | 7069
Fire Safety Systems | Fire Extinguishers - Foam | Town BM | 4 | Urgent | B | 2 | 2026 | 5 | 1 | 2.2 | 3269 | 12523
Emergency Lighting | Self Contained - LED | Town BM | 9 | Urgent | B | 20 | 2044 | 5 | 1 | 2.2 | 3270 | 31437
AHU - Internal | Central Air Conditioning - Gas Fired | Town BK | 1 | Medium | C | 1 | 2025 | 4 | 3 | 2.9 | 18522 | 5463
Central Cooling | Fan - Axial | Town BN | 1 | Medium | B | 1 | 2025 | 5 | 3 | 3.2 | 22366 | 7070
Emergency Lighting | Self Contained - LED | Town BN | 5 | Urgent | B | 21 | 2045 | 5 | 1 | 2.2 | 3271 | 31897
Emergency Lighting | Illuminated Fire Exit Signage | Town BN | 1 | Urgent | B | 1 | 2025 | 5 | 1 | 2.2 | 3272 | 1126
Fire Safety Systems | Manual and Automatic Doors - Emergency and Panic Escape Doors | Town BN | 1 | Urgent | B | 28 | 2052 | 5 | 1 | 2.2 | 3273 | 33598
LV Distribution | Sub Distribution Board | Town BN | 1 | High | B | 1 | 2025 | 5 | 2 | 2.7 | 12846 | 3300
Local and Special Ventilation | Unit extract fans | Town BL | 1 | Medium | D | 1 | 2025 | 3 | 3 | 2.6 | 11077 | 2599
Local and Special Ventilation | Unit extract fans | Town BL | 1 | Medium | C | 1 | 2025 | 4 | 3 | 2.9 | 18523 | 5464
Heat Emitters | Radiators - Steel | Town BL | 8 | Medium | B | 1 | 2025 | 5 | 3 | 3.2 | 22367 | 7071
External Lighting | General - Non LED | Town BL | 5 | Medium | B | 5 | 2029 | 5 | 3 | 3.2 | 22368 | 14951
Local Hot Water | Package Electric Water Heaters - Non-Drinking Water | Town BO | 1 | Medium | B | 4 | 2028 | 5 | 3 | 3.2 | 22369 | 14080
Emergency Lighting | Illuminated Fire Exit Signage | Town BO | 1 | Urgent | B | 16 | 2040 | 5 | 1 | 2.2 | 3274 | 28701
LV Distribution | Sub Distribution Board | Town BM | 1 | High | B | 1 | 2025 | 5 | 2 | 2.7 | 12847 | 3301
LV Distribution | Sub Distribution Board | Town BK | 1 | High | B | 1 | 2025 | 5 | 2 | 2.7 | 12848 | 3302
LV Distribution | Sub Distribution Board | Town BM | 1 | High | D | 12 | 2036 | 3 | 2 | 2.1 | 1095 | 25929
Heat Emitters | Electric Overdoor Air Curtain/Heater | Town BN | 1 | Medium | DX | 1 | 2025 | 1 | 3 | 2 | 834 | 550
External Doors | Manual and Automatic Doors - Auto / Powered Sliding Doors | Town BN | 1 | High | B | 15 | 2039 | 5 | 2 | 2.7 | 12849 | 28121
Fire Safety Systems | Fire Alarm System | Town BP | 1 | Urgent | B | 7 | 2031 | 5 | 1 | 2.2 | 3275 | 19240
Local and Special Ventilation | Fan - Extract | Town BM | 1 | Medium | B | 1 | 2025 | 5 | 3 | 3.2 | 22370 | 7072
Local and Special Ventilation | Fan - Extract | Town BM | 1 | Medium | B | 1 | 2025 | 5 | 3 | 3.2 | 22371 | 7073
Fire Safety Systems | Manual and Automatic Doors - Emergency and Panic Escape Doors | Town BM | 1 | Urgent | B | 21 | 2045 | 5 | 1 | 2.2 | 3276 | 31898
Local and Special Ventilation | Fan - Extract | Town BM | 1 | Medium | B | 1 | 2025 | 5 | 3 | 3.2 | 22372 | 7074
Heat Emitters | Gas Fired Natural and Fan Assisted Heaters | Town BM | 1 | Medium | B | 1 | 2025 | 5 | 3 | 3.2 | 22373 | 7075
Roller Shutters | External Manual Roller Shutter | Town BP | 1 | High | B | 1 | 2025 | 5 | 2 | 2.7 | 12850 | 3303
Roller Shutters | External Manual Roller Shutter | Town BM | 1 | High | B | 1 | 2025 | 5 | 2 | 2.7 | 12851 | 3304
General Lighting | General - LED fittings & Luminaires | Town BR | 35 | Medium | B | 17 | 2041 | 5 | 3 | 3.2 | 22374 | 30427
Roller Shutters | External Manual Roller Shutter | Town BM | 1 | High | C | 1 | 2025 | 4 | 2 | 2.4 | 10497 | 2372
Emergency Lighting | Illuminated Fire Exit Signage | Town BR | 4 | Urgent | B | 10 | 2034 | 5 | 1 | 2.2 | 3277 | 22020
Fire Safety Systems | Fire Extinguishers - CO2 | Town BR | 1 | Urgent | B | 9 | 2033 | 5 | 1 | 2.2 | 3278 | 21266
Fire Safety Systems | Fire Extinguishers - Foam | Town BR | 2 | Urgent | B | 6 | 2030 | 5 | 1 | 2.2 | 3279 | 16077
Fire Safety Systems | Manual and Automatic Doors - Emergency and Panic Escape Doors | Town BM | 1 | Urgent | B | 21 | 2045 | 5 | 1 | 2.2 | 3280 | 31899
General Lighting | General - LED fittings & Luminaires | Town BP | 45 | Medium | B | 15 | 2039 | 5 | 3 | 3.2 | 22375 | 28389
Emergency Lighting | Illuminated Fire Exit Signage | Town BP | 1 | Urgent | B | 17 | 2041 | 5 | 1 | 2.2 | 3281 | 30055
Emergency Lighting | Self Contained - Non LED | Town BM | 3 | Urgent | B | 1 | 2025 | 5 | 1 | 2.2 | 3282 | 1127
Local and Special Ventilation | Fan - General Ventilation | Town BR | 1 | Medium | B | 12 | 2036 | 5 | 3 | 3.2 | 22376 | 26415
Emergency Lighting | Self Contained - LED | Town BQ | 1 | Urgent | B | 21 | 2045 | 5 | 1 | 2.2 | 3283 | 31900
Air Conditioning | Single-Split Evaporator - Split Systems/Heat Pumps - Air-cooled with Direct Expansion Evaporator (DX) | Town BR | 1 | Medium | B | 12 | 2036 | 5 | 3 | 3.2 | 22377 | 26416
Air Conditioning | Single-Split Evaporator - Split Systems/Heat Pumps - Air-cooled with Direct Expansion Evaporator (DX) | Town BM | 1 | Medium | B | 1 | 2025 | 5 | 3 | 3.2 | 22378 | 7076
Emergency Lighting | Self Contained - LED | Town BM | 3 | Urgent | B | 17 | 2041 | 5 | 1 | 2.2 | 3284 | 30056
Emergency Lighting | Self Contained - Non LED | Town BR | 5 | Urgent | B | 1 | 2025 | 5 | 1 | 2.2 | 3285 | 1128
Local Hot Water | Package Electric Water Heaters - Non-Drinking Water | Town BQ | 1 | Medium | B | 11 | 2035 | 5 | 3 | 3.2 | 22379 | 25059
Fire Safety Systems | Fire Extinguishers - Foam | Town BS | 1 | Urgent | B | 6 | 2030 | 5 | 1 | 2.2 | 3286 | 16078
Fire Safety Systems | Fire Extinguishers - Foam | Town BQ | 1 | Urgent | B | 8 | 2032 | 5 | 1 | 2.2 | 3287 | 20346
Access Control | Gate Access - Local Lock / Keypad / Manual (External) | Town BR | 1 | Medium | B | 5 | 2029 | 5 | 3 | 3.2 | 22380 | 14952
Emergency Lighting | Self Contained - Non LED | Town BQ | 1 | Urgent | C | 9 | 2033 | 4 | 1 | 1.9 | 619 | 21202
Fire Safety Systems | Fire Extinguishers - CO2 | Town BQ | 1 | Urgent | B | 9 | 2033 | 5 | 1 | 2.2 | 3288 | 21267
LV Distribution | Sub Distribution Board | Town BH | 1 | High | C | 1 | 2025 | 4 | 2 | 2.4 | 10498 | 2373
External Doors | Entrance Doors | Town BH | 1 | High | B | 11 | 2035 | 5 | 2 | 2.7 | 12852 | 24258
Heat Emitters | Gas Fired Unit Heaters | Town BH | 1 | Medium | B | 1 | 2025 | 5 | 3 | 3.2 | 22381 | 7077
Local and Special Ventilation | Fan - Extract | Town BH | 1 | Medium | B | 1 | 2025 | 5 | 3 | 3.2 | 22382 | 7078
Fire Safety Systems | Fire Alarm System | Town BH | 1 | Urgent | B | 1 | 2025 | 5 | 1 | 2.2 | 3289 | 1129
Heat Emitters | Electric Heaters | Town BH | 3 | Medium | C | 1 | 2025 | 4 | 3 | 2.9 | 18524 | 5465
Roller Shutters | Internal Electric Roller Shutter | Town BH | 1 | Medium | B | 11 | 2035 | 5 | 3 | 3.2 | 22383 | 25060
Emergency Lighting | Self Contained - LED | Town BH | 9 | Urgent | B | 21 | 2045 | 5 | 1 | 2.2 | 3290 | 31901
Heat Emitters | Electric Heaters | Town BH | 4 | Medium | B | 1 | 2025 | 5 | 3 | 3.2 | 22384 | 7079
Heat Emitters | Radiators - Steel | Town BR | 4 | Medium | B | 1 | 2025 | 5 | 3 | 3.2 | 22385 | 7080
LV Distribution | Sub Distribution Board | Town BQ | 1 | High | B | 1 | 2025 | 5 | 2 | 2.7 | 12853 | 3305
Roller Shutters | External Manual Roller Shutter | Town BQ | 1 | High | C | 1 | 2025 | 4 | 2 | 2.4 | 10499 | 2374
Local and Special Ventilation | Fan - General Ventilation | Town BR | 1 | Medium | B | 12 | 2036 | 5 | 3 | 3.2 | 22386 | 26417
Lifts | Disabled Lift - Hydraulic | Town BR | 1 | High | B | 1 | 2025 | 5 | 2 | 2.7 | 12854 | 3306
Fuel Systems | External Fuel Transfer Pump - Diesel | Town BN | 1 | Medium | B | 1 | 2025 | 5 | 3 | 3.2 | 22387 | 7081
General Lighting | General - LED fittings & Luminaires | Town BR | 92 | Medium | B | 17 | 2041 | 5 | 3 | 3.2 | 22388 | 30428
Emergency Lighting | Self Contained - LED | Town BR | 4 | Urgent | B | 22 | 2046 | 5 | 1 | 2.2 | 3291 | 32865
LV Distribution | Main Distribution Board | Town BM | 1 | High | B | 6 | 2030 | 5 | 2 | 2.7 | 12855 | 17482
Fire Safety Systems | Manual and Automatic Doors - Emergency and Panic Escape Doors | Town BT | 1 | Urgent | B | 15 | 2039 | 5 | 1 | 2.2 | 3292 | 27797
Roller Shutters | External Manual Roller Shutter | Town BM | 1 | High | B | 7 | 2031 | 5 | 2 | 2.7 | 12856 | 19596
Roller Shutters | External Manual Roller Shutter | Town BM | 1 | High | B | 7 | 2031 | 5 | 2 | 2.7 | 12857 | 19597
Fire Safety Systems | Manual and Automatic Doors - Emergency and Panic Escape Doors | Town BM | 1 | Urgent | B | 27 | 2051 | 5 | 1 | 2.2 | 3293 | 33541
Heat Emitters | Gas Fired Natural and Fan Assisted Heaters | Town BM | 1 | Medium | B | 1 | 2025 | 5 | 3 | 3.2 | 22389 | 7082
Fire Safety Systems | Manual and Automatic Doors - Emergency and Panic Escape Doors | Town BR | 1 | Urgent | B | 6 | 2030 | 5 | 1 | 2.2 | 3294 | 16079
External Doors | Entrance Doors | Town BS | 1 | High | B | 15 | 2039 | 5 | 2 | 2.7 | 12858 | 28122
Local Hot Water | Package Electric Water Heaters - Non-Drinking Water | Town BM | 1 | Medium | B | 10 | 2034 | 5 | 3 | 3.2 | 22390 | 22678
General Lighting | General - LED fittings & Luminaires | Town BS | 65 | Medium | B | 16 | 2040 | 5 | 3 | 3.2 | 22391 | 29427
Emergency Lighting | Illuminated Fire Exit Signage | Town BS | 4 | Urgent | B | 16 | 2040 | 5 | 1 | 2.2 | 3295 | 28702
Fire Safety Systems | Fire Extinguishers - Foam | Town BM | 4 | Urgent | B | 2 | 2026 | 5 | 1 | 2.2 | 3296 | 12524
Emergency Lighting | Self Contained - LED | Town BT | 19 | Urgent | B | 21 | 2045 | 5 | 1 | 2.2 | 3297 | 31902
Fire Safety Systems | Fire Extinguishers - CO2 | Town BT | 5 | Urgent | B | 6 | 2030 | 5 | 1 | 2.2 | 3298 | 16080
LV Distribution | Sub Distribution Board | Town BR | 1 | High | D | 1 | 2025 | 3 | 2 | 2.1 | 1096 | 757
LV Distribution | Sub Distribution Board | Town BR | 1 | High | D | 1 | 2025 | 3 | 2 | 2.1 | 1097 | 758
External Lighting | General - LED | Town BR | 2 | Medium | B | 12 | 2036 | 5 | 3 | 3.2 | 22392 | 26418
External Doors | Entrance Doors | Town BV | 1 | High | B | 11 | 2035 | 5 | 2 | 2.7 | 12859 | 24259
Fire Safety Systems | Fire Extinguishers - CO2 | Town BV | 1 | Urgent | B | 1 | 2025 | 5 | 1 | 2.2 | 3299 | 1130
Local and Special Ventilation | Fan - Kitchen Extract | Town BW | 1 | Low | B | 5 | 2029 | 5 | 4 | 3.7 | 32873 | 15609
Local and Special Ventilation | Fan - Kitchen Extract | Town BW | 1 | Low | B | 5 | 2029 | 5 | 4 | 3.7 | 32874 | 15610
Roller Shutters | External Manual Roller Shutter | Town BV | 1 | High | B | 1 | 2025 | 5 | 2 | 2.7 | 12860 | 3307
Roller Shutters | External Manual Roller Shutter | Town BV | 1 | High | B | 1 | 2025 | 5 | 2 | 2.7 | 12861 | 3308
Roller Shutters | External Electric Roller Shutter | Town BU | 1 | High | B | 17 | 2041 | 5 | 2 | 2.7 | 12862 | 30301
Local and Special Ventilation | Fan - Window / Wall Mounted | Town BU | 1 | Medium | B | 7 | 2031 | 5 | 3 | 3.2 | 22393 | 19853
AHU - Internal | Central Heating - Electric Heating (Internally Sourced) | Town BW | 1 | Medium | B | 1 | 2025 | 5 | 3 | 3.2 | 22394 | 7083
Central Ventilation Systems | Fan - General Ventilation | Town BW | 1 | Low | B | 1 | 2025 | 5 | 4 | 3.7 | 32875 | 11879
Solar Power Generation | Photovoltaics | Town BX | 1 | Medium | B | 19 | 2043 | 5 | 3 | 3.2 | 22395 | 31355
Air Conditioning | Multi-Split Condenser - Split Systems/Heat Pumps - Air-cooled with Direct Expansion Evaporator (DX) | Town BW | 1 | Medium | B | 1 | 2025 | 5 | 3 | 3.2 | 22396 | 7084
Heat Emitters | Electric Heaters | Town BX | 4 | Medium | B | 2 | 2026 | 5 | 3 | 3.2 | 22397 | 13042
Local and Special Ventilation | Fan - Extract | Town BX | 1 | Medium | B | 9 | 2033 | 5 | 3 | 3.2 | 22398 | 21723
Local and Special Ventilation | Fan - Axial | Town BX | 1 | Medium | B | 9 | 2033 | 5 | 3 | 3.2 | 22399 | 21724
General Lighting | General - LED fittings & Luminaires | Town BW | 105 | Medium | B | 17 | 2041 | 5 | 3 | 3.2 | 22400 | 30429
Fire Safety Systems | Fire Extinguishers - CO2 | Town BX | 2 | Urgent | B | 4 | 2028 | 5 | 1 | 2.2 | 3300 | 13799
Roller Shutters | External Electric Roller Shutter | Town BX | 1 | High | B | 19 | 2043 | 5 | 2 | 2.7 | 12863 | 31163
Access Control | Door Lock / Keypad / Manual | Town BW | 1 | Medium | A | 14 | 2038 | 6 | 3 | 3.5 | 32491 | 27663
Fire Safety Systems | Fire Extinguishers - CO2 | Town BW | 1 | Urgent | B | 6 | 2030 | 5 | 1 | 2.2 | 3301 | 16081
General Lighting | General - LED fittings & Luminaires | Town BW | 34 | Medium | B | 17 | 2041 | 5 | 3 | 3.2 | 22401 | 30430
AHU - Internal | Central Heating - Gas Fired (Externally Sourced) | Town BN | 1 | Medium | C | 1 | 2025 | 4 | 3 | 2.9 | 18525 | 5466
Air Conditioning | Single-Split Condenser - Split Systems/Heat Pumps - Air-cooled with Direct Expansion Evaporator (DX) | Town BN | 1 | Medium | DX | 1 | 2025 | 1 | 3 | 2 | 835 | 551
AHU - Internal | Central Heating - Gas Fired (Externally Sourced) | Town BS | 1 | Medium | B | 1 | 2025 | 5 | 3 | 3.2 | 22402 | 7085
Central Cooling | Fan - Axial | Town BN | 1 | Medium | B | 1 | 2025 | 5 | 3 | 3.2 | 22403 | 7086
Fire Safety Systems | Manual and Automatic Doors - Emergency and Panic Escape Doors | Town BN | 1 | Urgent | B | 28 | 2052 | 5 | 1 | 2.2 | 3302 | 33599
LV Distribution | Sub Distribution Board | Town BS | 1 | High | C | 1 | 2025 | 4 | 2 | 2.4 | 10500 | 2375
Local and Special Ventilation | Fan - Window / Wall Mounted | Town BS | 1 | Medium | B | 1 | 2025 | 5 | 3 | 3.2 | 22404 | 7087
Local and Special Ventilation | Fan - Window / Wall Mounted | Town BS | 1 | Medium | B | 1 | 2025 | 5 | 3 | 3.2 | 22405 | 7088
Fire Safety Systems | Fire Dampers - Fusible Link | Town BS | 1 | Urgent | B | 1 | 2025 | 5 | 1 | 2.2 | 3303 | 1131
Local and Special Ventilation | Unit extract fans | Town BA | 1 | Medium | B | 1 | 2025 | 5 | 3 | 3.2 | 22406 | 7089
Boiler | Electric Boilers | Town BA | 1 | Medium | B | 6 | 2030 | 5 | 3 | 3.2 | 22407 | 18541
External Doors | Entrance Doors | Town BA | 1 | High | B | 11 | 2035 | 5 | 2 | 2.7 | 12864 | 24260
Air Conditioning | Fan - General Ventilation | Town BA | 1 | Medium | B | 1 | 2025 | 5 | 3 | 3.2 | 22408 | 7090
LV Distribution | Sub Distribution Board | Town BA | 1 | High | B | 1 | 2025 | 5 | 2 | 2.7 | 12865 | 3309
BMS | BMS Control Panel | Town BA | 1 | High | B | 6 | 2030 | 5 | 2 | 2.7 | 12866 | 17483
External Doors | Entrance Doors | Town AF | 1 | High | B | 12 | 2036 | 5 | 2 | 2.7 | 12867 | 26166
Emergency Lighting | Illuminated Fire Exit Signage | Town AF | 4 | Urgent | A | 18 | 2042 | 6 | 1 | 2.5 | 10858 | 30739
Emergency Lighting | Illuminated Fire Exit Signage | Town AF | 3 | Urgent | A | 18 | 2042 | 6 | 1 | 2.5 | 10859 | 30740
Emergency Lighting | Illuminated Fire Exit Signage | Town O | 1 | Urgent | B | 16 | 2040 | 5 | 1 | 2.2 | 3304 | 28703
Local and Special Ventilation | Unit extract fans | Town BY | 1 | Medium | B | 1 | 2025 | 5 | 3 | 3.2 | 22409 | 7091
General Lighting | General - LED fittings & Luminaires | Town BY | 15 | Medium | B | 16 | 2040 | 5 | 3 | 3.2 | 22410 | 29428
Emergency Lighting | Self Contained - LED | Town BY | 1 | Urgent | B | 11 | 2035 | 5 | 1 | 2.2 | 3305 | 23487
Local and Special Ventilation | Unit extract fans | Town BY | 1 | Medium | B | 1 | 2025 | 5 | 3 | 3.2 | 22411 | 7092
Emergency Lighting | Illuminated Fire Exit Signage | Town BY | 5 | Urgent | B | 6 | 2030 | 5 | 1 | 2.2 | 3306 | 16082
General Lighting | General - LED fittings & Luminaires | Town BY | 82 | Medium | B | 16 | 2040 | 5 | 3 | 3.2 | 22412 | 29429
Barriers & Guardrails | Vehicle Crash Protection Barrier | Town BZ | 1 | V Low | B | 1 | 2025 | 5 | 4 | 3.7 | 32876 | 11880
Roller Shutters | External Electric Roller Shutter | Town BZ | 1 | High | B | 1 | 2025 | 5 | 2 | 2.7 | 12868 | 3310
External Lighting | General - Non LED | Town BZ | 2 | Medium | DX | 1 | 2025 | 1 | 3 | 2 | 836 | 552
Local and Special Ventilation | Fan - Extract | Town BZ | 1 | Medium | CX | 1 | 2025 | 2 | 3 | 2.3 | 10120 | 2072
Emergency Lighting | Illuminated Fire Exit Signage | Town CB | 1 | Urgent | B | 6 | 2030 | 5 | 1 | 2.2 | 3307 | 16083
General Lighting | General - LED fittings & Luminaires | Town CB | 2 | Medium | B | 16 | 2040 | 5 | 3 | 3.2 | 22413 | 29430
Emergency Lighting | Self Contained - LED | Town CB | 6 | Urgent | B | 17 | 2041 | 5 | 1 | 2.2 | 3308 | 30057
Fire Safety Systems | Fire Extinguishers - CO2 | Town CB | 1 | Urgent | B | 2 | 2026 | 5 | 1 | 2.2 | 3309 | 12525
Barriers & Guardrails | Vehicle Crash Protection Barrier | Town CD | 1 | V Low | B | 1 | 2025 | 5 | 4 | 3.7 | 32877 | 11881
Fire Safety Systems | Fire Extinguishers - Foam | Town BZ | 2 | Urgent | B | 9 | 2033 | 5 | 1 | 2.2 | 3310 | 21268
Fire Safety Systems | Fire Extinguishers - CO2 | Town CC | 4 | Urgent | B | 6 | 2030 | 5 | 1 | 2.2 | 3311 | 16084
LV Distribution | Sub Distribution Board | Town CG | 1 | High | B | 1 | 2025 | 5 | 2 | 2.7 | 12869 | 3311
Heat Emitters | Electric Overdoor Air Curtain/Heater | Town CD | 1 | Medium | B | 1 | 2025 | 5 | 3 | 3.2 | 22414 | 7093
Fire Safety Systems | Fire Extinguishers - CO2 | Town CE | 4 | Urgent | B | 2 | 2026 | 5 | 1 | 2.2 | 3312 | 12526
Barriers & Guardrails | Vehicle Crash Protection Barrier | Town CD | 1 | V Low | B | 1 | 2025 | 5 | 4 | 3.7 | 32878 | 11882
Specialist Lighting | Illuminated External Signs | Town CB | 2 | Medium | B | 6 | 2030 | 5 | 3 | 3.2 | 22415 | 18542
Heat Emitters | Electric Heaters | Town CN | 1 | Medium | B | 1 | 2025 | 5 | 3 | 3.2 | 22416 | 7094
LV Distribution | Main Distribution Board | Town CD | 1 | High | B | 16 | 2040 | 5 | 2 | 2.7 | 12870 | 29128
General Lighting | General - LED fittings & Luminaires | Town CP | 43 | Medium | B | 16 | 2040 | 5 | 3 | 3.2 | 22417 | 29431
Hot Water Distribution | Direct fired Water Heaters | Town CT | 1 | Low | B | 1 | 2025 | 5 | 4 | 3.7 | 32879 | 11883
Fire Safety Systems | Manual and Automatic Doors - Emergency and Panic Escape Doors | Town CD | 1 | Urgent | D | 1 | 2025 | 3 | 1 | 1.6 | 431 | 375
Local and Special Ventilation | Fan - Hazardous Area Extract | Town CD | 1 | Medium | B | 7 | 2031 | 5 | 3 | 3.2 | 22418 | 19854
Emergency Lighting | Illuminated Fire Exit Signage | Town CJ | 3 | Urgent | B | 16 | 2040 | 5 | 1 | 2.2 | 3313 | 28704
External Lighting | General - LED | Town CH | 4 | Medium | B | 1 | 2025 | 5 | 3 | 3.2 | 22419 | 7095
Heat Emitters | Gas Fired Natural and Fan Assisted Heaters | Town CB | 1 | Medium | B | 1 | 2025 | 5 | 3 | 3.2 | 22420 | 7096
Barriers & Guardrails | Vehicle Crash Protection Barrier | Town BZ | 1 | V Low | B | 1 | 2025 | 5 | 4 | 3.7 | 32880 | 11884
Heat Emitters | Radiators - Steel | Town CE | 3 | Medium | B | 1 | 2025 | 5 | 3 | 3.2 | 22421 | 7097
LV Distribution | Sub Distribution Board | Town CM | 1 | High | B | 6 | 2030 | 5 | 2 | 2.7 | 12871 | 17484
Local and Special Ventilation | Fan - Axial | Town CE | 1 | Medium | B | 1 | 2025 | 5 | 3 | 3.2 | 22422 | 7098
Barriers & Guardrails | Vehicle Crash Protection Barrier | Town BZ | 1 | V Low | B | 1 | 2025 | 5 | 4 | 3.7 | 32881 | 11885
Emergency Lighting | Self Contained - LED | Town CS | 8 | Urgent | B | 11 | 2035 | 5 | 1 | 2.2 | 3314 | 23488
Emergency Lighting | Illuminated Fire Exit Signage | Town CH | 5 | Urgent | B | 12 | 2036 | 5 | 1 | 2.2 | 3315 | 25980
Air Conditioning | Multi-Split Condenser - Split Systems/Heat Pumps - Air-cooled with Direct Expansion Evaporator (DX) | Town CH | 1 | Medium | B | 1 | 2025 | 5 | 3 | 3.2 | 22423 | 7099
BMS | BMS Control Panel | Town CI | 1 | High | B | 1 | 2025 | 5 | 2 | 2.7 | 12872 | 3312
Heat Emitters | Electric Heaters | Town CB | 1 | Medium | B | 1 | 2025 | 5 | 3 | 3.2 | 22424 | 7100
Emergency Lighting | Self Contained - LED | Town CB | 2 | Urgent | B | 20 | 2044 | 5 | 1 | 2.2 | 3316 | 31438
Emergency Lighting | Self Contained - LED | Town CL | 5 | Urgent | B | 21 | 2045 | 5 | 1 | 2.2 | 3317 | 31903
Air Conditioning | Single-Split Condenser - Split Systems/Heat Pumps - Air-cooled with Direct Expansion Evaporator (DX) | Town CO | 1 | Medium | B | 9 | 2033 | 5 | 3 | 3.2 | 22425 | 21725
Local and Special Ventilation | Fan - Window / Wall Mounted | Town CM | 1 | Medium | B | 1 | 2025 | 5 | 3 | 3.2 | 22426 | 7101
Local and Special Ventilation | Fan - Extract | Town CG | 1 | Medium | B | 1 | 2025 | 5 | 3 | 3.2 | 22427 | 7102
Lifts | Passenger Lift Hydraulic - Electric | Town CH | 1 | Medium | B | 6 | 2030 | 5 | 3 | 3.2 | 22428 | 18543
Emergency Lighting | Self Contained - LED | Town CB | 4 | Urgent | B | 20 | 2044 | 5 | 1 | 2.2 | 3318 | 31439
Fire Safety Systems | Manual and Automatic Doors - Emergency and Panic Escape Doors | Town CL | 1 | Urgent | B | 6 | 2030 | 5 | 1 | 2.2 | 3319 | 16085
Central Heating & Cooling | Fan - Axial | Town CN | 1 | Medium | B | 1 | 2025 | 5 | 3 | 3.2 | 22429 | 7103
Emergency Lighting | Illuminated Fire Exit Signage | Town CM | 1 | Urgent | B | 12 | 2036 | 5 | 1 | 2.2 | 3320 | 25981
Air Conditioning | Single-Split Condenser - Split Systems/Heat Pumps - Air-cooled with Direct Expansion Evaporator (DX) | Town CQ | 1 | Medium | B | 8 | 2032 | 5 | 3 | 3.2 | 22430 | 20890
LV Distribution | Sub Distribution Board | Town CQ | 1 | High | B | 6 | 2030 | 5 | 2 | 2.7 | 12873 | 17485
Fire Safety Systems | Manual and Automatic Doors - Emergency and Panic Escape Doors | Town CD | 1 | Urgent | B | 1 | 2025 | 5 | 1 | 2.2 | 3321 | 1132
Heat Emitters | Gas Fired Unit Heaters | Town CJ | 1 | Medium | B | 11 | 2035 | 5 | 3 | 3.2 | 22431 | 25061
Fire Safety Systems | Manual and Automatic Doors - Emergency and Panic Escape Doors | Town CP | 1 | Urgent | B | 11 | 2035 | 5 | 1 | 2.2 | 3322 | 23489
Emergency Lighting | Illuminated Fire Exit Signage | Town CJ | 4 | Urgent | B | 16 | 2040 | 5 | 1 | 2.2 | 3323 | 28705
Emergency Lighting | Self Contained - LED | Town CM | 6 | Urgent | B | 11 | 2035 | 5 | 1 | 2.2 | 3324 | 23490
Fire Safety Systems | Fire Extinguishers - CO2 | Town CD | 3 | Urgent | B | 10 | 2034 | 5 | 1 | 2.2 | 3325 | 22021
Fire Safety Systems | Manual and Automatic Doors - Emergency and Panic Escape Doors | Town CS | 1 | Urgent | B | 11 | 2035 | 5 | 1 | 2.2 | 3326 | 23491
Heat Emitters | Electric Overdoor Air Curtain/Heater | Town CD | 1 | Medium | B | 7 | 2031 | 5 | 3 | 3.2 | 22432 | 19855
Fire Safety Systems | Fire Alarm System | Town CH | 1 | Urgent | B | 1 | 2025 | 5 | 1 | 2.2 | 3327 | 1133
Fire Safety Systems | Fire Extinguishers - CO2 | Town CN | 2 | Urgent | B | 2 | 2026 | 5 | 1 | 2.2 | 3328 | 12527
Boiler | Atmospheric Gas Burner/Condensing Combination Boiler (domestic type) | Town CO | 1 | High | B | 1 | 2025 | 5 | 2 | 2.7 | 12874 | 3313
General Lighting | General - LED fittings & Luminaires | Town CK | 29 | Medium | C | 1 | 2025 | 4 | 3 | 2.9 | 18526 | 5467
General Lighting | General - LED fittings & Luminaires | Town BZ | 5 | Medium | C | 1 | 2025 | 4 | 3 | 2.9 | 18527 | 5468
Heat Emitters | Electric Heaters | Town BZ | 1 | Medium | C | 1 | 2025 | 4 | 3 | 2.9 | 18528 | 5469
External Lighting | General - LED | Town CF | 2 | Medium | B | 7 | 2031 | 5 | 3 | 3.2 | 22433 | 19856
Air Conditioning | Single-Split Condenser - Split Systems/Heat Pumps - Air-cooled with Direct Expansion Evaporator (DX) | Town CE | 1 | Medium | B | 10 | 2034 | 5 | 3 | 3.2 | 22434 | 22679
Fire Safety Systems | Manual and Automatic Doors - Emergency and Panic Escape Doors | Town CD | 1 | Urgent | B | 11 | 2035 | 5 | 1 | 2.2 | 3329 | 23492
Central Ventilation Systems | Fan - Axial | Town CN | 1 | Medium | B | 1 | 2025 | 5 | 3 | 3.2 | 22435 | 7104
Roller Shutters | External Manual Roller Shutter | Town CH | 1 | High | B | 1 | 2025 | 5 | 2 | 2.7 | 12875 | 3314
Heat Emitters | Radiators - Steel | Town CJ | 8 | Medium | B | 1 | 2025 | 5 | 3 | 3.2 | 22436 | 7105
LV Distribution | Sub Distribution Board | Town CH | 1 | High | B | 6 | 2030 | 5 | 2 | 2.7 | 12876 | 17486
Fire Safety Systems | Manual and Automatic Doors - Emergency and Panic Escape Doors | Town BZ | 1 | Urgent | B | 1 | 2025 | 5 | 1 | 2.2 | 3330 | 1134
Hot Water Distribution | Pressurisation Unit | Town CF | 1 | Medium | B | 10 | 2034 | 5 | 3 | 3.2 | 22437 | 22680
External Doors | Entrance Doors | Town BZ | 1 | High | B | 11 | 2035 | 5 | 2 | 2.7 | 12877 | 24261
Lifts | Disabled Lift - Electric | Town CQ | 1 | High | B | 1 | 2025 | 5 | 2 | 2.7 | 12878 | 3315
Heat Emitters | Gas Fired Unit Heaters | Town CJ | 1 | Medium | B | 11 | 2035 | 5 | 3 | 3.2 | 22438 | 25062
Fire Safety Systems | Manual and Automatic Doors - Emergency and Panic Escape Doors | Town BZ | 1 | Urgent | B | 11 | 2035 | 5 | 1 | 2.2 | 3331 | 23493
Local and Special Ventilation | Fan - Axial | Town CH | 1 | Medium | B | 1 | 2025 | 5 | 3 | 3.2 | 22439 | 7106
Barriers & Guardrails | Vehicle Crash Protection Barrier | Town CD | 1 | V Low | B | 1 | 2025 | 5 | 4 | 3.7 | 32882 | 11886
Local Hot Water | Instantaneous Electric Water Heater - Non-Drinking Water | Town BZ | 1 | Medium | B | 11 | 2035 | 5 | 3 | 3.2 | 22440 | 25063
Roller Shutters | External Manual Roller Shutter | Town CH | 1 | High | B | 1 | 2025 | 5 | 2 | 2.7 | 12879 | 3316
Barriers & Guardrails | Vehicle Crash Protection Barrier | Town CD | 1 | V Low | B | 1 | 2025 | 5 | 4 | 3.7 | 32883 | 11887
Emergency Lighting | Self Contained - LED | Town CA | 1 | Urgent | B | 11 | 2035 | 5 | 1 | 2.2 | 3332 | 23494
External Lighting | General - LED | Town CL | 3 | Medium | B | 11 | 2035 | 5 | 3 | 3.2 | 22441 | 25064
Local Hot Water | Instantaneous Electric Water Heater - Non-Drinking Water | Town CB | 1 | Medium | B | 1 | 2025 | 5 | 3 | 3.2 | 22442 | 7107
Local and Special Ventilation | Fan - Axial | Town CM | 1 | Medium | B | 1 | 2025 | 5 | 3 | 3.2 | 22443 | 7108
Fire Safety Systems | Fire Extinguishers - Powder | Town CB | 1 | Urgent | B | 2 | 2026 | 5 | 1 | 2.2 | 3333 | 12528
General Lighting | General - LED fittings & Luminaires | Town CM | 70 | Medium | B | 12 | 2036 | 5 | 3 | 3.2 | 22444 | 26419
Multi-System Controls | Instrumental Control Panel | Town CG | 1 | Medium | B | 1 | 2025 | 5 | 3 | 3.2 | 22445 | 7109
Roller Shutters | External Manual Roller Shutter | Town CF | 1 | High | B | 1 | 2025 | 5 | 2 | 2.7 | 12880 | 3317
LV Distribution | Sub Distribution Board | Town CF | 1 | High | B | 1 | 2025 | 5 | 2 | 2.7 | 12881 | 3318
Security Systems | Manual and Automatic Doors - High Security Door | Town CN | 1 | High | B | 11 | 2035 | 5 | 2 | 2.7 | 12882 | 24262
Local and Special Ventilation | Fan - Extract | Town CQ | 1 | Medium | B | 1 | 2025 | 5 | 3 | 3.2 | 22446 | 7110
Emergency Lighting | Self Contained - LED | Town CP | 2 | Urgent | B | 21 | 2045 | 5 | 1 | 2.2 | 3334 | 31904
Air Conditioning | Single-Split Evaporator - Split Systems/Heat Pumps - Air-cooled with Direct Expansion Evaporator (DX) | Town CQ | 1 | Medium | B | 8 | 2032 | 5 | 3 | 3.2 | 22447 | 20891
Local Hot Water | Instantaneous Electric Water Heater - Non-Drinking Water | Town CK | 1 | Medium | B | 13 | 2037 | 5 | 3 | 3.2 | 22448 | 27099
Air Conditioning | Single-Split Evaporator - Split Systems/Heat Pumps - Air-cooled with Direct Expansion Evaporator (DX) | Town CQ | 1 | Medium | B | 8 | 2032 | 5 | 3 | 3.2 | 22449 | 20892
Local and Special Ventilation | Fan - Window / Wall Mounted | Town CH | 1 | Medium | B | 1 | 2025 | 5 | 3 | 3.2 | 22450 | 7111
Fire Safety Systems | Manual and Automatic Doors - Emergency and Panic Escape Doors | Town CG | 1 | Urgent | B | 26 | 2050 | 5 | 1 | 2.2 | 3335 | 33458
Fire Safety Systems | Fire Alarm Panel / Repeater | Town CO | 1 | Urgent | B | 1 | 2025 | 5 | 1 | 2.2 | 3336 | 1135
Emergency Lighting | Illuminated Fire Exit Signage | Town CH | 1 | Urgent | B | 12 | 2036 | 5 | 1 | 2.2 | 3337 | 25982
Emergency Lighting | Self Contained - LED | Town CH | 4 | Urgent | B | 17 | 2041 | 5 | 1 | 2.2 | 3338 | 30058
External Doors | Entrance Doors | Town BZ | 1 | High | B | 1 | 2025 | 5 | 2 | 2.7 | 12883 | 3319
Local Hot Water | Instantaneous Electric Water Heater - Non-Drinking Water | Town CK | 1 | Medium | D | 9 | 2033 | 3 | 3 | 2.6 | 11078 | 21552
Local and Special Ventilation | Fan - Axial | Town CM | 1 | Medium | B | 1 | 2025 | 5 | 3 | 3.2 | 22451 | 7112
Fire Safety Systems | Fire Extinguishers - CO2 | Town CS | 1 | Urgent | B | 6 | 2030 | 5 | 1 | 2.2 | 3339 | 16086
Security Systems | Manual and Automatic Doors - High Security Door | Town CD | 1 | High | B | 11 | 2035 | 5 | 2 | 2.7 | 12884 | 24263
Local and Special Ventilation | Fan - Window / Wall Mounted | Town CF | 1 | Medium | B | 1 | 2025 | 5 | 3 | 3.2 | 22452 | 7113
LV Distribution | Main Distribution Board | Town BZ | 1 | High | B | 1 | 2025 | 5 | 2 | 2.7 | 12885 | 3320
Heat Emitters | Radiators - Steel | Town CM | 1 | Medium | B | 1 | 2025 | 5 | 3 | 3.2 | 22453 | 7114
Roller Shutters | External Manual Roller Shutter | Town BZ | 1 | High | B | 1 | 2025 | 5 | 2 | 2.7 | 12886 | 3321
Roller Shutters | External Manual Roller Shutter | Town CB | 1 | High | B | 1 | 2025 | 5 | 2 | 2.7 | 12887 | 3322
Fire Safety Systems | Fire Extinguishers - Powder | Town CD | 10 | Urgent | B | 4 | 2028 | 5 | 1 | 2.2 | 3340 | 13800
Emergency Lighting | Self Contained - LED | Town CL | 3 | Urgent | B | 21 | 2045 | 5 | 1 | 2.2 | 3341 | 31905
Sanitary | Shower - Booster Pumps | Town CF | 1 | Medium | B | 6 | 2030 | 5 | 3 | 3.2 | 22454 | 18544
Roller Shutters | Internal Electric Roller Shutter | Town CD | 1 | Medium | B | 1 | 2025 | 5 | 3 | 3.2 | 22455 | 7115
Roller Shutters | Internal Electric Roller Shutter | Town CT | 1 | Medium | B | 1 | 2025 | 5 | 3 | 3.2 | 22456 | 7116
Local and Special Ventilation | Fan - Window / Wall Mounted | Town CB | 1 | Medium | B | 1 | 2025 | 5 | 3 | 3.2 | 22457 | 7117
Roller Shutters | External Manual Roller Shutter | Town CB | 1 | High | C | 1 | 2025 | 4 | 2 | 2.4 | 10501 | 2376
LV Distribution | Sub Distribution Board | Town CD | 1 | High | B | 19 | 2043 | 5 | 2 | 2.7 | 12888 | 31164
LV Distribution | Sub Distribution Board | Town CB | 1 | High | B | 1 | 2025 | 5 | 2 | 2.7 | 12889 | 3323
Fire Safety Systems | Fire Alarm System | Town CF | 1 | Urgent | B | 1 | 2025 | 5 | 1 | 2.2 | 3342 | 1136
Emergency Lighting | Self Contained - LED | Town CA | 1 | Urgent | B | 11 | 2035 | 5 | 1 | 2.2 | 3343 | 23495
Fire Safety Systems | Fire Extinguishers - Foam | Town CA | 1 | Urgent | B | 6 | 2030 | 5 | 1 | 2.2 | 3344 | 16087
Emergency Lighting | Self Contained - LED | Town CI | 12 | Urgent | B | 21 | 2045 | 5 | 1 | 2.2 | 3345 | 31906
Boiler | Atmospheric Gas Burner/Condensing Combination Boiler (domestic type) | Town CG | 1 | High | B | 1 | 2025 | 5 | 2 | 2.7 | 12890 | 3324
Local and Special Ventilation | Fan - Window / Wall Mounted | Town CF | 1 | Medium | B | 1 | 2025 | 5 | 3 | 3.2 | 22458 | 7118
Fire Safety Systems | Manual and Automatic Doors - Emergency and Panic Escape Doors | Town CE | 1 | Urgent | B | 31 | 2055 | 5 | 1 | 2.2 | 3346 | 33739
Fire Safety Systems | Fire Extinguishers - CO2 | Town CJ | 3 | Urgent | B | 6 | 2030 | 5 | 1 | 2.2 | 3347 | 16088
Emergency Lighting | Illuminated Fire Exit Signage | Town CG | 2 | Urgent | B | 16 | 2040 | 5 | 1 | 2.2 | 3348 | 28706
LV Distribution | Sub Distribution Board | Town CH | 1 | High | B | 1 | 2025 | 5 | 2 | 2.7 | 12891 | 3325
Roller Shutters | External Manual Roller Shutter | Town BZ | 1 | High | B | 1 | 2025 | 5 | 2 | 2.7 | 12892 | 3326
External Doors | Entrance Doors | Town CD | 1 | High | B | 27 | 2051 | 5 | 2 | 2.7 | 12893 | 33564
LV Distribution | Sub Distribution Board | Town CR | 1 | High | B | 6 | 2030 | 5 | 2 | 2.7 | 12894 | 17487
Local and Special Ventilation | Fan - Extract | Town CL | 1 | Medium | B | 1 | 2025 | 5 | 3 | 3.2 | 22459 | 7119
Fire Safety Systems | Fire Extinguishers - CO2 | Town CB | 1 | Urgent | B | 2 | 2026 | 5 | 1 | 2.2 | 3349 | 12529
Central Ventilation Systems | Fan - Axial | Town CN | 1 | Medium | B | 1 | 2025 | 5 | 3 | 3.2 | 22460 | 7120
Roller Shutters | External Window Shutters - Electric | Town CJ | 1 | Medium | B | 6 | 2030 | 5 | 3 | 3.2 | 22461 | 18545
Emergency Lighting | Illuminated Fire Exit Signage | Town CQ | 1 | Urgent | B | 16 | 2040 | 5 | 1 | 2.2 | 3350 | 28707
Local and Special Ventilation | Unit extract fans | Town CK | 1 | Medium | D | 1 | 2025 | 3 | 3 | 2.6 | 11079 | 2600
LV Distribution | Sub Distribution Board | Town CE | 1 | High | A | 18 | 2042 | 6 | 2 | 3 | 19531 | 30902
Local and Special Ventilation | Fan - Axial | Town CH | 1 | Medium | B | 1 | 2025 | 5 | 3 | 3.2 | 22462 | 7121
Local and Special Ventilation | Fan - Extract | Town CO | 1 | Medium | B | 1 | 2025 | 5 | 3 | 3.2 | 22463 | 7122
General Lighting | General - LED fittings & Luminaires | Town CT | 13 | Medium | C | 1 | 2025 | 4 | 3 | 2.9 | 18529 | 5470
Fire Safety Systems | Fire Extinguishers - CO2 | Town CO | 4 | Urgent | B | 6 | 2030 | 5 | 1 | 2.2 | 3351 | 16089
LV Distribution | Sub Distribution Board | Town CB | 1 | High | B | 1 | 2025 | 5 | 2 | 2.7 | 12895 | 3327
Emergency Lighting | Illuminated Fire Exit Signage | Town CD | 7 | Urgent | B | 12 | 2036 | 5 | 1 | 2.2 | 3352 | 25983
AHU - External | Central Heating - Gas Fired (Externally Sourced) | Town CM | 1 | Medium | B | 1 | 2025 | 5 | 3 | 3.2 | 22464 | 7123
Local Hot Water | Instantaneous Electric Water Heater - Non-Drinking Water | Town CK | 1 | Medium | C | 14 | 2038 | 4 | 3 | 2.9 | 18530 | 27509
External Doors | Entrance Doors | Town CP | 1 | High | B | 21 | 2045 | 5 | 2 | 2.7 | 12896 | 32581
General Lighting | General - LED fittings & Luminaires | Town CE | 70 | Medium | B | 16 | 2040 | 5 | 3 | 3.2 | 22465 | 29432
Emergency Lighting | Illuminated Fire Exit Signage | Town CE | 1 | Urgent | B | 16 | 2040 | 5 | 1 | 2.2 | 3353 | 28708
Emergency Lighting | Illuminated Fire Exit Signage | Town CO | 6 | Urgent | B | 16 | 2040 | 5 | 1 | 2.2 | 3354 | 28709
Local and Special Ventilation | Fan - Extract | Town CG | 1 | Medium | B | 1 | 2025 | 5 | 3 | 3.2 | 22466 | 7124
Local and Special Ventilation | Fan - Window / Wall Mounted | Town CF | 1 | Medium | B | 1 | 2025 | 5 | 3 | 3.2 | 22467 | 7125
Local and Special Ventilation | Fan - Extract | Town CD | 1 | Medium | C | 1 | 2025 | 4 | 3 | 2.9 | 18531 | 5471
External Lighting | General - LED | Town CB | 2 | Medium | B | 7 | 2031 | 5 | 3 | 3.2 | 22468 | 19857
General Lighting | General - LED fittings & Luminaires | Town CH | 13 | Medium | B | 12 | 2036 | 5 | 3 | 3.2 | 22469 | 26420
LV Distribution | Sub Distribution Board | Town BZ | 1 | High | B | 19 | 2043 | 5 | 2 | 2.7 | 12897 | 31165
Heat Emitters | Electric Heaters | Town CK | 6 | Medium | C | 1 | 2025 | 4 | 3 | 2.9 | 18532 | 5472
Emergency Lighting | Self Contained - Non LED | Town CJ | 2 | Urgent | B | 21 | 2045 | 5 | 1 | 2.2 | 3355 | 31907
Air Conditioning | Single-Split Evaporator - Split Systems/Heat Pumps - Air-cooled with Direct Expansion Evaporator (DX) | Town CB | 1 | Medium | B | 1 | 2025 | 5 | 3 | 3.2 | 22470 | 7126
Local and Special Ventilation | Fan - Window / Wall Mounted | Town CN | 1 | Medium | B | 1 | 2025 | 5 | 3 | 3.2 | 22471 | 7127
External Doors | Manual and Automatic Doors - Auto / Powered Sliding Doors | Town CD | 1 | High | B | 11 | 2035 | 5 | 2 | 2.7 | 12898 | 24264
Communication Systems | PA System | Town CD | 1 | Medium | B | 16 | 2040 | 5 | 3 | 3.2 | 22472 | 29433
Access Control | Door Lock / Keypad / Manual | Town CJ | 1 | Medium | B | 1 | 2025 | 5 | 3 | 3.2 | 22473 | 7128
Central Ventilation Systems | Fan - Extract | Town CR | 1 | Medium | B | 1 | 2025 | 5 | 3 | 3.2 | 22474 | 7129
Barriers & Guardrails | Vehicle Crash Protection Barrier | Town CD | 1 | V Low | B | 1 | 2025 | 5 | 4 | 3.7 | 32884 | 11888
LV Distribution | Main Distribution Board | Town CI | 1 | High | B | 1 | 2025 | 5 | 2 | 2.7 | 12899 | 3328
Fire Safety Systems | Manual and Automatic Doors - Emergency and Panic Escape Doors | Town CT | 1 | Urgent | C | 1 | 2025 | 4 | 1 | 1.9 | 620 | 464
Fire Safety Systems | Fire Extinguishers - CO2 | Town CQ | 3 | Urgent | B | 8 | 2032 | 5 | 1 | 2.2 | 3356 | 20347
LV Distribution | Main Distribution Board | Town CI | 1 | High | B | 1 | 2025 | 5 | 2 | 2.7 | 12900 | 3329
Emergency Lighting | Self Contained - LED | Town CA | 1 | Urgent | B | 11 | 2035 | 5 | 1 | 2.2 | 3357 | 23496
LV Distribution | Sub Distribution Board | Town CL | 1 | High | B | 11 | 2035 | 5 | 2 | 2.7 | 12901 | 24265
General Lighting | General - LED fittings & Luminaires | Town CB | 5 | Medium | B | 12 | 2036 | 5 | 3 | 3.2 | 22475 | 26421
Communication Systems | PA System | Town BZ | 1 | Medium | B | 16 | 2040 | 5 | 3 | 3.2 | 22476 | 29434
General Lighting | General - LED fittings & Luminaires | Town CH | 6 | Medium | B | 12 | 2036 | 5 | 3 | 3.2 | 22477 | 26422
Multi-System Controls | Control Panel - Electrical Services (excluding Electrical Controllers and Pneumatic Relays) | Town CD | 1 | Medium | B | 1 | 2025 | 5 | 3 | 3.2 | 22478 | 7130
Fire Safety Systems | Fire Alarm System | Town BZ | 1 | Urgent | B | 14 | 2038 | 5 | 1 | 2.2 | 3358 | 27344
General Lighting | General - LED fittings & Luminaires | Town CO | 129 | Medium | B | 16 | 2040 | 5 | 3 | 3.2 | 22479 | 29435
Heat Emitters | Electric Heaters | Town CD | 1 | Medium | B | 7 | 2031 | 5 | 3 | 3.2 | 22480 | 19858
Barriers & Guardrails | Vehicle Crash Protection Barrier | Town BZ | 1 | V Low | C | 1 | 2025 | 4 | 4 | 3.4 | 32413 | 11695
LV Distribution | Sub Distribution Board | Town CE | 1 | High | B | 1 | 2025 | 5 | 2 | 2.7 | 12902 | 3330
Fire Safety Systems | Fire Extinguishers - Foam | Town CR | 2 | Urgent | B | 6 | 2030 | 5 | 1 | 2.2 | 3359 | 16090
Local and Special Ventilation | Fan - Window / Wall Mounted | Town CH | 1 | Medium | B | 1 | 2025 | 5 | 3 | 3.2 | 22481 | 7131
Fire Safety Systems | Fire Extinguishers - Foam | Town CD | 1 | Urgent | B | 8 | 2032 | 5 | 1 | 2.2 | 3360 | 20348
Local and Special Ventilation | Fan - Extract | Town CJ | 1 | Medium | B | 1 | 2025 | 5 | 3 | 3.2 | 22482 | 7132
Fire Safety Systems | Manual and Automatic Doors - Emergency and Panic Escape Doors | Town CA | 1 | Urgent | B | 21 | 2045 | 5 | 1 | 2.2 | 3361 | 31908
LV Distribution | Sub Distribution Board | Town CJ | 1 | High | B | 6 | 2030 | 5 | 2 | 2.7 | 12903 | 17488
Local and Special Ventilation | Fan - Window / Wall Mounted | Town CF | 1 | Medium | B | 1 | 2025 | 5 | 3 | 3.2 | 22483 | 7133
Security Systems | Manual and Automatic Doors - High Security Door | Town CH | 1 | High | B | 11 | 2035 | 5 | 2 | 2.7 | 12904 | 24266
General Lighting | General - LED fittings & Luminaires | Town CD | 10 | Medium | C | 1 | 2025 | 4 | 3 | 2.9 | 18533 | 5473
Heat Emitters | Electric Heaters | Town CF | 1 | Medium | B | 1 | 2025 | 5 | 3 | 3.2 | 22484 | 7134
External Lighting | General - LED | Town CN | 1 | Medium | B | 7 | 2031 | 5 | 3 | 3.2 | 22485 | 19859
External Doors | Entrance Doors | Town CE | 1 | High | B | 18 | 2042 | 5 | 2 | 2.7 | 12905 | 30795
Fire Safety Systems | Manual and Automatic Doors - Emergency and Panic Escape Doors | Town CP | 1 | Urgent | B | 11 | 2035 | 5 | 1 | 2.2 | 3362 | 23497
General Lighting | General - LED fittings & Luminaires | Town CA | 6 | Medium | B | 6 | 2030 | 5 | 3 | 3.2 | 22486 | 18546
Access Control | Door Lock / Keypad / Manual | Town CJ | 1 | Medium | B | 1 | 2025 | 5 | 3 | 3.2 | 22487 | 7135
Fire Safety Systems | Fire Extinguishers - Powder | Town CB | 2 | Urgent | B | 2 | 2026 | 5 | 1 | 2.2 | 3363 | 12530
Air Conditioning | Multi-Split Condenser - DX Split Systems (With Gas, Electric or Hot Water Heaters) | Town CG | 1 | Medium | C | 1 | 2025 | 4 | 3 | 2.9 | 18534 | 5474
General Lighting | General - LED fittings & Luminaires | Town CB | 6 | Medium | B | 12 | 2036 | 5 | 3 | 3.2 | 22488 | 26423
Fire Safety Systems | Fire Extinguishers - Powder | Town CF | 1 | Urgent | B | 2 | 2026 | 5 | 1 | 2.2 | 3364 | 12531
Fire Safety Systems | Fire Extinguishers - CO2 | Town CR | 2 | Urgent | B | 6 | 2030 | 5 | 1 | 2.2 | 3365 | 16091
LV Distribution | Sub Distribution Board | Town BZ | 1 | High | B | 1 | 2025 | 5 | 2 | 2.7 | 12906 | 3331
Heat Emitters | Unit Heaters | Town CI | 1 | Medium | A | 15 | 2039 | 6 | 3 | 3.5 | 32492 | 28563
Fire Safety Systems | Manual and Automatic Doors - Emergency and Panic Escape Doors | Town CJ | 1 | Urgent | B | 11 | 2035 | 5 | 1 | 2.2 | 3366 | 23498
Barriers & Guardrails | Vehicle Crash Protection Barrier | Town CD | 1 | V Low | B | 7 | 2031 | 5 | 4 | 3.7 | 32885 | 20219
Emergency Lighting | Self Contained - LED | Town CN | 4 | Urgent | B | 11 | 2035 | 5 | 1 | 2.2 | 3367 | 23499
Fire Safety Systems | Fire Extinguishers - Foam | Town CH | 2 | Urgent | B | 1 | 2025 | 5 | 1 | 2.2 | 3368 | 1137
LV Distribution | Main Distribution Board | Town DC | 1 | High | B | 7 | 2031 | 5 | 2 | 2.7 | 12907 | 19598
Local and Special Ventilation | Fan - Kitchen Extract | Town CW | 1 | Low | B | 12 | 2036 | 5 | 4 | 3.7 | 32886 | 26797
Heat Emitters | LTHW Overdoor Air Curtain/Heater | Town DJ | 1 | High | D | 3 | 2027 | 3 | 2 | 2.1 | 1098 | 13261
Local and Special Ventilation | Fan - Window / Wall Mounted | Town CZ | 1 | Medium | B | 11 | 2035 | 5 | 3 | 3.2 | 22489 | 25065
Air Conditioning | Multi-Split Condenser - DX Split Systems (With Gas, Electric or Hot Water Heaters) | Town CV | 1 | Medium | B | 10 | 2034 | 5 | 3 | 3.2 | 22490 | 22681
Roller Shutters | External Manual Roller Shutter | Town DK | 1 | High | D | 1 | 2025 | 3 | 2 | 2.1 | 1099 | 759
Local and Special Ventilation | Fan - Extract | Town DA | 1 | Medium | B | 1 | 2025 | 5 | 3 | 3.2 | 22491 | 7136
Roller Shutters | External Window Shutters - Manual | Town CG | 1 | Medium | B | 6 | 2030 | 5 | 3 | 3.2 | 22492 | 18547
Barriers & Guardrails | Vehicle Crash Protection Barrier | Town CU | 1 | V Low | B | 1 | 2025 | 5 | 4 | 3.7 | 32887 | 11889
LV Distribution | Sub Distribution Board | Town DF | 1 | High | D | 1 | 2025 | 3 | 2 | 2.1 | 1100 | 760
Local and Special Ventilation | Fan - Window / Wall Mounted | Town CX | 1 | Medium | B | 11 | 2035 | 5 | 3 | 3.2 | 22493 | 25066
Security Systems | Manual and Automatic Doors - High Security Door | Town DF | 1 | High | B | 6 | 2030 | 5 | 2 | 2.7 | 12908 | 17489
Fire Safety Systems | Smoke Extract - Control Panel | Town DF | 1 | Urgent | B | 1 | 2025 | 5 | 1 | 2.2 | 3369 | 1138
Roller Shutters | Internal Electric Roller Shutter | Town CU | 1 | Medium | B | 7 | 2031 | 5 | 3 | 3.2 | 22494 | 19860
LV Distribution | Main Distribution Board | Town DJ | 1 | High | B | 10 | 2034 | 5 | 2 | 2.7 | 12909 | 22311
Fire Safety Systems | Manual and Automatic Doors - Emergency and Panic Escape Doors | Town DC | 1 | Urgent | B | 22 | 2046 | 5 | 1 | 2.2 | 3370 | 32866
Heat Emitters | Radiators - Steel | Town DJ | 7 | Medium | B | 10 | 2034 | 5 | 3 | 3.2 | 22495 | 22682
Local and Special Ventilation | Fan - Axial | Town CZ | 1 | Medium | B | 4 | 2028 | 5 | 3 | 3.2 | 22496 | 14081
Access Control | Door Lock / Keypad / Manual | Town DC | 1 | Medium | B | 9 | 2033 | 5 | 3 | 3.2 | 22497 | 21726
Emergency Lighting | Illuminated Fire Exit Signage | Town DA | 3 | Urgent | B | 16 | 2040 | 5 | 1 | 2.2 | 3371 | 28710
Heat Emitters | Electric Heaters | Town DL | 1 | Medium | B | 1 | 2025 | 5 | 3 | 3.2 | 22498 | 7137
External Lighting | General - Non LED | Town DB | 5 | Medium | B | 1 | 2025 | 5 | 3 | 3.2 | 22499 | 7138
Fire Safety Systems | Fire Extinguishers - Foam | Town DF | 5 | Urgent | B | 6 | 2030 | 5 | 1 | 2.2 | 3372 | 16092
Fire Safety Systems | Fire Extinguishers - CO2 | Town CG | 1 | Urgent | B | 6 | 2030 | 5 | 1 | 2.2 | 3373 | 16093
Local and Special Ventilation | Fan - Bifurcated | Town DC | 1 | Medium | B | 2 | 2026 | 5 | 3 | 3.2 | 22500 | 13043
External Lighting | General - LED | Town CG | 3 | Medium | B | 11 | 2035 | 5 | 3 | 3.2 | 22501 | 25067
General Lighting | General - LED fittings & Luminaires | Town DH | 4 | Medium | C | 1 | 2025 | 4 | 3 | 2.9 | 18535 | 5475
Emergency Lighting | Self Contained - LED | Town CZ | 2 | Urgent | B | 21 | 2045 | 5 | 1 | 2.2 | 3374 | 31909
General Lighting | General - LED fittings & Luminaires | Town CU | 1 | Medium | D | 2 | 2026 | 3 | 3 | 2.6 | 11080 | 12850
Heat Emitters | Gas Fired Radiant Heaters | Town CZ | 1 | Medium | B | 1 | 2025 | 5 | 3 | 3.2 | 22502 | 7139
External Doors | Entrance Doors | Town CY | 1 | High | B | 21 | 2045 | 5 | 2 | 2.7 | 12910 | 32582
Emergency Lighting | Illuminated Fire Exit Signage | Town DB | 2 | Urgent | B | 17 | 2041 | 5 | 1 | 2.2 | 3375 | 30059
Emergency Lighting | Illuminated Fire Exit Signage | Town DA | 2 | Urgent | B | 16 | 2040 | 5 | 1 | 2.2 | 3376 | 28711
Emergency Lighting | Self Contained - Non LED | Town DD | 4 | Urgent | B | 17 | 2041 | 5 | 1 | 2.2 | 3377 | 30060
Local and Special Ventilation | Fan - Extract | Town DC | 1 | Medium | B | 2 | 2026 | 5 | 3 | 3.2 | 22503 | 13044
Heat Emitters | Gas Fired Natural and Fan Assisted Heaters | Town DG | 1 | Medium | B | 15 | 2039 | 5 | 3 | 3.2 | 22504 | 28390
Local and Special Ventilation | Fan - Axial | Town DG | 1 | Medium | B | 1 | 2025 | 5 | 3 | 3.2 | 22505 | 7140
Fire Safety Systems | Fire Alarm System | Town DC | 1 | Urgent | B | 2 | 2026 | 5 | 1 | 2.2 | 3378 | 12532
Fire Safety Systems | Fire Extinguishers - Foam | Town CW | 1 | Urgent | B | 7 | 2031 | 5 | 1 | 2.2 | 3379 | 19241
General Lighting | General - LED fittings & Luminaires | Town CZ | 8 | Medium | B | 1 | 2025 | 5 | 3 | 3.2 | 22506 | 7141
Air Conditioning | Multi-Split Evaporator - Split Systems/Heat Pumps - Air-cooled with Direct Expansion Evaporator (DX) | Town DC | 1 | Medium | B | 2 | 2026 | 5 | 3 | 3.2 | 22507 | 13045
Boiler | Atmospheric Gas Burner/Condensing Combination Boiler (domestic type) | Town DA | 1 | High | B | 6 | 2030 | 5 | 2 | 2.7 | 12911 | 17490
LV Distribution | Main Distribution Board | Town DG | 1 | High | B | 19 | 2043 | 5 | 2 | 2.7 | 12912 | 31166
Security Systems | Manual and Automatic Doors - High Security Door | Town DA | 1 | High | B | 31 | 2055 | 5 | 2 | 2.7 | 12913 | 33790
LV Distribution | Sub Distribution Board | Town DE | 1 | High | B | 10 | 2034 | 5 | 2 | 2.7 | 12914 | 22312
Emergency Lighting | Self Contained - LED | Town DD | 3 | Urgent | B | 21 | 2045 | 5 | 1 | 2.2 | 3380 | 31910
Fire Safety Systems | Fire Extinguishers - Foam | Town CV | 8 | Urgent | B | 6 | 2030 | 5 | 1 | 2.2 | 3381 | 16094
Local and Special Ventilation | Fan - Window / Wall Mounted | Town CX | 1 | Medium | B | 11 | 2035 | 5 | 3 | 3.2 | 22508 | 25068
Roller Shutters | Internal Electric Roller Shutter | Town DJ | 1 | Medium | D | 20 | 2044 | 3 | 3 | 2.6 | 11081 | 31587
Emergency Lighting | Self Contained - LED | Town CY | 23 | Urgent | B | 22 | 2046 | 5 | 1 | 2.2 | 3382 | 32867
Roller Shutters | Internal Electric Roller Shutter | Town DC | 1 | Medium | B | 6 | 2030 | 5 | 3 | 3.2 | 22509 | 18548
Fire Safety Systems | Fire Extinguishers - Powder | Town DK | 2 | Urgent | B | 3 | 2027 | 5 | 1 | 2.2 | 3383 | 13282
Heat Emitters | Gas Fired Radiant Heaters | Town CZ | 1 | Medium | B | 1 | 2025 | 5 | 3 | 3.2 | 22510 | 7142
Fire Safety Systems | Fire Extinguishers - CO2 | Town CY | 1 | Urgent | B | 5 | 2029 | 5 | 1 | 2.2 | 3384 | 14344
Local Hot Water | Package Electric Water Heaters - Non-Drinking Water | Town DL | 1 | Medium | B | 10 | 2034 | 5 | 3 | 3.2 | 22511 | 22683
Roller Shutters | External Window Shutters - Manual | Town CG | 1 | Medium | B | 11 | 2035 | 5 | 3 | 3.2 | 22512 | 25069
General Lighting | General - LED fittings & Luminaires | Town DF | 7 | Medium | B | 1 | 2025 | 5 | 3 | 3.2 | 22513 | 7143
Fire Safety Systems | Fire Extinguishers - CO2 | Town CY | 2 | Urgent | B | 2 | 2026 | 5 | 1 | 2.2 | 3385 | 12533
Roller Shutters | External Window Shutters - Manual | Town CG | 1 | Medium | B | 6 | 2030 | 5 | 3 | 3.2 | 22514 | 18549
LV Distribution | Main Distribution Board | Town DC | 1 | High | B | 7 | 2031 | 5 | 2 | 2.7 | 12915 | 19599
Fire Safety Systems | Manual and Automatic Doors - Emergency and Panic Escape Doors | Town DB | 1 | Urgent | B | 6 | 2030 | 5 | 1 | 2.2 | 3386 | 16095
Barriers & Guardrails | Vehicle Crash Protection Barrier | Town CU | 1 | V Low | B | 1 | 2025 | 5 | 4 | 3.7 | 32888 | 11890
External Doors | Entrance Doors | Town CZ | 1 | High | B | 21 | 2045 | 5 | 2 | 2.7 | 12916 | 32583
Local Hot Water | Package Electric Water Heaters - Non-Drinking Water | Town CV | 1 | Medium | B | 1 | 2025 | 5 | 3 | 3.2 | 22515 | 7144
Local Hot Water | Package Electric Water Heaters - Non-Drinking Water | Town DC | 1 | Medium | B | 1 | 2025 | 5 | 3 | 3.2 | 22516 | 7145
Air Conditioning | Multi-Split Evaporator - Split Systems/Heat Pumps - Air-cooled with Direct Expansion Evaporator (DX) | Town DC | 1 | Medium | B | 2 | 2026 | 5 | 3 | 3.2 | 22517 | 13046
Heat Emitters | Gas Fired Unit Heaters | Town CZ | 1 | Medium | B | 11 | 2035 | 5 | 3 | 3.2 | 22518 | 25070
LV Distribution | Main Distribution Board | Town CV | 1 | High | B | 11 | 2035 | 5 | 2 | 2.7 | 12917 | 24267
Local and Special Ventilation | Fan - Window / Wall Mounted | Town CV | 1 | Medium | B | 1 | 2025 | 5 | 3 | 3.2 | 22519 | 7146
Roller Shutters | External Manual Roller Shutter | Town DH | 1 | High | B | 1 | 2025 | 5 | 2 | 2.7 | 12918 | 3332
Fire Safety Systems | Manual and Automatic Doors - Emergency and Panic Escape Doors | Town CV | 1 | Urgent | B | 21 | 2045 | 5 | 1 | 2.2 | 3387 | 31911
Heat Emitters | Gas Fired Natural and Fan Assisted Heaters | Town DG | 1 | Medium | B | 15 | 2039 | 5 | 3 | 3.2 | 22520 | 28391
Fire Safety Systems | Fire Alarm Panel / Repeater | Town DB | 1 | Urgent | B | 1 | 2025 | 5 | 1 | 2.2 | 3388 | 1139
Fire Safety Systems | Fire Alarm System | Town CV | 1 | Urgent | B | 6 | 2030 | 5 | 1 | 2.2 | 3389 | 16096
Lifts | Disabled Lift - Electric | Town CU | 1 | High | B | 1 | 2025 | 5 | 2 | 2.7 | 12919 | 3333
Local Hot Water | Package Electric Water Heaters - Non-Drinking Water | Town DL | 1 | Medium | B | 4 | 2028 | 5 | 3 | 3.2 | 22521 | 14082
Fire Safety Systems | Manual and Automatic Doors - Emergency and Panic Escape Doors | Town DB | 1 | Urgent | B | 6 | 2030 | 5 | 1 | 2.2 | 3390 | 16097
Air Conditioning | Single-Split Evaporator - Split Systems/Heat Pumps - Air-cooled with Direct Expansion Evaporator (DX) | Town CZ | 1 | Medium | D | 1 | 2025 | 3 | 3 | 2.6 | 11082 | 2601
Emergency Lighting | Illuminated Fire Exit Signage | Town DE | 3 | Urgent | B | 17 | 2041 | 5 | 1 | 2.2 | 3391 | 30061
Access Control | Gate Access - Local Lock / Keypad / Manual (External) | Town DG | 1 | Medium | B | 11 | 2035 | 5 | 3 | 3.2 | 22522 | 25071
Emergency Lighting | Illuminated Fire Exit Signage | Town DC | 2 | Urgent | B | 16 | 2040 | 5 | 1 | 2.2 | 3392 | 28712
Heat Emitters | Electric Heaters | Town CV | 3 | Medium | B | 1 | 2025 | 5 | 3 | 3.2 | 22523 | 7147
Roller Shutters | External Manual Roller Shutter | Town DH | 1 | High | B | 1 | 2025 | 5 | 2 | 2.7 | 12920 | 3334
Heat Emitters | Electric Heaters | Town CV | 2 | Medium | B | 1 | 2025 | 5 | 3 | 3.2 | 22524 | 7148
Fire Safety Systems | Fire Alarm System | Town DK | 1 | Urgent | B | 9 | 2033 | 5 | 1 | 2.2 | 3393 | 21269
Roller Shutters | External Electric Roller Shutter | Town CV | 1 | High | B | 11 | 2035 | 5 | 2 | 2.7 | 12921 | 24268
Fire Safety Systems | Fire Extinguishers - Foam | Town DG | 4 | Urgent | B | 9 | 2033 | 5 | 1 | 2.2 | 3394 | 21270
General Lighting | General - LED fittings & Luminaires | Town CU | 43 | Medium | B | 17 | 2041 | 5 | 3 | 3.2 | 22525 | 30431
Fire Safety Systems | Fire Extinguishers - Inert Gas | Town DC | 1 | Urgent | B | 14 | 2038 | 5 | 1 | 2.2 | 3395 | 27345
Fire Safety Systems | Fire Extinguishers - CO2 | Town DA | 3 | Urgent | B | 6 | 2030 | 5 | 1 | 2.2 | 3396 | 16098
Roller Shutters | Internal Electric Roller Shutter | Town CW | 1 | Medium | C | 22 | 2046 | 4 | 3 | 2.9 | 18536 | 33047
Air Conditioning | Multi-Split Condenser - Split Systems/Heat Pumps - Air-cooled with Direct Expansion Evaporator (DX) | Town DC | 1 | Medium | B | 9 | 2033 | 5 | 3 | 3.2 | 22526 | 21727
AHU - Internal | Central Heating - Gas Fired (Internally Sourced) | Town DF | 1 | Medium | B | 1 | 2025 | 5 | 3 | 3.2 | 22527 | 7149
External Doors | Entrance Doors | Town CG | 1 | High | B | 11 | 2035 | 5 | 2 | 2.7 | 12922 | 24269
Barriers & Guardrails | Vehicle Crash Protection Barrier | Town CU | 1 | V Low | B | 1 | 2025 | 5 | 4 | 3.7 | 32889 | 11891
LV Distribution | Sub Distribution Board | Town CZ | 1 | High | B | 4 | 2028 | 5 | 2 | 2.7 | 12923 | 13918
Roller Shutters | External Electric Roller Shutter | Town CY | 1 | High | B | 11 | 2035 | 5 | 2 | 2.7 | 12924 | 24270
Roller Shutters | External Manual Roller Shutter | Town CZ | 1 | High | B | 11 | 2035 | 5 | 2 | 2.7 | 12925 | 24271
Heat Emitters | Electric Heaters | Town CH | 1 | Medium | B | 1 | 2025 | 5 | 3 | 3.2 | 22528 | 7150
LV Distribution | Sub Distribution Board | Town DJ | 1 | High | CX | 8 | 2032 | 2 | 2 | 1.8 | 497 | 20234
Fire Safety Systems | Manual and Automatic Doors - Emergency and Panic Escape Doors | Town DK | 1 | Urgent | B | 25 | 2049 | 5 | 1 | 2.2 | 3397 | 33291
Burner | Atmospheric Gas Burner | Town DF | 1 | Medium | B | 1 | 2025 | 5 | 3 | 3.2 | 22529 | 7151
General Lighting | General - LED fittings & Luminaires | Town CV | 6 | Medium | B | 11 | 2035 | 5 | 3 | 3.2 | 22530 | 25072
External Lighting | General - LED | Town CY | 1 | Medium | B | 11 | 2035 | 5 | 3 | 3.2 | 22531 | 25073
Fire Safety Systems | Manual and Automatic Doors - Emergency and Panic Escape Doors | Town CZ | 1 | Urgent | B | 11 | 2035 | 5 | 1 | 2.2 | 3398 | 23500
Heat Emitters | Electric Heaters | Town DI | 3 | Medium | B | 8 | 2032 | 5 | 3 | 3.2 | 22532 | 20893
LV Distribution | Sub Distribution Board | Town CY | 1 | High | B | 18 | 2042 | 5 | 2 | 2.7 | 12926 | 30796
Roller Shutters | External Electric Roller Shutter | Town CV | 1 | High | B | 11 | 2035 | 5 | 2 | 2.7 | 12927 | 24272
General Lighting | General - LED fittings & Luminaires | Town CU | 76 | Medium | B | 17 | 2041 | 5 | 3 | 3.2 | 22533 | 30432
General Lighting | General - LED fittings & Luminaires | Town CG | 3 | Medium | B | 16 | 2040 | 5 | 3 | 3.2 | 22534 | 29436
Fire Safety Systems | Manual and Automatic Doors - Emergency and Panic Escape Doors | Town DC | 1 | Urgent | B | 22 | 2046 | 5 | 1 | 2.2 | 3399 | 32868
Air Conditioning | Multi-Split Evaporator - Split Systems/Heat Pumps - Air-cooled with Direct Expansion Evaporator (DX) | Town DC | 1 | Medium | B | 2 | 2026 | 5 | 3 | 3.2 | 22535 | 13047
Fire Safety Systems | Fire Extinguishers - Foam | Town CY | 2 | Urgent | B | 8 | 2032 | 5 | 1 | 2.2 | 3400 | 20349
Air Conditioning | Multi-Split Condenser - Split Systems/Heat Pumps - Air-cooled with Direct Expansion Evaporator (DX) | Town DC | 1 | Medium | B | 2 | 2026 | 5 | 3 | 3.2 | 22536 | 13048
Local Hot Water | Package Electric Water Heaters - Non-Drinking Water | Town CW | 1 | Medium | B | 7 | 2031 | 5 | 3 | 3.2 | 22537 | 19861
LV Distribution | Sub Distribution Board | Town CY | 1 | High | B | 1 | 2025 | 5 | 2 | 2.7 | 12928 | 3335
Heat Emitters | Electric Heaters | Town DK | 3 | Medium | B | 1 | 2025 | 5 | 3 | 3.2 | 22538 | 7152
General Lighting | General - LED fittings & Luminaires | Town DA | 54 | Medium | B | 16 | 2040 | 5 | 3 | 3.2 | 22539 | 29437
Heat Emitters | Electric Heaters | Town CW | 1 | Medium | B | 5 | 2029 | 5 | 3 | 3.2 | 22540 | 14953
LV Distribution | Sub Distribution Board | Town DB | 1 | High | B | 1 | 2025 | 5 | 2 | 2.7 | 12929 | 3336
Local and Special Ventilation | Fan - Axial | Town DG | 1 | Medium | B | 1 | 2025 | 5 | 3 | 3.2 | 22541 | 7153
Roller Shutters | External Electric Roller Shutter | Town CG | 1 | High | B | 21 | 2045 | 5 | 2 | 2.7 | 12930 | 32584
Local and Special Ventilation | Unit extract fans | Town DI | 1 | Medium | D | 1 | 2025 | 3 | 3 | 2.6 | 11083 | 2602
Local and Special Ventilation | Fan - Centrifugal | Town CU | 1 | Medium | B | 1 | 2025 | 5 | 3 | 3.2 | 22542 | 7154
Emergency Lighting | Self Contained - LED | Town CG | 11 | Urgent | B | 21 | 2045 | 5 | 1 | 2.2 | 3401 | 31912
Heat Emitters | Electric Overdoor Air Curtain/Heater | Town DH | 1 | Medium | B | 1 | 2025 | 5 | 3 | 3.2 | 22543 | 7155
Fire Safety Systems | Fire Extinguishers - Foam | Town CG | 7 | Urgent | B | 6 | 2030 | 5 | 1 | 2.2 | 3402 | 16099
LV Distribution | Sub Distribution Board | Town CG | 1 | High | B | 1 | 2025 | 5 | 2 | 2.7 | 12931 | 3337
Local and Special Ventilation | Fan - Window / Wall Mounted | Town CV | 1 | Medium | B | 6 | 2030 | 5 | 3 | 3.2 | 22544 | 18550
Air Conditioning | Multi-Split Evaporator - Split Systems/Heat Pumps - Air-cooled with Direct Expansion Evaporator (DX) | Town DC | 1 | Medium | B | 2 | 2026 | 5 | 3 | 3.2 | 22545 | 13049
AHU - External | Central Air Conditioning - Gas Fired | Town DA | 1 | Medium | B | 1 | 2025 | 5 | 3 | 3.2 | 22546 | 7156
Roller Shutters | Internal Electric Roller Shutter | Town DJ | 1 | Medium | B | 20 | 2044 | 5 | 3 | 3.2 | 22547 | 31670
Emergency Lighting | Self Contained - LED | Town DD | 1 | Urgent | B | 21 | 2045 | 5 | 1 | 2.2 | 3403 | 31913
LV Distribution | Sub Distribution Board | Town DA | 1 | High | B | 1 | 2025 | 5 | 2 | 2.7 | 12932 | 3338
LV Distribution | Sub Distribution Board | Town DI | 1 | High | B | 20 | 2044 | 5 | 2 | 2.7 | 12933 | 31605
Emergency Lighting | Self Contained - LED | Town CV | 4 | Urgent | B | 16 | 2040 | 5 | 1 | 2.2 | 3404 | 28713
Fire Safety Systems | Fire Extinguishers - CO2 | Town CV | 4 | Urgent | B | 6 | 2030 | 5 | 1 | 2.2 | 3405 | 16100
Security Systems | Manual and Automatic Doors - High Security Door | Town CU | 1 | High | B | 17 | 2041 | 5 | 2 | 2.7 | 12934 | 30302
Local and Special Ventilation | Fan - Extract | Town CG | 1 | Medium | B | 1 | 2025 | 5 | 3 | 3.2 | 22548 | 7157
Local and Special Ventilation | Unit extract fans | Town DF | 1 | Medium | B | 5 | 2029 | 5 | 3 | 3.2 | 22549 | 14954
Fire Safety Systems | Fire Alarm Panel / Repeater | Town DL | 1 | Urgent | B | 8 | 2032 | 5 | 1 | 2.2 | 3406 | 20350
Heat Emitters | Electric Heaters | Town CZ | 1 | Medium | B | 1 | 2025 | 5 | 3 | 3.2 | 22550 | 7158
Fire Safety Systems | Fire Extinguishers - CO2 | Town CG | 2 | Urgent | B | 6 | 2030 | 5 | 1 | 2.2 | 3407 | 16101
Roller Shutters | External Manual Roller Shutter | Town DL | 1 | High | D | 1 | 2025 | 3 | 2 | 2.1 | 1101 | 761
Local and Special Ventilation | Fan - Kitchen Extract | Town DJ | 1 | Low | B | 9 | 2033 | 5 | 4 | 3.7 | 32890 | 21936
Local Hot Water | Instantaneous Electric Water Heater - Non-Drinking Water | Town DE | 1 | Medium | B | 5 | 2029 | 5 | 3 | 3.2 | 22551 | 14955
External Doors | Entrance Doors | Town DF | 1 | High | B | 6 | 2030 | 5 | 2 | 2.7 | 12935 | 17491
Heat Emitters | Electric Heaters | Town DD | 3 | Medium | B | 1 | 2025 | 5 | 3 | 3.2 | 22552 | 7159
Air Conditioning | Multi-Split Condenser - DX Split Systems (With Gas, Electric or Hot Water Heaters) | Town DA | 1 | Medium | B | 1 | 2025 | 5 | 3 | 3.2 | 22553 | 7160
LV Distribution | Main Distribution Board | Town CU | 1 | High | B | 2 | 2026 | 5 | 2 | 2.7 | 12936 | 12881
Fire Safety Systems | Manual and Automatic Doors - Emergency and Panic Escape Doors | Town CH | 1 | Urgent | B | 11 | 2035 | 5 | 1 | 2.2 | 3408 | 23501
Access Control | Gate Access - Local Lock / Keypad / Manual (External) | Town DE | 1 | Medium | B | 1 | 2025 | 5 | 3 | 3.2 | 22554 | 7161
LV Distribution | Sub Distribution Board | Town CG | 1 | High | B | 16 | 2040 | 5 | 2 | 2.7 | 12937 | 29129
External Doors | Entrance Doors | Town DA | 1 | High | B | 26 | 2050 | 5 | 2 | 2.7 | 12938 | 33489
Access Control | Door Lock / Keypad / Manual | Town DA | 1 | Medium | B | 13 | 2037 | 5 | 3 | 3.2 | 22555 | 27100
Fire Safety Systems | Fire Extinguishers - Foam | Town CU | 3 | Urgent | B | 6 | 2030 | 5 | 1 | 2.2 | 3409 | 16102
LV Distribution | Main Distribution Board | Town FN | 1 | High | B | 5 | 2029 | 5 | 2 | 2.7 | 12939 | 14603
Heat Emitters | Gas Fired Unit Heaters | Town FM | 1 | Medium | B | 12 | 2036 | 5 | 3 | 3.2 | 22556 | 26424
Boiler | Atmospheric Gas Burner Boiler - Small and/or Wall Hung for Light Commercial Installation | Town FK | 1 | Medium | B | 7 | 2031 | 5 | 3 | 3.2 | 22557 | 19862
Local Hot Water | Package Electric Water Heaters - Non-Drinking Water | Town FO | 1 | Medium | B | 1 | 2025 | 5 | 3 | 3.2 | 22558 | 7162
Local and Special Ventilation | Fan - Kitchen Extract | Town FG | 1 | Low | B | 5 | 2029 | 5 | 4 | 3.7 | 32891 | 15611
Barriers & Guardrails | Vehicle Crash Protection Barrier | Town FD | 1 | V Low | B | 1 | 2025 | 5 | 4 | 3.7 | 32892 | 11892
Local and Special Ventilation | Fan - Extract | Town FF | 1 | Medium | B | 1 | 2025 | 5 | 3 | 3.2 | 22559 | 7163
Local Hot Water | Package Electric Water Heaters - Non-Drinking Water | Town FH | 1 | Medium | B | 1 | 2025 | 5 | 3 | 3.2 | 22560 | 7164
LV Distribution | Sub Distribution Board | Town FH | 1 | High | B | 4 | 2028 | 5 | 2 | 2.7 | 12940 | 13919
Central Ventilation Systems | Fan - Extract | Town BI | 1 | Medium | B | 1 | 2025 | 5 | 3 | 3.2 | 22561 | 7165
External Doors | Entrance Doors | Town FE | 1 | High | B | 21 | 2045 | 5 | 2 | 2.7 | 12941 | 32585
External Doors | Entrance Doors | Town FL | 1 | High | B | 5 | 2029 | 5 | 2 | 2.7 | 12942 | 14604
Central Ventilation Systems | Fan - General Ventilation | Town FI | 1 | Low | B | 1 | 2025 | 5 | 4 | 3.7 | 32893 | 11893
Central Ventilation Systems | Fan - General Ventilation | Town FI | 1 | Low | B | 1 | 2025 | 5 | 4 | 3.7 | 32894 | 11894
External Doors | Entrance Doors | Town FF | 1 | High | B | 15 | 2039 | 5 | 2 | 2.7 | 12943 | 28123
External Doors | Entrance Doors | Town FH | 1 | High | B | 26 | 2050 | 5 | 2 | 2.7 | 12944 | 33490
Fire Safety Systems | Fire Alarm System | Town FU | 1 | Urgent | B | 11 | 2035 | 5 | 1 | 2.2 | 3410 | 23502
LV Distribution | Sub Distribution Board | Town FJ | 1 | High | B | 1 | 2025 | 5 | 2 | 2.7 | 12945 | 3339
Boiler | Electric Boilers | Town FE | 1 | Medium | B | 6 | 2030 | 5 | 3 | 3.2 | 22562 | 18551
Central Ventilation Systems | Fan - Extract | Town BI | 1 | Medium | B | 1 | 2025 | 5 | 3 | 3.2 | 22563 | 7166
LV Distribution | Sub Distribution Board | Town FH | 1 | High | D | 18 | 2042 | 3 | 2 | 2.1 | 1102 | 30600
LV Distribution | Main Distribution Board | Town BI | 1 | High | B | 1 | 2025 | 5 | 2 | 2.7 | 12946 | 3340
External Doors | Entrance Doors | Town FS | 1 | High | B | 25 | 2049 | 5 | 2 | 2.7 | 12947 | 33380
Central Ventilation Systems | Fan - Extract | Town FN | 1 | Medium | B | 1 | 2025 | 5 | 3 | 3.2 | 22564 | 7167
Local and Special Ventilation | Fan - Axial | Town FH | 1 | Medium | B | 3 | 2027 | 5 | 3 | 3.2 | 22565 | 13479
Roller Shutters | External Manual Roller Shutter | Town FF | 1 | High | B | 5 | 2029 | 5 | 2 | 2.7 | 12948 | 14605
Emergency Lighting | Externally Powered - Non LED | Town FE | 10 | Urgent | B | 1 | 2025 | 5 | 1 | 2.2 | 3411 | 1140
Fire Safety Systems | Fire Extinguishers - CO2 | Town FN | 5 | Urgent | B | 6 | 2030 | 5 | 1 | 2.2 | 3412 | 16103
Fire Safety Systems | Fire Extinguishers - Foam | Town FI | 4 | Urgent | B | 6 | 2030 | 5 | 1 | 2.2 | 3413 | 16104
Fire Safety Systems | Fire Extinguishers - CO2 | Town FB | 3 | Urgent | B | 1 | 2025 | 5 | 1 | 2.2 | 3414 | 1141
LV Distribution | Main Distribution Board | Town FL | 1 | High | B | 1 | 2025 | 5 | 2 | 2.7 | 12949 | 3341
BMS | BMS Control Panel | Town FF | 1 | High | A | 9 | 2033 | 6 | 2 | 3 | 19532 | 21660
Emergency Lighting | Self Contained - LED | Town FM | 21 | Urgent | B | 22 | 2046 | 5 | 1 | 2.2 | 3415 | 32869
Roller Shutters | External Manual Roller Shutter | Town BI | 1 | High | B | 1 | 2025 | 5 | 2 | 2.7 | 12950 | 3342
Roller Shutters | External Electric Roller Shutter | Town FO | 1 | High | B | 10 | 2034 | 5 | 2 | 2.7 | 12951 | 22313
Emergency Lighting | Self Contained - LED | Town FT | 10 | Urgent | B | 20 | 2044 | 5 | 1 | 2.2 | 3416 | 31440
LV Distribution | Main Distribution Board | Town FL | 1 | High | B | 1 | 2025 | 5 | 2 | 2.7 | 12952 | 3343
Fire Safety Systems | Fire Extinguishers - Foam | Town FE | 1 | Urgent | B | 1 | 2025 | 5 | 1 | 2.2 | 3417 | 1142
Boiler | Electric Boilers | Town FE | 1 | Medium | B | 1 | 2025 | 5 | 3 | 3.2 | 22566 | 7168
Heat Emitters | Radiators - Steel | Town FM | 5 | Medium | B | 1 | 2025 | 5 | 3 | 3.2 | 22567 | 7169
Emergency Lighting | Illuminated Fire Exit Signage | Town FH | 1 | Urgent | C | 3 | 2027 | 4 | 1 | 1.9 | 621 | 13253
Emergency Lighting | Externally Powered - Non LED | Town FE | 3 | Urgent | B | 1 | 2025 | 5 | 1 | 2.2 | 3418 | 1143
Heat Emitters | Gas Fired Unit Heaters | Town FD | 1 | Medium | B | 1 | 2025 | 5 | 3 | 3.2 | 22568 | 7170
Fire Safety Systems | Manual and Automatic Doors - Emergency and Panic Escape Doors | Town BI | 1 | Urgent | B | 15 | 2039 | 5 | 1 | 2.2 | 3419 | 27798
Heat Emitters | Electric Heaters | Town FP | 2 | Medium | B | 3 | 2027 | 5 | 3 | 3.2 | 22569 | 13480
General Lighting | General - LED fittings & Luminaires | Town FO | 11 | Medium | B | 1 | 2025 | 5 | 3 | 3.2 | 22570 | 7171
Air Conditioning | Multi-Split Condenser - Split Systems/Heat Pumps - Air-cooled with Direct Expansion Evaporator (DX) | Town FS | 1 | Medium | B | 8 | 2032 | 5 | 3 | 3.2 | 22571 | 20894
Central Ventilation Systems | Fan - General Ventilation | Town FI | 1 | Low | B | 1 | 2025 | 5 | 4 | 3.7 | 32895 | 11895
External Doors | Entrance Doors | Town FK | 1 | High | B | 19 | 2043 | 5 | 2 | 2.7 | 12953 | 31167
Roller Shutters | External Manual Roller Shutter | Town FI | 1 | High | B | 5 | 2029 | 5 | 2 | 2.7 | 12954 | 14606
General Lighting | General - LED fittings & Luminaires | Town BI | 32 | Medium | B | 1 | 2025 | 5 | 3 | 3.2 | 22572 | 7172
Fire Safety Systems | Manual and Automatic Doors - Emergency and Panic Escape Doors | Town FF | 1 | Urgent | B | 15 | 2039 | 5 | 1 | 2.2 | 3420 | 27799
Fire Safety Systems | Manual and Automatic Doors - Emergency and Panic Escape Doors | Town FM | 1 | Urgent | B | 11 | 2035 | 5 | 1 | 2.2 | 3421 | 23503
Roller Shutters | External Manual Roller Shutter | Town FF | 1 | High | B | 5 | 2029 | 5 | 2 | 2.7 | 12955 | 14607
Emergency Lighting | Illuminated Fire Exit Signage | Town FE | 1 | Urgent | B | 1 | 2025 | 5 | 1 | 2.2 | 3422 | 1144
Roller Shutters | External Manual Roller Shutter | Town BI | 1 | High | B | 5 | 2029 | 5 | 2 | 2.7 | 12956 | 14608
Roller Shutters | External Manual Roller Shutter | Town BI | 1 | High | B | 1 | 2025 | 5 | 2 | 2.7 | 12957 | 3344
Roller Shutters | External Manual Roller Shutter | Town FO | 1 | High | B | 10 | 2034 | 5 | 2 | 2.7 | 12958 | 22314
Local and Special Ventilation | Fan - Window / Wall Mounted | Town FB | 1 | Medium | CX | 3 | 2027 | 2 | 3 | 2.3 | 10121 | 13315
Roller Shutters | Internal Electric Roller Shutter | Town FI | 1 | Medium | B | 5 | 2029 | 5 | 3 | 3.2 | 22573 | 14956
Heat Emitters | Electric Heaters | Town FH | 1 | Medium | DX | 1 | 2025 | 1 | 3 | 2 | 837 | 553
General Lighting | General - LED fittings & Luminaires | Town BI | 97 | Medium | B | 17 | 2041 | 5 | 3 | 3.2 | 22574 | 30433
Fire Safety Systems | Fire Extinguishers - CO2 | Town FT | 2 | Urgent | B | 9 | 2033 | 5 | 1 | 2.2 | 3423 | 21271
Emergency Lighting | Illuminated Fire Exit Signage | Town FH | 2 | Urgent | B | 16 | 2040 | 5 | 1 | 2.2 | 3424 | 28714
Emergency Lighting | Self Contained - LED | Town FU | 7 | Urgent | B | 21 | 2045 | 5 | 1 | 2.2 | 3425 | 31914
Fire Safety Systems | Fire Extinguishers - Foam | Town FF | 3 | Urgent | B | 6 | 2030 | 5 | 1 | 2.2 | 3426 | 16105
External Lighting | General - LED | Town FR | 3 | Medium | B | 5 | 2029 | 5 | 3 | 3.2 | 22575 | 14957
Boiler | Atmospheric Gas Burner Boiler - Small and/or Wall Hung for Light Commercial Installation | Town FS | 1 | Medium | B | 1 | 2025 | 5 | 3 | 3.2 | 22576 | 7173
Emergency Lighting | Illuminated Fire Exit Signage | Town FQ | 2 | Urgent | B | 1 | 2025 | 5 | 1 | 2.2 | 3427 | 1145
LV Distribution | Sub Distribution Board | Town FT | 1 | High | DX | 1 | 2025 | 1 | 2 | 1.5 | 381 | 341
Heat Emitters | Electric Overdoor Air Curtain/Heater | Town FI | 1 | Medium | B | 8 | 2032 | 5 | 3 | 3.2 | 22577 | 20895
Access Control | Door Lock / Keypad / Manual | Town FI | 2 | Medium | A | 15 | 2039 | 6 | 3 | 3.5 | 32493 | 28564
Fuel Systems | External Fuel Transfer Pump - Diesel | Town DS | 1 | Medium | C | 1 | 2025 | 4 | 3 | 2.9 | 18537 | 5476
Central Heating | Fan - Axial | Town EE | 1 | High | B | 1 | 2025 | 5 | 2 | 2.7 | 12959 | 3345
Fire Safety Systems | Manual and Automatic Doors - Emergency and Panic Escape Doors | Town BU | 1 | Urgent | B | 21 | 2045 | 5 | 1 | 2.2 | 3428 | 31915
Emergency Lighting | Self Contained - LED | Town DS | 4 | Urgent | B | 21 | 2045 | 5 | 1 | 2.2 | 3429 | 31916
Emergency Lighting | Self Contained - LED | Town EG | 4 | Urgent | B | 20 | 2044 | 5 | 1 | 2.2 | 3430 | 31441
Emergency Lighting | Self Contained - LED | Town EG | 2 | Urgent | B | 20 | 2044 | 5 | 1 | 2.2 | 3431 | 31442
Fire Safety Systems | Fire Extinguishers - Foam | Town DR | 3 | Urgent | B | 6 | 2030 | 5 | 1 | 2.2 | 3432 | 16106
Fire Safety Systems | Fire Alarm System | Town DM | 1 | Urgent | B | 1 | 2025 | 5 | 1 | 2.2 | 3433 | 1146
Heat Emitters | Electric Overdoor Air Curtain/Heater | Town EC | 1 | Medium | B | 1 | 2025 | 5 | 3 | 3.2 | 22578 | 7174
Heat Emitters | Gas Fired Natural and Fan Assisted Heaters | Town DN | 1 | Medium | B | 5 | 2029 | 5 | 3 | 3.2 | 22579 | 14958
External Doors | Entrance Doors | Town DP | 1 | High | B | 11 | 2035 | 5 | 2 | 2.7 | 12960 | 24273
Fire Safety Systems | Fire Extinguishers - Powder | Town EA | 1 | Urgent | B | 9 | 2033 | 5 | 1 | 2.2 | 3434 | 21272
Fire Safety Systems | Fire Extinguishers - Foam | Town EI | 3 | Urgent | B | 8 | 2032 | 5 | 1 | 2.2 | 3435 | 20351
Roller Shutters | External Manual Roller Shutter | Town DT | 1 | High | B | 21 | 2045 | 5 | 2 | 2.7 | 12961 | 32586
Roller Shutters | External Electric Roller Shutter | Town EE | 1 | High | B | 9 | 2033 | 5 | 2 | 2.7 | 12962 | 21574
Fire Safety Systems | Fire Dampers - Fusible Link | Town DS | 1 | Urgent | B | 1 | 2025 | 5 | 1 | 2.2 | 3436 | 1147
External Lighting | General - LED | Town BU | 1 | Medium | B | 11 | 2035 | 5 | 3 | 3.2 | 22580 | 25074
LV Distribution | Sub Distribution Board | Town DV | 1 | High | B | 1 | 2025 | 5 | 2 | 2.7 | 12963 | 3346
Fire Safety Systems | Fire Alarm Panel / Repeater | Town EF | 1 | Urgent | B | 1 | 2025 | 5 | 1 | 2.2 | 3437 | 1148
Roller Shutters | Internal Automatic Roller Shutter | Town EG | 1 | High | B | 8 | 2032 | 5 | 2 | 2.7 | 12964 | 20689
External Lighting | General - Non LED | Town DM | 1 | Medium | B | 1 | 2025 | 5 | 3 | 3.2 | 22581 | 7175
Air Conditioning | Multi-Split Condenser - Split Systems/Heat Pumps - Air-cooled with Direct Expansion Evaporator (DX) | Town DN | 1 | Medium | B | 6 | 2030 | 5 | 3 | 3.2 | 22582 | 18552
Fire Safety Systems | Manual and Automatic Doors - Emergency and Panic Escape Doors | Town DT | 1 | Urgent | B | 1 | 2025 | 5 | 1 | 2.2 | 3438 | 1149
Local and Special Ventilation | Fan - Extract | Town DV | 1 | Medium | B | 1 | 2025 | 5 | 3 | 3.2 | 22583 | 7176
Multi-System Controls | Control Panel - Electrical Services (excluding Electrical Controllers and Pneumatic Relays) | Town DT | 1 | Medium | B | 13 | 2037 | 5 | 3 | 3.2 | 22584 | 27101
Roller Shutters | External Manual Roller Shutter | Town DW | 1 | High | B | 1 | 2025 | 5 | 2 | 2.7 | 12965 | 3347
Fire Safety Systems | Fire Extinguishers - CO2 | Town BU | 1 | Urgent | B | 6 | 2030 | 5 | 1 | 2.2 | 3439 | 16107
Roller Shutters | External Manual Roller Shutter | Town EH | 1 | High | B | 1 | 2025 | 5 | 2 | 2.7 | 12966 | 3348
Emergency Lighting | Illuminated Fire Exit Signage | Town BU | 7 | Urgent | B | 16 | 2040 | 5 | 1 | 2.2 | 3440 | 28715
Emergency Lighting | Externally Powered - LED | Town EI | 1 | Urgent | B | 20 | 2044 | 5 | 1 | 2.2 | 3441 | 31443
Fire Safety Systems | Fire Extinguishers - Foam | Town DM | 3 | Urgent | B | 6 | 2030 | 5 | 1 | 2.2 | 3442 | 16108
Fire Safety Systems | Fire Alarm System | Town EG | 1 | Urgent | B | 1 | 2025 | 5 | 1 | 2.2 | 3443 | 1150
General Lighting | General - LED fittings & Luminaires | Town DQ | 30 | Medium | B | 10 | 2034 | 5 | 3 | 3.2 | 22585 | 22684
Air Conditioning | Multi-Split Evaporator - Split Systems/Heat Pumps - Air-cooled with Direct Expansion Evaporator (DX) | Town DV | 1 | Medium | B | 1 | 2025 | 5 | 3 | 3.2 | 22586 | 7177
Multi-System Controls | Control Panel - Electrical Services (excluding Electrical Controllers and Pneumatic Relays) | Town DV | 1 | Medium | B | 1 | 2025 | 5 | 3 | 3.2 | 22587 | 7178
Fire Safety Systems | Fire Extinguishers - Foam | Town EC | 7 | Urgent | B | 7 | 2031 | 5 | 1 | 2.2 | 3444 | 19242
Access Control | Door Lock / Keypad / Manual | Town BU | 2 | Medium | B | 9 | 2033 | 5 | 3 | 3.2 | 22588 | 21728
Air Conditioning | Single-Split Evaporator - Split Systems/Heat Pumps - Air-cooled with Direct Expansion Evaporator (DX) | Town BU | 1 | Medium | B | 13 | 2037 | 5 | 3 | 3.2 | 22589 | 27102
LV Distribution | Sub Distribution Board | Town EI | 1 | High | B | 1 | 2025 | 5 | 2 | 2.7 | 12967 | 3349
External Doors | Entrance Doors | Town DN | 1 | High | B | 10 | 2034 | 5 | 2 | 2.7 | 12968 | 22315
Fire Safety Systems | Fire Alarm System | Town EI | 1 | Urgent | B | 1 | 2025 | 5 | 1 | 2.2 | 3445 | 1151
Heat Emitters | Electric Heaters | Town DZ | 1 | Medium | B | 1 | 2025 | 5 | 3 | 3.2 | 22590 | 7179
LV Distribution | Sub Distribution Board | Town EF | 1 | High | B | 18 | 2042 | 5 | 2 | 2.7 | 12969 | 30797
Air Conditioning | Single-Split Condenser - Split Systems/Heat Pumps - Air-cooled with Direct Expansion Evaporator (DX) | Town EG | 1 | Medium | B | 6 | 2030 | 5 | 3 | 3.2 | 22591 | 18553
Roller Shutters | External Automatic Roller Shutter | Town ED | 1 | High | B | 11 | 2035 | 5 | 2 | 2.7 | 12970 | 24274
Roller Shutters | Internal Electric Roller Shutter | Town DN | 1 | Medium | B | 16 | 2040 | 5 | 3 | 3.2 | 22592 | 29438
LV Distribution | Sub Distribution Board | Town BU | 1 | High | B | 18 | 2042 | 5 | 2 | 2.7 | 12971 | 30798
Local Hot Water | Instantaneous Electric Water Heater - Non-Drinking Water | Town DT | 1 | Medium | B | 11 | 2035 | 5 | 3 | 3.2 | 22593 | 25075
Local and Special Ventilation | Fan - Axial | Town DY | 1 | Medium | B | 5 | 2029 | 5 | 3 | 3.2 | 22594 | 14959
Emergency Lighting | Illuminated Fire Exit Signage | Town DR | 2 | Urgent | B | 16 | 2040 | 5 | 1 | 2.2 | 3446 | 28716
Roller Shutters | External Manual Roller Shutter | Town DT | 1 | High | B | 21 | 2045 | 5 | 2 | 2.7 | 12972 | 32587
Fire Safety Systems | Manual and Automatic Doors - Emergency and Panic Escape Doors | Town DQ | 1 | Urgent | B | 1 | 2025 | 5 | 1 | 2.2 | 3447 | 1152
General Lighting | General - LED fittings & Luminaires | Town DN | 33 | Medium | B | 18 | 2042 | 5 | 3 | 3.2 | 22595 | 30933
Emergency Lighting | Illuminated Fire Exit Signage | Town EC | 1 | Urgent | B | 16 | 2040 | 5 | 1 | 2.2 | 3448 | 28717
Heat Emitters | Electric Heaters | Town DZ | 1 | Medium | B | 3 | 2027 | 5 | 3 | 3.2 | 22596 | 13481
Fire Safety Systems | Fire Alarm System | Town DS | 1 | Urgent | B | 1 | 2025 | 5 | 1 | 2.2 | 3449 | 1153
Emergency Lighting | Self Contained - LED | Town EE | 9 | Urgent | B | 15 | 2039 | 5 | 1 | 2.2 | 3450 | 27800
Access Control | Door Lock / Keypad / Manual | Town DV | 1 | Medium | B | 11 | 2035 | 5 | 3 | 3.2 | 22597 | 25076
Emergency Lighting | Self Contained - LED | Town EC | 1 | Urgent | B | 21 | 2045 | 5 | 1 | 2.2 | 3451 | 31917
Fire Safety Systems | Fire Extinguishers - CO2 | Town DY | 3 | Urgent | B | 8 | 2032 | 5 | 1 | 2.2 | 3452 | 20352
LV Distribution | Main Distribution Board | Town DP | 1 | High | C | 1 | 2025 | 4 | 2 | 2.4 | 10502 | 2377
Local and Special Ventilation | Fan - Extract | Town EH | 1 | Medium | B | 11 | 2035 | 5 | 3 | 3.2 | 22598 | 25077
General Lighting | General - LED fittings & Luminaires | Town EA | 4 | Medium | B | 6 | 2030 | 5 | 3 | 3.2 | 22599 | 18554
General Lighting | General - LED fittings & Luminaires | Town DV | 32 | Medium | B | 16 | 2040 | 5 | 3 | 3.2 | 22600 | 29439
Roller Shutters | External Automatic Roller Shutter | Town ED | 1 | High | B | 11 | 2035 | 5 | 2 | 2.7 | 12973 | 24275
Fire Safety Systems | Fire Extinguishers - Foam | Town DN | 3 | Urgent | B | 6 | 2030 | 5 | 1 | 2.2 | 3453 | 16109
Fire Safety Systems | Manual and Automatic Doors - Emergency and Panic Escape Doors | Town EA | 1 | Urgent | C | 11 | 2035 | 4 | 1 | 1.9 | 622 | 23264
Lightning Protection | System | Town DS | 1 | High | B | 8 | 2032 | 5 | 2 | 2.7 | 12974 | 20690
Local and Special Ventilation | Fan - Extract | Town DV | 1 | Medium | B | 1 | 2025 | 5 | 3 | 3.2 | 22601 | 7180
BMS | BMS Control Panel | Town EG | 1 | High | B | 7 | 2031 | 5 | 2 | 2.7 | 12975 | 19600
Emergency Lighting | Self Contained - LED | Town DU | 8 | Urgent | B | 21 | 2045 | 5 | 1 | 2.2 | 3454 | 31918
Central Ventilation Systems | Fan - Axial | Town EE | 1 | Medium | B | 3 | 2027 | 5 | 3 | 3.2 | 22602 | 13482
Fire Safety Systems | Fire Extinguishers - Foam | Town ED | 1 | Urgent | B | 6 | 2030 | 5 | 1 | 2.2 | 3455 | 16110
Local Hot Water | Package Electric Water Heaters - Non-Drinking Water | Town DR | 1 | Medium | B | 8 | 2032 | 5 | 3 | 3.2 | 22603 | 20896
LV Distribution | Sub Distribution Board | Town EH | 1 | High | B | 6 | 2030 | 5 | 2 | 2.7 | 12976 | 17492
Roller Shutters | External Manual Roller Shutter | Town DX | 1 | High | B | 1 | 2025 | 5 | 2 | 2.7 | 12977 | 3350
External Lighting | General - LED | Town DV | 2 | Medium | B | 11 | 2035 | 5 | 3 | 3.2 | 22604 | 25078
External Lighting | General - LED | Town DW | 2 | Medium | B | 11 | 2035 | 5 | 3 | 3.2 | 22605 | 25079
Fire Safety Systems | Manual and Automatic Doors - Emergency and Panic Escape Doors | Town DR | 1 | Urgent | B | 11 | 2035 | 5 | 1 | 2.2 | 3456 | 23504
LV Distribution | Sub Distribution Board | Town EF | 1 | High | C | 1 | 2025 | 4 | 2 | 2.4 | 10503 | 2378
Emergency Lighting | Self Contained - LED | Town DT | 13 | Urgent | B | 21 | 2045 | 5 | 1 | 2.2 | 3457 | 31919
LV Distribution | Sub Distribution Board | Town EE | 1 | High | D | 8 | 2032 | 3 | 2 | 2.1 | 1103 | 20244
External Doors | Entrance Doors | Town DP | 1 | High | B | 11 | 2035 | 5 | 2 | 2.7 | 12978 | 24276
General Lighting | General - LED fittings & Luminaires | Town EE | 69 | Medium | B | 10 | 2034 | 5 | 3 | 3.2 | 22606 | 22685
General Lighting | General - LED fittings & Luminaires | Town EB | 13 | Medium | B | 16 | 2040 | 5 | 3 | 3.2 | 22607 | 29440
LV Distribution | Sub Distribution Board | Town EE | 1 | High | B | 4 | 2028 | 5 | 2 | 2.7 | 12979 | 13920
LV Distribution | Sub Distribution Board | Town EB | 1 | High | B | 1 | 2025 | 5 | 2 | 2.7 | 12980 | 3351
LV Distribution | Sub Distribution Board | Town DM | 1 | High | B | 18 | 2042 | 5 | 2 | 2.7 | 12981 | 30799
Lifts | Disabled Lift - Electric | Town EF | 1 | High | B | 1 | 2025 | 5 | 2 | 2.7 | 12982 | 3352
General Lighting | General - LED fittings & Luminaires | Town DO | 116 | Medium | B | 15 | 2039 | 5 | 3 | 3.2 | 22608 | 28392
Roller Shutters | Internal Electric Roller Shutter | Town DP | 1 | Medium | B | 15 | 2039 | 5 | 3 | 3.2 | 22609 | 28393
Emergency Lighting | Self Contained - LED | Town DO | 4 | Urgent | B | 20 | 2044 | 5 | 1 | 2.2 | 3458 | 31444
Fire Safety Systems | Fire Extinguishers - CO2 | Town BU | 5 | Urgent | B | 6 | 2030 | 5 | 1 | 2.2 | 3459 | 16111
Emergency Lighting | Self Contained - LED | Town EB | 1 | Urgent | B | 21 | 2045 | 5 | 1 | 2.2 | 3460 | 31920
Fire Safety Systems | Fire Extinguishers - Foam | Town EG | 3 | Urgent | B | 6 | 2030 | 5 | 1 | 2.2 | 3461 | 16112
Fire Safety Systems | Fire Extinguishers - Foam | Town DS | 1 | Urgent | B | 6 | 2030 | 5 | 1 | 2.2 | 3462 | 16113
Multi-System Controls | Control Panel - Electrical Services (excluding Electrical Controllers and Pneumatic Relays) | Town EB | 1 | Medium | B | 1 | 2025 | 5 | 3 | 3.2 | 22610 | 7181
Emergency Lighting | Self Contained - LED | Town EF | 5 | Urgent | B | 21 | 2045 | 5 | 1 | 2.2 | 3463 | 31921
Heat Emitters | Electric Heaters | Town DZ | 1 | Medium | B | 1 | 2025 | 5 | 3 | 3.2 | 22611 | 7182
Boiler | Atmospheric Gas Burner Boiler - Small and/or Wall Hung for Light Commercial Installation | Town EF | 1 | Medium | B | 7 | 2031 | 5 | 3 | 3.2 | 22612 | 19863
Fuel Systems | Internal Fuel Transfer Pump - Diesel | Town DS | 1 | Medium | B | 5 | 2029 | 5 | 3 | 3.2 | 22613 | 14960
Emergency Lighting | Illuminated Fire Exit Signage | Town DU | 3 | Urgent | B | 16 | 2040 | 5 | 1 | 2.2 | 3464 | 28718
AHU - Internal | Central Heating & Cooling - Electric & DX | Town EE | 1 | Medium | B | 4 | 2028 | 5 | 3 | 3.2 | 22614 | 14083
Roller Shutters | Internal Electric Roller Shutter | Town DN | 1 | Medium | B | 16 | 2040 | 5 | 3 | 3.2 | 22615 | 29441
External Doors | Entrance Doors | Town DY | 1 | High | B | 21 | 2045 | 5 | 2 | 2.7 | 12983 | 32588
Barriers & Guardrails | Vehicle Crash Protection Barrier | Town DT | 1 | V Low | B | 1 | 2025 | 5 | 4 | 3.7 | 32896 | 11896
Local and Special Ventilation | Fan - Window / Wall Mounted | Town EI | 1 | Medium | B | 1 | 2025 | 5 | 3 | 3.2 | 22616 | 7183
Fire Safety Systems | Fire Extinguishers - CO2 | Town DV | 2 | Urgent | B | 6 | 2030 | 5 | 1 | 2.2 | 3465 | 16114
Fire Safety Systems | Fire Extinguishers - CO2 | Town DV | 5 | Urgent | B | 6 | 2030 | 5 | 1 | 2.2 | 3466 | 16115
General Lighting | General - LED fittings & Luminaires | Town JU | 1 | Medium | B | 16 | 2040 | 5 | 3 | 3.2 | 22617 | 29442
Fire Safety Systems | Fire Extinguishers - CO2 | Town DZ | 3 | Urgent | CX | 5 | 2029 | 2 | 1 | 1.3 | 330 | 14270
Roller Shutters | Internal Electric Roller Shutter | Town EI | 1 | Medium | B | 15 | 2039 | 5 | 3 | 3.2 | 22618 | 28394
Central Cooling | Fan - Axial | Town DM | 1 | Medium | B | 10 | 2034 | 5 | 3 | 3.2 | 22619 | 22686
AHU - Internal | Central Air Conditioning - Gas Fired | Town BU | 1 | Medium | B | 6 | 2030 | 5 | 3 | 3.2 | 22620 | 18555
Local and Special Ventilation | Unit extract fans | Town EE | 1 | Medium | B | 1 | 2025 | 5 | 3 | 3.2 | 22621 | 7184
General Lighting | General - LED fittings & Luminaires | Town EG | 73 | Medium | B | 15 | 2039 | 5 | 3 | 3.2 | 22622 | 28395
Heat Emitters | Electric Heaters | Town EE | 3 | Medium | B | 1 | 2025 | 5 | 3 | 3.2 | 22623 | 7185
Air Conditioning | Single-Split Evaporator - Split Systems/Heat Pumps - Air-cooled with Direct Expansion Evaporator (DX) | Town DT | 1 | Medium | B | 1 | 2025 | 5 | 3 | 3.2 | 22624 | 7186
LV Distribution | Main Distribution Board | Town DN | 1 | High | B | 15 | 2039 | 5 | 2 | 2.7 | 12984 | 28124
Fire Safety Systems | Manual and Automatic Doors - Emergency and Panic Escape Doors | Town DO | 1 | Urgent | B | 11 | 2035 | 5 | 1 | 2.2 | 3467 | 23505
Emergency Lighting | Self Contained - LED | Town DY | 9 | Urgent | B | 21 | 2045 | 5 | 1 | 2.2 | 3468 | 31922
Emergency Lighting | Self Contained - LED | Town DN | 10 | Urgent | B | 23 | 2047 | 5 | 1 | 2.2 | 3469 | 33086
Emergency Lighting | Self Contained - LED | Town EE | 1 | Urgent | B | 15 | 2039 | 5 | 1 | 2.2 | 3470 | 27801
General Lighting | General - LED fittings & Luminaires | Town DP | 6 | Medium | B | 17 | 2041 | 5 | 3 | 3.2 | 22625 | 30434
AHU - Internal | Central Air Conditioning - Gas Fired | Town DT | 1 | Medium | B | 10 | 2034 | 5 | 3 | 3.2 | 22626 | 22687
Fire Safety Systems | Manual and Automatic Doors - Emergency and Panic Escape Doors | Town EE | 1 | Urgent | B | 19 | 2043 | 5 | 1 | 2.2 | 3471 | 31050
Barriers & Guardrails | Vehicle Crash Protection Barrier | Town DT | 1 | V Low | B | 1 | 2025 | 5 | 4 | 3.7 | 32897 | 11897
External Lighting | General - LED | Town DZ | 2 | Medium | B | 5 | 2029 | 5 | 3 | 3.2 | 22627 | 14961
Air Conditioning | Multi-Split Evaporator - Split Systems/Heat Pumps - Air-cooled with Direct Expansion Evaporator (DX) | Town DP | 1 | Medium | B | 7 | 2031 | 5 | 3 | 3.2 | 22628 | 19864
LV Distribution | Sub Distribution Board | Town DU | 1 | High | B | 1 | 2025 | 5 | 2 | 2.7 | 12985 | 3353
General Lighting | General - LED fittings & Luminaires | Town DT | 14 | Medium | B | 16 | 2040 | 5 | 3 | 3.2 | 22629 | 29443
Heat Emitters | Gas Fired Unit Heaters | Town DY | 1 | Medium | B | 11 | 2035 | 5 | 3 | 3.2 | 22630 | 25080
Fire Safety Systems | Fire Alarm Panel / Repeater | Town DT | 1 | Urgent | B | 14 | 2038 | 5 | 1 | 2.2 | 3472 | 27346
Emergency Lighting | Illuminated Fire Exit Signage | Town DM | 4 | Urgent | B | 16 | 2040 | 5 | 1 | 2.2 | 3473 | 28719
Heat Emitters | Electric Overdoor Air Curtain/Heater | Town DW | 1 | Medium | B | 1 | 2025 | 5 | 3 | 3.2 | 22631 | 7187
Roller Shutters | External Manual Roller Shutter | Town DR | 1 | High | B | 1 | 2025 | 5 | 2 | 2.7 | 12986 | 3354
General Lighting | General - LED fittings & Luminaires | Town DU | 52 | Medium | B | 16 | 2040 | 5 | 3 | 3.2 | 22632 | 29444
Emergency Lighting | Self Contained - LED | Town BU | 9 | Urgent | B | 21 | 2045 | 5 | 1 | 2.2 | 3474 | 31923
Fire Safety Systems | Fire Extinguishers - Powder | Town DZ | 4 | Urgent | B | 5 | 2029 | 5 | 1 | 2.2 | 3475 | 14345
Fire Safety Systems | Fire Extinguishers - Foam | Town BU | 4 | Urgent | B | 7 | 2031 | 5 | 1 | 2.2 | 3476 | 19243
Local and Special Ventilation | Fan - Kitchen Extract | Town DN | 1 | Low | B | 5 | 2029 | 5 | 4 | 3.7 | 32898 | 15612
Roller Shutters | Internal Automatic Roller Shutter | Town DS | 1 | High | B | 3 | 2027 | 5 | 2 | 2.7 | 12987 | 13347
General Lighting | General - LED fittings & Luminaires | Town DT | 126 | Medium | B | 16 | 2040 | 5 | 3 | 3.2 | 22633 | 29445
Fire Safety Systems | Fire Extinguishers - CO2 | Town EB | 1 | Urgent | B | 6 | 2030 | 5 | 1 | 2.2 | 3477 | 16116
Fire Safety Systems | Manual and Automatic Doors - Emergency and Panic Escape Doors | Town EA | 1 | Urgent | B | 25 | 2049 | 5 | 1 | 2.2 | 3478 | 33292
Roller Shutters | Internal Electric Roller Shutter | Town DN | 1 | Medium | B | 1 | 2025 | 5 | 3 | 3.2 | 22634 | 7188
Fire Safety Systems | Fire Extinguishers - Foam | Town DN | 4 | Urgent | B | 6 | 2030 | 5 | 1 | 2.2 | 3479 | 16117
LV Distribution | Sub Distribution Board | Town EB | 1 | High | B | 1 | 2025 | 5 | 2 | 2.7 | 12988 | 3355
Local and Special Ventilation | Fan - Window / Wall Mounted | Town EA | 1 | Medium | B | 10 | 2034 | 5 | 3 | 3.2 | 22635 | 22688
External Doors | Manual and Automatic Doors - Auto / Powered Sliding Doors | Town EE | 1 | High | B | 19 | 2043 | 5 | 2 | 2.7 | 12989 | 31168
General Lighting | General - LED fittings & Luminaires | Town DS | 40 | Medium | B | 16 | 2040 | 5 | 3 | 3.2 | 22636 | 29446
Heat Emitters | Gas Fired Natural and Fan Assisted Heaters | Town DN | 1 | Medium | B | 7 | 2031 | 5 | 3 | 3.2 | 22637 | 19865
General Lighting | General - LED fittings & Luminaires | Town EB | 103 | Medium | B | 16 | 2040 | 5 | 3 | 3.2 | 22638 | 29447
Air Conditioning | Single-Split Condenser - Split Systems/Heat Pumps - Air-cooled with Direct Expansion Evaporator (DX) | Town EG | 1 | Medium | B | 10 | 2034 | 5 | 3 | 3.2 | 22639 | 22689
Boiler | Combination Atmospheric Burner Gas Boiler | Town DT | 1 | High | B | 3 | 2027 | 5 | 2 | 2.7 | 12990 | 13348
Central Cooling | Fan - Axial | Town EG | 1 | Medium | B | 1 | 2025 | 5 | 3 | 3.2 | 22640 | 7189
Fire Safety Systems | Fire Extinguishers - Foam | Town EE | 9 | Urgent | B | 1 | 2025 | 5 | 1 | 2.2 | 3480 | 1154
LV Distribution | Sub Distribution Board | Town DU | 1 | High | B | 1 | 2025 | 5 | 2 | 2.7 | 12991 | 3356
Roller Shutters | External Manual Roller Shutter | Town DW | 1 | High | B | 21 | 2045 | 5 | 2 | 2.7 | 12992 | 32589
Emergency Lighting | Self Contained - LED | Town EH | 6 | Urgent | B | 21 | 2045 | 5 | 1 | 2.2 | 3481 | 31924
Air Conditioning | Multi-Split Evaporator - DX Split Systems (With Gas, Electric or Hot Water Heaters) | Town DT | 1 | High | B | 1 | 2025 | 5 | 2 | 2.7 | 12993 | 3357
Roller Shutters | Internal Electric Roller Shutter | Town BU | 1 | Medium | B | 8 | 2032 | 5 | 3 | 3.2 | 22641 | 20897
Emergency Lighting | Self Contained - LED | Town EC | 6 | Urgent | B | 21 | 2045 | 5 | 1 | 2.2 | 3482 | 31925
Emergency Lighting | Illuminated Fire Exit Signage | Town DT | 42 | Urgent | B | 16 | 2040 | 5 | 1 | 2.2 | 3483 | 28720
Emergency Lighting | Illuminated Fire Exit Signage | Town EE | 1 | Urgent | B | 10 | 2034 | 5 | 1 | 2.2 | 3484 | 22022
Air Conditioning | Single-Split Condenser - Split Systems/Heat Pumps - Air-cooled with Direct Expansion Evaporator (DX) | Town DT | 1 | Medium | B | 1 | 2025 | 5 | 3 | 3.2 | 22642 | 7190
Local and Special Ventilation | Fan - Extract | Town DV | 1 | Medium | B | 1 | 2025 | 5 | 3 | 3.2 | 22643 | 7191
Roller Shutters | Internal Automatic Roller Shutter | Town EB | 1 | High | B | 1 | 2025 | 5 | 2 | 2.7 | 12994 | 3358
Heat Emitters | Gas Fired Unit Heaters | Town DW | 1 | Medium | B | 5 | 2029 | 5 | 3 | 3.2 | 22644 | 14962
Fire Safety Systems | Fire Extinguishers - Foam | Town BU | 3 | Urgent | B | 7 | 2031 | 5 | 1 | 2.2 | 3485 | 19244
BMS | BMS Control Panel | Town EB | 1 | High | B | 9 | 2033 | 5 | 2 | 2.7 | 12995 | 21575
Emergency Lighting | Illuminated Fire Exit Signage | Town DO | 1 | Urgent | B | 15 | 2039 | 5 | 1 | 2.2 | 3486 | 27802
Heat Emitters | Gas Fired Unit Heaters | Town DR | 1 | Medium | C | 1 | 2025 | 4 | 3 | 2.9 | 18538 | 5477
Central Ventilation Systems | Fan - Extract | Town DN | 1 | Medium | B | 1 | 2025 | 5 | 3 | 3.2 | 22645 | 7192
Fire Safety Systems | Fire Extinguishers - Foam | Town ED | 4 | Urgent | B | 6 | 2030 | 5 | 1 | 2.2 | 3487 | 16118
Emergency Lighting | Self Contained - LED | Town DS | 4 | Urgent | B | 21 | 2045 | 5 | 1 | 2.2 | 3488 | 31926
Boiler | Atmospheric Gas Burner - Free Standing Boiler | Town DP | 1 | Medium | B | 1 | 2025 | 5 | 3 | 3.2 | 22646 | 7193
Central Cooling | Fan - Axial | Town DM | 1 | Medium | B | 1 | 2025 | 5 | 3 | 3.2 | 22647 | 7194
Fire Safety Systems | Manual and Automatic Doors - Emergency and Panic Escape Doors | Town EA | 1 | Urgent | B | 25 | 2049 | 5 | 1 | 2.2 | 3489 | 33293
General Lighting | General - LED fittings & Luminaires | Town BU | 2 | Medium | B | 4 | 2028 | 5 | 3 | 3.2 | 22648 | 14084
Fire Safety Systems | Fire Extinguishers - Foam | Town DT | 7 | Urgent | B | 7 | 2031 | 5 | 1 | 2.2 | 3490 | 19245
General Lighting | General - LED fittings & Luminaires | Town DU | 3 | Medium | B | 6 | 2030 | 5 | 3 | 3.2 | 22649 | 18556
Air Conditioning | Single-Split Condenser - Split Systems/Heat Pumps - Air-cooled with Direct Expansion Evaporator (DX) | Town DM | 1 | Medium | B | 1 | 2025 | 5 | 3 | 3.2 | 22650 | 7195
External Doors | Manual and Automatic Doors - Auto / Powered Swing Doors | Town DT | 1 | High | B | 1 | 2025 | 5 | 2 | 2.7 | 12996 | 3359
Local and Special Ventilation | Fan - Axial | Town BU | 1 | Medium | B | 3 | 2027 | 5 | 3 | 3.2 | 22651 | 13483
General Lighting | General - LED fittings & Luminaires | Town EG | 1 | Medium | B | 13 | 2037 | 5 | 3 | 3.2 | 22652 | 27103
Air Conditioning | Single-Split Condenser - Split Systems/Heat Pumps - Air-cooled with Direct Expansion Evaporator (DX) | Town ED | 1 | Medium | B | 12 | 2036 | 5 | 3 | 3.2 | 22653 | 26425
Local and Special Ventilation | Fan - Window / Wall Mounted | Town DU | 1 | Medium | B | 8 | 2032 | 5 | 3 | 3.2 | 22654 | 20898
External Doors | Entrance Doors | Town DN | 1 | High | B | 15 | 2039 | 5 | 2 | 2.7 | 12997 | 28125
Barriers & Guardrails | Vehicle Crash Protection Barrier | Town DT | 1 | V Low | B | 1 | 2025 | 5 | 4 | 3.7 | 32899 | 11898
Roller Shutters | Internal Automatic Roller Shutter | Town DU | 1 | High | B | 4 | 2028 | 5 | 2 | 2.7 | 12998 | 13921
Fire Safety Systems | Fire Extinguishers - CO2 | Town EE | 5 | Urgent | B | 9 | 2033 | 5 | 1 | 2.2 | 3491 | 21273
Local Hot Water | Package Electric Water Heaters - Non-Drinking Water | Town EH | 1 | Medium | B | 8 | 2032 | 5 | 3 | 3.2 | 22655 | 20899
General Lighting | General - LED fittings & Luminaires | Town EA | 6 | Medium | B | 1 | 2025 | 5 | 3 | 3.2 | 22656 | 7196
General Lighting | General - LED fittings & Luminaires | Town DN | 1 | Medium | B | 11 | 2035 | 5 | 3 | 3.2 | 22657 | 25081
Local Hot Water | Instantaneous Electric Water Heater - Non-Drinking Water | Town DN | 1 | Medium | B | 10 | 2034 | 5 | 3 | 3.2 | 22658 | 22690
LV Distribution | Sub Distribution Board | Town DO | 1 | High | B | 1 | 2025 | 5 | 2 | 2.7 | 12999 | 3360
External Lighting | General - Non LED | Town DN | 1 | Medium | B | 1 | 2025 | 5 | 3 | 3.2 | 22659 | 7197
Fire Safety Systems | Fire Extinguishers - CO2 | Town EA | 2 | Urgent | B | 7 | 2031 | 5 | 1 | 2.2 | 3492 | 19246
Fire Safety Systems | Fire Extinguishers - CO2 | Town DT | 4 | Urgent | B | 7 | 2031 | 5 | 1 | 2.2 | 3493 | 19247
Air Conditioning | Single-Split Condenser - Split Systems/Heat Pumps - Air-cooled with Direct Expansion Evaporator (DX) | Town BU | 1 | Medium | B | 11 | 2035 | 5 | 3 | 3.2 | 22660 | 25082
LV Distribution | Sub Distribution Board | Town EI | 1 | High | B | 6 | 2030 | 5 | 2 | 2.7 | 13000 | 17493
Emergency Lighting | Self Contained - LED | Town EB | 21 | Urgent | B | 21 | 2045 | 5 | 1 | 2.2 | 3494 | 31927
Emergency Lighting | Illuminated Fire Exit Signage | Town DN | 1 | Urgent | B | 18 | 2042 | 5 | 1 | 2.2 | 3495 | 30631
Fire Safety Systems | Fire Extinguishers - CO2 | Town DS | 4 | Urgent | B | 6 | 2030 | 5 | 1 | 2.2 | 3496 | 16119
Fire Safety Systems | Fire Alarm Panel / Repeater | Town EE | 1 | Urgent | B | 1 | 2025 | 5 | 1 | 2.2 | 3497 | 1155
Central Cooling | Fan - Axial | Town DS | 1 | Medium | B | 1 | 2025 | 5 | 3 | 3.2 | 22661 | 7198
External Lighting | General - Non LED | Town DR | 1 | Medium | C | 1 | 2025 | 4 | 3 | 2.9 | 18539 | 5478
External Lighting | General - LED | Town DR | 2 | Medium | B | 11 | 2035 | 5 | 3 | 3.2 | 22662 | 25083
Heat Emitters | Gas Fired Unit Heaters | Town DW | 1 | Medium | C | 1 | 2025 | 4 | 3 | 2.9 | 18540 | 5479
LV Distribution | Sub Distribution Board | Town EE | 1 | High | B | 4 | 2028 | 5 | 2 | 2.7 | 13001 | 13922
Roller Shutters | External Manual Roller Shutter | Town DW | 1 | High | B | 1 | 2025 | 5 | 2 | 2.7 | 13002 | 3361
Emergency Lighting | Self Contained - LED | Town EE | 13 | Urgent | B | 15 | 2039 | 5 | 1 | 2.2 | 3498 | 27803
Air Conditioning | Single-Split Condenser - Split Systems/Heat Pumps - Air-cooled with Direct Expansion Evaporator (DX) | Town DV | 1 | Medium | B | 1 | 2025 | 5 | 3 | 3.2 | 22663 | 7199
Fire Safety Systems | Fire Alarm System | Town DN | 1 | Urgent | B | 11 | 2035 | 5 | 1 | 2.2 | 3499 | 23506
LV Distribution | Sub Distribution Board | Town DR | 1 | High | B | 11 | 2035 | 5 | 2 | 2.7 | 13003 | 24277
BMS | BMS Control Panel | Town EE | 1 | High | B | 4 | 2028 | 5 | 2 | 2.7 | 13004 | 13923
Emergency Lighting | Illuminated Fire Exit Signage | Town EG | 7 | Urgent | B | 13 | 2037 | 5 | 1 | 2.2 | 3500 | 26837
Burner | Forced draft gas burner | Town EG | 1 | Medium | B | 1 | 2025 | 5 | 3 | 3.2 | 22664 | 7200
LV Distribution | Main Distribution Board | Town DT | 1 | High | B | 19 | 2043 | 5 | 2 | 2.7 | 13005 | 31169
Emergency Lighting | Illuminated Fire Exit Signage | Town DV | 1 | Urgent | B | 16 | 2040 | 5 | 1 | 2.2 | 3501 | 28721
Emergency Lighting | Self Contained - LED | Town DN | 4 | Urgent | B | 16 | 2040 | 5 | 1 | 2.2 | 3502 | 28722
LV Distribution | Main Distribution Board | Town NE | 1 | High | B | 20 | 2044 | 5 | 2 | 2.7 | 13006 | 31606
Emergency Lighting | Self Contained - LED | Town BY | 6 | Urgent | B | 11 | 2035 | 5 | 1 | 2.2 | 3503 | 23507
Emergency Lighting | Self Contained - LED | Town EZ | 1 | Urgent | B | 21 | 2045 | 5 | 1 | 2.2 | 3504 | 31928
Access Control | Door Lock / Keypad / Manual | Town EV | 1 | Medium | B | 1 | 2025 | 5 | 3 | 3.2 | 22665 | 7201
Fire Safety Systems | Automatic Fire Dampers | Town EK | 1 | Urgent | DX | 1 | 2025 | 1 | 1 | 1 | 6 | 4
Fire Safety Systems | Fire Alarm Panel / Repeater | Town EK | 1 | Urgent | B | 7 | 2031 | 5 | 1 | 2.2 | 3505 | 19248
LV Distribution | Sub Distribution Board | Town EK | 1 | High | C | 1 | 2025 | 4 | 2 | 2.4 | 10504 | 2379
Roller Shutters | External Manual Roller Shutter | Town EP | 1 | High | B | 1 | 2025 | 5 | 2 | 2.7 | 13007 | 3362
External Lighting | General - LED | Town EY | 3 | Medium | B | 11 | 2035 | 5 | 3 | 3.2 | 22666 | 25084
Emergency Lighting | Illuminated Fire Exit Signage | Town EM | 2 | Urgent | B | 1 | 2025 | 5 | 1 | 2.2 | 3506 | 1156
Fire Safety Systems | Fire Extinguishers - Foam | Town FA | 6 | Urgent | B | 1 | 2025 | 5 | 1 | 2.2 | 3507 | 1157
External Lighting | General - Non LED | Town EK | 3 | Medium | B | 1 | 2025 | 5 | 3 | 3.2 | 22667 | 7202
Emergency Lighting | Self Contained - LED | Town ES | 3 | Urgent | B | 21 | 2045 | 5 | 1 | 2.2 | 3508 | 31929
Heat Emitters | Electric Heaters | Town EQ | 3 | Medium | B | 1 | 2025 | 5 | 3 | 3.2 | 22668 | 7203
LV Distribution | Sub Distribution Board | Town EK | 1 | High | B | 1 | 2025 | 5 | 2 | 2.7 | 13008 | 3363
Boiler | Electric Boilers | Town QN | 1 | Medium | B | 1 | 2025 | 5 | 3 | 3.2 | 22669 | 7204
Multi-System Controls | Control Panel - Electrical Services (excluding Electrical Controllers and Pneumatic Relays) | Town ER | 1 | Medium | B | 12 | 2036 | 5 | 3 | 3.2 | 22670 | 26426
Heat Emitters | Electric Heaters | Town ES | 3 | Medium | B | 1 | 2025 | 5 | 3 | 3.2 | 22671 | 7205
Fire Safety Systems | Fire Extinguishers - Foam | Town EP | 4 | Urgent | B | 6 | 2030 | 5 | 1 | 2.2 | 3509 | 16120
General Lighting | General - LED fittings & Luminaires | Town EJ | 35 | Medium | B | 10 | 2034 | 5 | 3 | 3.2 | 22672 | 22691
Air Conditioning | Single-Split Condenser - Split Systems/Heat Pumps - Air-cooled with Direct Expansion Evaporator (DX) | Town EX | 1 | Medium | B | 9 | 2033 | 5 | 3 | 3.2 | 22673 | 21729
AHU - Internal | Central Air Conditioning - Gas Fired | Town ER | 1 | Medium | B | 12 | 2036 | 5 | 3 | 3.2 | 22674 | 26427
Fire Safety Systems | Fire Extinguishers - Foam | Town EO | 1 | Urgent | B | 6 | 2030 | 5 | 1 | 2.2 | 3510 | 16121
External Lighting | General - LED | Town EZ | 1 | Medium | B | 11 | 2035 | 5 | 3 | 3.2 | 22675 | 25085
Fire Safety Systems | Fire Extinguishers - CO2 | Town FA | 2 | Urgent | B | 1 | 2025 | 5 | 1 | 2.2 | 3511 | 1158
Local and Special Ventilation | Fan - General Ventilation | Town ER | 1 | Medium | B | 5 | 2029 | 5 | 3 | 3.2 | 22676 | 14963
External Doors | Manual and Automatic Doors - Auto / Powered Sliding Doors | Town EM | 1 | High | B | 25 | 2049 | 5 | 2 | 2.7 | 13009 | 33381
Roller Shutters | Internal Electric Roller Shutter | Town EJ | 1 | Medium | B | 22 | 2046 | 5 | 3 | 3.2 | 22677 | 33049
Heat Emitters | Electric Heaters | Town EP | 4 | Medium | B | 1 | 2025 | 5 | 3 | 3.2 | 22678 | 7206
Local Hot Water | Package Electric Water Heaters - Non-Drinking Water | Town EY | 1 | Medium | B | 8 | 2032 | 5 | 3 | 3.2 | 22679 | 20900
Central Ventilation Systems | Fan - General Ventilation | Town EX | 1 | Low | B | 1 | 2025 | 5 | 4 | 3.7 | 32900 | 11899
Burner | Atmospheric Gas Burner | Town EJ | 1 | Medium | B | 2 | 2026 | 5 | 3 | 3.2 | 22680 | 13050
Security Systems | Manual and Automatic Doors - High Security Door | Town EW | 1 | High | B | 6 | 2030 | 5 | 2 | 2.7 | 13010 | 17494
Heat Emitters | Electric Heaters | Town EN | 3 | Medium | B | 1 | 2025 | 5 | 3 | 3.2 | 22681 | 7207
Local and Special Ventilation | Unit extract fans | Town ET | 1 | Medium | B | 1 | 2025 | 5 | 3 | 3.2 | 22682 | 7208
General Lighting | General - LED fittings & Luminaires | Town EM | 39 | Medium | B | 10 | 2034 | 5 | 3 | 3.2 | 22683 | 22692
Access Control | Door Lock / Keypad / Manual | Town EZ | 2 | Medium | B | 11 | 2035 | 5 | 3 | 3.2 | 22684 | 25086
Local and Special Ventilation | Fan - Extract | Town ES | 1 | Medium | B | 1 | 2025 | 5 | 3 | 3.2 | 22685 | 7209
Fire Safety Systems | Fire Extinguishers - CO2 | Town EM | 5 | Urgent | B | 9 | 2033 | 5 | 1 | 2.2 | 3512 | 21274
Roller Shutters | External Electric Roller Shutter | Town EW | 1 | High | C | 1 | 2025 | 4 | 2 | 2.4 | 10505 | 2380
Local and Special Ventilation | Fan - Extract | Town EV | 1 | Medium | B | 6 | 2030 | 5 | 3 | 3.2 | 22686 | 18557
Roller Shutters | Internal Electric Roller Shutter | Town EO | 1 | Medium | B | 11 | 2035 | 5 | 3 | 3.2 | 22687 | 25087
General Lighting | General - LED fittings & Luminaires | Town EK | 23 | Medium | C | 1 | 2025 | 4 | 3 | 2.9 | 18541 | 5480
External Lighting | General - LED | Town EK | 4 | Medium | B | 7 | 2031 | 5 | 3 | 3.2 | 22688 | 19866
LV Distribution | Main Distribution Board | Town EJ | 1 | High | B | 10 | 2034 | 5 | 2 | 2.7 | 13011 | 22316
Local Hot Water | Instantaneous Electric Water Heater - Non-Drinking Water | Town EP | 1 | Medium | B | 1 | 2025 | 5 | 3 | 3.2 | 22689 | 7210
Local and Special Ventilation | Fan - Extract | Town EV | 1 | Medium | B | 1 | 2025 | 5 | 3 | 3.2 | 22690 | 7211
Local and Special Ventilation | Fan - Extract | Town EP | 1 | Medium | B | 1 | 2025 | 5 | 3 | 3.2 | 22691 | 7212
Fire Safety Systems | Fire Extinguishers - Foam | Town EP | 5 | Urgent | B | 6 | 2030 | 5 | 1 | 2.2 | 3513 | 16122
Fire Safety Systems | Fire Extinguishers - Foam | Town EW | 6 | Urgent | B | 6 | 2030 | 5 | 1 | 2.2 | 3514 | 16123
Roller Shutters | Internal Manual Roller Shutter | Town ES | 1 | Medium | B | 1 | 2025 | 5 | 3 | 3.2 | 22692 | 7213
Local and Special Ventilation | Fan - Kitchen Extract | Town EJ | 1 | Low | B | 5 | 2029 | 5 | 4 | 3.7 | 32901 | 15613
Heat Emitters | Electric Heaters | Town EZ | 3 | Medium | B | 1 | 2025 | 5 | 3 | 3.2 | 22693 | 7214
Access Control | Door Lock / Keypad / Manual | Town EV | 2 | Medium | B | 1 | 2025 | 5 | 3 | 3.2 | 22694 | 7215
External Doors | Entrance Doors | Town EJ | 1 | High | B | 32 | 2056 | 5 | 2 | 2.7 | 13012 | 33827
Local and Special Ventilation | Fan - Extract | Town EP | 1 | Medium | B | 1 | 2025 | 5 | 3 | 3.2 | 22695 | 7216
Local and Special Ventilation | Fan - Extract | Town EK | 1 | Medium | B | 1 | 2025 | 5 | 3 | 3.2 | 22696 | 7217
General Lighting | General - LED fittings & Luminaires | Town EP | 30 | Medium | B | 16 | 2040 | 5 | 3 | 3.2 | 22697 | 29448
Fire Safety Systems | Manual and Automatic Doors - Emergency and Panic Escape Doors | Town EL | 1 | Urgent | B | 6 | 2030 | 5 | 1 | 2.2 | 3515 | 16124
External Doors | Entrance Doors | Town ER | 1 | High | B | 6 | 2030 | 5 | 2 | 2.7 | 13013 | 17495
Local and Special Ventilation | Fan - Extract | Town EK | 1 | Medium | B | 1 | 2025 | 5 | 3 | 3.2 | 22698 | 7218
Emergency Lighting | Illuminated Fire Exit Signage | Town ES | 2 | Urgent | B | 16 | 2040 | 5 | 1 | 2.2 | 3516 | 28723
General Lighting | General - LED fittings & Luminaires | Town EQ | 42 | Medium | B | 16 | 2040 | 5 | 3 | 3.2 | 22699 | 29449
Local and Special Ventilation | Unit extract fans | Town ER | 1 | Medium | CX | 1 | 2025 | 2 | 3 | 2.3 | 10122 | 2073
Roller Shutters | Internal Manual Roller Shutter | Town EV | 1 | Medium | B | 21 | 2045 | 5 | 3 | 3.2 | 22700 | 32791
External Doors | Entrance Doors | Town ET | 1 | High | C | 25 | 2049 | 4 | 2 | 2.4 | 10506 | 33352
LV Distribution | Sub Distribution Board | Town EN | 1 | High | B | 1 | 2025 | 5 | 2 | 2.7 | 13014 | 3364
Central Ventilation Systems | Fan - General Ventilation | Town EX | 1 | Low | B | 1 | 2025 | 5 | 4 | 3.7 | 32902 | 11900
Boiler | Atmospheric Gas Burner/Condensing Combination Boiler (domestic type) | Town EK | 1 | High | B | 2 | 2026 | 5 | 2 | 2.7 | 13015 | 12882
General Lighting | General - LED fittings & Luminaires | Town EM | 110 | Medium | B | 10 | 2034 | 5 | 3 | 3.2 | 22701 | 22693
LV Distribution | Sub Distribution Board | Town EJ | 1 | High | B | 16 | 2040 | 5 | 2 | 2.7 | 13016 | 29130
Fire Safety Systems | Automatic Fire Dampers | Town EK | 1 | Urgent | DX | 1 | 2025 | 1 | 1 | 1 | 7 | 5
Roller Shutters | External Manual Roller Shutter | Town EP | 1 | High | B | 1 | 2025 | 5 | 2 | 2.7 | 13017 | 3365
Burner | Forced draft gas burner | Town EM | 1 | Medium | B | 5 | 2029 | 5 | 3 | 3.2 | 22702 | 14964
LV Distribution | Sub Distribution Board | Town EV | 1 | High | B | 6 | 2030 | 5 | 2 | 2.7 | 13018 | 17496
Emergency Lighting | Self Contained - LED | Town EJ | 10 | Urgent | B | 22 | 2046 | 5 | 1 | 2.2 | 3517 | 32870
Heat Emitters | Electric Heaters | Town EK | 2 | Medium | B | 1 | 2025 | 5 | 3 | 3.2 | 22703 | 7219
Local and Special Ventilation | Fan - General Ventilation | Town EU | 1 | Medium | B | 1 | 2025 | 5 | 3 | 3.2 | 22704 | 7220
Roller Shutters | Internal Manual Roller Shutter | Town ES | 1 | Medium | B | 1 | 2025 | 5 | 3 | 3.2 | 22705 | 7221
Air Conditioning | Single-Split Condenser - Split Systems/Heat Pumps - Air-cooled with Direct Expansion Evaporator (DX) | Town EW | 1 | Medium | CX | 1 | 2025 | 2 | 3 | 2.3 | 10123 | 2074
General Lighting | General - LED fittings & Luminaires | Town EJ | 3 | Medium | B | 16 | 2040 | 5 | 3 | 3.2 | 22706 | 29450
Heat Emitters | Gas Fired Unit Heaters | Town FA | 1 | Medium | C | 1 | 2025 | 4 | 3 | 2.9 | 18542 | 5481
Local and Special Ventilation | Fan - Extract | Town EK | 1 | Medium | B | 7 | 2031 | 5 | 3 | 3.2 | 22707 | 19867
External Lighting | General - Non LED | Town EJ | 4 | Medium | B | 5 | 2029 | 5 | 3 | 3.2 | 22708 | 14965
External Lighting | General - Non LED | Town EQ | 2 | Medium | B | 1 | 2025 | 5 | 3 | 3.2 | 22709 | 7222
LV Distribution | Sub Distribution Board | Town EW | 1 | High | B | 1 | 2025 | 5 | 2 | 2.7 | 13019 | 3366
LV Distribution | Sub Distribution Board | Town EJ | 1 | High | A | 19 | 2043 | 6 | 2 | 3 | 19533 | 31291
Local and Special Ventilation | Unit extract fans | Town EZ | 1 | Medium | B | 1 | 2025 | 5 | 3 | 3.2 | 22710 | 7223
AHU - Internal | Central Air Conditioning - Gas Fired | Town EM | 1 | Medium | B | 1 | 2025 | 5 | 3 | 3.2 | 22711 | 7224
LV Distribution | Sub Distribution Board | Town EJ | 1 | High | B | 13 | 2037 | 5 | 2 | 2.7 | 13020 | 26962
Fire Safety Systems | Manual and Automatic Doors - Emergency and Panic Escape Doors | Town EP | 1 | Urgent | B | 31 | 2055 | 5 | 1 | 2.2 | 3518 | 33740
External Lighting | General - LED | Town EQ | 2 | Medium | B | 11 | 2035 | 5 | 3 | 3.2 | 22712 | 25088
Emergency Lighting | Self Contained - LED | Town EX | 15 | Urgent | B | 21 | 2045 | 5 | 1 | 2.2 | 3519 | 31930
Fire Safety Systems | Fire Extinguishers - CO2 | Town EJ | 2 | Urgent | B | 6 | 2030 | 5 | 1 | 2.2 | 3520 | 16125
Central Ventilation Systems | Fan - Extract | Town EU | 1 | Medium | B | 5 | 2029 | 5 | 3 | 3.2 | 22713 | 14966
LV Distribution | Sub Distribution Board | Town FA | 1 | High | B | 1 | 2025 | 5 | 2 | 2.7 | 13021 | 3367
Local and Special Ventilation | Fan - General Ventilation | Town ER | 1 | Medium | B | 5 | 2029 | 5 | 3 | 3.2 | 22714 | 14967
External Doors | Entrance Doors | Town EP | 1 | High | B | 11 | 2035 | 5 | 2 | 2.7 | 13022 | 24278
Emergency Lighting | Illuminated Fire Exit Signage | Town EJ | 8 | Urgent | B | 16 | 2040 | 5 | 1 | 2.2 | 3521 | 28724
Fire Safety Systems | Fire Extinguishers - CO2 | Town ER | 4 | Urgent | B | 7 | 2031 | 5 | 1 | 2.2 | 3522 | 19249
Fire Safety Systems | Fire Extinguishers - CO2 | Town EK | 4 | Urgent | B | 2 | 2026 | 5 | 1 | 2.2 | 3523 | 12534
Local Hot Water | Instantaneous Electric Water Heater - Non-Drinking Water | Town EK | 1 | Medium | B | 1 | 2025 | 5 | 3 | 3.2 | 22715 | 7225
Emergency Lighting | Self Contained - LED | Town EJ | 13 | Urgent | B | 22 | 2046 | 5 | 1 | 2.2 | 3524 | 32871
LV Distribution | Sub Distribution Board | Town ES | 1 | High | B | 1 | 2025 | 5 | 2 | 2.7 | 13023 | 3368
Security Systems | Manual and Automatic Doors - High Security Door | Town EL | 1 | High | B | 6 | 2030 | 5 | 2 | 2.7 | 13024 | 17497
Fire Safety Systems | Manual and Automatic Doors - Emergency and Panic Escape Doors | Town EK | 1 | Urgent | B | 11 | 2035 | 5 | 1 | 2.2 | 3525 | 23508
Fire Safety Systems | Manual and Automatic Doors - Emergency and Panic Escape Doors | Town ET | 1 | Urgent | B | 1 | 2025 | 5 | 1 | 2.2 | 3526 | 1159
Local and Special Ventilation | Fan - General Ventilation | Town EU | 1 | Medium | B | 1 | 2025 | 5 | 3 | 3.2 | 22716 | 7226
Emergency Lighting | Self Contained - LED | Town EM | 3 | Urgent | B | 15 | 2039 | 5 | 1 | 2.2 | 3527 | 27804
Emergency Lighting | Self Contained - Non LED | Town EW | 3 | Urgent | B | 15 | 2039 | 5 | 1 | 2.2 | 3528 | 27805
Fire Safety Systems | Fire Extinguishers - Foam | Town ER | 2 | Urgent | B | 9 | 2033 | 5 | 1 | 2.2 | 3529 | 21275
Fire Safety Systems | Fire Alarm Panel / Repeater | Town EZ | 1 | Urgent | B | 11 | 2035 | 5 | 1 | 2.2 | 3530 | 23509
Fire Safety Systems | Manual and Automatic Doors - Emergency and Panic Escape Doors | Town EV | 1 | Urgent | B | 21 | 2045 | 5 | 1 | 2.2 | 3531 | 31931
External Doors | Manual and Automatic Doors - Auto / Powered Swing Doors | Town EU | 1 | High | B | 6 | 2030 | 5 | 2 | 2.7 | 13025 | 17498
Fire Safety Systems | Fire Extinguishers - Foam | Town EZ | 4 | Urgent | B | 6 | 2030 | 5 | 1 | 2.2 | 3532 | 16126
Emergency Lighting | Illuminated Fire Exit Signage | Town EW | 6 | Urgent | B | 17 | 2041 | 5 | 1 | 2.2 | 3533 | 30062
Emergency Lighting | Self Contained - LED | Town EK | 3 | Urgent | B | 17 | 2041 | 5 | 1 | 2.2 | 3534 | 30063
Fire Safety Systems | Manual and Automatic Doors - Emergency and Panic Escape Doors | Town EM | 1 | Urgent | B | 8 | 2032 | 5 | 1 | 2.2 | 3535 | 20353
Emergency Lighting | Self Contained - Non LED | Town EN | 1 | Urgent | B | 15 | 2039 | 5 | 1 | 2.2 | 3536 | 27806
LV Distribution | Sub Distribution Board | Town EQ | 1 | High | C | 1 | 2025 | 4 | 2 | 2.4 | 10507 | 2381
Central Ventilation Systems | Fan - General Ventilation | Town EJ | 1 | Low | B | 12 | 2036 | 5 | 4 | 3.7 | 32903 | 26798
Central Heating | Fan - Axial | Town EM | 1 | High | B | 1 | 2025 | 5 | 2 | 2.7 | 13026 | 3369
Fire Safety Systems | Fire Alarm System | Town EJ | 1 | Urgent | B | 11 | 2035 | 5 | 1 | 2.2 | 3537 | 23510
Heat Emitters | Gas Fired Natural and Fan Assisted Heaters | Town ET | 1 | Medium | B | 5 | 2029 | 5 | 3 | 3.2 | 22717 | 14968
Fire Safety Systems | Fire Alarm Panel / Repeater | Town EM | 1 | Urgent | B | 14 | 2038 | 5 | 1 | 2.2 | 3538 | 27347
Fire Safety Systems | Fire Alarm Panel / Repeater | Town EK | 1 | Urgent | B | 7 | 2031 | 5 | 1 | 2.2 | 3539 | 19250
Fire Safety Systems | Fire Extinguishers - Foam | Town EZ | 2 | Urgent | B | 6 | 2030 | 5 | 1 | 2.2 | 3540 | 16127
External Lighting | General - Non LED | Town EN | 1 | Medium | C | 1 | 2025 | 4 | 3 | 2.9 | 18543 | 5482
Fire Safety Systems | Fire Extinguishers - Foam | Town EM | 5 | Urgent | B | 8 | 2032 | 5 | 1 | 2.2 | 3541 | 20354
Local and Special Ventilation | Fan - Window / Wall Mounted | Town EZ | 1 | Medium | B | 9 | 2033 | 5 | 3 | 3.2 | 22718 | 21730
LV Distribution | Sub Distribution Board | Town EV | 1 | High | B | 1 | 2025 | 5 | 2 | 2.7 | 13027 | 3370
Access Control | Gate Access - Local Lock / Keypad / Manual (External) | Town EL | 1 | Medium | B | 5 | 2029 | 5 | 3 | 3.2 | 22719 | 14969
General Lighting | General - LED fittings & Luminaires | Town EL | 2 | Medium | B | 17 | 2041 | 5 | 3 | 3.2 | 22720 | 30435
LV Distribution | Sub Distribution Board | Town EX | 1 | High | B | 1 | 2025 | 5 | 2 | 2.7 | 13028 | 3371
Fire Safety Systems | Manual and Automatic Doors - Emergency and Panic Escape Doors | Town EJ | 1 | Urgent | B | 31 | 2055 | 5 | 1 | 2.2 | 3542 | 33741
Fire Safety Systems | Fire Extinguishers - CO2 | Town EP | 2 | Urgent | B | 6 | 2030 | 5 | 1 | 2.2 | 3543 | 16128
LV Distribution | Sub Distribution Board | Town ET | 1 | High | B | 15 | 2039 | 5 | 2 | 2.7 | 13029 | 28126
AHU - Internal | Central Air Conditioning - Gas Fired | Town EK | 1 | Medium | B | 1 | 2025 | 5 | 3 | 3.2 | 22721 | 7227
LV Distribution | Sub Distribution Board | Town ER | 1 | High | B | 17 | 2041 | 5 | 2 | 2.7 | 13030 | 30303
Access Control | Gate Access - Local Lock / Keypad / Manual (External) | Town EK | 1 | Medium | B | 1 | 2025 | 5 | 3 | 3.2 | 22722 | 7228
Local and Special Ventilation | Fan - Extract | Town EK | 1 | Medium | B | 1 | 2025 | 5 | 3 | 3.2 | 22723 | 7229
Fire Safety Systems | Fire Extinguishers - Foam | Town EQ | 7 | Urgent | B | 6 | 2030 | 5 | 1 | 2.2 | 3544 | 16129
Heat Emitters | Electric Heaters | Town EV | 2 | Medium | B | 1 | 2025 | 5 | 3 | 3.2 | 22724 | 7230
Emergency Lighting | Illuminated Fire Exit Signage | Town EK | 1 | Urgent | A | 20 | 2044 | 6 | 1 | 2.5 | 10860 | 31581
Emergency Lighting | Illuminated Fire Exit Signage | Town EQ | 1 | Urgent | B | 16 | 2040 | 5 | 1 | 2.2 | 3545 | 28725
Fire Safety Systems | Fire Extinguishers - Foam | Town EJ | 8 | Urgent | B | 6 | 2030 | 5 | 1 | 2.2 | 3546 | 16130
Heat Emitters | Gas Fired Natural and Fan Assisted Heaters | Town EW | 1 | Medium | B | 1 | 2025 | 5 | 3 | 3.2 | 22725 | 7231
General Lighting | General - LED fittings & Luminaires | Town ER | 20 | Medium | B | 17 | 2041 | 5 | 3 | 3.2 | 22726 | 30436
Local Hot Water | Package Electric Water Heaters - Non-Drinking Water | Town EZ | 1 | Medium | B | 3 | 2027 | 5 | 3 | 3.2 | 22727 | 13484
Central Ventilation Systems | Fan - General Ventilation | Town EJ | 1 | Low | B | 12 | 2036 | 5 | 4 | 3.7 | 32904 | 26799
Lifts | Passenger Lift Hydraulic - Electric | Town EJ | 1 | Medium | B | 17 | 2041 | 5 | 3 | 3.2 | 22728 | 30437
General Lighting | General - LED fittings & Luminaires | Town EX | 132 | Medium | B | 16 | 2040 | 5 | 3 | 3.2 | 22729 | 29451
Air Conditioning | Multi-Split Condenser - Split Systems/Heat Pumps - Air-cooled with Direct Expansion Evaporator (DX) | Town EM | 1 | Medium | B | 9 | 2033 | 5 | 3 | 3.2 | 22730 | 21731
Fire Safety Systems | Manual and Automatic Doors - Emergency and Panic Escape Doors | Town ET | 1 | Urgent | B | 1 | 2025 | 5 | 1 | 2.2 | 3547 | 1160
LV Distribution | Main Distribution Board | Town EJ | 1 | High | CX | 1 | 2025 | 2 | 2 | 1.8 | 498 | 400
LV Distribution | Sub Distribution Board | Town EN | 1 | High | B | 1 | 2025 | 5 | 2 | 2.7 | 13031 | 3372
BMS | BMS Control Panel | Town EW | 1 | High | B | 7 | 2031 | 5 | 2 | 2.7 | 13032 | 19601
Emergency Lighting | Self Contained - LED | Town EU | 8 | Urgent | B | 22 | 2046 | 5 | 1 | 2.2 | 3548 | 32872
Heat Emitters | Electric Heaters | Town FA | 3 | Medium | B | 1 | 2025 | 5 | 3 | 3.2 | 22731 | 7232
Local and Special Ventilation | Fan - Extract | Town EV | 1 | Medium | B | 6 | 2030 | 5 | 3 | 3.2 | 22732 | 18558
BMS | BMS Control Panel | Town ER | 1 | High | B | 7 | 2031 | 5 | 2 | 2.7 | 13033 | 19602
Heat Emitters | Radiators - Steel | Town EX | 3 | Medium | B | 6 | 2030 | 5 | 3 | 3.2 | 22733 | 18559
Fire Safety Systems | Fire Blanket | Town EK | 1 | Urgent | B | 1 | 2025 | 5 | 1 | 2.2 | 3549 | 1161
Local and Special Ventilation | Fan - Extract | Town EY | 1 | Medium | B | 11 | 2035 | 5 | 3 | 3.2 | 22734 | 25089
Central Ventilation Systems | Fan - Axial | Town ET | 1 | Medium | B | 5 | 2029 | 5 | 3 | 3.2 | 22735 | 14970
Emergency Lighting | Self Contained - LED | Town EQ | 6 | Urgent | B | 21 | 2045 | 5 | 1 | 2.2 | 3550 | 31932
General Lighting | General - LED fittings & Luminaires | Town EW | 4 | Medium | B | 1 | 2025 | 5 | 3 | 3.2 | 22736 | 7233
General Lighting | General - LED fittings & Luminaires | Town EP | 9 | Medium | B | 16 | 2040 | 5 | 3 | 3.2 | 22737 | 29452
External Doors | Manual and Automatic Doors - Auto / Powered Sliding Doors | Town EV | 1 | High | B | 27 | 2051 | 5 | 2 | 2.7 | 13034 | 33565
Multi-System Controls | Motor Control Centre | Town EJ | 1 | Low | B | 1 | 2025 | 5 | 4 | 3.7 | 32905 | 11901
Roller Shutters | External Manual Roller Shutter | Town EK | 1 | High | B | 1 | 2025 | 5 | 2 | 2.7 | 13035 | 3373
General Lighting | General - LED fittings & Luminaires | Town EM | 11 | Medium | B | 1 | 2025 | 5 | 3 | 3.2 | 22738 | 7234
Emergency Lighting | Self Contained - LED | Town EK | 1 | Urgent | B | 17 | 2041 | 5 | 1 | 2.2 | 3551 | 30064
General Lighting | General - LED fittings & Luminaires | Town EL | 18 | Medium | B | 1 | 2025 | 5 | 3 | 3.2 | 22739 | 7235
Emergency Lighting | Illuminated Fire Exit Signage | Town EK | 2 | Urgent | B | 12 | 2036 | 5 | 1 | 2.2 | 3552 | 25984
Emergency Lighting | Illuminated Fire Exit Signage | Town FT | 2 | Urgent | B | 15 | 2039 | 5 | 1 | 2.2 | 3553 | 27807
Central Ventilation Systems | Fan - General Ventilation | Town FI | 1 | Low | B | 1 | 2025 | 5 | 4 | 3.7 | 32906 | 11902
Roller Shutters | Internal Manual Roller Shutter | Town FQ | 1 | Medium | B | 1 | 2025 | 5 | 3 | 3.2 | 22740 | 7236
Local and Special Ventilation | Fan - Extract | Town FF | 1 | Medium | DX | 1 | 2025 | 1 | 3 | 2 | 838 | 554
Heat Emitters | Gas Fired Unit Heaters | Town FP | 1 | Medium | B | 7 | 2031 | 5 | 3 | 3.2 | 22741 | 19868
Central Heating & Cooling | Fan - Bifurcated | Town BI | 1 | Medium | B | 1 | 2025 | 5 | 3 | 3.2 | 22742 | 7237
Fire Safety Systems | Fire Alarm System | Town FR | 1 | Urgent | B | 11 | 2035 | 5 | 1 | 2.2 | 3554 | 23511
Emergency Lighting | Illuminated Fire Exit Signage | Town FE | 1 | Urgent | B | 1 | 2025 | 5 | 1 | 2.2 | 3555 | 1162
LV Distribution | Main Distribution Board | Town FI | 1 | High | B | 17 | 2041 | 5 | 2 | 2.7 | 13036 | 30304
Heat Emitters | Gas Fired Natural and Fan Assisted Heaters | Town FI | 1 | Medium | B | 1 | 2025 | 5 | 3 | 3.2 | 22743 | 7238
LV Distribution | Sub Distribution Board | Town FS | 1 | High | B | 18 | 2042 | 5 | 2 | 2.7 | 13037 | 30800
Fire Safety Systems | Fire Extinguishers - Powder | Town FR | 2 | Urgent | B | 6 | 2030 | 5 | 1 | 2.2 | 3556 | 16131
Roller Shutters | External Electric Roller Shutter | Town FR | 1 | High | B | 7 | 2031 | 5 | 2 | 2.7 | 13038 | 19603
Roller Shutters | External Electric Roller Shutter | Town FD | 1 | High | C | 9 | 2033 | 4 | 2 | 2.4 | 10508 | 21527
LV Distribution | Sub Distribution Board | Town FH | 1 | High | B | 18 | 2042 | 5 | 2 | 2.7 | 13039 | 30801
Roller Shutters | External Electric Roller Shutter | Town FH | 1 | High | B | 13 | 2037 | 5 | 2 | 2.7 | 13040 | 26963
Heat Emitters | Radiators - Steel | Town FK | 3 | Medium | B | 6 | 2030 | 5 | 3 | 3.2 | 22744 | 18560
Roller Shutters | External Manual Roller Shutter | Town FF | 1 | High | B | 1 | 2025 | 5 | 2 | 2.7 | 13041 | 3374
Fire Safety Systems | Fire Alarm System | Town FQ | 1 | Urgent | B | 1 | 2025 | 5 | 1 | 2.2 | 3557 | 1163
Emergency Lighting | Illuminated Fire Exit Signage | Town FB | 7 | Urgent | B | 16 | 2040 | 5 | 1 | 2.2 | 3558 | 28726
Fire Safety Systems | Fire Extinguishers - Foam | Town FI | 6 | Urgent | B | 6 | 2030 | 5 | 1 | 2.2 | 3559 | 16132
LV Distribution | Sub Distribution Board | Town FK | 1 | High | CX | 1 | 2025 | 2 | 2 | 1.8 | 499 | 401
External Doors | Entrance Doors | Town FK | 1 | High | B | 21 | 2045 | 5 | 2 | 2.7 | 13042 | 32590
Emergency Lighting | Illuminated Fire Exit Signage | Town FE | 1 | Urgent | B | 1 | 2025 | 5 | 1 | 2.2 | 3560 | 1164
General Lighting | General - LED fittings & Luminaires | Town FC | 18 | Medium | B | 16 | 2040 | 5 | 3 | 3.2 | 22745 | 29453
Heat Emitters | Electric Heaters | Town FB | 1 | Medium | B | 5 | 2029 | 5 | 3 | 3.2 | 22746 | 14971
Fire Safety Systems | Fire Extinguishers - Foam | Town FP | 4 | Urgent | B | 9 | 2033 | 5 | 1 | 2.2 | 3561 | 21276
Local and Special Ventilation | Fan - Window / Wall Mounted | Town FH | 1 | Medium | B | 8 | 2032 | 5 | 3 | 3.2 | 22747 | 20901
Fire Safety Systems | Fire Extinguishers - CO2 | Town FE | 1 | Urgent | B | 1 | 2025 | 5 | 1 | 2.2 | 3562 | 1165
Lifts | Disabled Lift - Electric | Town FE | 1 | High | B | 1 | 2025 | 5 | 2 | 2.7 | 13043 | 3375
Local Hot Water | Package Electric Water Heaters - Non-Drinking Water | Town FO | 1 | Medium | B | 7 | 2031 | 5 | 3 | 3.2 | 22748 | 19869
Local and Special Ventilation | Fan - Window / Wall Mounted | Town FS | 1 | Medium | B | 7 | 2031 | 5 | 3 | 3.2 | 22749 | 19870
External Doors | Entrance Doors | Town FI | 1 | High | B | 11 | 2035 | 5 | 2 | 2.7 | 13044 | 24279
External Doors | Entrance Doors | Town FS | 1 | High | B | 18 | 2042 | 5 | 2 | 2.7 | 13045 | 30802
Roller Shutters | External Manual Roller Shutter | Town FB | 1 | High | B | 20 | 2044 | 5 | 2 | 2.7 | 13046 | 31607
Heat Emitters | Gas Fired Unit Heaters | Town FE | 1 | Medium | B | 1 | 2025 | 5 | 3 | 3.2 | 22750 | 7239
Roller Shutters | External Manual Roller Shutter | Town FL | 1 | High | B | 5 | 2029 | 5 | 2 | 2.7 | 13047 | 14609
Roller Shutters | External Manual Roller Shutter | Town FC | 1 | High | B | 8 | 2032 | 5 | 2 | 2.7 | 13048 | 20691
Emergency Lighting | Externally Powered - Non LED | Town FE | 8 | Urgent | B | 11 | 2035 | 5 | 1 | 2.2 | 3563 | 23512
LV Distribution | Main Distribution Board | Town FU | 1 | High | B | 15 | 2039 | 5 | 2 | 2.7 | 13049 | 28127
AHU - Internal | Central Air Conditioning - Gas Fired | Town FK | 1 | Medium | CX | 1 | 2025 | 2 | 3 | 2.3 | 10124 | 2075
LV Distribution | Sub Distribution Board | Town FS | 1 | High | B | 12 | 2036 | 5 | 2 | 2.7 | 13050 | 26167
Central Heating & Cooling | Fan - Bifurcated | Town FF | 1 | Medium | B | 1 | 2025 | 5 | 3 | 3.2 | 22751 | 7240
Roller Shutters | External Electric Roller Shutter | Town FO | 1 | High | B | 10 | 2034 | 5 | 2 | 2.7 | 13051 | 22317
General Lighting | General - LED fittings & Luminaires | Town FF | 7 | Medium | B | 17 | 2041 | 5 | 3 | 3.2 | 22752 | 30438
Fire Safety Systems | Fire Alarm Panel / Repeater | Town FH | 1 | Urgent | B | 12 | 2036 | 5 | 1 | 2.2 | 3564 | 25985
General Lighting | General - LED fittings & Luminaires | Town FE | 41 | Medium | B | 6 | 2030 | 5 | 3 | 3.2 | 22753 | 18561
Heat Emitters | Gas Fired Natural and Fan Assisted Heaters | Town FI | 1 | Medium | B | 6 | 2030 | 5 | 3 | 3.2 | 22754 | 18562
Local and Special Ventilation | Fan - Window / Wall Mounted | Town FH | 1 | Medium | B | 8 | 2032 | 5 | 3 | 3.2 | 22755 | 20902
External Doors | Entrance Doors | Town FP | 1 | High | C | 7 | 2031 | 4 | 2 | 2.4 | 10509 | 19545
Fire Safety Systems | Fire Extinguishers - CO2 | Town FU | 3 | Urgent | B | 6 | 2030 | 5 | 1 | 2.2 | 3565 | 16133
External Doors | Manual and Automatic Doors - Auto / Powered Swing Doors | Town FK | 1 | High | CX | 21 | 2045 | 2 | 2 | 1.8 | 500 | 31709
Fire Safety Systems | Manual and Automatic Doors - Emergency and Panic Escape Doors | Town FI | 1 | Urgent | B | 20 | 2044 | 5 | 1 | 2.2 | 3566 | 31445
Local and Special Ventilation | Fan - Axial | Town FH | 1 | Medium | DX | 1 | 2025 | 1 | 3 | 2 | 839 | 555
Fire Safety Systems | Manual and Automatic Doors - Emergency and Panic Escape Doors | Town FR | 1 | Urgent | B | 15 | 2039 | 5 | 1 | 2.2 | 3567 | 27808
LV Distribution | Sub Distribution Board | Town FP | 1 | High | D | 8 | 2032 | 3 | 2 | 2.1 | 1104 | 20245
Local Hot Water | Package Electric Water Heaters - Non-Drinking Water | Town BI | 1 | Medium | B | 1 | 2025 | 5 | 3 | 3.2 | 22756 | 7241
LV Distribution | Main Distribution Board | Town FM | 1 | High | B | 1 | 2025 | 5 | 2 | 2.7 | 13052 | 3376
External Doors | Manual and Automatic Doors - Auto / Powered Sliding Doors | Town FF | 1 | High | B | 20 | 2044 | 5 | 2 | 2.7 | 13053 | 31608
Emergency Lighting | Illuminated Fire Exit Signage | Town FS | 1 | Urgent | B | 16 | 2040 | 5 | 1 | 2.2 | 3568 | 28727
Air Conditioning | Single-Split Condenser - Split Systems/Heat Pumps - Air-cooled with Direct Expansion Evaporator (DX) | Town FE | 1 | Medium | B | 1 | 2025 | 5 | 3 | 3.2 | 22757 | 7242
LV Distribution | Main Distribution Board | Town FC | 1 | High | B | 6 | 2030 | 5 | 2 | 2.7 | 13054 | 17499
LV Distribution | Main Distribution Board | Town BI | 1 | High | B | 1 | 2025 | 5 | 2 | 2.7 | 13055 | 3377
Local Hot Water | Package Electric Water Heaters - Non-Drinking Water | Town FI | 1 | Medium | A | 10 | 2034 | 6 | 3 | 3.5 | 32494 | 23204
Local and Special Ventilation | Fan - Axial | Town FP | 1 | Medium | B | 1 | 2025 | 5 | 3 | 3.2 | 22758 | 7243
Local and Special Ventilation | Fan - Axial | Town FH | 1 | Medium | B | 1 | 2025 | 5 | 3 | 3.2 | 22759 | 7244
External Doors | Entrance Doors | Town FK | 1 | High | B | 21 | 2045 | 5 | 2 | 2.7 | 13056 | 32591
Local and Special Ventilation | Fan - Axial | Town FS | 1 | Medium | B | 3 | 2027 | 5 | 3 | 3.2 | 22760 | 13485
Fire Safety Systems | Fire Alarm Panel / Repeater | Town FH | 1 | Urgent | B | 11 | 2035 | 5 | 1 | 2.2 | 3569 | 23513
Emergency Lighting | Self Contained - LED | Town FI | 7 | Urgent | B | 22 | 2046 | 5 | 1 | 2.2 | 3570 | 32873
External Lighting | General - LED | Town BI | 1 | Medium | B | 11 | 2035 | 5 | 3 | 3.2 | 22761 | 25090
Heat Emitters | Gas Fired Natural and Fan Assisted Heaters | Town FI | 1 | Medium | B | 5 | 2029 | 5 | 3 | 3.2 | 22762 | 14972
Fire Safety Systems | Fire Extinguishers - Foam | Town FK | 2 | Urgent | B | 7 | 2031 | 5 | 1 | 2.2 | 3571 | 19251
Local and Special Ventilation | Fan - Kitchen Window / Wall Mounted | Town FD | 1 | Medium | B | 13 | 2037 | 5 | 3 | 3.2 | 22763 | 27104
Boiler | Atmospheric Gas Burner/Condensing Combination Boiler (domestic type) | Town FC | 1 | High | B | 1 | 2025 | 5 | 2 | 2.7 | 13057 | 3378
Emergency Lighting | Illuminated Fire Exit Signage | Town FM | 6 | Urgent | B | 16 | 2040 | 5 | 1 | 2.2 | 3572 | 28728
Emergency Lighting | Illuminated Fire Exit Signage | Town FC | 4 | Urgent | B | 16 | 2040 | 5 | 1 | 2.2 | 3573 | 28729
LV Distribution | Sub Distribution Board | Town FB | 1 | High | B | 4 | 2028 | 5 | 2 | 2.7 | 13058 | 13924
Heat Emitters | Gas Fired Unit Heaters | Town FH | 1 | Medium | B | 8 | 2032 | 5 | 3 | 3.2 | 22764 | 20903
Fire Safety Systems | Fire Alarm Panel / Repeater | Town FP | 1 | Urgent | B | 9 | 2033 | 5 | 1 | 2.2 | 3574 | 21277
Central Ventilation Systems | Fan - General Ventilation | Town FG | 1 | Low | B | 1 | 2025 | 5 | 4 | 3.7 | 32907 | 11903
Boiler | Atmospheric Gas Burner/Condensing Combination Boiler (domestic type) | Town FF | 1 | High | B | 4 | 2028 | 5 | 2 | 2.7 | 13059 | 13925
Barriers & Guardrails | Vehicle Crash Protection Barrier | Town FB | 5 | V Low | B | 1 | 2025 | 5 | 4 | 3.7 | 32908 | 11904
Central Heating & Cooling | Fan - Bifurcated | Town BI | 1 | Medium | B | 1 | 2025 | 5 | 3 | 3.2 | 22765 | 7245
Roller Shutters | Internal Manual Roller Shutter | Town FQ | 1 | Medium | C | 1 | 2025 | 4 | 3 | 2.9 | 18544 | 5483
Roller Shutters | External Manual Roller Shutter | Town FI | 1 | High | B | 5 | 2029 | 5 | 2 | 2.7 | 13060 | 14610
External Doors | Entrance Doors | Town FF | 1 | High | B | 20 | 2044 | 5 | 2 | 2.7 | 13061 | 31609
Roller Shutters | External Electric Roller Shutter | Town FC | 1 | High | B | 8 | 2032 | 5 | 2 | 2.7 | 13062 | 20692
Local Hot Water | Package Electric Water Heaters - Non-Drinking Water | Town FO | 1 | Medium | B | 1 | 2025 | 5 | 3 | 3.2 | 22766 | 7246
Fire Safety Systems | Fire Extinguishers - CO2 | Town FF | 4 | Urgent | B | 6 | 2030 | 5 | 1 | 2.2 | 3575 | 16134
AHU - Internal | Central Air Conditioning - Gas Fired | Town BI | 1 | Medium | B | 16 | 2040 | 5 | 3 | 3.2 | 22767 | 29454
External Doors | Entrance Doors | Town FI | 1 | High | C | 10 | 2034 | 4 | 2 | 2.4 | 10510 | 22191
Burner | Forced draft gas burner | Town BI | 1 | Medium | B | 11 | 2035 | 5 | 3 | 3.2 | 22768 | 25091
Fire Safety Systems | Fire Extinguishers - Wet Chemical | Town AR | 1 | Urgent | B | 6 | 2030 | 5 | 1 | 2.2 | 3576 | 16135
LV Distribution | Sub Distribution Board | Town GD | 1 | High | B | 1 | 2025 | 5 | 2 | 2.7 | 13063 | 3379
Roller Shutters | External Electric Roller Shutter | Town FW | 1 | High | B | 18 | 2042 | 5 | 2 | 2.7 | 13064 | 30803
Barriers & Guardrails | Vehicle Crash Protection Barrier | Town FW | 1 | V Low | B | 8 | 2032 | 5 | 4 | 3.7 | 32909 | 21179
Emergency Lighting | Self Contained - LED | Town FV | 6 | Urgent | B | 15 | 2039 | 5 | 1 | 2.2 | 3577 | 27809
Local and Special Ventilation | Fan - Axial | Town FX | 1 | Medium | B | 1 | 2025 | 5 | 3 | 3.2 | 22769 | 7247
Local and Special Ventilation | Fan - Axial | Town FX | 1 | Medium | B | 1 | 2025 | 5 | 3 | 3.2 | 22770 | 7248
Security Systems | Manual and Automatic Doors - High Security Door | Town GA | 1 | High | B | 11 | 2035 | 5 | 2 | 2.7 | 13065 | 24280
External Doors | Entrance Doors | Town GC | 1 | High | B | 21 | 2045 | 5 | 2 | 2.7 | 13066 | 32592
General Lighting | General - LED fittings & Luminaires | Town AR | 60 | Medium | B | 6 | 2030 | 5 | 3 | 3.2 | 22771 | 18563
Fire Safety Systems | Fire Extinguishers - CO2 | Town GB | 2 | Urgent | B | 6 | 2030 | 5 | 1 | 2.2 | 3578 | 16136
Air Conditioning | Multi-Split Condenser - DX Split Systems (With Gas, Electric or Hot Water Heaters) | Town FY | 1 | Medium | B | 10 | 2034 | 5 | 3 | 3.2 | 22772 | 22694
LV Distribution | Sub Distribution Board | Town GF | 1 | High | B | 1 | 2025 | 5 | 2 | 2.7 | 13067 | 3380
Local and Special Ventilation | Fan - Axial | Town AR | 1 | Medium | B | 1 | 2025 | 5 | 3 | 3.2 | 22773 | 7249
Local and Special Ventilation | Fan - Axial | Town GH | 1 | Medium | B | 1 | 2025 | 5 | 3 | 3.2 | 22774 | 7250
General Lighting | General - LED fittings & Luminaires | Town GA | 2 | Medium | B | 12 | 2036 | 5 | 3 | 3.2 | 22775 | 26428
External Lighting | General - Non LED | Town GA | 4 | Medium | B | 1 | 2025 | 5 | 3 | 3.2 | 22776 | 7251
General Lighting | General - LED fittings & Luminaires | Town FW | 3 | Medium | B | 8 | 2032 | 5 | 3 | 3.2 | 22777 | 20904
Fire Safety Systems | Fire Extinguishers - Foam | Town FX | 3 | Urgent | B | 6 | 2030 | 5 | 1 | 2.2 | 3579 | 16137
Fire Safety Systems | Manual and Automatic Doors - Emergency and Panic Escape Doors | Town FW | 1 | Urgent | B | 28 | 2052 | 5 | 1 | 2.2 | 3580 | 33600
Hot Water Distribution | Calorifier-LTHW - Copper | Town FZ | 1 | High | B | 28 | 2052 | 5 | 2 | 2.7 | 13068 | 33618
Roller Shutters | External Electric Roller Shutter | Town GF | 1 | High | B | 1 | 2025 | 5 | 2 | 2.7 | 13069 | 3381
Local and Special Ventilation | Unit extract fans | Town E | 1 | Medium | D | 3 | 2027 | 3 | 3 | 2.6 | 11084 | 13321
Fire Safety Systems | Fire Alarm Panel / Repeater | Town FV | 1 | Urgent | B | 2 | 2026 | 5 | 1 | 2.2 | 3581 | 12535
BMS | BMS Control Panel | Town GH | 1 | High | B | 1 | 2025 | 5 | 2 | 2.7 | 13070 | 3382
Fire Safety Systems | Fire Extinguishers - Foam | Town FY | 6 | Urgent | B | 6 | 2030 | 5 | 1 | 2.2 | 3582 | 16138
LV Distribution | Main Distribution Board | Town GH | 1 | High | B | 6 | 2030 | 5 | 2 | 2.7 | 13071 | 17500
Roller Shutters | Internal Electric Roller Shutter | Town FW | 1 | Medium | B | 13 | 2037 | 5 | 3 | 3.2 | 22778 | 27105
Emergency Lighting | Self Contained - Non LED | Town FX | 1 | Urgent | B | 9 | 2033 | 5 | 1 | 2.2 | 3583 | 21278
General Lighting | General - LED fittings & Luminaires | Town GA | 1 | Medium | B | 1 | 2025 | 5 | 3 | 3.2 | 22779 | 7252
Emergency Lighting | Self Contained - LED | Town FY | 18 | Urgent | B | 21 | 2045 | 5 | 1 | 2.2 | 3584 | 31933
Heat Emitters | Radiators - Steel | Town GA | 1 | Medium | B | 1 | 2025 | 5 | 3 | 3.2 | 22780 | 7253
Fire Safety Systems | Fire Extinguishers - CO2 | Town FY | 3 | Urgent | B | 6 | 2030 | 5 | 1 | 2.2 | 3585 | 16139
Emergency Lighting | Illuminated Fire Exit Signage | Town GC | 1 | Urgent | B | 11 | 2035 | 5 | 1 | 2.2 | 3586 | 23514
Security Systems | Manual and Automatic Doors - High Security Door | Town FY | 1 | High | B | 31 | 2055 | 5 | 2 | 2.7 | 13072 | 33791
Local and Special Ventilation | Fan - Extract | Town FW | 1 | Medium | B | 1 | 2025 | 5 | 3 | 3.2 | 22781 | 7254
AHU - External | Central Heating - Gas Fired (Externally Sourced) | Town GD | 1 | Medium | B | 1 | 2025 | 5 | 3 | 3.2 | 22782 | 7255
Local and Special Ventilation | Fan - Window / Wall Mounted | Town GC | 1 | Medium | B | 6 | 2030 | 5 | 3 | 3.2 | 22783 | 18564
Local and Special Ventilation | Fan - Axial | Town FW | 1 | Medium | C | 14 | 2038 | 4 | 3 | 2.9 | 18545 | 27510
External Lighting | General - Non LED | Town GE | 2 | Medium | B | 11 | 2035 | 5 | 3 | 3.2 | 22784 | 25092
Fire Safety Systems | Fire Extinguishers - CO2 | Town GC | 7 | Urgent | B | 6 | 2030 | 5 | 1 | 2.2 | 3587 | 16140
Fire Safety Systems | Fire Extinguishers - Foam | Town GD | 2 | Urgent | B | 1 | 2025 | 5 | 1 | 2.2 | 3588 | 1166
LV Distribution | Main Distribution Board | Town FW | 1 | High | B | 19 | 2043 | 5 | 2 | 2.7 | 13073 | 31170
Local Hot Water | Instantaneous Electric Water Heater - Non-Drinking Water | Town GF | 1 | Medium | C | 7 | 2031 | 4 | 3 | 2.9 | 18546 | 19722
Fire Safety Systems | Fire Alarm Panel / Repeater | Town FW | 1 | Urgent | B | 6 | 2030 | 5 | 1 | 2.2 | 3589 | 16141
General Lighting | General - LED fittings & Luminaires | Town GG | 1 | Medium | B | 2 | 2026 | 5 | 3 | 3.2 | 22785 | 13051
Fire Safety Systems | Fire Extinguishers - CO2 | Town FW | 2 | Urgent | B | 8 | 2032 | 5 | 1 | 2.2 | 3590 | 20355
Air Conditioning | Single-Split Evaporator - Split Systems/Heat Pumps - Air-cooled with Direct Expansion Evaporator (DX) | Town FW | 1 | Medium | B | 12 | 2036 | 5 | 3 | 3.2 | 22786 | 26429
LV Distribution | Sub Distribution Board | Town FW | 1 | High | B | 1 | 2025 | 5 | 2 | 2.7 | 13074 | 3383
LV Distribution | Sub Distribution Board | Town FW | 1 | High | B | 1 | 2025 | 5 | 2 | 2.7 | 13075 | 3384
Burner | Forced draft gas burner | Town GC | 1 | Medium | B | 1 | 2025 | 5 | 3 | 3.2 | 22787 | 7256
Local and Special Ventilation | Fan - Hazardous Area Extract | Town GA | 1 | Medium | B | 1 | 2025 | 5 | 3 | 3.2 | 22788 | 7257
Security Systems | Manual and Automatic Doors - High Security Door | Town GD | 1 | High | B | 21 | 2045 | 5 | 2 | 2.7 | 13076 | 32593
Air Conditioning | Multi-Split Evaporator - Split Systems/Heat Pumps - Air-cooled with Direct Expansion Evaporator (DX) | Town FY | 1 | Medium | B | 10 | 2034 | 5 | 3 | 3.2 | 22789 | 22695
LV Distribution | Sub Distribution Board | Town FW | 1 | High | B | 1 | 2025 | 5 | 2 | 2.7 | 13077 | 3385
Local and Special Ventilation | Fan - Axial | Town AR | 1 | Medium | B | 1 | 2025 | 5 | 3 | 3.2 | 22790 | 7258
Local and Special Ventilation | Fan - Extract | Town FW | 1 | Medium | C | 1 | 2025 | 4 | 3 | 2.9 | 18547 | 5484
Local and Special Ventilation | Fan - Extract | Town FY | 1 | Medium | B | 6 | 2030 | 5 | 3 | 3.2 | 22791 | 18565
Roller Shutters | External Manual Roller Shutter | Town FW | 1 | High | B | 24 | 2048 | 5 | 2 | 2.7 | 13078 | 33262
Central Heating | Circulating Pump | Town FZ | 1 | High | B | 3 | 2027 | 5 | 2 | 2.7 | 13079 | 13349
External Lighting | General - Non LED | Town FY | 3 | Medium | B | 1 | 2025 | 5 | 3 | 3.2 | 22792 | 7259
Fire Safety Systems | Fire Extinguishers - Foam | Town GH | 5 | Urgent | B | 6 | 2030 | 5 | 1 | 2.2 | 3591 | 16142
Air Conditioning | Single-Split Condenser - Split Systems/Heat Pumps - Air-cooled with Direct Expansion Evaporator (DX) | Town GG | 1 | Medium | B | 6 | 2030 | 5 | 3 | 3.2 | 22793 | 18566
LV Distribution | Main Distribution Board | Town GC | 1 | High | B | 16 | 2040 | 5 | 2 | 2.7 | 13080 | 29131
External Doors | Entrance Doors | Town GA | 1 | High | B | 11 | 2035 | 5 | 2 | 2.7 | 13081 | 24281
Fire Safety Systems | Fire Alarm System | Town AR | 1 | Urgent | B | 1 | 2025 | 5 | 1 | 2.2 | 3592 | 1167
General Lighting | General - LED fittings & Luminaires | Town AR | 1 | Medium | B | 6 | 2030 | 5 | 3 | 3.2 | 22794 | 18567
External Lighting | General - LED | Town GA | 10 | Medium | B | 7 | 2031 | 5 | 3 | 3.2 | 22795 | 19871
Air Conditioning | Single-Split Condenser - Split Systems/Heat Pumps - Air-cooled with Direct Expansion Evaporator (DX) | Town FW | 1 | Medium | B | 8 | 2032 | 5 | 3 | 3.2 | 22796 | 20905
Air Conditioning | Single-Split Condenser - Split Systems/Heat Pumps - Air-cooled with Direct Expansion Evaporator (DX) | Town FW | 1 | Medium | B | 8 | 2032 | 5 | 3 | 3.2 | 22797 | 20906
Local and Special Ventilation | Fan - Window / Wall Mounted | Town GG | 1 | Medium | B | 7 | 2031 | 5 | 3 | 3.2 | 22798 | 19872
External Doors | Entrance Doors | Town FY | 1 | High | B | 26 | 2050 | 5 | 2 | 2.7 | 13082 | 33491
Emergency Lighting | Self Contained - LED | Town GG | 1 | Urgent | B | 21 | 2045 | 5 | 1 | 2.2 | 3593 | 31934
Heat Emitters | Electric Heaters | Town FY | 1 | Medium | B | 4 | 2028 | 5 | 3 | 3.2 | 22799 | 14085
Lifts | Disabled Lift - Electric | Town GG | 1 | High | B | 1 | 2025 | 5 | 2 | 2.7 | 13083 | 3386
General Lighting | General - LED fittings & Luminaires | Town GG | 2 | Medium | B | 8 | 2032 | 5 | 3 | 3.2 | 22800 | 20907
Fire Safety Systems | Fire Extinguishers - CO2 | Town FY | 5 | Urgent | B | 6 | 2030 | 5 | 1 | 2.2 | 3594 | 16143
General Lighting | General - LED fittings & Luminaires | Town GF | 9 | Medium | B | 10 | 2034 | 5 | 3 | 3.2 | 22801 | 22696
Heat Emitters | Radiators - Steel | Town FX | 1 | Medium | B | 1 | 2025 | 5 | 3 | 3.2 | 22802 | 7260
Heat Emitters | Radiators - Steel | Town GA | 1 | Medium | B | 1 | 2025 | 5 | 3 | 3.2 | 22803 | 7261
Local and Special Ventilation | Fan - Window / Wall Mounted | Town AR | 1 | Medium | B | 1 | 2025 | 5 | 3 | 3.2 | 22804 | 7262
LV Distribution | Sub Distribution Board | Town FW | 1 | High | B | 19 | 2043 | 5 | 2 | 2.7 | 13084 | 31171
Local and Special Ventilation | Fan - Window / Wall Mounted | Town GG | 1 | Medium | B | 11 | 2035 | 5 | 3 | 3.2 | 22805 | 25093
Local and Special Ventilation | Fan - Centrifugal | Town FW | 1 | Medium | B | 3 | 2027 | 5 | 3 | 3.2 | 22806 | 13486
Emergency Lighting | Self Contained - LED | Town FY | 2 | Urgent | B | 21 | 2045 | 5 | 1 | 2.2 | 3595 | 31935
Heat Emitters | Gas Fired Unit Heaters | Town GE | 1 | Medium | B | 1 | 2025 | 5 | 3 | 3.2 | 22807 | 7263
Emergency Lighting | Self Contained - LED | Town AR | 3 | Urgent | B | 11 | 2035 | 5 | 1 | 2.2 | 3596 | 23515
Fire Safety Systems | Fire Extinguishers - CO2 | Town GD | 1 | Urgent | B | 2 | 2026 | 5 | 1 | 2.2 | 3597 | 12536
Emergency Lighting | Self Contained - LED | Town FV | 1 | Urgent | B | 15 | 2039 | 5 | 1 | 2.2 | 3598 | 27810
Roller Shutters | External Manual Roller Shutter | Town GA | 1 | High | B | 1 | 2025 | 5 | 2 | 2.7 | 13085 | 3387
LV Distribution | Main Distribution Board | Town FW | 1 | High | B | 1 | 2025 | 5 | 2 | 2.7 | 13086 | 3388
Fire Safety Systems | Manual and Automatic Doors - Emergency and Panic Escape Doors | Town FW | 1 | Urgent | B | 31 | 2055 | 5 | 1 | 2.2 | 3599 | 33742
Local Hot Water | Instantaneous Electric Water Heater - Non-Drinking Water | Town GF | 1 | Medium | B | 9 | 2033 | 5 | 3 | 3.2 | 22808 | 21732
Security Systems | Manual and Automatic Doors - High Security Door | Town GD | 1 | High | B | 11 | 2035 | 5 | 2 | 2.7 | 13087 | 24282
LV Distribution | Sub Distribution Board | Town FY | 1 | High | B | 1 | 2025 | 5 | 2 | 2.7 | 13088 | 3389
Fire Safety Systems | Fire Alarm Panel / Repeater | Town FY | 1 | Urgent | B | 11 | 2035 | 5 | 1 | 2.2 | 3600 | 23516
Fire Safety Systems | Manual and Automatic Doors - Emergency and Panic Escape Doors | Town GE | 1 | Urgent | B | 21 | 2045 | 5 | 1 | 2.2 | 3601 | 31936
Hot Water Distribution | Hot water cylinders Domestic Type | Town GI | 1 | Low | B | 12 | 2036 | 5 | 4 | 3.7 | 32910 | 26800
Lifts | Passenger Lift Hydraulic - Traction | Town AR | 1 | Medium | B | 1 | 2025 | 5 | 3 | 3.2 | 22809 | 7264
Roller Shutters | External Electric Roller Shutter | Town FZ | 1 | High | B | 15 | 2039 | 5 | 2 | 2.7 | 13089 | 28128
Heat Emitters | Electric Heaters | Town AR | 4 | Medium | B | 1 | 2025 | 5 | 3 | 3.2 | 22810 | 7265
Fire Safety Systems | Fire Extinguishers - CO2 | Town AR | 1 | Urgent | B | 6 | 2030 | 5 | 1 | 2.2 | 3602 | 16144
Air Conditioning | Multi-Split Condenser - DX Split Systems (With Gas, Electric or Hot Water Heaters) | Town FY | 1 | Medium | B | 10 | 2034 | 5 | 3 | 3.2 | 22811 | 22697
LV Distribution | Sub Distribution Board | Town FX | 1 | High | B | 1 | 2025 | 5 | 2 | 2.7 | 13090 | 3390
Fire Safety Systems | Manual and Automatic Doors - Emergency and Panic Escape Doors | Town FW | 1 | Urgent | B | 8 | 2032 | 5 | 1 | 2.2 | 3603 | 20356
Fire Safety Systems | Manual and Automatic Doors - Emergency and Panic Escape Doors | Town AR | 1 | Urgent | B | 21 | 2045 | 5 | 1 | 2.2 | 3604 | 31937
Emergency Lighting | Self Contained - LED | Town FW | 1 | Urgent | B | 22 | 2046 | 5 | 1 | 2.2 | 3605 | 32874
Fire Safety Systems | Fire Extinguishers - CO2 | Town GG | 1 | Urgent | B | 8 | 2032 | 5 | 1 | 2.2 | 3606 | 20357
Heat Emitters | Radiators - Steel | Town GA | 1 | Medium | B | 1 | 2025 | 5 | 3 | 3.2 | 22812 | 7266
Local and Special Ventilation | Fan - Window / Wall Mounted | Town GA | 1 | Medium | B | 1 | 2025 | 5 | 3 | 3.2 | 22813 | 7267
Local and Special Ventilation | Fan - Window / Wall Mounted | Town GA | 1 | Medium | B | 1 | 2025 | 5 | 3 | 3.2 | 22814 | 7268
Roller Shutters | External Manual Roller Shutter | Town FW | 1 | High | B | 1 | 2025 | 5 | 2 | 2.7 | 13091 | 3391
Security Systems | Manual and Automatic Doors - High Security Door | Town GA | 1 | High | B | 11 | 2035 | 5 | 2 | 2.7 | 13092 | 24283
Fire Safety Systems | Automatic Fire Dampers | Town GD | 1 | Urgent | B | 1 | 2025 | 5 | 1 | 2.2 | 3607 | 1168
Barriers & Guardrails | Vehicle Crash Protection Barrier | Town FW | 1 | V Low | B | 8 | 2032 | 5 | 4 | 3.7 | 32911 | 21180
LV Distribution | Sub Distribution Board | Town FY | 1 | High | B | 1 | 2025 | 5 | 2 | 2.7 | 13093 | 3392
Local and Special Ventilation | Fan - Window / Wall Mounted | Town AR | 1 | Medium | B | 1 | 2025 | 5 | 3 | 3.2 | 22815 | 7269
General Lighting | General - LED fittings & Luminaires | Town GH | 2 | Medium | B | 6 | 2030 | 5 | 3 | 3.2 | 22816 | 18568
Emergency Lighting | Self Contained - LED | Town GA | 3 | Urgent | B | 11 | 2035 | 5 | 1 | 2.2 | 3608 | 23517
Fire Safety Systems | Fire Extinguishers - CO2 | Town FX | 4 | Urgent | B | 6 | 2030 | 5 | 1 | 2.2 | 3609 | 16145
Local and Special Ventilation | Fan - Axial | Town AR | 1 | Medium | B | 1 | 2025 | 5 | 3 | 3.2 | 22817 | 7270
Local and Special Ventilation | Fan - Extract | Town GE | 1 | Medium | B | 1 | 2025 | 5 | 3 | 3.2 | 22818 | 7271
Central Heating | Fan - Axial | Town E | 1 | High | B | 4 | 2028 | 5 | 2 | 2.7 | 13094 | 13926
General Lighting | General - LED fittings & Luminaires | Town GE | 7 | Medium | B | 1 | 2025 | 5 | 3 | 3.2 | 22819 | 7272
General Lighting | General - LED fittings & Luminaires | Town FY | 53 | Medium | B | 16 | 2040 | 5 | 3 | 3.2 | 22820 | 29455
Emergency Lighting | Illuminated Fire Exit Signage | Town GG | 1 | Urgent | B | 16 | 2040 | 5 | 1 | 2.2 | 3610 | 28730
Fire Safety Systems | Fire Extinguishers - Foam | Town GG | 2 | Urgent | B | 8 | 2032 | 5 | 1 | 2.2 | 3611 | 20358
Fire Safety Systems | Fire Extinguishers - Foam - P50 | Town GA | 3 | Urgent | B | 2 | 2026 | 5 | 1 | 2.2 | 3612 | 12537
External Doors | Entrance Doors | Town GD | 1 | High | B | 11 | 2035 | 5 | 2 | 2.7 | 13095 | 24284
Fire Safety Systems | Fire Alarm System | Town GA | 1 | Urgent | B | 1 | 2025 | 5 | 1 | 2.2 | 3613 | 1169
Emergency Lighting | Illuminated Fire Exit Signage | Town GA | 3 | Urgent | B | 12 | 2036 | 5 | 1 | 2.2 | 3614 | 25986
AHU - Internal | Central Air Conditioning - Gas Fired | Town GC | 1 | Medium | B | 1 | 2025 | 5 | 3 | 3.2 | 22821 | 7273
General Lighting | General - LED fittings & Luminaires | Town GB | 10 | Medium | B | 1 | 2025 | 5 | 3 | 3.2 | 22822 | 7274
Emergency Lighting | Illuminated Fire Exit Signage | Town FY | 3 | Urgent | B | 16 | 2040 | 5 | 1 | 2.2 | 3615 | 28731
Fire Safety Systems | Fire Extinguishers - Foam | Town FW | 7 | Urgent | B | 7 | 2031 | 5 | 1 | 2.2 | 3616 | 19252
External Lighting | General - LED | Town FY | 3 | Medium | B | 11 | 2035 | 5 | 3 | 3.2 | 22823 | 25094
Fire Safety Systems | Manual and Automatic Doors - Emergency and Panic Escape Doors | Town GG | 1 | Urgent | B | 21 | 2045 | 5 | 1 | 2.2 | 3617 | 31938
Access Control | Door Lock / Keypad / Manual | Town FY | 1 | Medium | B | 11 | 2035 | 5 | 3 | 3.2 | 22824 | 25095
Emergency Lighting | Self Contained - LED | Town GD | 5 | Urgent | B | 11 | 2035 | 5 | 1 | 2.2 | 3618 | 23518
LV Distribution | Sub Distribution Board | Town FY | 1 | High | B | 1 | 2025 | 5 | 2 | 2.7 | 13096 | 3393
Local and Special Ventilation | Fan - Window / Wall Mounted | Town GA | 1 | Medium | B | 1 | 2025 | 5 | 3 | 3.2 | 22825 | 7275
Emergency Lighting | Illuminated Fire Exit Signage | Town FV | 3 | Urgent | B | 7 | 2031 | 5 | 1 | 2.2 | 3619 | 19253
Roller Shutters | Internal Electric Roller Shutter | Town GD | 1 | Medium | B | 11 | 2035 | 5 | 3 | 3.2 | 22826 | 25096
Heat Emitters | Electric Heaters | Town GF | 2 | Medium | B | 1 | 2025 | 5 | 3 | 3.2 | 22827 | 7276
General Lighting | General - LED fittings & Luminaires | Town FX | 6 | Medium | B | 3 | 2027 | 5 | 3 | 3.2 | 22828 | 13487
LV Distribution | Sub Distribution Board | Town GA | 1 | High | B | 6 | 2030 | 5 | 2 | 2.7 | 13097 | 17501
Roller Shutters | External Manual Roller Shutter | Town GA | 1 | High | B | 1 | 2025 | 5 | 2 | 2.7 | 13098 | 3394
Roller Shutters | External Manual Roller Shutter | Town GE | 1 | High | B | 11 | 2035 | 5 | 2 | 2.7 | 13099 | 24285
BMS | BMS Operating Station | Town GD | 1 | High | B | 6 | 2030 | 5 | 2 | 2.7 | 13100 | 17502
Roller Shutters | External Manual Roller Shutter | Town GA | 1 | High | B | 1 | 2025 | 5 | 2 | 2.7 | 13101 | 3395
External Doors | Entrance Doors | Town GA | 1 | High | B | 11 | 2035 | 5 | 2 | 2.7 | 13102 | 24286
General Lighting | General - LED fittings & Luminaires | Town GA | 1 | Medium | B | 1 | 2025 | 5 | 3 | 3.2 | 22829 | 7277
Local and Special Ventilation | Unit extract fans | Town FV | 1 | Medium | B | 2 | 2026 | 5 | 3 | 3.2 | 22830 | 13052
Local and Special Ventilation | Fan - Axial | Town GD | 1 | Medium | B | 1 | 2025 | 5 | 3 | 3.2 | 22831 | 7278
Fire Safety Systems | Manual and Automatic Doors - Emergency and Panic Escape Doors | Town GC | 1 | Urgent | B | 11 | 2035 | 5 | 1 | 2.2 | 3620 | 23519
Roller Shutters | Internal Electric Roller Shutter | Town GD | 1 | Medium | B | 11 | 2035 | 5 | 3 | 3.2 | 22832 | 25097
Emergency Lighting | Illuminated Fire Exit Signage | Town AR | 2 | Urgent | B | 6 | 2030 | 5 | 1 | 2.2 | 3621 | 16146
Roller Shutters | External Manual Roller Shutter | Town GB | 1 | High | B | 1 | 2025 | 5 | 2 | 2.7 | 13103 | 3396
Emergency Lighting | Illuminated Fire Exit Signage | Town GH | 2 | Urgent | B | 6 | 2030 | 5 | 1 | 2.2 | 3622 | 16147
External Lighting | General - LED | Town GG | 1 | Medium | B | 11 | 2035 | 5 | 3 | 3.2 | 22833 | 25098
Barriers & Guardrails | Vehicle Crash Protection Barrier | Town FW | 1 | V Low | B | 1 | 2025 | 5 | 4 | 3.7 | 32912 | 11905
General Lighting | General - LED fittings & Luminaires | Town AR | 2 | Medium | B | 6 | 2030 | 5 | 3 | 3.2 | 22834 | 18569
Local Hot Water | Package Electric Water Heaters - Non-Drinking Water | Town AR | 1 | Medium | B | 1 | 2025 | 5 | 3 | 3.2 | 22835 | 7279
Emergency Lighting | Illuminated Fire Exit Signage | Town E | 2 | Urgent | B | 10 | 2034 | 5 | 1 | 2.2 | 3623 | 22023
Fire Safety Systems | Fire Alarm Panel / Repeater | Town FY | 1 | Urgent | B | 11 | 2035 | 5 | 1 | 2.2 | 3624 | 23520
Fire Safety Systems | Manual and Automatic Doors - Emergency and Panic Escape Doors | Town AR | 1 | Urgent | B | 21 | 2045 | 5 | 1 | 2.2 | 3625 | 31939
Fire Safety Systems | Manual and Automatic Doors - Emergency and Panic Escape Doors | Town GC | 1 | Urgent | B | 11 | 2035 | 5 | 1 | 2.2 | 3626 | 23521
General Lighting | General - LED fittings & Luminaires | Town GC | 13 | Medium | B | 11 | 2035 | 5 | 3 | 3.2 | 22836 | 25099
Air Conditioning | Multi-Split Evaporator - Split Systems/Heat Pumps - Air-cooled with Direct Expansion Evaporator (DX) | Town FY | 1 | Medium | B | 10 | 2034 | 5 | 3 | 3.2 | 22837 | 22698
Air Conditioning | Multi-Split Condenser - Split Systems/Heat Pumps - Air-cooled with Direct Expansion Evaporator (DX) | Town GD | 1 | Medium | B | 1 | 2025 | 5 | 3 | 3.2 | 22838 | 7280
External Doors | Entrance Doors | Town GG | 1 | High | B | 17 | 2041 | 5 | 2 | 2.7 | 13104 | 30305
Roller Shutters | External Manual Roller Shutter | Town FY | 1 | High | B | 11 | 2035 | 5 | 2 | 2.7 | 13105 | 24287
Local Hot Water | Package Electric Water Heaters - Non-Drinking Water | Town GT | 1 | Medium | B | 6 | 2030 | 5 | 3 | 3.2 | 22839 | 18570
Local and Special Ventilation | Fan - Extract | Town GX | 1 | Medium | B | 1 | 2025 | 5 | 3 | 3.2 | 22840 | 7281
Central Heating | Fan - Axial | Town GN | 1 | High | C | 1 | 2025 | 4 | 2 | 2.4 | 10511 | 2382
Local and Special Ventilation | Fan - Extract | Town GJ | 1 | Medium | B | 1 | 2025 | 5 | 3 | 3.2 | 22841 | 7282
Local Hot Water | Instantaneous Electric Water Heater - Non-Drinking Water | Town GZ | 1 | Medium | C | 1 | 2025 | 4 | 3 | 2.9 | 18548 | 5485
Fire Safety Systems | Fire Alarm System | Town GT | 1 | Urgent | B | 11 | 2035 | 5 | 1 | 2.2 | 3627 | 23522
Air Conditioning | Single-Split Condenser - Split Systems/Heat Pumps - Air-cooled with Direct Expansion Evaporator (DX) | Town R | 1 | Medium | B | 6 | 2030 | 5 | 3 | 3.2 | 22842 | 18571
LV Distribution | Sub Distribution Board | Town GN | 1 | High | B | 2 | 2026 | 5 | 2 | 2.7 | 13106 | 12883
LV Distribution | Sub Distribution Board | Town GV | 1 | High | B | 1 | 2025 | 5 | 2 | 2.7 | 13107 | 3397
Central Heating | Fan - Axial | Town GN | 1 | High | C | 1 | 2025 | 4 | 2 | 2.4 | 10512 | 2383
LV Distribution | Sub Distribution Board | Town GJ | 1 | High | D | 1 | 2025 | 3 | 2 | 2.1 | 1105 | 762
LV Distribution | Sub Distribution Board | Town GJ | 1 | High | B | 16 | 2040 | 5 | 2 | 2.7 | 13108 | 29132
LV Distribution | Sub Distribution Board | Town R | 1 | High | B | 1 | 2025 | 5 | 2 | 2.7 | 13109 | 3398
LV Distribution | Sub Distribution Board | Town HB | 1 | High | B | 1 | 2025 | 5 | 2 | 2.7 | 13110 | 3399
Multi-System Controls | Instrumental Control Panel | Town GJ | 1 | Medium | B | 1 | 2025 | 5 | 3 | 3.2 | 22843 | 7283
Air Conditioning | Single-Split Condenser - Split Systems/Heat Pumps - Air-cooled with Direct Expansion Evaporator (DX) | Town GW | 1 | Medium | B | 11 | 2035 | 5 | 3 | 3.2 | 22844 | 25100
Local and Special Ventilation | Unit extract fans | Town GN | 1 | Medium | D | 1 | 2025 | 3 | 3 | 2.6 | 11085 | 2603
Heat Emitters | Gas Fired Natural and Fan Assisted Heaters | Town GK | 1 | Medium | B | 5 | 2029 | 5 | 3 | 3.2 | 22845 | 14973
Local and Special Ventilation | Fan - Extract | Town GV | 1 | Medium | B | 1 | 2025 | 5 | 3 | 3.2 | 22846 | 7284
Fire Safety Systems | Smoke vents - Smoke Relief-Natural Ventilators | Town AA | 1 | Urgent | B | 1 | 2025 | 5 | 1 | 2.2 | 3628 | 1170
LV Distribution | Sub Distribution Board | Town R | 1 | High | B | 1 | 2025 | 5 | 2 | 2.7 | 13111 | 3400
Heat Emitters | Gas Fired Unit Heaters | Town GY | 1 | Medium | B | 9 | 2033 | 5 | 3 | 3.2 | 22847 | 21733
External Doors | Entrance Doors | Town HA | 1 | High | B | 11 | 2035 | 5 | 2 | 2.7 | 13112 | 24288
Barriers & Guardrails | Vehicle Crash Protection Barrier | Town GP | 1 | V Low | B | 1 | 2025 | 5 | 4 | 3.7 | 32913 | 11906
Air Conditioning | Single-Split Evaporator - Split Systems/Heat Pumps - Air-cooled with Direct Expansion Evaporator (DX) | Town GP | 1 | Medium | B | 1 | 2025 | 5 | 3 | 3.2 | 22848 | 7285
Fire Safety Systems | Fire Alarm System | Town GO | 1 | Urgent | B | 6 | 2030 | 5 | 1 | 2.2 | 3629 | 16148
External Doors | Entrance Doors | Town GT | 1 | High | B | 20 | 2044 | 5 | 2 | 2.7 | 13113 | 31610
Heat Emitters | Gas Fired Unit Heaters | Town GJ | 1 | Medium | B | 1 | 2025 | 5 | 3 | 3.2 | 22849 | 7286
Boiler | Atmospheric Gas Burner/Condensing Combination Boiler (domestic type) | Town R | 1 | High | B | 6 | 2030 | 5 | 2 | 2.7 | 13114 | 17503
Burner | Forced draft gas burner | Town GK | 1 | Medium | D | 1 | 2025 | 3 | 3 | 2.6 | 11086 | 2604
Heat Emitters | Gas Fired Unit Heaters | Town GL | 1 | Medium | B | 13 | 2037 | 5 | 3 | 3.2 | 22850 | 27106
Security Systems | Manual and Automatic Doors - High Security Door | Town GD | 1 | High | B | 11 | 2035 | 5 | 2 | 2.7 | 13115 | 24289
Air Conditioning | Single-Split Evaporator - Split Systems/Heat Pumps - Air-cooled with Direct Expansion Evaporator (DX) | Town GO | 1 | Medium | B | 6 | 2030 | 5 | 3 | 3.2 | 22851 | 18572
Local and Special Ventilation | Unit extract fans | Town GO | 1 | Medium | B | 6 | 2030 | 5 | 3 | 3.2 | 22852 | 18573
LV Distribution | Sub Distribution Board | Town GS | 1 | High | B | 6 | 2030 | 5 | 2 | 2.7 | 13116 | 17504
Fire Safety Systems | Fire Alarm Panel / Repeater | Town GP | 1 | Urgent | B | 4 | 2028 | 5 | 1 | 2.2 | 3630 | 13801
LV Distribution | Sub Distribution Board | Town GK | 1 | High | C | 1 | 2025 | 4 | 2 | 2.4 | 10513 | 2384
Local and Special Ventilation | Unit extract fans | Town GO | 1 | Medium | B | 6 | 2030 | 5 | 3 | 3.2 | 22853 | 18574
Roller Shutters | External Manual Roller Shutter | Town GM | 1 | High | B | 11 | 2035 | 5 | 2 | 2.7 | 13117 | 24290
LV Distribution | Sub Distribution Board | Town GO | 1 | High | B | 1 | 2025 | 5 | 2 | 2.7 | 13118 | 3401
General Lighting | General - LED fittings & Luminaires | Town GO | 132 | Medium | B | 11 | 2035 | 5 | 3 | 3.2 | 22854 | 25101
Fire Safety Systems | Fire Extinguishers - CO2 | Town GJ | 5 | Urgent | B | 6 | 2030 | 5 | 1 | 2.2 | 3631 | 16149
LV Distribution | Sub Distribution Board | Town GJ | 1 | High | B | 11 | 2035 | 5 | 2 | 2.7 | 13119 | 24291
External Doors | Manual and Automatic Doors - Auto / Powered Swing Doors | Town GN | 1 | High | B | 17 | 2041 | 5 | 2 | 2.7 | 13120 | 30306
Roller Shutters | External Manual Roller Shutter | Town GU | 1 | High | B | 1 | 2025 | 5 | 2 | 2.7 | 13121 | 3402
Roller Shutters | Internal Electric Roller Shutter | Town GS | 1 | Medium | B | 11 | 2035 | 5 | 3 | 3.2 | 22855 | 25102
Roller Shutters | External Electric Roller Shutter | Town GS | 1 | High | B | 1 | 2025 | 5 | 2 | 2.7 | 13122 | 3403
Heat Emitters | Radiators - Steel | Town GW | 4 | Medium | B | 6 | 2030 | 5 | 3 | 3.2 | 22856 | 18575
LV Distribution | Sub Distribution Board | Town GQ | 1 | High | B | 6 | 2030 | 5 | 2 | 2.7 | 13123 | 17505
Emergency Lighting | Self Contained - LED | Town GW | 3 | Urgent | B | 21 | 2045 | 5 | 1 | 2.2 | 3632 | 31940
Fire Safety Systems | Fire Extinguishers - Foam | Town GP | 2 | Urgent | B | 9 | 2033 | 5 | 1 | 2.2 | 3633 | 21279
Access Control | Gate Access - Local Lock / Keypad / Manual (External) | Town GN | 1 | Medium | B | 1 | 2025 | 5 | 3 | 3.2 | 22857 | 7287
Fire Safety Systems | Fire Extinguishers - Foam | Town AA | 3 | Urgent | B | 5 | 2029 | 5 | 1 | 2.2 | 3634 | 14346
Boiler | Atmospheric Gas Burner Boiler - Small and/or Wall Hung for Light Commercial Installation | Town AA | 1 | Medium | B | 7 | 2031 | 5 | 3 | 3.2 | 22858 | 19873
Roller Shutters | External Manual Roller Shutter | Town GZ | 1 | High | B | 1 | 2025 | 5 | 2 | 2.7 | 13124 | 3404
External Lighting | General - Non LED | Town AA | 6 | Medium | D | 1 | 2025 | 3 | 3 | 2.6 | 11087 | 2605
General Lighting | General - LED fittings & Luminaires | Town GK | 1 | Medium | B | 1 | 2025 | 5 | 3 | 3.2 | 22859 | 7288
Fire Safety Systems | Fire Extinguishers - Foam | Town GU | 1 | Urgent | B | 1 | 2025 | 5 | 1 | 2.2 | 3635 | 1171
Local and Special Ventilation | Fan - Window / Wall Mounted | Town GS | 1 | Medium | B | 1 | 2025 | 5 | 3 | 3.2 | 22860 | 7289
LV Distribution | Sub Distribution Board | Town GQ | 1 | High | B | 6 | 2030 | 5 | 2 | 2.7 | 13125 | 17506
Roller Shutters | External Manual Roller Shutter | Town GS | 1 | High | B | 1 | 2025 | 5 | 2 | 2.7 | 13126 | 3405
Barriers & Guardrails | Vehicle Crash Protection Barrier | Town GP | 1 | V Low | B | 1 | 2025 | 5 | 4 | 3.7 | 32914 | 11907
Multi-System Controls | Instrumental Control Panel | Town GS | 1 | Medium | B | 16 | 2040 | 5 | 3 | 3.2 | 22861 | 29456
General Lighting | General - LED fittings & Luminaires | Town GW | 6 | Medium | B | 16 | 2040 | 5 | 3 | 3.2 | 22862 | 29457
Fire Safety Systems | Fire Extinguishers - Foam | Town GS | 2 | Urgent | B | 1 | 2025 | 5 | 1 | 2.2 | 3636 | 1172
Air Conditioning | Single-Split Condenser - Split Systems/Heat Pumps - Air-cooled with Direct Expansion Evaporator (DX) | Town GV | 1 | Medium | D | 1 | 2025 | 3 | 3 | 2.6 | 11088 | 2606
Security Systems | Manual and Automatic Doors - High Security Door | Town GP | 1 | High | B | 9 | 2033 | 5 | 2 | 2.7 | 13127 | 21576
Local and Special Ventilation | Fan - Extract | Town R | 1 | Medium | B | 1 | 2025 | 5 | 3 | 3.2 | 22863 | 7290
Barriers & Guardrails | Vehicle Crash Protection Barrier | Town GP | 1 | V Low | B | 1 | 2025 | 5 | 4 | 3.7 | 32915 | 11908
Specialist Lighting | Illuminated External Signs | Town GQ | 1 | Medium | B | 1 | 2025 | 5 | 3 | 3.2 | 22864 | 7291
Fire Safety Systems | Manual and Automatic Doors - Emergency and Panic Escape Doors | Town GS | 1 | Urgent | B | 1 | 2025 | 5 | 1 | 2.2 | 3637 | 1173
Heat Emitters | Electric Overdoor Air Curtain/Heater | Town GD | 1 | Medium | B | 1 | 2025 | 5 | 3 | 3.2 | 22865 | 7292
General Lighting | General - LED fittings & Luminaires | Town GY | 2 | Medium | B | 11 | 2035 | 5 | 3 | 3.2 | 22866 | 25103
Heat Emitters | Electric Heaters | Town GZ | 3 | Medium | B | 1 | 2025 | 5 | 3 | 3.2 | 22867 | 7293
External Lighting | General - LED | Town GS | 4 | Medium | B | 1 | 2025 | 5 | 3 | 3.2 | 22868 | 7294
External Lighting | General - LED | Town GK | 2 | Medium | B | 12 | 2036 | 5 | 3 | 3.2 | 22869 | 26430
Air Conditioning | Multi-Split Condenser - Split Systems/Heat Pumps - Air-cooled with Direct Expansion Evaporator (DX) | Town GQ | 1 | Medium | B | 1 | 2025 | 5 | 3 | 3.2 | 22870 | 7295
Local and Special Ventilation | Fan - Axial | Town GS | 1 | Medium | B | 1 | 2025 | 5 | 3 | 3.2 | 22871 | 7296
Roller Shutters | Internal Electric Roller Shutter | Town GS | 1 | Medium | B | 11 | 2035 | 5 | 3 | 3.2 | 22872 | 25104
Roller Shutters | External Electric Roller Shutter | Town GS | 1 | High | B | 1 | 2025 | 5 | 2 | 2.7 | 13128 | 3406
Fire Safety Systems | Fire Extinguishers - Foam | Town GO | 6 | Urgent | B | 6 | 2030 | 5 | 1 | 2.2 | 3638 | 16150
Fire Safety Systems | Manual and Automatic Doors - Emergency and Panic Escape Doors | Town GU | 1 | Urgent | B | 11 | 2035 | 5 | 1 | 2.2 | 3639 | 23523
Roller Shutters | External Electric Roller Shutter | Town GD | 1 | High | B | 1 | 2025 | 5 | 2 | 2.7 | 13129 | 3407
General Lighting | General - LED fittings & Luminaires | Town GM | 15 | Medium | C | 1 | 2025 | 4 | 3 | 2.9 | 18549 | 5486
Emergency Lighting | Illuminated Fire Exit Signage | Town GD | 3 | Urgent | B | 12 | 2036 | 5 | 1 | 2.2 | 3640 | 25987
Fire Safety Systems | Fire Extinguishers - CO2 | Town AA | 1 | Urgent | B | 8 | 2032 | 5 | 1 | 2.2 | 3641 | 20359
Access Control | Gate Access - Local Lock / Keypad / Manual (External) | Town GQ | 1 | Medium | B | 1 | 2025 | 5 | 3 | 3.2 | 22873 | 7297
Heat Emitters | Gas Fired Natural and Fan Assisted Heaters | Town GK | 1 | Medium | B | 5 | 2029 | 5 | 3 | 3.2 | 22874 | 14974
Local and Special Ventilation | Fan - Window / Wall Mounted | Town GS | 1 | Medium | B | 1 | 2025 | 5 | 3 | 3.2 | 22875 | 7298
Emergency Lighting | Illuminated Fire Exit Signage | Town GS | 1 | Urgent | B | 12 | 2036 | 5 | 1 | 2.2 | 3642 | 25988
Heat Emitters | Electric Heaters | Town GU | 1 | Medium | B | 1 | 2025 | 5 | 3 | 3.2 | 22876 | 7299
Local and Special Ventilation | Fan - Extract | Town R | 1 | Medium | B | 1 | 2025 | 5 | 3 | 3.2 | 22877 | 7300
LV Distribution | Sub Distribution Board | Town GJ | 1 | High | D | 1 | 2025 | 3 | 2 | 2.1 | 1106 | 763
LV Distribution | Sub Distribution Board | Town GN | 1 | High | C | 2 | 2026 | 4 | 2 | 2.4 | 10514 | 12839
Local and Special Ventilation | Fan - Extract | Town GJ | 1 | Medium | B | 1 | 2025 | 5 | 3 | 3.2 | 22878 | 7301
Roller Shutters | External Manual Roller Shutter | Town GY | 1 | High | B | 13 | 2037 | 5 | 2 | 2.7 | 13130 | 26964
LV Distribution | Sub Distribution Board | Town HA | 1 | High | B | 6 | 2030 | 5 | 2 | 2.7 | 13131 | 17507
Central Heating | Fan - Axial | Town GN | 1 | High | C | 1 | 2025 | 4 | 2 | 2.4 | 10515 | 2385
Local and Special Ventilation | Fan - Axial | Town GQ | 1 | Medium | B | 1 | 2025 | 5 | 3 | 3.2 | 22879 | 7302
Fire Safety Systems | Fire Extinguishers - Foam | Town AA | 7 | Urgent | B | 8 | 2032 | 5 | 1 | 2.2 | 3643 | 20360
LV Distribution | Main Distribution Board | Town GL | 1 | High | B | 1 | 2025 | 5 | 2 | 2.7 | 13132 | 3408
Roller Shutters | External Manual Roller Shutter | Town HA | 1 | High | B | 1 | 2025 | 5 | 2 | 2.7 | 13133 | 3409
External Lighting | General - LED | Town GR | 3 | Medium | B | 7 | 2031 | 5 | 3 | 3.2 | 22880 | 19874
LV Distribution | Sub Distribution Board | Town AA | 1 | High | D | 1 | 2025 | 3 | 2 | 2.1 | 1107 | 764
Local and Special Ventilation | Fan - Window / Wall Mounted | Town GW | 1 | Medium | B | 6 | 2030 | 5 | 3 | 3.2 | 22881 | 18576
LV Distribution | Sub Distribution Board | Town HA | 1 | High | B | 6 | 2030 | 5 | 2 | 2.7 | 13134 | 17508
Roller Shutters | External Manual Roller Shutter | Town GS | 1 | High | B | 1 | 2025 | 5 | 2 | 2.7 | 13135 | 3410
Roller Shutters | External Manual Roller Shutter | Town GM | 1 | High | B | 11 | 2035 | 5 | 2 | 2.7 | 13136 | 24292
External Lighting | General - LED | Town GJ | 88 | Medium | B | 11 | 2035 | 5 | 3 | 3.2 | 22882 | 25105
Fire Safety Systems | Fire Extinguishers - CO2 | Town GS | 2 | Urgent | B | 2 | 2026 | 5 | 1 | 2.2 | 3644 | 12538
Roller Shutters | External Electric Roller Shutter | Town AA | 1 | High | D | 1 | 2025 | 3 | 2 | 2.1 | 1108 | 765
Roller Shutters | Internal Electric Roller Shutter | Town GO | 1 | Medium | B | 1 | 2025 | 5 | 3 | 3.2 | 22883 | 7303
Barriers & Guardrails | Vehicle Crash Protection Barrier | Town GP | 1 | V Low | B | 1 | 2025 | 5 | 4 | 3.7 | 32916 | 11909
Fire Safety Systems | Fire Extinguishers - Foam | Town GZ | 5 | Urgent | B | 8 | 2032 | 5 | 1 | 2.2 | 3645 | 20361
Emergency Lighting | Self Contained - Non LED | Town GU | 1 | Urgent | B | 1 | 2025 | 5 | 1 | 2.2 | 3646 | 1174
Heat Emitters | Radiators - Steel | Town AA | 1 | Medium | B | 1 | 2025 | 5 | 3 | 3.2 | 22884 | 7304
Emergency Lighting | Illuminated Fire Exit Signage | Town R | 1 | Urgent | B | 16 | 2040 | 5 | 1 | 2.2 | 3647 | 28732
Fire Safety Systems | Fire Extinguishers - CO2 | Town GO | 4 | Urgent | B | 6 | 2030 | 5 | 1 | 2.2 | 3648 | 16151
Heat Emitters | Electric Heaters | Town GJ | 3 | Medium | B | 1 | 2025 | 5 | 3 | 3.2 | 22885 | 7305
Fire Safety Systems | Fire Extinguishers - Foam | Town GN | 6 | Urgent | B | 8 | 2032 | 5 | 1 | 2.2 | 3649 | 20362
Hot Water Distribution | Hot water cylinders | Town GX | 1 | High | A | 24 | 2048 | 6 | 2 | 3 | 19534 | 33271
Emergency Lighting | Illuminated Fire Exit Signage | Town AA | 5 | Urgent | B | 16 | 2040 | 5 | 1 | 2.2 | 3650 | 28733
Fire Safety Systems | Fire Extinguishers - Foam | Town GL | 4 | Urgent | B | 6 | 2030 | 5 | 1 | 2.2 | 3651 | 16152
Heat Emitters | Electric Heaters | Town GQ | 1 | Medium | B | 1 | 2025 | 5 | 3 | 3.2 | 22886 | 7306
Emergency Lighting | Illuminated Fire Exit Signage | Town GT | 4 | Urgent | B | 16 | 2040 | 5 | 1 | 2.2 | 3652 | 28734
Emergency Lighting | Self Contained - LED | Town GP | 3 | Urgent | B | 23 | 2047 | 5 | 1 | 2.2 | 3653 | 33087
LV Distribution | Main Distribution Board | Town GT | 1 | High | B | 5 | 2029 | 5 | 2 | 2.7 | 13137 | 14611
LV Distribution | Sub Distribution Board | Town GQ | 1 | High | B | 6 | 2030 | 5 | 2 | 2.7 | 13138 | 17509
Local and Special Ventilation | Fan - Extract | Town R | 1 | Medium | B | 6 | 2030 | 5 | 3 | 3.2 | 22887 | 18577
Local and Special Ventilation | Fan - General Ventilation | Town GK | 1 | Medium | B | 1 | 2025 | 5 | 3 | 3.2 | 22888 | 7307
Roller Shutters | External Electric Roller Shutter | Town AA | 1 | High | B | 1 | 2025 | 5 | 2 | 2.7 | 13139 | 3411
General Lighting | General - LED fittings & Luminaires | Town GS | 8 | Medium | C | 16 | 2040 | 4 | 3 | 2.9 | 18550 | 29287
Emergency Lighting | Self Contained - Non LED | Town GN | 1 | Urgent | B | 7 | 2031 | 5 | 1 | 2.2 | 3654 | 19254
LV Distribution | Main Distribution Board | Town GO | 1 | High | D | 1 | 2025 | 3 | 2 | 2.1 | 1109 | 766
Local and Special Ventilation | Unit extract fans | Town GZ | 1 | Medium | D | 1 | 2025 | 3 | 3 | 2.6 | 11089 | 2607
Roller Shutters | External Electric Roller Shutter | Town GY | 1 | High | B | 11 | 2035 | 5 | 2 | 2.7 | 13140 | 24293
Lifts | Passenger Lift Hydraulic - Electric | Town GN | 1 | Medium | B | 2 | 2026 | 5 | 3 | 3.2 | 22889 | 13053
Fire Safety Systems | Fire Alarm Panel / Repeater | Town GY | 1 | Urgent | B | 13 | 2037 | 5 | 1 | 2.2 | 3655 | 26838
Roller Shutters | External Manual Roller Shutter | Town HA | 1 | High | B | 1 | 2025 | 5 | 2 | 2.7 | 13141 | 3412
Heat Emitters | Electric Heaters | Town GS | 1 | Medium | B | 1 | 2025 | 5 | 3 | 3.2 | 22890 | 7308
Local and Special Ventilation | Fan - Window / Wall Mounted | Town GD | 1 | Medium | B | 1 | 2025 | 5 | 3 | 3.2 | 22891 | 7309
LV Distribution | Sub Distribution Board | Town GO | 1 | High | A | 18 | 2042 | 6 | 2 | 3 | 19535 | 30903
Roller Shutters | Internal Electric Roller Shutter | Town GQ | 1 | Medium | B | 11 | 2035 | 5 | 3 | 3.2 | 22892 | 25106
LV Distribution | Sub Distribution Board | Town GO | 1 | High | B | 11 | 2035 | 5 | 2 | 2.7 | 13142 | 24294
Local and Special Ventilation | Fan - Extract | Town R | 1 | Medium | B | 1 | 2025 | 5 | 3 | 3.2 | 22893 | 7310
Local and Special Ventilation | Fan - Axial | Town GQ | 1 | Medium | B | 1 | 2025 | 5 | 3 | 3.2 | 22894 | 7311
Emergency Lighting | Self Contained - LED | Town R | 2 | Urgent | B | 21 | 2045 | 5 | 1 | 2.2 | 3656 | 31941
Heat Emitters | Electric Heaters | Town GU | 1 | Medium | B | 1 | 2025 | 5 | 3 | 3.2 | 22895 | 7312
Fire Safety Systems | Fire Extinguishers - CO2 | Town GV | 3 | Urgent | B | 6 | 2030 | 5 | 1 | 2.2 | 3657 | 16153
Fire Safety Systems | Fire Extinguishers - Foam | Town GM | 6 | Urgent | B | 9 | 2033 | 5 | 1 | 2.2 | 3658 | 21280
Fire Safety Systems | Fire Extinguishers - Foam | Town GS | 1 | Urgent | B | 1 | 2025 | 5 | 1 | 2.2 | 3659 | 1175
Fire Safety Systems | Fire Extinguishers - CO2 | Town GS | 1 | Urgent | B | 2 | 2026 | 5 | 1 | 2.2 | 3660 | 12539
Local Hot Water | Instantaneous Electric Water Heater - Non-Drinking Water | Town GO | 1 | Medium | B | 5 | 2029 | 5 | 3 | 3.2 | 22896 | 14975
Local Hot Water | Instantaneous Electric Water Heater - Non-Drinking Water | Town GQ | 1 | Medium | B | 7 | 2031 | 5 | 3 | 3.2 | 22897 | 19875
Heat Emitters | Electric Heaters | Town HB | 3 | Medium | B | 1 | 2025 | 5 | 3 | 3.2 | 22898 | 7313
Emergency Lighting | Self Contained - LED | Town GS | 1 | Urgent | B | 11 | 2035 | 5 | 1 | 2.2 | 3661 | 23524
Local and Special Ventilation | Unit extract fans | Town GK | 1 | Medium | D | 1 | 2025 | 3 | 3 | 2.6 | 11090 | 2608
Fire Safety Systems | Fire Alarm Panel / Repeater | Town R | 1 | Urgent | B | 11 | 2035 | 5 | 1 | 2.2 | 3662 | 23525
General Lighting | General - LED fittings & Luminaires | Town GS | 1 | Medium | C | 16 | 2040 | 4 | 3 | 2.9 | 18551 | 29288
Heat Emitters | Electric Heaters | Town GX | 4 | Medium | B | 7 | 2031 | 5 | 3 | 3.2 | 22899 | 19876
General Lighting | General - LED fittings & Luminaires | Town GQ | 8 | Medium | B | 12 | 2036 | 5 | 3 | 3.2 | 22900 | 26431
Local and Special Ventilation | Fan - Extract | Town GV | 1 | Medium | B | 11 | 2035 | 5 | 3 | 3.2 | 22901 | 25107
General Lighting | General - LED fittings & Luminaires | Town GL | 8 | Medium | B | 11 | 2035 | 5 | 3 | 3.2 | 22902 | 25108
Emergency Lighting | Illuminated Fire Exit Signage | Town GK | 1 | Urgent | B | 17 | 2041 | 5 | 1 | 2.2 | 3663 | 30065
Fire Safety Systems | Fire Extinguishers - Foam | Town GS | 1 | Urgent | B | 1 | 2025 | 5 | 1 | 2.2 | 3664 | 1176
Local and Special Ventilation | Fan - Window / Wall Mounted | Town GD | 1 | Medium | B | 1 | 2025 | 5 | 3 | 3.2 | 22903 | 7314
Emergency Lighting | Self Contained - Non LED | Town GP | 1 | Urgent | DX | 1 | 2025 | 1 | 1 | 1 | 8 | 6
General Lighting | General - LED fittings & Luminaires | Town GS | 8 | Medium | B | 12 | 2036 | 5 | 3 | 3.2 | 22904 | 26432
External Lighting | General - LED | Town GX | 10 | Medium | B | 7 | 2031 | 5 | 3 | 3.2 | 22905 | 19877
Heat Emitters | Gas Fired Unit Heaters | Town AA | 1 | Medium | B | 1 | 2025 | 5 | 3 | 3.2 | 22906 | 7315
Local and Special Ventilation | Fan - Axial | Town GR | 1 | Medium | B | 1 | 2025 | 5 | 3 | 3.2 | 22907 | 7316
Access Control | Door Lock / Keypad / Manual | Town GJ | 1 | Medium | B | 1 | 2025 | 5 | 3 | 3.2 | 22908 | 7317
Fire Safety Systems | Fire Extinguishers - CO2 | Town GY | 3 | Urgent | B | 8 | 2032 | 5 | 1 | 2.2 | 3665 | 20363
Central Ventilation Systems | Fan - General Ventilation | Town GO | 1 | Low | B | 6 | 2030 | 5 | 4 | 3.7 | 32917 | 19099
Local and Special Ventilation | Fan - Window / Wall Mounted | Town AA | 1 | Medium | DX | 1 | 2025 | 1 | 3 | 2 | 840 | 556
General Lighting | General - LED fittings & Luminaires | Town GS | 41 | Medium | B | 12 | 2036 | 5 | 3 | 3.2 | 22909 | 26433
LV Distribution | Sub Distribution Board | Town GJ | 1 | High | B | 1 | 2025 | 5 | 2 | 2.7 | 13143 | 3413
Roller Shutters | External Electric Roller Shutter | Town GZ | 1 | High | B | 1 | 2025 | 5 | 2 | 2.7 | 13144 | 3414
Roller Shutters | External Electric Roller Shutter | Town AA | 1 | High | D | 1 | 2025 | 3 | 2 | 2.1 | 1110 | 767
External Doors | Manual and Automatic Doors - Auto / Powered Sliding Doors | Town GJ | 1 | High | B | 16 | 2040 | 5 | 2 | 2.7 | 13145 | 29133
Security Systems | Manual and Automatic Doors - High Security Door | Town GK | 1 | High | B | 6 | 2030 | 5 | 2 | 2.7 | 13146 | 17510
External Doors | Entrance Doors | Town GS | 1 | High | B | 11 | 2035 | 5 | 2 | 2.7 | 13147 | 24295
LV Distribution | Sub Distribution Board | Town GJ | 1 | High | B | 1 | 2025 | 5 | 2 | 2.7 | 13148 | 3415
Local and Special Ventilation | Fan - Window / Wall Mounted | Town GS | 1 | Medium | B | 1 | 2025 | 5 | 3 | 3.2 | 22910 | 7318
Local and Special Ventilation | Fan - Window / Wall Mounted | Town GS | 1 | Medium | B | 1 | 2025 | 5 | 3 | 3.2 | 22911 | 7319
Local and Special Ventilation | Fan - Extract | Town GV | 1 | Medium | B | 11 | 2035 | 5 | 3 | 3.2 | 22912 | 25109
Emergency Lighting | Self Contained - LED | Town GM | 9 | Urgent | B | 21 | 2045 | 5 | 1 | 2.2 | 3666 | 31942
Air Conditioning | Multi-Split Condenser - Split Systems/Heat Pumps - Air-cooled with Direct Expansion Evaporator (DX) | Town GK | 1 | Medium | D | 1 | 2025 | 3 | 3 | 2.6 | 11091 | 2609
Air Conditioning | Multi-Split Condenser - Split Systems/Heat Pumps - Air-cooled with Direct Expansion Evaporator (DX) | Town GQ | 1 | Medium | B | 1 | 2025 | 5 | 3 | 3.2 | 22913 | 7320
Local and Special Ventilation | Unit extract fans | Town GK | 1 | Medium | D | 1 | 2025 | 3 | 3 | 2.6 | 11092 | 2610
Roller Shutters | Internal Electric Roller Shutter | Town GO | 1 | Medium | B | 1 | 2025 | 5 | 3 | 3.2 | 22914 | 7321
Emergency Lighting | Illuminated Fire Exit Signage | Town GV | 3 | Urgent | B | 16 | 2040 | 5 | 1 | 2.2 | 3667 | 28735
Emergency Lighting | Illuminated Fire Exit Signage | Town GQ | 1 | Urgent | B | 12 | 2036 | 5 | 1 | 2.2 | 3668 | 25989
Local and Special Ventilation | Fan - Extract | Town GV | 1 | Medium | B | 1 | 2025 | 5 | 3 | 3.2 | 22915 | 7322
Local and Special Ventilation | Fan - Axial | Town GR | 1 | Medium | B | 1 | 2025 | 5 | 3 | 3.2 | 22916 | 7323
Roller Shutters | External Electric Roller Shutter | Town GL | 1 | High | B | 1 | 2025 | 5 | 2 | 2.7 | 13149 | 3416
LV Distribution | Main Distribution Board | Town GP | 1 | High | B | 9 | 2033 | 5 | 2 | 2.7 | 13150 | 21577
Heat Emitters | Gas Fired Unit Heaters | Town GL | 1 | Medium | B | 12 | 2036 | 5 | 3 | 3.2 | 22917 | 26434
Local and Special Ventilation | Unit extract fans | Town GZ | 1 | Medium | D | 1 | 2025 | 3 | 3 | 2.6 | 11093 | 2611
Fire Safety Systems | Manual and Automatic Doors - Emergency and Panic Escape Doors | Town GN | 1 | Urgent | B | 17 | 2041 | 5 | 1 | 2.2 | 3669 | 30066
Roller Shutters | External Electric Roller Shutter | Town GL | 1 | High | B | 1 | 2025 | 5 | 2 | 2.7 | 13151 | 3417
Barriers & Guardrails | Vehicle Crash Protection Barrier | Town GP | 1 | V Low | B | 1 | 2025 | 5 | 4 | 3.7 | 32918 | 11910
LV Distribution | Sub Distribution Board | Town GV | 1 | High | B | 6 | 2030 | 5 | 2 | 2.7 | 13152 | 17511
Central Heating | Fan - Axial | Town GN | 1 | High | C | 1 | 2025 | 4 | 2 | 2.4 | 10516 | 2386
Multi-System Controls | Control Panel - Electrical Services (excluding Electrical Controllers and Pneumatic Relays) | Town GV | 1 | Medium | B | 1 | 2025 | 5 | 3 | 3.2 | 22918 | 7324
External Doors | Entrance Doors | Town GZ | 1 | High | B | 10 | 2034 | 5 | 2 | 2.7 | 13153 | 22318
Emergency Lighting | Self Contained - LED | Town GQ | 3 | Urgent | B | 11 | 2035 | 5 | 1 | 2.2 | 3670 | 23526
Air Conditioning | Single-Split Evaporator - Split Systems/Heat Pumps - Air-cooled with Direct Expansion Evaporator (DX) | Town GP | 1 | Medium | B | 1 | 2025 | 5 | 3 | 3.2 | 22919 | 7325
Fire Safety Systems | Smoke vents - Smoke Relief-Natural Ventilators | Town AA | 1 | Urgent | B | 1 | 2025 | 5 | 1 | 2.2 | 3671 | 1177
External Doors | Entrance Doors | Town GM | 1 | High | B | 21 | 2045 | 5 | 2 | 2.7 | 13154 | 32594
External Doors | Manual and Automatic Doors - Auto / Powered Sliding Doors | Town GY | 1 | High | B | 26 | 2050 | 5 | 2 | 2.7 | 13155 | 33492
Heat Emitters | Electric Heaters | Town GS | 1 | Medium | B | 1 | 2025 | 5 | 3 | 3.2 | 22920 | 7326
Boiler | Atmospheric Gas Burner - Free Standing Boiler | Town GW | 1 | Medium | B | 1 | 2025 | 5 | 3 | 3.2 | 22921 | 7327
Local and Special Ventilation | Fan - Axial | Town GQ | 1 | Medium | B | 1 | 2025 | 5 | 3 | 3.2 | 22922 | 7328
Roller Shutters | External Manual Roller Shutter | Town GS | 1 | High | B | 21 | 2045 | 5 | 2 | 2.7 | 13156 | 32595
Emergency Lighting | Self Contained - LED | Town GJ | 9 | Urgent | B | 21 | 2045 | 5 | 1 | 2.2 | 3672 | 31943
Fire Safety Systems | Smoke vents - Smoke Relief-Natural Ventilators | Town AA | 1 | Urgent | B | 1 | 2025 | 5 | 1 | 2.2 | 3673 | 1178
Heat Emitters | Gas Fired Natural and Fan Assisted Heaters | Town GS | 1 | Medium | B | 1 | 2025 | 5 | 3 | 3.2 | 22923 | 7329
External Doors | Entrance Doors | Town R | 1 | High | B | 11 | 2035 | 5 | 2 | 2.7 | 13157 | 24296
Fire Safety Systems | Manual and Automatic Doors - Emergency and Panic Escape Doors | Town GJ | 1 | Urgent | B | 11 | 2035 | 5 | 1 | 2.2 | 3674 | 23527
Local and Special Ventilation | Fan - Axial | Town GS | 1 | Medium | B | 1 | 2025 | 5 | 3 | 3.2 | 22924 | 7330
Roller Shutters | External Manual Roller Shutter | Town GT | 1 | High | B | 1 | 2025 | 5 | 2 | 2.7 | 13158 | 3418
Fire Safety Systems | Fire Extinguishers - Dry Chemical | Town GP | 1 | Urgent | B | 8 | 2032 | 5 | 1 | 2.2 | 3675 | 20364
External Lighting | General - LED | Town GS | 2 | Medium | B | 1 | 2025 | 5 | 3 | 3.2 | 22925 | 7331
Multi-System Controls | Instrumental Control Panel | Town GW | 1 | Medium | B | 14 | 2038 | 5 | 3 | 3.2 | 22926 | 27546
Roller Shutters | External Manual Roller Shutter | Town GZ | 1 | High | B | 1 | 2025 | 5 | 2 | 2.7 | 13159 | 3419
Local Hot Water | Package Electric Water Heaters - Non-Drinking Water | Town HK | 1 | Medium | B | 3 | 2027 | 5 | 3 | 3.2 | 22927 | 13488
External Doors | Entrance Doors | Town HQ | 1 | High | B | 11 | 2035 | 5 | 2 | 2.7 | 13160 | 24297
Fire Safety Systems | Fire Alarm System | Town HD | 1 | Urgent | B | 1 | 2025 | 5 | 1 | 2.2 | 3676 | 1179
Air Conditioning | Multi-Split Evaporator - Split Systems/Heat Pumps - Air-cooled with Direct Expansion Evaporator (DX) | Town HG | 1 | Medium | B | 10 | 2034 | 5 | 3 | 3.2 | 22928 | 22699
Central Cooling | Fan - Axial | Town HM | 1 | Medium | B | 1 | 2025 | 5 | 3 | 3.2 | 22929 | 7332
LV Distribution | Main Distribution Board | Town HN | 1 | High | B | 15 | 2039 | 5 | 2 | 2.7 | 13161 | 28129
Air Conditioning | Single-Split Condenser - Split Systems/Heat Pumps - Air-cooled with Direct Expansion Evaporator (DX) | Town HD | 1 | Medium | B | 5 | 2029 | 5 | 3 | 3.2 | 22930 | 14976
Burner | Forced draft gas burner | Town HF | 1 | Medium | B | 1 | 2025 | 5 | 3 | 3.2 | 22931 | 7333
Fire Safety Systems | Fire Alarm System | Town AJ | 1 | Urgent | B | 11 | 2035 | 5 | 1 | 2.2 | 3677 | 23528
LV Distribution | Main Distribution Board | Town HI | 1 | High | B | 7 | 2031 | 5 | 2 | 2.7 | 13162 | 19604
Local and Special Ventilation | Fan - Extract | Town HI | 1 | Medium | B | 2 | 2026 | 5 | 3 | 3.2 | 22932 | 13054
BMS | BMS Control Panel | Town HO | 1 | High | B | 7 | 2031 | 5 | 2 | 2.7 | 13163 | 19605
AHU - Internal | Central Air Conditioning - Gas Fired | Town HN | 1 | Medium | B | 1 | 2025 | 5 | 3 | 3.2 | 22933 | 7334
Local Hot Water | Instantaneous Electric Water Heater - Non-Drinking Water | Town HI | 1 | Medium | B | 14 | 2038 | 5 | 3 | 3.2 | 22934 | 27547
Fire Safety Systems | Manual and Automatic Doors - Emergency and Panic Escape Doors | Town HL | 1 | Urgent | B | 11 | 2035 | 5 | 1 | 2.2 | 3678 | 23529
Local and Special Ventilation | Fan - Window / Wall Mounted | Town HN | 1 | Medium | B | 10 | 2034 | 5 | 3 | 3.2 | 22935 | 22700
Local and Special Ventilation | Fan - Extract | Town HI | 1 | Medium | B | 13 | 2037 | 5 | 3 | 3.2 | 22936 | 27107
Roller Shutters | External Manual Roller Shutter | Town HI | 1 | High | B | 1 | 2025 | 5 | 2 | 2.7 | 13164 | 3420
Heat Emitters | Electric Heaters | Town AJ | 5 | Medium | B | 4 | 2028 | 5 | 3 | 3.2 | 22937 | 14086
Emergency Lighting | Self Contained - LED | Town AJ | 7 | Urgent | B | 21 | 2045 | 5 | 1 | 2.2 | 3679 | 31944
Fire Safety Systems | Fire Extinguishers - Foam | Town HE | 3 | Urgent | B | 4 | 2028 | 5 | 1 | 2.2 | 3680 | 13802
Fire Safety Systems | Fire Extinguishers - CO2 | Town HI | 3 | Urgent | B | 7 | 2031 | 5 | 1 | 2.2 | 3681 | 19255
Roller Shutters | External Manual Roller Shutter | Town HE | 1 | High | A | 25 | 2049 | 6 | 2 | 3 | 19536 | 33448
Local Hot Water | Package Electric Water Heaters - Non-Drinking Water | Town HM | 1 | Medium | B | 6 | 2030 | 5 | 3 | 3.2 | 22938 | 18578
Fire Safety Systems | Fire Extinguishers - CO2 | Town AJ | 2 | Urgent | B | 6 | 2030 | 5 | 1 | 2.2 | 3682 | 16154
Local Hot Water | Instantaneous Electric Water Heater - Non-Drinking Water | Town HQ | 1 | Medium | B | 1 | 2025 | 5 | 3 | 3.2 | 22939 | 7335
Roller Shutters | External Manual Roller Shutter | Town AJ | 1 | High | B | 1 | 2025 | 5 | 2 | 2.7 | 13165 | 3421
Roller Shutters | External Manual Roller Shutter | Town HP | 1 | High | B | 1 | 2025 | 5 | 2 | 2.7 | 13166 | 3422
Emergency Lighting | Illuminated Fire Exit Signage | Town HI | 1 | Urgent | B | 6 | 2030 | 5 | 1 | 2.2 | 3683 | 16155
Fire Safety Systems | Fire Extinguishers - Foam | Town AJ | 2 | Urgent | B | 6 | 2030 | 5 | 1 | 2.2 | 3684 | 16156
Fire Safety Systems | Fire Blanket | Town HO | 1 | Urgent | B | 4 | 2028 | 5 | 1 | 2.2 | 3685 | 13803
LV Distribution | Main Distribution Board | Town HI | 1 | High | B | 19 | 2043 | 5 | 2 | 2.7 | 13167 | 31172
Heat Emitters | Gas Fired Natural and Fan Assisted Heaters | Town HL | 1 | Medium | B | 1 | 2025 | 5 | 3 | 3.2 | 22940 | 7336
General Lighting | General - LED fittings & Luminaires | Town HG | 30 | Medium | B | 10 | 2034 | 5 | 3 | 3.2 | 22941 | 22701
Fire Safety Systems | Fire Extinguishers - Foam | Town AJ | 2 | Urgent | B | 6 | 2030 | 5 | 1 | 2.2 | 3686 | 16157
LV Distribution | Main Distribution Board | Town HI | 1 | High | B | 7 | 2031 | 5 | 2 | 2.7 | 13168 | 19606
Heat Emitters | Gas Fired Unit Heaters | Town HK | 1 | Medium | B | 6 | 2030 | 5 | 3 | 3.2 | 22942 | 18579
Roller Shutters | External Manual Roller Shutter | Town HI | 1 | High | B | 1 | 2025 | 5 | 2 | 2.7 | 13169 | 3423
Emergency Lighting | Illuminated Fire Exit Signage | Town HP | 7 | Urgent | B | 16 | 2040 | 5 | 1 | 2.2 | 3687 | 28736
LV Distribution | Main Switch Panel at Supply Intake | Town HR | 1 | Medium | B | 13 | 2037 | 5 | 3 | 3.2 | 22943 | 27108
External Doors | Entrance Doors | Town HG | 1 | High | B | 25 | 2049 | 5 | 2 | 2.7 | 13170 | 33382
Barriers & Guardrails | Vehicle Crash Protection Barrier | Town HI | 1 | V Low | B | 2 | 2026 | 5 | 4 | 3.7 | 32919 | 13228
General Lighting | General - LED fittings & Luminaires | Town HF | 22 | Medium | B | 15 | 2039 | 5 | 3 | 3.2 | 22944 | 28396
External Doors | Entrance Doors | Town HI | 1 | High | B | 11 | 2035 | 5 | 2 | 2.7 | 13171 | 24298
Security Systems | Manual and Automatic Doors - High Security Door | Town HF | 1 | High | B | 21 | 2045 | 5 | 2 | 2.7 | 13172 | 32596
Roller Shutters | External Manual Roller Shutter | Town HJ | 1 | High | B | 8 | 2032 | 5 | 2 | 2.7 | 13173 | 20693
Emergency Lighting | Illuminated Fire Exit Signage | Town HO | 4 | Urgent | B | 13 | 2037 | 5 | 1 | 2.2 | 3688 | 26839
External Doors | Entrance Doors | Town HE | 1 | High | B | 24 | 2048 | 5 | 2 | 2.7 | 13174 | 33263
General Lighting | General - LED fittings & Luminaires | Town HE | 72 | Medium | B | 16 | 2040 | 5 | 3 | 3.2 | 22945 | 29458
Heat Emitters | Electric Heaters | Town HJ | 2 | Medium | C | 1 | 2025 | 4 | 3 | 2.9 | 18552 | 5487
Emergency Lighting | Self Contained - LED | Town HH | 3 | Urgent | B | 11 | 2035 | 5 | 1 | 2.2 | 3689 | 23530
Fire Safety Systems | Fire Extinguishers - Foam | Town HL | 11 | Urgent | B | 6 | 2030 | 5 | 1 | 2.2 | 3690 | 16158
Roller Shutters | Internal Automatic Roller Shutter | Town HP | 1 | High | B | 21 | 2045 | 5 | 2 | 2.7 | 13175 | 32597
Local and Special Ventilation | Fan - Axial | Town HM | 1 | Medium | B | 12 | 2036 | 5 | 3 | 3.2 | 22946 | 26435
LV Distribution | Main Distribution Board | Town HI | 1 | High | B | 7 | 2031 | 5 | 2 | 2.7 | 13176 | 19607
Fire Safety Systems | Manual and Automatic Doors - Emergency and Panic Escape Doors | Town HI | 1 | Urgent | B | 22 | 2046 | 5 | 1 | 2.2 | 3691 | 32875
External Doors | Manual and Automatic Doors - Auto / Powered Sliding Doors | Town HD | 1 | High | B | 26 | 2050 | 5 | 2 | 2.7 | 13177 | 33493
Heat Emitters | Radiators - Steel | Town AJ | 4 | Medium | B | 5 | 2029 | 5 | 3 | 3.2 | 22947 | 14977
LV Distribution | Main Distribution Board | Town HI | 1 | High | B | 19 | 2043 | 5 | 2 | 2.7 | 13178 | 31173
Security Systems | Manual and Automatic Doors - High Security Door | Town HC | 1 | High | B | 21 | 2045 | 5 | 2 | 2.7 | 13179 | 32598
Emergency Lighting | Illuminated Fire Exit Signage | Town HL | 4 | Urgent | B | 6 | 2030 | 5 | 1 | 2.2 | 3692 | 16159
Local and Special Ventilation | Fan - Window / Wall Mounted | Town HG | 1 | Medium | B | 5 | 2029 | 5 | 3 | 3.2 | 22948 | 14978
Roller Shutters | External Electric Roller Shutter | Town HL | 1 | High | B | 1 | 2025 | 5 | 2 | 2.7 | 13180 | 3424
Barriers & Guardrails | Vehicle Crash Protection Barrier | Town HI | 1 | V Low | B | 2 | 2026 | 5 | 4 | 3.7 | 32920 | 13229
General Lighting | General - LED fittings & Luminaires | Town HJ | 38 | Medium | B | 16 | 2040 | 5 | 3 | 3.2 | 22949 | 29459
External Lighting | General - LED | Town HJ | 8 | Medium | B | 11 | 2035 | 5 | 3 | 3.2 | 22950 | 25110
Fire Safety Systems | Fire Blanket | Town AJ | 1 | Urgent | B | 4 | 2028 | 5 | 1 | 2.2 | 3693 | 13804
Local and Special Ventilation | Fan - Window / Wall Mounted | Town HG | 1 | Medium | B | 5 | 2029 | 5 | 3 | 3.2 | 22951 | 14979
External Doors | Entrance Doors | Town HN | 1 | High | B | 30 | 2054 | 5 | 2 | 2.7 | 13181 | 33707
Roller Shutters | External Manual Roller Shutter | Town HQ | 1 | High | B | 1 | 2025 | 5 | 2 | 2.7 | 13182 | 3425
Emergency Lighting | Self Contained - LED | Town HC | 7 | Urgent | B | 17 | 2041 | 5 | 1 | 2.2 | 3694 | 30067
Heat Emitters | Gas Fired Natural and Fan Assisted Heaters | Town HI | 1 | Medium | B | 1 | 2025 | 5 | 3 | 3.2 | 22952 | 7337
Fire Safety Systems | Internal Roller Shutter- Fire Rated | Town AJ | 1 | Urgent | B | 1 | 2025 | 5 | 1 | 2.2 | 3695 | 1180
Fire Safety Systems | Manual and Automatic Doors - Emergency and Panic Escape Doors | Town HE | 1 | Urgent | B | 16 | 2040 | 5 | 1 | 2.2 | 3696 | 28737
Local and Special Ventilation | Fan - Extract | Town AJ | 1 | Medium | B | 1 | 2025 | 5 | 3 | 3.2 | 22953 | 7338
Fire Safety Systems | Fire Extinguishers - Foam | Town HP | 5 | Urgent | B | 6 | 2030 | 5 | 1 | 2.2 | 3697 | 16160
General Lighting | General - LED fittings & Luminaires | Town HN | 46 | Medium | B | 15 | 2039 | 5 | 3 | 3.2 | 22954 | 28397
Heat Emitters | Electric Heaters | Town AJ | 2 | Medium | B | 1 | 2025 | 5 | 3 | 3.2 | 22955 | 7339
Heat Emitters | Radiators - Steel | Town HL | 1 | Medium | B | 1 | 2025 | 5 | 3 | 3.2 | 22956 | 7340
Roller Shutters | Internal Electric Roller Shutter | Town HP | 1 | Medium | B | 11 | 2035 | 5 | 3 | 3.2 | 22957 | 25111
General Lighting | General - LED fittings & Luminaires | Town HP | 27 | Medium | B | 1 | 2025 | 5 | 3 | 3.2 | 22958 | 7341
Access Control | Gate Access - Local Lock / Keypad / Manual (External) | Town HM | 1 | Medium | B | 8 | 2032 | 5 | 3 | 3.2 | 22959 | 20908
Fire Safety Systems | Fire Extinguishers - CO2 | Town HL | 1 | Urgent | B | 6 | 2030 | 5 | 1 | 2.2 | 3698 | 16161
Emergency Lighting | Self Contained - LED | Town HI | 18 | Urgent | B | 23 | 2047 | 5 | 1 | 2.2 | 3699 | 33088
Emergency Lighting | Self Contained - LED | Town HE | 7 | Urgent | B | 21 | 2045 | 5 | 1 | 2.2 | 3700 | 31945
Access Control | Gate Access - Local Lock / Keypad / Manual (External) | Town HM | 1 | Medium | B | 1 | 2025 | 5 | 3 | 3.2 | 22960 | 7342
Access Control | Door Lock / Keypad / Manual | Town HE | 2 | Medium | B | 10 | 2034 | 5 | 3 | 3.2 | 22961 | 22702
Roller Shutters | Internal Electric Roller Shutter | Town HE | 1 | Medium | B | 7 | 2031 | 5 | 3 | 3.2 | 22962 | 19878
General Lighting | General - LED fittings & Luminaires | Town HD | 28 | Medium | B | 13 | 2037 | 5 | 3 | 3.2 | 22963 | 27109
Fire Safety Systems | Manual and Automatic Doors - Emergency and Panic Escape Doors | Town HG | 1 | Urgent | B | 30 | 2054 | 5 | 1 | 2.2 | 3701 | 33671
Local Hot Water | Package Electric Water Heaters - Non-Drinking Water | Town AJ | 1 | Medium | B | 3 | 2027 | 5 | 3 | 3.2 | 22964 | 13489
Fire Safety Systems | Fire Extinguishers - Foam | Town HO | 3 | Urgent | B | 6 | 2030 | 5 | 1 | 2.2 | 3702 | 16162
Central Cooling | Fan - Axial | Town HO | 1 | Medium | B | 1 | 2025 | 5 | 3 | 3.2 | 22965 | 7343
Fire Safety Systems | Fire Alarm System | Town HN | 1 | Urgent | B | 10 | 2034 | 5 | 1 | 2.2 | 3703 | 22024
Emergency Lighting | Self Contained - Non LED | Town HI | 1 | Urgent | B | 1 | 2025 | 5 | 1 | 2.2 | 3704 | 1181
Fire Safety Systems | Fire Extinguishers - CO2 | Town AJ | 1 | Urgent | B | 6 | 2030 | 5 | 1 | 2.2 | 3705 | 16163
Fire Safety Systems | Fire Extinguishers - CO2 | Town AJ | 3 | Urgent | B | 6 | 2030 | 5 | 1 | 2.2 | 3706 | 16164
Heat Emitters | Gas Fired Natural and Fan Assisted Heaters | Town HL | 1 | Medium | B | 1 | 2025 | 5 | 3 | 3.2 | 22966 | 7344
Fire Safety Systems | Fire Extinguishers - CO2 | Town HI | 2 | Urgent | B | 7 | 2031 | 5 | 1 | 2.2 | 3707 | 19256
Fire Safety Systems | Fire Blanket | Town HP | 1 | Urgent | B | 4 | 2028 | 5 | 1 | 2.2 | 3708 | 13805
Fire Safety Systems | Manual and Automatic Doors - Emergency and Panic Escape Doors | Town AJ | 1 | Urgent | B | 21 | 2045 | 5 | 1 | 2.2 | 3709 | 31946
Heat Emitters | Radiators - Aluminium | Town HG | 2 | Medium | B | 15 | 2039 | 5 | 3 | 3.2 | 22967 | 28398
Fire Safety Systems | Fire Extinguishers - CO2 | Town HL | 2 | Urgent | B | 6 | 2030 | 5 | 1 | 2.2 | 3710 | 16165
External Doors | Manual and Automatic Doors - Auto / Powered Sliding Doors | Town HO | 1 | High | B | 19 | 2043 | 5 | 2 | 2.7 | 13183 | 31174
Hot Water Distribution | Hot water cylinders Domestic Type | Town JE | 1 | Low | B | 1 | 2025 | 5 | 4 | 3.7 | 32921 | 11911
LV Distribution | Sub Distribution Board | Town HF | 1 | High | B | 10 | 2034 | 5 | 2 | 2.7 | 13184 | 22319
Roller Shutters | External Manual Roller Shutter | Town HP | 1 | High | B | 1 | 2025 | 5 | 2 | 2.7 | 13185 | 3426
Security Systems | Manual and Automatic Doors - High Security Door | Town AJ | 1 | High | B | 11 | 2035 | 5 | 2 | 2.7 | 13186 | 24299
Roller Shutters | External Manual Roller Shutter | Town HH | 1 | High | B | 1 | 2025 | 5 | 2 | 2.7 | 13187 | 3427
Heat Emitters | Radiators - Steel | Town HP | 10 | Medium | B | 6 | 2030 | 5 | 3 | 3.2 | 22968 | 18580
Heat Emitters | Gas Fired Natural and Fan Assisted Heaters | Town HC | 1 | Medium | B | 7 | 2031 | 5 | 3 | 3.2 | 22969 | 19879
Air Conditioning | Multi-Split Evaporator - Split Systems/Heat Pumps - Air-cooled with Direct Expansion Evaporator (DX) | Town HG | 1 | Medium | B | 10 | 2034 | 5 | 3 | 3.2 | 22970 | 22703
LV Distribution | Main Distribution Board | Town HN | 1 | High | B | 15 | 2039 | 5 | 2 | 2.7 | 13188 | 28130
Roller Shutters | Internal Automatic Roller Shutter | Town HP | 1 | High | B | 21 | 2045 | 5 | 2 | 2.7 | 13189 | 32599
General Lighting | General - LED fittings & Luminaires | Town HF | 1 | Medium | B | 1 | 2025 | 5 | 3 | 3.2 | 22971 | 7345
LV Distribution | Sub Distribution Board | Town HP | 1 | High | B | 1 | 2025 | 5 | 2 | 2.7 | 13190 | 3428
Local and Special Ventilation | Fan - General Ventilation | Town HG | 1 | Medium | B | 5 | 2029 | 5 | 3 | 3.2 | 22972 | 14980
LV Distribution | Sub Distribution Board | Town AJ | 1 | High | A | 19 | 2043 | 6 | 2 | 3 | 19537 | 31292
Emergency Lighting | Illuminated Fire Exit Signage | Town HI | 3 | Urgent | B | 7 | 2031 | 5 | 1 | 2.2 | 3711 | 19257
Fire Safety Systems | Fire Blanket | Town HC | 1 | Urgent | B | 1 | 2025 | 5 | 1 | 2.2 | 3712 | 1182
Air Conditioning | Single-Split Evaporator - Split Systems/Heat Pumps - Air-cooled with Direct Expansion Evaporator (DX) | Town HD | 1 | Medium | B | 5 | 2029 | 5 | 3 | 3.2 | 22973 | 14981
Local and Special Ventilation | Fan - Kitchen Window / Wall Mounted | Town HR | 1 | Medium | B | 8 | 2032 | 5 | 3 | 3.2 | 22974 | 20909
LV Distribution | Main Distribution Board | Town HL | 1 | High | B | 1 | 2025 | 5 | 2 | 2.7 | 13191 | 3429
Roller Shutters | External Manual Roller Shutter | Town HH | 1 | High | B | 1 | 2025 | 5 | 2 | 2.7 | 13192 | 3430
General Lighting | General - LED fittings & Luminaires | Town HD | 15 | Medium | B | 13 | 2037 | 5 | 3 | 3.2 | 22975 | 27110
Fire Safety Systems | Manual and Automatic Doors - Emergency and Panic Escape Doors | Town HL | 1 | Urgent | C | 11 | 2035 | 4 | 1 | 1.9 | 623 | 23265
LV Distribution | Main Distribution Board | Town JE | 1 | High | B | 6 | 2030 | 5 | 2 | 2.7 | 13193 | 17512
Local and Special Ventilation | Fan - Window / Wall Mounted | Town HG | 1 | Medium | B | 10 | 2034 | 5 | 3 | 3.2 | 22976 | 22704
Heat Emitters | Gas Fired Unit Heaters | Town HE | 1 | Medium | B | 6 | 2030 | 5 | 3 | 3.2 | 22977 | 18581
Central Cooling | Fan - Axial | Town HM | 1 | Medium | B | 1 | 2025 | 5 | 3 | 3.2 | 22978 | 7346
LV Distribution | Main Distribution Board | Town HG | 1 | High | B | 10 | 2034 | 5 | 2 | 2.7 | 13194 | 22320
Local and Special Ventilation | Fan - Extract | Town AJ | 1 | Medium | B | 1 | 2025 | 5 | 3 | 3.2 | 22979 | 7347
External Doors | Entrance Doors | Town HG | 1 | High | B | 25 | 2049 | 5 | 2 | 2.7 | 13195 | 33383
External Doors | Entrance Doors | Town HJ | 1 | High | B | 29 | 2053 | 5 | 2 | 2.7 | 13196 | 33649
Fire Safety Systems | Fire Extinguishers - Foam | Town JE | 6 | Urgent | B | 6 | 2030 | 5 | 1 | 2.2 | 3713 | 16166
AHU - Internal | Central Ventilation Systems - Ventilation Only | Town HD | 1 | Medium | B | 1 | 2025 | 5 | 3 | 3.2 | 22980 | 7348
Air Conditioning | Single-Split Condenser - Split Systems/Heat Pumps - Air-cooled with Direct Expansion Evaporator (DX) | Town HI | 1 | Medium | B | 4 | 2028 | 5 | 3 | 3.2 | 22981 | 14087
Local and Special Ventilation | Fan - Window / Wall Mounted | Town HL | 1 | Medium | B | 1 | 2025 | 5 | 3 | 3.2 | 22982 | 7349
External Doors | Entrance Doors | Town HL | 1 | High | D | 11 | 2035 | 3 | 2 | 2.1 | 1111 | 23309
Lifts | Goods Lift electric | Town HL | 1 | Medium | B | 1 | 2025 | 5 | 3 | 3.2 | 22983 | 7350
Local and Special Ventilation | Fan - General Ventilation | Town HN | 1 | Medium | B | 5 | 2029 | 5 | 3 | 3.2 | 22984 | 14982
Local Hot Water | Package Electric Water Heaters - Non-Drinking Water | Town HD | 1 | Medium | B | 8 | 2032 | 5 | 3 | 3.2 | 22985 | 20910
Lifts | Passenger Lift Hydraulic - Electric | Town HD | 1 | Medium | B | 1 | 2025 | 5 | 3 | 3.2 | 22986 | 7351
External Doors | Entrance Doors | Town HH | 1 | High | B | 11 | 2035 | 5 | 2 | 2.7 | 13197 | 24300
Fire Safety Systems | Fire Alarm System | Town AJ | 1 | Urgent | B | 11 | 2035 | 5 | 1 | 2.2 | 3714 | 23531
Barriers & Guardrails | Vehicle Crash Protection Barrier | Town HI | 1 | V Low | B | 2 | 2026 | 5 | 4 | 3.7 | 32922 | 13230
External Doors | Entrance Doors | Town HH | 1 | High | B | 11 | 2035 | 5 | 2 | 2.7 | 13198 | 24301
Roller Shutters | Internal Electric Roller Shutter | Town HG | 1 | Medium | B | 21 | 2045 | 5 | 3 | 3.2 | 22987 | 32792
BMS | BMS Control Panel | Town HG | 1 | High | B | 5 | 2029 | 5 | 2 | 2.7 | 13199 | 14612
Fire Safety Systems | Fire Extinguishers - CO2 | Town HG | 1 | Urgent | B | 5 | 2029 | 5 | 1 | 2.2 | 3715 | 14347
Local and Special Ventilation | Fan - Axial | Town HM | 1 | Medium | B | 1 | 2025 | 5 | 3 | 3.2 | 22988 | 7352
Fire Safety Systems | Fire Extinguishers - Foam | Town HI | 3 | Urgent | B | 9 | 2033 | 5 | 1 | 2.2 | 3716 | 21281
Air Conditioning | Multi-Split Evaporator - Split Systems/Heat Pumps - Air-cooled with Direct Expansion Evaporator (DX) | Town HG | 1 | Medium | B | 10 | 2034 | 5 | 3 | 3.2 | 22989 | 22705
Roller Shutters | External Manual Roller Shutter | Town AJ | 1 | High | B | 1 | 2025 | 5 | 2 | 2.7 | 13200 | 3431
External Doors | Entrance Doors | Town AJ | 1 | High | D | 11 | 2035 | 3 | 2 | 2.1 | 1112 | 23310
Fire Safety Systems | Manual and Automatic Doors - Emergency and Panic Escape Doors | Town HP | 1 | Urgent | B | 11 | 2035 | 5 | 1 | 2.2 | 3717 | 23532
Roller Shutters | External Manual Roller Shutter | Town HI | 1 | High | B | 1 | 2025 | 5 | 2 | 2.7 | 13201 | 3432
General Lighting | General - LED fittings & Luminaires | Town HI | 20 | Medium | B | 1 | 2025 | 5 | 3 | 3.2 | 22990 | 7353
Access Control | Door Lock / Keypad / Manual | Town HC | 1 | Medium | B | 1 | 2025 | 5 | 3 | 3.2 | 22991 | 7354
Emergency Lighting | Self Contained - LED | Town AJ | 6 | Urgent | B | 22 | 2046 | 5 | 1 | 2.2 | 3718 | 32876
Fire Safety Systems | Manual and Automatic Doors - Emergency and Panic Escape Doors | Town HC | 1 | Urgent | B | 21 | 2045 | 5 | 1 | 2.2 | 3719 | 31947
Roller Shutters | External Manual Roller Shutter | Town HQ | 1 | High | B | 1 | 2025 | 5 | 2 | 2.7 | 13202 | 3433
Roller Shutters | External Manual Roller Shutter | Town AJ | 1 | High | B | 1 | 2025 | 5 | 2 | 2.7 | 13203 | 3434
Local Hot Water | Instantaneous Electric Water Heater - Non-Drinking Water | Town ID | 1 | Medium | B | 1 | 2025 | 5 | 3 | 3.2 | 22992 | 7355
LV Distribution | Sub Distribution Board | Town HU | 1 | High | B | 6 | 2030 | 5 | 2 | 2.7 | 13204 | 17513
Air Conditioning | Multi-Split Evaporator - Split Systems/Heat Pumps - Air-cooled with Direct Expansion Evaporator (DX) | Town IF | 1 | Medium | B | 4 | 2028 | 5 | 3 | 3.2 | 22993 | 14088
LV Distribution | Sub Distribution Board | Town HX | 1 | High | B | 13 | 2037 | 5 | 2 | 2.7 | 13205 | 26965
Lifts | Passenger Lift Hydraulic - Electric | Town AQ | 1 | Medium | B | 6 | 2030 | 5 | 3 | 3.2 | 22994 | 18582
LV Distribution | Sub Distribution Board | Town IF | 1 | High | B | 12 | 2036 | 5 | 2 | 2.7 | 13206 | 26168
LV Distribution | Sub Distribution Board | Town HX | 1 | High | B | 1 | 2025 | 5 | 2 | 2.7 | 13207 | 3435
Local Hot Water | Package Electric Water Heaters - Non-Drinking Water | Town IA | 1 | Medium | B | 2 | 2026 | 5 | 3 | 3.2 | 22995 | 13055
Heat Emitters | Gas Radiant Tube Heaters | Town AQ | 1 | Medium | B | 1 | 2025 | 5 | 3 | 3.2 | 22996 | 7356
Fire Safety Systems | Fire Alarm Panel / Repeater | Town A | 1 | Urgent | B | 1 | 2025 | 5 | 1 | 2.2 | 3720 | 1183
Fire Safety Systems | Fire Alarm Panel / Repeater | Town IA | 1 | Urgent | B | 6 | 2030 | 5 | 1 | 2.2 | 3721 | 16167
Lifts | Passenger Lift Hydraulic - Electric | Town IG | 1 | Medium | B | 2 | 2026 | 5 | 3 | 3.2 | 22997 | 13056
External Doors | Manual and Automatic Doors - Auto / Powered Sliding Doors | Town A | 1 | High | B | 26 | 2050 | 5 | 2 | 2.7 | 13208 | 33494
External Doors | Manual and Automatic Doors - Auto / Powered Sliding Doors | Town HW | 1 | High | B | 17 | 2041 | 5 | 2 | 2.7 | 13209 | 30307
Fire Safety Systems | Fire Alarm Panel / Repeater | Town IB | 1 | Urgent | B | 1 | 2025 | 5 | 1 | 2.2 | 3722 | 1184
Air Conditioning | Single-Split Condenser - Split Systems/Heat Pumps - Air-cooled with Direct Expansion Evaporator (DX) | Town HT | 1 | Medium | B | 3 | 2027 | 5 | 3 | 3.2 | 22998 | 13490
Local Hot Water | Package Electric Water Heaters - Non-Drinking Water | Town HV | 1 | Medium | B | 2 | 2026 | 5 | 3 | 3.2 | 22999 | 13057
Fire Safety Systems | Fire Alarm System | Town HS | 1 | Urgent | B | 1 | 2025 | 5 | 1 | 2.2 | 3723 | 1185
Central Ventilation Systems | Fan - General Ventilation | Town IF | 1 | Low | B | 3 | 2027 | 5 | 4 | 3.7 | 32923 | 13718
Local Hot Water | Package Electric Water Heaters - Non-Drinking Water | Town IH | 1 | Medium | B | 8 | 2032 | 5 | 3 | 3.2 | 23000 | 20911
Heat Emitters | Electric Overdoor Air Curtain/Heater | Town A | 1 | Medium | B | 1 | 2025 | 5 | 3 | 3.2 | 23001 | 7357
External Doors | Entrance Doors | Town HX | 1 | High | B | 16 | 2040 | 5 | 2 | 2.7 | 13210 | 29134
Central Cooling | Fan - Axial | Town HY | 1 | Medium | B | 1 | 2025 | 5 | 3 | 3.2 | 23002 | 7358
Fire Safety Systems | Automatic Fire Dampers | Town A | 1 | Urgent | B | 1 | 2025 | 5 | 1 | 2.2 | 3724 | 1186
Local and Special Ventilation | Fan - Extract | Town HV | 1 | Medium | B | 5 | 2029 | 5 | 3 | 3.2 | 23003 | 14983
LV Distribution | Sub Distribution Board | Town IB | 1 | High | D | 1 | 2025 | 3 | 2 | 2.1 | 1113 | 768
Roller Shutters | External Manual Roller Shutter | Town HW | 1 | High | D | 7 | 2031 | 3 | 2 | 2.1 | 1114 | 19137
Air Conditioning | Single-Split Evaporator - Split Systems/Heat Pumps - Air-cooled with Direct Expansion Evaporator (DX) | Town HS | 1 | Medium | B | 1 | 2025 | 5 | 3 | 3.2 | 23004 | 7359
Local Hot Water | Package Electric Water Heaters - Non-Drinking Water | Town HV | 1 | Medium | DX | 1 | 2025 | 1 | 3 | 2 | 841 | 557
External Doors | Entrance Doors | Town IJ | 1 | High | B | 11 | 2035 | 5 | 2 | 2.7 | 13211 | 24302
Local and Special Ventilation | Fan - Extract | Town A | 1 | Medium | B | 1 | 2025 | 5 | 3 | 3.2 | 23005 | 7360
Roller Shutters | Internal Manual Roller Shutter | Town IF | 1 | Medium | B | 1 | 2025 | 5 | 3 | 3.2 | 23006 | 7361
Roller Shutters | External Electric Roller Shutter | Town ID | 1 | High | B | 1 | 2025 | 5 | 2 | 2.7 | 13212 | 3436
Roller Shutters | Internal Electric Roller Shutter | Town IF | 1 | Medium | B | 1 | 2025 | 5 | 3 | 3.2 | 23007 | 7362
General Lighting | General - LED fittings & Luminaires | Town IG | 65 | Medium | B | 13 | 2037 | 5 | 3 | 3.2 | 23008 | 27111
Emergency Lighting | Illuminated Fire Exit Signage | Town HZ | 5 | Urgent | B | 16 | 2040 | 5 | 1 | 2.2 | 3725 | 28738
Emergency Lighting | Illuminated Fire Exit Signage | Town ID | 5 | Urgent | B | 16 | 2040 | 5 | 1 | 2.2 | 3726 | 28739
Emergency Lighting | Self Contained - Non LED | Town HU | 2 | Urgent | B | 1 | 2025 | 5 | 1 | 2.2 | 3727 | 1187
General Lighting | General - LED fittings & Luminaires | Town II | 4 | Medium | B | 14 | 2038 | 5 | 3 | 3.2 | 23009 | 27548
Heat Emitters | Gas Fired Natural and Fan Assisted Heaters | Town HU | 1 | Medium | B | 7 | 2031 | 5 | 3 | 3.2 | 23010 | 19880
General Lighting | General - LED fittings & Luminaires | Town ID | 34 | Medium | B | 6 | 2030 | 5 | 3 | 3.2 | 23011 | 18583
Emergency Lighting | Illuminated Fire Exit Signage | Town AY | 2 | Urgent | B | 12 | 2036 | 5 | 1 | 2.2 | 3728 | 25990
External Lighting | General - LED | Town HU | 1 | Medium | B | 1 | 2025 | 5 | 3 | 3.2 | 23012 | 7363
Fire Safety Systems | Fire Extinguishers - Foam | Town IJ | 3 | Urgent | B | 9 | 2033 | 5 | 1 | 2.2 | 3729 | 21282
External Doors | Entrance Doors | Town BK | 1 | High | B | 15 | 2039 | 5 | 2 | 2.7 | 13213 | 28131
Emergency Lighting | Self Contained - Non LED | Town AQ | 4 | Urgent | B | 1 | 2025 | 5 | 1 | 2.2 | 3730 | 1188
Emergency Lighting | Self Contained - LED | Town AQ | 4 | Urgent | B | 17 | 2041 | 5 | 1 | 2.2 | 3731 | 30068
General Lighting | General - LED fittings & Luminaires | Town A | 2 | Medium | B | 16 | 2040 | 5 | 3 | 3.2 | 23013 | 29460
Heat Emitters | Radiators - Steel | Town BK | 7 | Medium | B | 3 | 2027 | 5 | 3 | 3.2 | 23014 | 13491
Emergency Lighting | Self Contained - LED | Town A | 3 | Urgent | B | 21 | 2045 | 5 | 1 | 2.2 | 3732 | 31948
Heat Emitters | Gas Fired Natural and Fan Assisted Heaters | Town A | 1 | Medium | B | 1 | 2025 | 5 | 3 | 3.2 | 23015 | 7364
Heat Emitters | Gas Fired Natural and Fan Assisted Heaters | Town IC | 1 | Medium | B | 5 | 2029 | 5 | 3 | 3.2 | 23016 | 14984
Roller Shutters | External Manual Roller Shutter | Town AQ | 1 | High | B | 11 | 2035 | 5 | 2 | 2.7 | 13214 | 24303
LV Distribution | Main Distribution Board | Town A | 1 | High | B | 20 | 2044 | 5 | 2 | 2.7 | 13215 | 31611
Access Control | Gate Access - Local Lock / Keypad / Manual (External) | Town IG | 1 | Medium | B | 8 | 2032 | 5 | 3 | 3.2 | 23017 | 20912
Local and Special Ventilation | Fan - Extract | Town A | 1 | Medium | C | 1 | 2025 | 4 | 3 | 2.9 | 18553 | 5488
General Lighting | General - LED fittings & Luminaires | Town II | 1 | Medium | B | 12 | 2036 | 5 | 3 | 3.2 | 23018 | 26436
Air Conditioning | Multi-Split Condenser - DX Split Systems (With Gas, Electric or Hot Water Heaters) | Town AQ | 1 | Medium | B | 1 | 2025 | 5 | 3 | 3.2 | 23019 | 7365
Boiler | Atmospheric Gas Burner/Condensing Combination Boiler (domestic type) | Town BK | 1 | High | B | 8 | 2032 | 5 | 2 | 2.7 | 13216 | 20694
External Doors | Entrance Doors | Town IB | 1 | High | B | 21 | 2045 | 5 | 2 | 2.7 | 13217 | 32600
Heat Emitters | Electric Heaters | Town HW | 3 | Medium | B | 1 | 2025 | 5 | 3 | 3.2 | 23020 | 7366
Emergency Lighting | Illuminated Fire Exit Signage | Town A | 1 | Urgent | B | 16 | 2040 | 5 | 1 | 2.2 | 3733 | 28740
General Lighting | General - LED fittings & Luminaires | Town HU | 9 | Medium | B | 12 | 2036 | 5 | 3 | 3.2 | 23021 | 26437
Emergency Lighting | Illuminated Fire Exit Signage | Town A | 6 | Urgent | B | 11 | 2035 | 5 | 1 | 2.2 | 3734 | 23533
Heat Emitters | Electric Heaters | Town IH | 4 | Medium | B | 1 | 2025 | 5 | 3 | 3.2 | 23022 | 7367
Heat Emitters | Electric Heaters | Town HX | 1 | Medium | B | 1 | 2025 | 5 | 3 | 3.2 | 23023 | 7368
Emergency Lighting | Self Contained - LED | Town IE | 2 | Urgent | B | 21 | 2045 | 5 | 1 | 2.2 | 3735 | 31949
Central Cooling | Fan - Axial | Town IG | 1 | Medium | B | 5 | 2029 | 5 | 3 | 3.2 | 23024 | 14985
General Lighting | General - LED fittings & Luminaires | Town AQ | 14 | Medium | B | 12 | 2036 | 5 | 3 | 3.2 | 23025 | 26438
Emergency Lighting | Illuminated Fire Exit Signage | Town HX | 2 | Urgent | B | 1 | 2025 | 5 | 1 | 2.2 | 3736 | 1189
Fire Safety Systems | Fire Extinguishers - Powder | Town HX | 1 | Urgent | B | 7 | 2031 | 5 | 1 | 2.2 | 3737 | 19258
Fire Safety Systems | Fire Extinguishers - Foam | Town IG | 2 | Urgent | B | 6 | 2030 | 5 | 1 | 2.2 | 3738 | 16168
Local Hot Water | Package Electric Water Heaters - Non-Drinking Water | Town AQ | 1 | Medium | B | 4 | 2028 | 5 | 3 | 3.2 | 23026 | 14089
Heat Emitters | Electric Heaters | Town IF | 3 | Medium | B | 3 | 2027 | 5 | 3 | 3.2 | 23027 | 13492
Local Hot Water | Package Electric Water Heaters - Non-Drinking Water | Town HX | 1 | Medium | CX | 7 | 2031 | 2 | 3 | 2.3 | 10125 | 19537
LV Distribution | Main Distribution Board | Town IF | 1 | High | B | 1 | 2025 | 5 | 2 | 2.7 | 13218 | 3437
LV Distribution | Sub Distribution Board | Town IB | 1 | High | B | 18 | 2042 | 5 | 2 | 2.7 | 13219 | 30804
LV Distribution | Sub Distribution Board | Town HS | 1 | High | B | 6 | 2030 | 5 | 2 | 2.7 | 13220 | 17514
Heat Emitters | Radiators - Steel | Town AY | 1 | Medium | B | 6 | 2030 | 5 | 3 | 3.2 | 23028 | 18584
Emergency Lighting | Self Contained - LED | Town A | 13 | Urgent | B | 21 | 2045 | 5 | 1 | 2.2 | 3739 | 31950
Air Conditioning | Multi-Split Condenser - Split Systems/Heat Pumps - Air-cooled with Direct Expansion Evaporator (DX) | Town IC | 1 | Medium | B | 5 | 2029 | 5 | 3 | 3.2 | 23029 | 14986
Air Conditioning | Single-Split Evaporator - Split Systems/Heat Pumps - Air-cooled with Direct Expansion Evaporator (DX) | Town IA | 1 | Medium | B | 5 | 2029 | 5 | 3 | 3.2 | 23030 | 14987
General Lighting | General - LED fittings & Luminaires | Town AY | 4 | Medium | B | 6 | 2030 | 5 | 3 | 3.2 | 23031 | 18585
LV Distribution | Main Distribution Board | Town A | 1 | High | B | 1 | 2025 | 5 | 2 | 2.7 | 13221 | 3438
LV Distribution | Main Distribution Board | Town IF | 1 | High | B | 17 | 2041 | 5 | 2 | 2.7 | 13222 | 30308
Roller Shutters | External Electric Roller Shutter | Town AY | 1 | High | B | 1 | 2025 | 5 | 2 | 2.7 | 13223 | 3439
Central Cooling | Fan - Axial | Town HW | 1 | Medium | B | 1 | 2025 | 5 | 3 | 3.2 | 23032 | 7369
Fire Safety Systems | Fire Extinguishers - Powder | Town IA | 2 | Urgent | B | 8 | 2032 | 5 | 1 | 2.2 | 3740 | 20365
Fire Safety Systems | Fire Extinguishers - Foam | Town AY | 3 | Urgent | B | 1 | 2025 | 5 | 1 | 2.2 | 3741 | 1190
Fire Safety Systems | Fire Extinguishers - Foam | Town A | 1 | Urgent | B | 7 | 2031 | 5 | 1 | 2.2 | 3742 | 19259
Access Control | Gate Access - Local Lock / Keypad / Manual (External) | Town HS | 1 | Medium | B | 1 | 2025 | 5 | 3 | 3.2 | 23033 | 7370
Roller Shutters | External Window Shutters - Manual | Town ID | 1 | Medium | B | 1 | 2025 | 5 | 3 | 3.2 | 23034 | 7371
Roller Shutters | External Manual Roller Shutter - 24 High x 25 Wide | Town II | 1 | Urgent | B | 1 | 2025 | 5 | 1 | 2.2 | 3743 | 1191
Access Control | Gate Access - Local Lock / Keypad / Manual (External) | Town AQ | 2 | Medium | B | 7 | 2031 | 5 | 3 | 3.2 | 23035 | 19881
Emergency Lighting | Self Contained - Non LED | Town IG | 1 | Urgent | B | 7 | 2031 | 5 | 1 | 2.2 | 3744 | 19260
LV Distribution | Sub Distribution Board | Town IF | 1 | High | B | 17 | 2041 | 5 | 2 | 2.7 | 13224 | 30309
Local and Special Ventilation | Fan - Axial | Town A | 1 | Medium | B | 1 | 2025 | 5 | 3 | 3.2 | 23036 | 7372
Fire Safety Systems | Manual and Automatic Doors - Emergency and Panic Escape Doors | Town IH | 1 | Urgent | B | 11 | 2035 | 5 | 1 | 2.2 | 3745 | 23534
General Lighting | General - LED fittings & Luminaires | Town IH | 18 | Medium | B | 6 | 2030 | 5 | 3 | 3.2 | 23037 | 18586
Access Control | Gate Access - Local Lock / Keypad / Manual (External) | Town HW | 1 | Medium | DX | 8 | 2032 | 1 | 3 | 2 | 842 | 20240
Emergency Lighting | Self Contained - LED | Town AQ | 3 | Urgent | B | 17 | 2041 | 5 | 1 | 2.2 | 3746 | 30069
LV Distribution | Sub Distribution Board | Town HW | 1 | High | C | 2 | 2026 | 4 | 2 | 2.4 | 10517 | 12840
LV Distribution | Sub Distribution Board | Town AY | 1 | High | B | 6 | 2030 | 5 | 2 | 2.7 | 13225 | 17515
Local and Special Ventilation | Fan - Axial | Town IB | 1 | Medium | B | 1 | 2025 | 5 | 3 | 3.2 | 23038 | 7373
Lifts | Disabled Lift - Electric | Town IB | 1 | High | B | 11 | 2035 | 5 | 2 | 2.7 | 13226 | 24304
General Lighting | General - LED fittings & Luminaires | Town IE | 16 | Medium | B | 1 | 2025 | 5 | 3 | 3.2 | 23039 | 7374
Emergency Lighting | Illuminated Fire Exit Signage | Town IC | 2 | Urgent | B | 14 | 2038 | 5 | 1 | 2.2 | 3747 | 27348
Fire Safety Systems | Fire Extinguishers - Foam | Town HX | 3 | Urgent | B | 6 | 2030 | 5 | 1 | 2.2 | 3748 | 16169
Air Conditioning | Single-Split Evaporator - Split Systems/Heat Pumps - Air-cooled with Direct Expansion Evaporator (DX) | Town AY | 1 | Medium | B | 1 | 2025 | 5 | 3 | 3.2 | 23040 | 7375
LV Distribution | Main Distribution Board | Town IC | 1 | High | B | 1 | 2025 | 5 | 2 | 2.7 | 13227 | 3440
Emergency Lighting | Illuminated Fire Exit Signage | Town IG | 1 | Urgent | B | 13 | 2037 | 5 | 1 | 2.2 | 3749 | 26840
LV Distribution | Sub Distribution Board | Town HS | 1 | High | B | 6 | 2030 | 5 | 2 | 2.7 | 13228 | 17516
Roller Shutters | External Manual Roller Shutter - 24 High x 25 Wide | Town II | 1 | Urgent | B | 1 | 2025 | 5 | 1 | 2.2 | 3750 | 1192
LV Distribution | Sub Distribution Board | Town HU | 1 | High | B | 12 | 2036 | 5 | 2 | 2.7 | 13229 | 26169
Emergency Lighting | Self Contained - LED | Town HW | 10 | Urgent | B | 18 | 2042 | 5 | 1 | 2.2 | 3751 | 30632
Local and Special Ventilation | Fan - General Ventilation | Town HX | 1 | Medium | B | 1 | 2025 | 5 | 3 | 3.2 | 23041 | 7376
External Doors | Entrance Doors | Town HX | 1 | High | B | 16 | 2040 | 5 | 2 | 2.7 | 13230 | 29135
External Doors | Entrance Doors | Town HS | 1 | High | B | 11 | 2035 | 5 | 2 | 2.7 | 13231 | 24305
LV Distribution | Main Distribution Board | Town AQ | 1 | High | B | 6 | 2030 | 5 | 2 | 2.7 | 13232 | 17517
External Lighting | General - LED | Town IF | 6 | Medium | A | 14 | 2038 | 6 | 3 | 3.5 | 32495 | 27664
Heat Emitters | Gas Fired Unit Heaters | Town HX | 1 | Medium | B | 9 | 2033 | 5 | 3 | 3.2 | 23042 | 21734
Security Systems | Manual and Automatic Doors - High Security Door | Town IG | 1 | High | B | 17 | 2041 | 5 | 2 | 2.7 | 13233 | 30310
General Lighting | General - LED fittings & Luminaires | Town IB | 35 | Medium | B | 16 | 2040 | 5 | 3 | 3.2 | 23043 | 29461
LV Distribution | Main Distribution Board | Town A | 1 | High | B | 18 | 2042 | 5 | 2 | 2.7 | 13234 | 30805
Fire Safety Systems | Manual and Automatic Doors - Emergency and Panic Escape Doors | Town IH | 1 | Urgent | B | 31 | 2055 | 5 | 1 | 2.2 | 3752 | 33743
LV Distribution | Sub Distribution Board | Town II | 1 | High | B | 1 | 2025 | 5 | 2 | 2.7 | 13235 | 3441
External Doors | Entrance Doors | Town HX | 1 | High | B | 16 | 2040 | 5 | 2 | 2.7 | 13236 | 29136
General Lighting | General - LED fittings & Luminaires | Town HU | 67 | Medium | B | 12 | 2036 | 5 | 3 | 3.2 | 23044 | 26439
Fire Safety Systems | Fire Extinguishers - Foam | Town IA | 2 | Urgent | B | 7 | 2031 | 5 | 1 | 2.2 | 3753 | 19261
Emergency Lighting | Self Contained - LED | Town IC | 15 | Urgent | B | 19 | 2043 | 5 | 1 | 2.2 | 3754 | 31051
External Lighting | General - LED | Town AQ | 3 | Medium | B | 7 | 2031 | 5 | 3 | 3.2 | 23045 | 19882
Fire Safety Systems | Fire Extinguishers - CO2 | Town II | 1 | Urgent | B | 1 | 2025 | 5 | 1 | 2.2 | 3755 | 1193
Security Systems | Manual and Automatic Doors - High Security Door | Town HZ | 1 | High | B | 11 | 2035 | 5 | 2 | 2.7 | 13237 | 24306
Fire Safety Systems | Fire Extinguishers - Foam | Town A | 6 | Urgent | B | 9 | 2033 | 5 | 1 | 2.2 | 3756 | 21283
Fire Safety Systems | Fire Extinguishers - CO2 | Town HX | 1 | Urgent | B | 8 | 2032 | 5 | 1 | 2.2 | 3757 | 20366
Fire Safety Systems | Fire Extinguishers - CO2 | Town HZ | 4 | Urgent | B | 6 | 2030 | 5 | 1 | 2.2 | 3758 | 16170
Fire Safety Systems | Fire Extinguishers - CO2 | Town HS | 1 | Urgent | B | 2 | 2026 | 5 | 1 | 2.2 | 3759 | 12540
LV Distribution | Sub Distribution Board | Town HX | 1 | High | B | 4 | 2028 | 5 | 2 | 2.7 | 13238 | 13927
Emergency Lighting | Self Contained - Non LED | Town IA | 1 | Urgent | B | 11 | 2035 | 5 | 1 | 2.2 | 3760 | 23535
Local and Special Ventilation | Fan - Extract | Town AQ | 1 | Medium | B | 1 | 2025 | 5 | 3 | 3.2 | 23046 | 7377
Roller Shutters | External Manual Roller Shutter - 24 High x 25 Wide | Town II | 1 | Urgent | B | 1 | 2025 | 5 | 1 | 2.2 | 3761 | 1194
Fire Safety Systems | Manual and Automatic Doors - Emergency and Panic Escape Doors | Town II | 1 | Urgent | B | 11 | 2035 | 5 | 1 | 2.2 | 3762 | 23536
LV Distribution | Main Distribution Board | Town A | 1 | High | B | 18 | 2042 | 5 | 2 | 2.7 | 13239 | 30806
Local Hot Water | Package Electric Water Heaters - Non-Drinking Water | Town BK | 1 | Medium | B | 1 | 2025 | 5 | 3 | 3.2 | 23047 | 7378
Local and Special Ventilation | Fan - Window / Wall Mounted | Town IC | 1 | Medium | C | 10 | 2034 | 4 | 3 | 2.9 | 18554 | 22531
Local Hot Water | Instantaneous Electric Water Heater - Non-Drinking Water | Town ID | 1 | Medium | B | 1 | 2025 | 5 | 3 | 3.2 | 23048 | 7379
Local and Special Ventilation | Fan - Window / Wall Mounted | Town HX | 1 | Medium | B | 7 | 2031 | 5 | 3 | 3.2 | 23049 | 19883
Central Heating | Fan - General Ventilation | Town AQ | 1 | Medium | B | 1 | 2025 | 5 | 3 | 3.2 | 23050 | 7380
Roller Shutters | Internal Electric Roller Shutter | Town HT | 1 | Medium | B | 15 | 2039 | 5 | 3 | 3.2 | 23051 | 28399
AHU - Internal | Central Heating - Electric Heating (Internally Sourced) | Town HW | 1 | Medium | B | 2 | 2026 | 5 | 3 | 3.2 | 23052 | 13058
Fire Safety Systems | Fire Extinguishers - CO2 | Town IA | 4 | Urgent | B | 4 | 2028 | 5 | 1 | 2.2 | 3763 | 13806
LV Distribution | Sub Distribution Board | Town IB | 1 | High | D | 4 | 2028 | 3 | 2 | 2.1 | 1115 | 13755
Local Hot Water | Electric Water Heater - Drinking Water - Non-Pressurised | Town AY | 1 | Medium | B | 1 | 2025 | 5 | 3 | 3.2 | 23053 | 7381
LV Distribution | Main Distribution Board | Town AQ | 1 | High | B | 6 | 2030 | 5 | 2 | 2.7 | 13240 | 17518
LV Distribution | Main Distribution Board | Town HZ | 1 | High | B | 1 | 2025 | 5 | 2 | 2.7 | 13241 | 3442
Local and Special Ventilation | Fan - Kitchen Extract | Town IF | 1 | Low | B | 11 | 2035 | 5 | 4 | 3.7 | 32924 | 25721
General Lighting | General - LED fittings & Luminaires | Town IE | 12 | Medium | B | 16 | 2040 | 5 | 3 | 3.2 | 23054 | 29462
Fire Safety Systems | Fire Extinguishers - Powder - P50 | Town AY | 1 | Urgent | B | 1 | 2025 | 5 | 1 | 2.2 | 3764 | 1195
Local and Special Ventilation | Unit extract fans | Town IH | 1 | Medium | B | 1 | 2025 | 5 | 3 | 3.2 | 23055 | 7382
External Doors | Entrance Doors | Town HS | 1 | High | B | 11 | 2035 | 5 | 2 | 2.7 | 13242 | 24307
Emergency Lighting | Self Contained - LED | Town HU | 2 | Urgent | C | 11 | 2035 | 4 | 1 | 1.9 | 624 | 23266
Air Conditioning | Single-Split Condenser - Split Systems/Heat Pumps - Air-cooled with Direct Expansion Evaporator (DX) | Town HW | 1 | Medium | B | 1 | 2025 | 5 | 3 | 3.2 | 23056 | 7383
LV Distribution | Sub Distribution Board | Town IG | 1 | High | B | 16 | 2040 | 5 | 2 | 2.7 | 13243 | 29137
BMS | BMS Control Panel | Town HW | 1 | High | B | 7 | 2031 | 5 | 2 | 2.7 | 13244 | 19608
General Lighting | General - LED fittings & Luminaires | Town IA | 24 | Medium | B | 16 | 2040 | 5 | 3 | 3.2 | 23057 | 29463
Roller Shutters | Internal Automatic Roller Shutter | Town IG | 1 | High | B | 7 | 2031 | 5 | 2 | 2.7 | 13245 | 19609
General Lighting | General - LED fittings & Luminaires | Town AY | 32 | Medium | B | 12 | 2036 | 5 | 3 | 3.2 | 23058 | 26440
Central Ventilation Systems | Fan - General Ventilation | Town IF | 1 | Low | B | 3 | 2027 | 5 | 4 | 3.7 | 32925 | 13719
Fire Safety Systems | Fire Alarm System | Town IH | 1 | Urgent | B | 1 | 2025 | 5 | 1 | 2.2 | 3765 | 1196
Heat Emitters | Electric Heaters | Town AY | 1 | Medium | B | 1 | 2025 | 5 | 3 | 3.2 | 23059 | 7384
Fire Safety Systems | Fire Extinguishers - Foam | Town AQ | 3 | Urgent | B | 2 | 2026 | 5 | 1 | 2.2 | 3766 | 12541
Heat Emitters | Gas Fired Unit Heaters | Town IH | 1 | Medium | B | 1 | 2025 | 5 | 3 | 3.2 | 23060 | 7385
Roller Shutters | External Electric Roller Shutter | Town ID | 1 | High | B | 1 | 2025 | 5 | 2 | 2.7 | 13246 | 3443
Emergency Lighting | Illuminated Fire Exit Signage | Town HU | 2 | Urgent | B | 12 | 2036 | 5 | 1 | 2.2 | 3767 | 25991
General Lighting | General - LED fittings & Luminaires | Town AY | 7 | Medium | C | 1 | 2025 | 4 | 3 | 2.9 | 18555 | 5489
Central Cooling | Fan - Axial | Town IG | 1 | Medium | B | 5 | 2029 | 5 | 3 | 3.2 | 23061 | 14988
Roller Shutters | Internal Electric Roller Shutter | Town HU | 1 | Medium | B | 11 | 2035 | 5 | 3 | 3.2 | 23062 | 25112
Fire Safety Systems | Fire Extinguishers - Foam | Town AY | 2 | Urgent | B | 1 | 2025 | 5 | 1 | 2.2 | 3768 | 1197
Emergency Lighting | Self Contained - Non LED | Town HW | 1 | Urgent | DX | 7 | 2031 | 1 | 1 | 1 | 9 | 19113
Roller Shutters | External Manual Roller Shutter | Town BK | 1 | High | B | 9 | 2033 | 5 | 2 | 2.7 | 13247 | 21578
Local and Special Ventilation | Fan - Window / Wall Mounted | Town AY | 1 | Medium | B | 1 | 2025 | 5 | 3 | 3.2 | 23063 | 7386
General Lighting | General - LED fittings & Luminaires | Town A | 39 | Medium | B | 16 | 2040 | 5 | 3 | 3.2 | 23064 | 29464
External Lighting | General - Non LED | Town II | 2 | Medium | B | 1 | 2025 | 5 | 3 | 3.2 | 23065 | 7387
Local and Special Ventilation | Unit extract fans | Town IH | 1 | Medium | B | 1 | 2025 | 5 | 3 | 3.2 | 23066 | 7388
Multi-System Controls | Instrumental Control Panel | Town AY | 1 | Medium | B | 16 | 2040 | 5 | 3 | 3.2 | 23067 | 29465
LV Distribution | Main Distribution Board | Town A | 1 | High | B | 18 | 2042 | 5 | 2 | 2.7 | 13248 | 30807
Local Hot Water | Instantaneous Electric Water Heater - Non-Drinking Water | Town ID | 1 | Medium | B | 1 | 2025 | 5 | 3 | 3.2 | 23068 | 7389
Roller Shutters | Internal Manual Roller Shutter | Town A | 1 | Medium | B | 1 | 2025 | 5 | 3 | 3.2 | 23069 | 7390
Local and Special Ventilation | Unit extract fans | Town AQ | 1 | Medium | B | 1 | 2025 | 5 | 3 | 3.2 | 23070 | 7391
Fire Safety Systems | Fire Alarm System | Town IC | 1 | Urgent | B | 14 | 2038 | 5 | 1 | 2.2 | 3769 | 27349
External Doors | Entrance Doors | Town HZ | 1 | High | B | 30 | 2054 | 5 | 2 | 2.7 | 13249 | 33708
Fire Safety Systems | Fire Alarm System | Town HW | 1 | Urgent | B | 1 | 2025 | 5 | 1 | 2.2 | 3770 | 1198
Air Conditioning | Single-Split Condenser - Split Systems/Heat Pumps - Air-cooled with Direct Expansion Evaporator (DX) | Town IC | 1 | Medium | B | 5 | 2029 | 5 | 3 | 3.2 | 23071 | 14989
LV Distribution | Sub Distribution Board | Town A | 1 | High | B | 19 | 2043 | 5 | 2 | 2.7 | 13250 | 31175
Boiler | Atmospheric Gas Burner Boiler - Small and/or Wall Hung for Domestic Installation | Town IC | 1 | Medium | B | 1 | 2025 | 5 | 3 | 3.2 | 23072 | 7392
Fire Safety Systems | Fire Extinguishers - Foam | Town HY | 4 | Urgent | B | 6 | 2030 | 5 | 1 | 2.2 | 3771 | 16171
Central Ventilation Systems | Fan - General Ventilation | Town IF | 1 | Low | B | 3 | 2027 | 5 | 4 | 3.7 | 32926 | 13720
Central Ventilation Systems | Fan - General Ventilation | Town IF | 1 | Low | B | 3 | 2027 | 5 | 4 | 3.7 | 32927 | 13721
Roller Shutters | External Manual Roller Shutter | Town AY | 1 | High | B | 1 | 2025 | 5 | 2 | 2.7 | 13251 | 3444
Air Conditioning | Multi-Split Condenser - Split Systems/Heat Pumps - Air-cooled with Direct Expansion Evaporator (DX) | Town IC | 1 | Medium | B | 5 | 2029 | 5 | 3 | 3.2 | 23073 | 14990
Access Control | Gate Access - Local Lock / Keypad / Manual (External) | Town AQ | 2 | Medium | B | 7 | 2031 | 5 | 3 | 3.2 | 23074 | 19884
Emergency Lighting | Self Contained - LED | Town HU | 2 | Urgent | B | 11 | 2035 | 5 | 1 | 2.2 | 3772 | 23537
Emergency Lighting | Self Contained - LED | Town II | 1 | Urgent | B | 16 | 2040 | 5 | 1 | 2.2 | 3773 | 28741
Local and Special Ventilation | Unit extract fans | Town AQ | 1 | Medium | B | 1 | 2025 | 5 | 3 | 3.2 | 23075 | 7393
Local and Special Ventilation | Fan - Window / Wall Mounted | Town HW | 1 | Medium | B | 3 | 2027 | 5 | 3 | 3.2 | 23076 | 13493
Fire Safety Systems | Manual and Automatic Doors - Emergency and Panic Escape Doors | Town HX | 1 | Urgent | B | 13 | 2037 | 5 | 1 | 2.2 | 3774 | 26841
Air Conditioning | Single-Split Condenser - Split Systems/Heat Pumps - Air-cooled with Direct Expansion Evaporator (DX) | Town IB | 1 | Medium | B | 7 | 2031 | 5 | 3 | 3.2 | 23077 | 19885
Boiler | Atmospheric Gas Burner Boiler - Small and/or Wall Hung for Domestic Installation | Town HS | 1 | Medium | B | 2 | 2026 | 5 | 3 | 3.2 | 23078 | 13059
Roller Shutters | External Manual Roller Shutter | Town AY | 1 | High | B | 1 | 2025 | 5 | 2 | 2.7 | 13252 | 3445
External Lighting | General - LED | Town IA | 2 | Medium | B | 11 | 2035 | 5 | 3 | 3.2 | 23079 | 25113
Roller Shutters | Internal Electric Roller Shutter | Town AY | 1 | Medium | B | 11 | 2035 | 5 | 3 | 3.2 | 23080 | 25114
General Lighting | General - LED fittings & Luminaires | Town IF | 139 | Medium | B | 17 | 2041 | 5 | 3 | 3.2 | 23081 | 30439
Fire Safety Systems | Fire Extinguishers - CO2 | Town HW | 4 | Urgent | B | 6 | 2030 | 5 | 1 | 2.2 | 3775 | 16172
LV Distribution | Main Distribution Board | Town IE | 1 | High | C | 1 | 2025 | 4 | 2 | 2.4 | 10518 | 2387
Heat Emitters | Gas Fired Natural and Fan Assisted Heaters | Town HU | 1 | Medium | CX | 1 | 2025 | 2 | 3 | 2.3 | 10126 | 2076
Security Systems | Manual and Automatic Doors - High Security Door | Town HT | 1 | High | B | 25 | 2049 | 5 | 2 | 2.7 | 13253 | 33384
Heat Emitters | Radiators - Steel | Town HU | 1 | Medium | B | 6 | 2030 | 5 | 3 | 3.2 | 23082 | 18587
General Lighting | General - LED fittings & Luminaires | Town AY | 15 | Medium | B | 12 | 2036 | 5 | 3 | 3.2 | 23083 | 26441
LV Distribution | Sub Distribution Board | Town HY | 1 | High | B | 2 | 2026 | 5 | 2 | 2.7 | 13254 | 12884
Roller Shutters | External Manual Roller Shutter | Town AQ | 1 | High | B | 11 | 2035 | 5 | 2 | 2.7 | 13255 | 24308
Roller Shutters | External Manual Roller Shutter | Town AQ | 1 | High | B | 11 | 2035 | 5 | 2 | 2.7 | 13256 | 24309
Access Control | Gate Access - Local Lock / Keypad / Manual (External) | Town IG | 1 | Medium | B | 1 | 2025 | 5 | 3 | 3.2 | 23084 | 7394
Local and Special Ventilation | Fan - Axial | Town IB | 1 | Medium | B | 1 | 2025 | 5 | 3 | 3.2 | 23085 | 7395
General Lighting | General - LED fittings & Luminaires | Town AY | 25 | Medium | B | 12 | 2036 | 5 | 3 | 3.2 | 23086 | 26442
Emergency Lighting | Illuminated Fire Exit Signage | Town AY | 1 | Urgent | B | 6 | 2030 | 5 | 1 | 2.2 | 3776 | 16173
External Lighting | General - LED | Town HW | 1 | Medium | B | 8 | 2032 | 5 | 3 | 3.2 | 23087 | 20913
AHU - Internal | Central Heating - Gas Fired (Internally Sourced) | Town IG | 1 | Medium | B | 2 | 2026 | 5 | 3 | 3.2 | 23088 | 13060
LV Distribution | Sub Distribution Board | Town HS | 1 | High | B | 6 | 2030 | 5 | 2 | 2.7 | 13257 | 17519
Roller Shutters | Internal Manual Roller Shutter | Town A | 1 | Medium | B | 1 | 2025 | 5 | 3 | 3.2 | 23089 | 7396
Emergency Lighting | Self Contained - LED | Town BK | 2 | Urgent | B | 21 | 2045 | 5 | 1 | 2.2 | 3777 | 31951
General Lighting | General - LED fittings & Luminaires | Town HW | 88 | Medium | B | 13 | 2037 | 5 | 3 | 3.2 | 23090 | 27112
General Lighting | General - LED fittings & Luminaires | Town IK | 2 | Medium | B | 12 | 2036 | 5 | 3 | 3.2 | 23091 | 26443
AHU - Internal | Central Heating & Cooling - Electric & DX | Town IQ | 1 | Medium | B | 3 | 2027 | 5 | 3 | 3.2 | 23092 | 13494
LV Distribution | Sub Distribution Board | Town IS | 1 | High | B | 1 | 2025 | 5 | 2 | 2.7 | 13258 | 3446
LV Distribution | Sub Distribution Board | Town IL | 1 | High | B | 1 | 2025 | 5 | 2 | 2.7 | 13259 | 3447
Multi-System Controls | Control Panel - Electrical Services (excluding Electrical Controllers and Pneumatic Relays) | Town IS | 1 | Medium | B | 1 | 2025 | 5 | 3 | 3.2 | 23093 | 7397
Local and Special Ventilation | Fan - Window / Wall Mounted | Town IL | 1 | Medium | B | 1 | 2025 | 5 | 3 | 3.2 | 23094 | 7398
LV Distribution | Main Distribution Board | Town IQ | 1 | High | B | 1 | 2025 | 5 | 2 | 2.7 | 13260 | 3448
Local Hot Water | Package Electric Water Heaters - Non-Drinking Water | Town BK | 1 | Medium | B | 8 | 2032 | 5 | 3 | 3.2 | 23095 | 20914
External Doors | Entrance Doors | Town E | 1 | High | B | 1 | 2025 | 5 | 2 | 2.7 | 13261 | 3449
Air Conditioning | Single-Split Condenser - Split Systems/Heat Pumps - Air-cooled with Direct Expansion Evaporator (DX) | Town BH | 1 | Medium | B | 7 | 2031 | 5 | 3 | 3.2 | 23096 | 19886
Air Conditioning | Multi-Split Condenser - Split Systems/Heat Pumps - Air-cooled with Direct Expansion Evaporator (DX) | Town IN | 1 | Medium | B | 1 | 2025 | 5 | 3 | 3.2 | 23097 | 7399
Roller Shutters | External Electric Roller Shutter | Town E | 1 | High | C | 1 | 2025 | 4 | 2 | 2.4 | 10519 | 2388
LV Distribution | Sub Distribution Board | Town EA | 1 | High | B | 1 | 2025 | 5 | 2 | 2.7 | 13262 | 3450
Local and Special Ventilation | Fan - Window / Wall Mounted | Town BV | 1 | Medium | B | 1 | 2025 | 5 | 3 | 3.2 | 23098 | 7400
Emergency Lighting | Self Contained - LED | Town IL | 2 | Urgent | C | 11 | 2035 | 4 | 1 | 1.9 | 625 | 23267
General Lighting | General - LED fittings & Luminaires | Town GG | 4 | Medium | B | 16 | 2040 | 5 | 3 | 3.2 | 23099 | 29466
Fire Safety Systems | Fire Extinguishers - CO2 | Town E | 4 | Urgent | B | 7 | 2031 | 5 | 1 | 2.2 | 3778 | 19262
Fire Safety Systems | Manual and Automatic Doors - Emergency and Panic Escape Doors | Town IP | 1 | Urgent | B | 19 | 2043 | 5 | 1 | 2.2 | 3779 | 31052
Local and Special Ventilation | Unit extract fans | Town E | 1 | Medium | B | 1 | 2025 | 5 | 3 | 3.2 | 23100 | 7401
Fire Safety Systems | Fire Extinguishers - CO2 | Town IN | 2 | Urgent | B | 2 | 2026 | 5 | 1 | 2.2 | 3780 | 12542
Local Hot Water | Instantaneous Electric Water Heater - Non-Drinking Water | Town BV | 1 | Medium | B | 1 | 2025 | 5 | 3 | 3.2 | 23101 | 7402
Fire Safety Systems | Fire Alarm Panel / Repeater | Town IP | 1 | Urgent | B | 12 | 2036 | 5 | 1 | 2.2 | 3781 | 25992
Access Control | Door Lock / Keypad / Manual | Town EA | 1 | Medium | B | 10 | 2034 | 5 | 3 | 3.2 | 23102 | 22706
Fire Safety Systems | Fire Extinguishers - Foam | Town BI | 3 | Urgent | B | 2 | 2026 | 5 | 1 | 2.2 | 3782 | 12543
Fire Safety Systems | Fire Extinguishers - CO2 | Town IL | 2 | Urgent | B | 2 | 2026 | 5 | 1 | 2.2 | 3783 | 12544
Fire Safety Systems | Manual and Automatic Doors - Emergency and Panic Escape Doors | Town IO | 1 | Urgent | B | 30 | 2054 | 5 | 1 | 2.2 | 3784 | 33672
LV Distribution | Main Distribution Board | Town IR | 1 | High | D | 5 | 2029 | 3 | 2 | 2.1 | 1116 | 14289
Fire Safety Systems | Fire Alarm Panel / Repeater | Town IT | 1 | Urgent | C | 1 | 2025 | 4 | 1 | 1.9 | 626 | 465
Emergency Lighting | Externally Powered - Non LED | Town IW | 4 | Urgent | B | 11 | 2035 | 5 | 1 | 2.2 | 3785 | 23538
Central Heating & Cooling | Fan - Mixed Flow | Town IS | 1 | Medium | B | 1 | 2025 | 5 | 3 | 3.2 | 23103 | 7403
Barriers & Guardrails | Vehicle Crash Protection Barrier | Town IQ | 1 | V Low | B | 1 | 2025 | 5 | 4 | 3.7 | 32928 | 11912
Heat Emitters | Electric Heaters | Town BV | 1 | Medium | B | 1 | 2025 | 5 | 3 | 3.2 | 23104 | 7404
Fire Safety Systems | Fire Extinguishers - Foam | Town E | 10 | Urgent | B | 7 | 2031 | 5 | 1 | 2.2 | 3786 | 19263
LV Distribution | Sub Distribution Board | Town IN | 1 | High | D | 6 | 2030 | 3 | 2 | 2.1 | 1117 | 15724
Lifts | Passenger Lift Hydraulic - Electric | Town IN | 1 | Medium | B | 6 | 2030 | 5 | 3 | 3.2 | 23105 | 18588
External Doors | Entrance Doors | Town IX | 1 | High | B | 4 | 2028 | 5 | 2 | 2.7 | 13263 | 13928
Heat Emitters | Gas Fired Natural and Fan Assisted Heaters | Town IL | 1 | Medium | B | 1 | 2025 | 5 | 3 | 3.2 | 23106 | 7405
Roller Shutters | Internal Electric Roller Shutter | Town IX | 1 | Medium | B | 1 | 2025 | 5 | 3 | 3.2 | 23107 | 7406
Fire Safety Systems | Fire Alarm Panel / Repeater | Town IQ | 1 | Urgent | B | 1 | 2025 | 5 | 1 | 2.2 | 3787 | 1199
General Lighting | General - LED fittings & Luminaires | Town EA | 91 | Medium | B | 18 | 2042 | 5 | 3 | 3.2 | 23108 | 30934
LV Distribution | Sub Distribution Board | Town IY | 1 | High | B | 8 | 2032 | 5 | 2 | 2.7 | 13264 | 20695
External Doors | Manual and Automatic Doors - Auto / Powered Sliding Doors | Town IQ | 1 | High | B | 11 | 2035 | 5 | 2 | 2.7 | 13265 | 24310
External Doors | Entrance Doors | Town BJ | 1 | High | B | 11 | 2035 | 5 | 2 | 2.7 | 13266 | 24311
Emergency Lighting | Self Contained - LED | Town BV | 6 | Urgent | B | 11 | 2035 | 5 | 1 | 2.2 | 3788 | 23539
Fire Safety Systems | Fire Extinguishers - Foam | Town BJ | 1 | Urgent | B | 1 | 2025 | 5 | 1 | 2.2 | 3789 | 1200
Hot Water Distribution | Hot water cylinders | Town E | 1 | High | B | 1 | 2025 | 5 | 2 | 2.7 | 13267 | 3451
Burner | Blown gas burner | Town IW | 1 | Medium | B | 1 | 2025 | 5 | 3 | 3.2 | 23109 | 7407
Fire Safety Systems | Manual and Automatic Doors - Emergency and Panic Escape Doors | Town IT | 1 | Urgent | B | 25 | 2049 | 5 | 1 | 2.2 | 3790 | 33294
Fire Safety Systems | Manual and Automatic Doors - Emergency and Panic Escape Doors | Town BL | 1 | Urgent | B | 27 | 2051 | 5 | 1 | 2.2 | 3791 | 33542
External Doors | Entrance Doors | Town IY | 1 | High | B | 11 | 2035 | 5 | 2 | 2.7 | 13268 | 24312
General Lighting | General - LED fittings & Luminaires | Town BV | 16 | Medium | B | 12 | 2036 | 5 | 3 | 3.2 | 23110 | 26444
Emergency Lighting | Self Contained - Non LED | Town IL | 2 | Urgent | B | 1 | 2025 | 5 | 1 | 2.2 | 3792 | 1201
Emergency Lighting | Self Contained - LED | Town EA | 12 | Urgent | B | 20 | 2044 | 5 | 1 | 2.2 | 3793 | 31446
BMS | BMS Control Panel | Town E | 1 | High | D | 4 | 2028 | 3 | 2 | 2.1 | 1118 | 13756
Fire Safety Systems | Fire Alarm System | Town IK | 1 | Urgent | B | 1 | 2025 | 5 | 1 | 2.2 | 3794 | 1202
General Lighting | General - LED fittings & Luminaires | Town IL | 21 | Medium | B | 12 | 2036 | 5 | 3 | 3.2 | 23111 | 26445
LV Distribution | Sub Distribution Board | Town IX | 1 | High | D | 1 | 2025 | 3 | 2 | 2.1 | 1119 | 769
LV Distribution | Sub Distribution Board | Town IN | 1 | High | B | 12 | 2036 | 5 | 2 | 2.7 | 13269 | 26170
Fire Safety Systems | Fire Alarm System | Town BI | 1 | Urgent | B | 7 | 2031 | 5 | 1 | 2.2 | 3795 | 19264
Fire Safety Systems | Fire Extinguishers - Foam | Town GG | 1 | Urgent | B | 6 | 2030 | 5 | 1 | 2.2 | 3796 | 16174
Emergency Lighting | Self Contained - LED | Town E | 5 | Urgent | C | 15 | 2039 | 4 | 1 | 1.9 | 627 | 27718
General Lighting | General - LED fittings & Luminaires | Town IX | 81 | Medium | B | 1 | 2025 | 5 | 3 | 3.2 | 23112 | 7408
Emergency Lighting | Self Contained - LED | Town GG | 11 | Urgent | B | 21 | 2045 | 5 | 1 | 2.2 | 3797 | 31952
Heat Emitters | Electric Heaters | Town IU | 1 | Medium | B | 1 | 2025 | 5 | 3 | 3.2 | 23113 | 7409
Security Systems | Manual and Automatic Doors - High Security Door | Town IS | 1 | High | B | 8 | 2032 | 5 | 2 | 2.7 | 13270 | 20696
Fire Safety Systems | Fire Alarm Panel / Repeater | Town GG | 1 | Urgent | B | 11 | 2035 | 5 | 1 | 2.2 | 3798 | 23540
General Lighting | General - LED fittings & Luminaires | Town IK | 3 | Medium | C | 1 | 2025 | 4 | 3 | 2.9 | 18556 | 5490
LV Distribution | Sub Distribution Board | Town BH | 1 | High | B | 6 | 2030 | 5 | 2 | 2.7 | 13271 | 17520
Emergency Lighting | Self Contained - LED | Town IQ | 4 | Urgent | B | 21 | 2045 | 5 | 1 | 2.2 | 3799 | 31953
General Lighting | General - LED fittings & Luminaires | Town IL | 10 | Medium | B | 12 | 2036 | 5 | 3 | 3.2 | 23114 | 26446
Emergency Lighting | Self Contained - LED | Town BJ | 1 | Urgent | B | 11 | 2035 | 5 | 1 | 2.2 | 3800 | 23541
Air Conditioning | Single-Split Condenser - Split Systems/Heat Pumps - Air-cooled with Direct Expansion Evaporator (DX) | Town EA | 1 | Medium | B | 5 | 2029 | 5 | 3 | 3.2 | 23115 | 14991
AHU - Internal | Central Heating - Electric Heating (Internally Sourced) | Town IO | 1 | Medium | B | 15 | 2039 | 5 | 3 | 3.2 | 23116 | 28400
Emergency Lighting | Illuminated Fire Exit Signage | Town IN | 2 | Urgent | B | 12 | 2036 | 5 | 1 | 2.2 | 3801 | 25993
Local and Special Ventilation | Fan - Axial | Town IY | 1 | Medium | B | 1 | 2025 | 5 | 3 | 3.2 | 23117 | 7410
Fire Safety Systems | Manual and Automatic Doors - Emergency and Panic Escape Doors | Town EA | 1 | Urgent | B | 11 | 2035 | 5 | 1 | 2.2 | 3802 | 23542
Roller Shutters | External Manual Roller Shutter | Town BV | 1 | High | B | 4 | 2028 | 5 | 2 | 2.7 | 13272 | 13929
Heat Emitters | Radiators - Steel | Town BL | 1 | Medium | B | 10 | 2034 | 5 | 3 | 3.2 | 23118 | 22707
Fire Safety Systems | Fire Extinguishers - Foam | Town BJ | 3 | Urgent | B | 1 | 2025 | 5 | 1 | 2.2 | 3803 | 1203
Central Ventilation Systems | Fan - General Ventilation | Town IR | 1 | Low | B | 5 | 2029 | 5 | 4 | 3.7 | 32929 | 15614
Fire Safety Systems | Fire Alarm System | Town IS | 1 | Urgent | B | 11 | 2035 | 5 | 1 | 2.2 | 3804 | 23543
Emergency Lighting | Externally Powered - Non LED | Town IX | 1 | Urgent | B | 1 | 2025 | 5 | 1 | 2.2 | 3805 | 1204
Access Control | Gate Access - Local Lock / Keypad / Manual (External) | Town IQ | 1 | Medium | B | 1 | 2025 | 5 | 3 | 3.2 | 23119 | 7411
Emergency Lighting | Illuminated Fire Exit Signage | Town EA | 1 | Urgent | B | 15 | 2039 | 5 | 1 | 2.2 | 3806 | 27811
LV Distribution | Sub Distribution Board | Town BJ | 1 | High | B | 6 | 2030 | 5 | 2 | 2.7 | 13273 | 17521
Emergency Lighting | Self Contained - LED | Town IS | 10 | Urgent | B | 21 | 2045 | 5 | 1 | 2.2 | 3807 | 31954
LV Distribution | Sub Distribution Board | Town BI | 1 | High | D | 12 | 2036 | 3 | 2 | 2.1 | 1120 | 25930
LV Distribution | Sub Distribution Board | Town IR | 1 | High | D | 10 | 2034 | 3 | 2 | 2.1 | 1121 | 21956
Heat Emitters | Gas Radiant Tube Heaters | Town E | 1 | Medium | B | 1 | 2025 | 5 | 3 | 3.2 | 23120 | 7412
Heat Emitters | Gas Fired Unit Heaters | Town E | 1 | Medium | B | 1 | 2025 | 5 | 3 | 3.2 | 23121 | 7413
Roller Shutters | External Manual Roller Shutter | Town BV | 1 | High | B | 4 | 2028 | 5 | 2 | 2.7 | 13274 | 13930
General Lighting | General - LED fittings & Luminaires | Town BV | 10 | Medium | B | 12 | 2036 | 5 | 3 | 3.2 | 23122 | 26447
Air Conditioning | Single-Split Evaporator - Split Systems/Heat Pumps - Air-cooled with Direct Expansion Evaporator (DX) | Town JL | 1 | Medium | B | 8 | 2032 | 5 | 3 | 3.2 | 23123 | 20915
Local and Special Ventilation | Fan - Axial | Town JP | 1 | Medium | B | 10 | 2034 | 5 | 3 | 3.2 | 23124 | 22708
LV Distribution | Main Distribution Board | Town JQ | 1 | High | D | 1 | 2025 | 3 | 2 | 2.1 | 1122 | 770
Air Conditioning | Multi-Split Evaporator - Split Systems/Heat Pumps - Air-cooled with Direct Expansion Evaporator (DX) | Town JP | 1 | Medium | B | 1 | 2025 | 5 | 3 | 3.2 | 23125 | 7414
LV Distribution | Sub Distribution Board | Town IX | 1 | High | B | 1 | 2025 | 5 | 2 | 2.7 | 13275 | 3452
Roller Shutters | Internal Electric Roller Shutter | Town JK | 1 | Medium | B | 10 | 2034 | 5 | 3 | 3.2 | 23126 | 22709
Fire Safety Systems | Manual and Automatic Doors - Emergency and Panic Escape Doors | Town AH | 1 | Urgent | B | 6 | 2030 | 5 | 1 | 2.2 | 3808 | 16175
Barriers & Guardrails | Vehicle Crash Protection Barrier | Town JC | 1 | V Low | B | 1 | 2025 | 5 | 4 | 3.7 | 32930 | 11913
Roller Shutters | External Window Shutters - Electric | Town JC | 1 | Medium | B | 1 | 2025 | 5 | 3 | 3.2 | 23127 | 7415
External Doors | Entrance Doors | Town JE | 1 | High | B | 15 | 2039 | 5 | 2 | 2.7 | 13276 | 28132
Roller Shutters | External Window Shutters - Electric | Town JC | 1 | Medium | B | 1 | 2025 | 5 | 3 | 3.2 | 23128 | 7416
Fire Safety Systems | Fire Extinguishers - CO2 | Town JS | 1 | Urgent | B | 6 | 2030 | 5 | 1 | 2.2 | 3809 | 16176
LV Distribution | Sub Distribution Board | Town JG | 1 | High | C | 2 | 2026 | 4 | 2 | 2.4 | 10520 | 12841
General Lighting | General - LED fittings & Luminaires | Town JA | 23 | Medium | B | 17 | 2041 | 5 | 3 | 3.2 | 23129 | 30440
Air Conditioning | Multi-Split Condenser - DX Split Systems (With Gas, Electric or Hot Water Heaters) | Town JJ | 1 | Medium | B | 5 | 2029 | 5 | 3 | 3.2 | 23130 | 14992
Central Ventilation Systems | Fan - General Ventilation | Town JI | 1 | Low | B | 1 | 2025 | 5 | 4 | 3.7 | 32931 | 11914
External Doors | Entrance Doors | Town JT | 1 | High | B | 10 | 2034 | 5 | 2 | 2.7 | 13277 | 22321
Heat Emitters | Radiators - Steel | Town JK | 4 | Medium | B | 10 | 2034 | 5 | 3 | 3.2 | 23131 | 22710
Heat Emitters | Gas Fired Natural and Fan Assisted Heaters | Town JE | 1 | Medium | B | 11 | 2035 | 5 | 3 | 3.2 | 23132 | 25115
Local and Special Ventilation | Fan - Window / Wall Mounted | Town JG | 1 | Medium | B | 1 | 2025 | 5 | 3 | 3.2 | 23133 | 7417
Fire Safety Systems | Manual and Automatic Doors - Emergency and Panic Escape Doors | Town JF | 1 | Urgent | B | 19 | 2043 | 5 | 1 | 2.2 | 3810 | 31053
Roller Shutters | External Window Shutters - Electric | Town JC | 1 | Medium | B | 1 | 2025 | 5 | 3 | 3.2 | 23134 | 7418
Fire Safety Systems | Fire Extinguishers - CO2 | Town JQ | 4 | Urgent | B | 8 | 2032 | 5 | 1 | 2.2 | 3811 | 20367
Heat Emitters | Radiators - Steel | Town HA | 5 | Medium | B | 6 | 2030 | 5 | 3 | 3.2 | 23135 | 18589
External Doors | Entrance Doors | Town JD | 1 | High | B | 18 | 2042 | 5 | 2 | 2.7 | 13278 | 30808
Fire Safety Systems | Fire Alarm Panel / Repeater | Town JF | 1 | Urgent | B | 11 | 2035 | 5 | 1 | 2.2 | 3812 | 23544
Fire Safety Systems | Fire Extinguishers - Foam | Town JH | 4 | Urgent | B | 10 | 2034 | 5 | 1 | 2.2 | 3813 | 22025
General Lighting | General - LED fittings & Luminaires | Town JB | 40 | Medium | B | 11 | 2035 | 5 | 3 | 3.2 | 23136 | 25116
Emergency Lighting | Illuminated Fire Exit Signage | Town JG | 1 | Urgent | B | 13 | 2037 | 5 | 1 | 2.2 | 3814 | 26842
Fire Safety Systems | Fire Extinguishers - Foam | Town IZ | 5 | Urgent | B | 6 | 2030 | 5 | 1 | 2.2 | 3815 | 16177
LV Distribution | Main Distribution Board | Town JK | 1 | High | B | 16 | 2040 | 5 | 2 | 2.7 | 13279 | 29138
Emergency Lighting | Illuminated Fire Exit Signage | Town JP | 4 | Urgent | B | 15 | 2039 | 5 | 1 | 2.2 | 3816 | 27812
General Lighting | General - LED fittings & Luminaires | Town JF | 1 | Medium | B | 3 | 2027 | 5 | 3 | 3.2 | 23137 | 13495
LV Distribution | Main Distribution Board | Town JK | 1 | High | B | 8 | 2032 | 5 | 2 | 2.7 | 13280 | 20697
Security Systems | Manual and Automatic Doors - High Security Door | Town JL | 1 | High | B | 6 | 2030 | 5 | 2 | 2.7 | 13281 | 17522
Fire Safety Systems | Fire Alarm System | Town JK | 1 | Urgent | B | 10 | 2034 | 5 | 1 | 2.2 | 3817 | 22026
General Lighting | General - LED fittings & Luminaires | Town JL | 27 | Medium | B | 17 | 2041 | 5 | 3 | 3.2 | 23138 | 30441
Central Ventilation Systems | Fan - General Ventilation | Town JC | 1 | Low | B | 1 | 2025 | 5 | 4 | 3.7 | 32932 | 11915
External Doors | Entrance Doors | Town JH | 1 | High | B | 15 | 2039 | 5 | 2 | 2.7 | 13282 | 28133
Fire Safety Systems | Fire Extinguishers - Foam | Town JS | 1 | Urgent | B | 7 | 2031 | 5 | 1 | 2.2 | 3818 | 19265
General Lighting | General - LED fittings & Luminaires | Town JT | 34 | Medium | B | 14 | 2038 | 5 | 3 | 3.2 | 23139 | 27549
Emergency Lighting | Self Contained - Non LED | Town IZ | 1 | Urgent | B | 11 | 2035 | 5 | 1 | 2.2 | 3819 | 23545
Roller Shutters | Internal Electric Roller Shutter | Town JE | 1 | Medium | B | 10 | 2034 | 5 | 3 | 3.2 | 23140 | 22711
External Doors | Entrance Doors | Town HA | 1 | High | B | 11 | 2035 | 5 | 2 | 2.7 | 13283 | 24313
Fire Safety Systems | Fire Alarm System | Town AX | 1 | Urgent | A | 14 | 2038 | 6 | 1 | 2.5 | 10861 | 27414
Emergency Lighting | Illuminated Fire Exit Signage | Town HA | 3 | Urgent | B | 16 | 2040 | 5 | 1 | 2.2 | 3820 | 28742
Fire Safety Systems | Fire Extinguishers - Foam | Town AH | 5 | Urgent | B | 7 | 2031 | 5 | 1 | 2.2 | 3821 | 19266
Fire Safety Systems | Water Pressure | Town JC | 1 | Urgent | B | 6 | 2030 | 5 | 1 | 2.2 | 3822 | 16178
Local Hot Water | Instantaneous Electric Water Heater - Non-Drinking Water | Town JC | 1 | Medium | B | 1 | 2025 | 5 | 3 | 3.2 | 23141 | 7419
Fire Safety Systems | Fire Extinguishers - Foam | Town JC | 4 | Urgent | B | 6 | 2030 | 5 | 1 | 2.2 | 3823 | 16179
Air Conditioning | Single-Split Evaporator - Split Systems/Heat Pumps - Air-cooled with Direct Expansion Evaporator (DX) | Town JP | 1 | Medium | B | 10 | 2034 | 5 | 3 | 3.2 | 23142 | 22712
General Lighting | General - LED fittings & Luminaires | Town JB | 60 | Medium | B | 12 | 2036 | 5 | 3 | 3.2 | 23143 | 26448
Heat Emitters | Electric Heaters | Town JP | 1 | Medium | B | 3 | 2027 | 5 | 3 | 3.2 | 23144 | 13496
Central Ventilation Systems | Fan - General Ventilation | Town JE | 1 | Low | B | 1 | 2025 | 5 | 4 | 3.7 | 32933 | 11916
Roller Shutters | External Electric Roller Shutter | Town JB | 1 | High | B | 11 | 2035 | 5 | 2 | 2.7 | 13284 | 24314
External Doors | Entrance Doors | Town JC | 1 | High | B | 11 | 2035 | 5 | 2 | 2.7 | 13285 | 24315
General Lighting | General - LED fittings & Luminaires | Town JK | 3 | Medium | B | 18 | 2042 | 5 | 3 | 3.2 | 23145 | 30935
Emergency Lighting | Self Contained - LED | Town JH | 5 | Urgent | B | 23 | 2047 | 5 | 1 | 2.2 | 3824 | 33089
LV Distribution | Sub Distribution Board | Town JE | 1 | High | B | 6 | 2030 | 5 | 2 | 2.7 | 13286 | 17523
Central Ventilation Systems | Fan - General Ventilation | Town JI | 1 | Low | B | 1 | 2025 | 5 | 4 | 3.7 | 32934 | 11917
Local and Special Ventilation | Fan - Window / Wall Mounted | Town JB | 1 | Medium | B | 7 | 2031 | 5 | 3 | 3.2 | 23146 | 19887
External Doors | Entrance Doors | Town AX | 1 | High | B | 15 | 2039 | 5 | 2 | 2.7 | 13287 | 28134
Central Ventilation Systems | Fan - General Ventilation | Town JE | 1 | Low | B | 1 | 2025 | 5 | 4 | 3.7 | 32935 | 11918
General Lighting | General - LED fittings & Luminaires | Town JI | 79 | Medium | B | 17 | 2041 | 5 | 3 | 3.2 | 23147 | 30442
LV Distribution | Main Distribution Board | Town JC | 1 | High | B | 1 | 2025 | 5 | 2 | 2.7 | 13288 | 3453
Fire Safety Systems | Manual and Automatic Doors - Emergency and Panic Escape Doors | Town JH | 1 | Urgent | B | 11 | 2035 | 5 | 1 | 2.2 | 3825 | 23546
Air Conditioning | Single-Split Evaporator - Split Systems/Heat Pumps - Air-cooled with Direct Expansion Evaporator (DX) | Town JL | 1 | Medium | B | 8 | 2032 | 5 | 3 | 3.2 | 23148 | 20916
Air Conditioning | Multi-Split Evaporator - Split Systems/Heat Pumps - Air-cooled with Direct Expansion Evaporator (DX) | Town JP | 1 | Medium | B | 1 | 2025 | 5 | 3 | 3.2 | 23149 | 7420
External Doors | Entrance Doors | Town IZ | 1 | High | B | 11 | 2035 | 5 | 2 | 2.7 | 13289 | 24316
Emergency Lighting | Self Contained - LED | Town JG | 3 | Urgent | B | 18 | 2042 | 5 | 1 | 2.2 | 3826 | 30633
LV Distribution | Sub Distribution Board | Town JA | 1 | High | B | 3 | 2027 | 5 | 2 | 2.7 | 13290 | 13350
LV Distribution | Sub Distribution Board | Town JL | 1 | High | B | 10 | 2034 | 5 | 2 | 2.7 | 13291 | 22322
External Doors | Entrance Doors | Town HA | 1 | High | B | 11 | 2035 | 5 | 2 | 2.7 | 13292 | 24317
LV Distribution | Sub Distribution Board | Town JI | 1 | High | A | 19 | 2043 | 6 | 2 | 3 | 19538 | 31293
LV Distribution | Sub Distribution Board | Town JE | 1 | High | A | 19 | 2043 | 6 | 2 | 3 | 19539 | 31294
Emergency Lighting | Illuminated Fire Exit Signage | Town JF | 4 | Urgent | B | 11 | 2035 | 5 | 1 | 2.2 | 3827 | 23547
Roller Shutters | Internal Manual Roller Shutter | Town JP | 1 | Medium | B | 20 | 2044 | 5 | 3 | 3.2 | 23150 | 31671
Emergency Lighting | Self Contained - LED | Town JR | 7 | Urgent | B | 23 | 2047 | 5 | 1 | 2.2 | 3828 | 33090
Fire Safety Systems | Fire Extinguishers - Foam | Town JI | 2 | Urgent | B | 6 | 2030 | 5 | 1 | 2.2 | 3829 | 16180
Roller Shutters | Internal Electric Roller Shutter | Town IZ | 1 | Medium | B | 6 | 2030 | 5 | 3 | 3.2 | 23151 | 18590
Fire Safety Systems | Fire Alarm Panel / Repeater | Town JL | 1 | Urgent | B | 1 | 2025 | 5 | 1 | 2.2 | 3830 | 1205
LV Distribution | Main Distribution Board | Town KB | 1 | High | B | 1 | 2025 | 5 | 2 | 2.7 | 13293 | 3454
Local Hot Water | Instantaneous Electric Water Heater - Non-Drinking Water | Town JU | 1 | Medium | B | 14 | 2038 | 5 | 3 | 3.2 | 23152 | 27550
Air Conditioning | Single-Split Condenser - Split Systems/Heat Pumps - Air-cooled with Direct Expansion Evaporator (DX) | Town JV | 1 | Medium | B | 7 | 2031 | 5 | 3 | 3.2 | 23153 | 19888
AHU - Internal | Central Air Conditioning - Gas Fired | Town JV | 1 | Medium | B | 1 | 2025 | 5 | 3 | 3.2 | 23154 | 7421
Local Hot Water | Instantaneous Electric Water Heater - Non-Drinking Water | Town JU | 1 | Medium | B | 1 | 2025 | 5 | 3 | 3.2 | 23155 | 7422
Local and Special Ventilation | Fan - Extract | Town JU | 1 | Medium | B | 1 | 2025 | 5 | 3 | 3.2 | 23156 | 7423
LV Distribution | Main Distribution Board | Town JZ | 1 | High | B | 1 | 2025 | 5 | 2 | 2.7 | 13294 | 3455
Fire Safety Systems | Manual and Automatic Doors - Emergency and Panic Escape Doors | Town KE | 1 | Urgent | B | 11 | 2035 | 5 | 1 | 2.2 | 3831 | 23548
Security Systems | Manual and Automatic Doors - High Security Door | Town EP | 1 | High | B | 11 | 2035 | 5 | 2 | 2.7 | 13295 | 24318
Local and Special Ventilation | Fan - Extract | Town EP | 1 | Medium | B | 1 | 2025 | 5 | 3 | 3.2 | 23157 | 7424
LV Distribution | Sub Distribution Board | Town KB | 1 | High | B | 3 | 2027 | 5 | 2 | 2.7 | 13296 | 13351
Fire Safety Systems | Manual and Automatic Doors - Emergency and Panic Escape Doors | Town KG | 1 | Urgent | B | 25 | 2049 | 5 | 1 | 2.2 | 3832 | 33295
LV Distribution | Sub Distribution Board | Town JZ | 1 | High | B | 10 | 2034 | 5 | 2 | 2.7 | 13297 | 22323
External Lighting | General - LED | Town KF | 1 | Medium | B | 11 | 2035 | 5 | 3 | 3.2 | 23158 | 25117
External Lighting | General - Non LED | Town KI | 7 | Medium | B | 1 | 2025 | 5 | 3 | 3.2 | 23159 | 7425
Central Ventilation Systems | Fan - General Ventilation | Town EP | 1 | Low | B | 1 | 2025 | 5 | 4 | 3.7 | 32936 | 11919
External Lighting | General - LED | Town KD | 1 | Medium | B | 5 | 2029 | 5 | 3 | 3.2 | 23160 | 14993
Central Ventilation Systems | Fan - General Ventilation | Town EP | 1 | Low | B | 1 | 2025 | 5 | 4 | 3.7 | 32937 | 11920
Emergency Lighting | Self Contained - LED | Town KE | 10 | Urgent | B | 21 | 2045 | 5 | 1 | 2.2 | 3833 | 31955
General Lighting | General - LED fittings & Luminaires | Town BI | 4 | Medium | B | 16 | 2040 | 5 | 3 | 3.2 | 23161 | 29467
Security Systems | Manual and Automatic Doors - High Security Door | Town JV | 1 | High | B | 11 | 2035 | 5 | 2 | 2.7 | 13298 | 24319
External Lighting | General - Non LED | Town JZ | 1 | Medium | B | 10 | 2034 | 5 | 3 | 3.2 | 23162 | 22713
General Lighting | General - LED fittings & Luminaires | Town EP | 6 | Medium | B | 6 | 2030 | 5 | 3 | 3.2 | 23163 | 18591
Fire Safety Systems | Fire Extinguishers - Powder | Town KI | 1 | Urgent | B | 1 | 2025 | 5 | 1 | 2.2 | 3834 | 1206
AHU - Internal | Central Air Conditioning - Gas Fired | Town EP | 1 | Medium | B | 1 | 2025 | 5 | 3 | 3.2 | 23164 | 7426
Local Hot Water | Package Electric Water Heaters - Non-Drinking Water | Town BI | 1 | Medium | B | 1 | 2025 | 5 | 3 | 3.2 | 23165 | 7427
Emergency Lighting | Self Contained - LED | Town KF | 23 | Urgent | B | 21 | 2045 | 5 | 1 | 2.2 | 3835 | 31956
Heat Emitters | Gas Fired Natural and Fan Assisted Heaters | Town ET | 1 | Medium | B | 5 | 2029 | 5 | 3 | 3.2 | 23166 | 14994
Local and Special Ventilation | Fan - Centrifugal | Town JU | 1 | Medium | B | 1 | 2025 | 5 | 3 | 3.2 | 23167 | 7428
External Lighting | General - Non LED | Town BI | 2 | Medium | B | 1 | 2025 | 5 | 3 | 3.2 | 23168 | 7429
Local and Special Ventilation | Unit extract fans | Town KE | 1 | Medium | B | 1 | 2025 | 5 | 3 | 3.2 | 23169 | 7430
Fire Safety Systems | Manual and Automatic Doors - Emergency and Panic Escape Doors | Town KA | 1 | Urgent | B | 5 | 2029 | 5 | 1 | 2.2 | 3836 | 14348
Roller Shutters | Internal Manual Roller Shutter | Town JZ | 1 | Medium | B | 15 | 2039 | 5 | 3 | 3.2 | 23170 | 28401
External Lighting | General - Non LED | Town H | 1 | Medium | D | 2 | 2026 | 3 | 3 | 2.6 | 11094 | 12851
Emergency Lighting | Illuminated Fire Exit Signage | Town KI | 1 | Urgent | B | 1 | 2025 | 5 | 1 | 2.2 | 3837 | 1207
LV Distribution | Main Distribution Board | Town KE | 1 | High | B | 1 | 2025 | 5 | 2 | 2.7 | 13299 | 3456
Central Heating | Fan - Axial | Town H | 1 | High | B | 2 | 2026 | 5 | 2 | 2.7 | 13300 | 12885
External Doors | Entrance Doors | Town KA | 1 | High | B | 5 | 2029 | 5 | 2 | 2.7 | 13301 | 14613
Fire Safety Systems | Fire Extinguishers - CO2 | Town H | 2 | Urgent | B | 9 | 2033 | 5 | 1 | 2.2 | 3838 | 21284
Hot Water Distribution | Hot water cylinders | Town JZ | 1 | High | B | 15 | 2039 | 5 | 2 | 2.7 | 13302 | 28135
LV Distribution | Sub Distribution Board | Town KB | 1 | High | B | 3 | 2027 | 5 | 2 | 2.7 | 13303 | 13352
Roller Shutters | Internal Manual Roller Shutter | Town JZ | 1 | Medium | B | 1 | 2025 | 5 | 3 | 3.2 | 23171 | 7431
Roller Shutters | Internal Electric Roller Shutter | Town KF | 1 | Medium | B | 1 | 2025 | 5 | 3 | 3.2 | 23172 | 7432
External Doors | Entrance Doors | Town JY | 1 | High | B | 21 | 2045 | 5 | 2 | 2.7 | 13304 | 32601
Fire Safety Systems | Fire Extinguishers - Foam | Town KI | 3 | Urgent | B | 1 | 2025 | 5 | 1 | 2.2 | 3839 | 1208
LV Distribution | Main Distribution Board | Town JV | 1 | High | D | 16 | 2040 | 3 | 2 | 2.1 | 1123 | 28600
LV Distribution | Sub Distribution Board | Town H | 1 | High | B | 7 | 2031 | 5 | 2 | 2.7 | 13305 | 19610
AHU - Internal | Central Heating & Cooling - Electric & DX | Town JZ | 1 | Medium | B | 3 | 2027 | 5 | 3 | 3.2 | 23173 | 13497
Central Heating | Fan - Axial | Town KG | 1 | High | B | 5 | 2029 | 5 | 2 | 2.7 | 13306 | 14614
General Lighting | General - LED fittings & Luminaires | Town KH | 108 | Medium | B | 16 | 2040 | 5 | 3 | 3.2 | 23174 | 29468
Heat Emitters | Electric Heaters | Town BI | 5 | Medium | D | 1 | 2025 | 3 | 3 | 2.6 | 11095 | 2612
External Lighting | General - LED | Town JU | 2 | Medium | B | 11 | 2035 | 5 | 3 | 3.2 | 23175 | 25118
Air Conditioning | Multi-Split Evaporator - Split Systems/Heat Pumps - Air-cooled with Direct Expansion Evaporator (DX) | Town H | 1 | Medium | B | 2 | 2026 | 5 | 3 | 3.2 | 23176 | 13061
LV Distribution | Main Distribution Board | Town JZ | 1 | High | B | 1 | 2025 | 5 | 2 | 2.7 | 13307 | 3457
Fire Safety Systems | Fire Alarm System | Town KE | 1 | Urgent | B | 1 | 2025 | 5 | 1 | 2.2 | 3840 | 1209
Fire Safety Systems | Fire Extinguishers - CO2 | Town KD | 3 | Urgent | B | 6 | 2030 | 5 | 1 | 2.2 | 3841 | 16181
LV Distribution | Sub Distribution Board | Town KC | 1 | High | B | 1 | 2025 | 5 | 2 | 2.7 | 13308 | 3458
Local Hot Water | Package Electric Water Heaters - Non-Drinking Water | Town KA | 1 | Medium | B | 1 | 2025 | 5 | 3 | 3.2 | 23177 | 7433
Multi-System Controls | Control Panel - Electrical Services (excluding Electrical Controllers and Pneumatic Relays) | Town JV | 1 | Medium | B | 16 | 2040 | 5 | 3 | 3.2 | 23178 | 29469
Roller Shutters | External Manual Roller Shutter | Town JU | 1 | High | B | 1 | 2025 | 5 | 2 | 2.7 | 13309 | 3459
Emergency Lighting | Self Contained - LED | Town JW | 2 | Urgent | B | 21 | 2045 | 5 | 1 | 2.2 | 3842 | 31957
Air Conditioning | Single-Split Condenser - Split Systems/Heat Pumps - Air-cooled with Direct Expansion Evaporator (DX) | Town KH | 1 | Medium | B | 5 | 2029 | 5 | 3 | 3.2 | 23179 | 14995
Fire Safety Systems | Fire Alarm System | Town KI | 1 | Urgent | B | 1 | 2025 | 5 | 1 | 2.2 | 3843 | 1210
Fire Safety Systems | Fire Extinguishers - Foam | Town KE | 4 | Urgent | B | 6 | 2030 | 5 | 1 | 2.2 | 3844 | 16182
Fire Safety Systems | Fire Extinguishers - CO2 | Town KI | 1 | Urgent | B | 1 | 2025 | 5 | 1 | 2.2 | 3845 | 1211
Air Conditioning | Single-Split Condenser - Split Systems/Heat Pumps - Air-cooled with Direct Expansion Evaporator (DX) | Town JX | 1 | Medium | A | 14 | 2038 | 6 | 3 | 3.5 | 32496 | 27665
Roller Shutters | External Electric Roller Shutter | Town KD | 1 | High | B | 13 | 2037 | 5 | 2 | 2.7 | 13310 | 26966
External Doors | Entrance Doors | Town KE | 1 | High | B | 11 | 2035 | 5 | 2 | 2.7 | 13311 | 24320
Local Hot Water | Package Electric Water Heaters - Non-Drinking Water | Town BI | 1 | Medium | A | 11 | 2035 | 6 | 3 | 3.5 | 32497 | 25707
Roller Shutters | Internal Electric Roller Shutter | Town KI | 1 | Medium | B | 1 | 2025 | 5 | 3 | 3.2 | 23180 | 7434
Central Heating | Fan - Axial | Town KD | 1 | High | B | 3 | 2027 | 5 | 2 | 2.7 | 13312 | 13353
Local and Special Ventilation | Fan - Extract | Town JU | 1 | Medium | B | 11 | 2035 | 5 | 3 | 3.2 | 23181 | 25119
Emergency Lighting | Illuminated Fire Exit Signage | Town JV | 2 | Urgent | B | 6 | 2030 | 5 | 1 | 2.2 | 3846 | 16183
Fire Safety Systems | Fire Extinguishers - CO2 | Town KG | 1 | Urgent | B | 9 | 2033 | 5 | 1 | 2.2 | 3847 | 21285
LV Distribution | Sub Distribution Board | Town KD | 1 | High | B | 8 | 2032 | 5 | 2 | 2.7 | 13313 | 20698
Roller Shutters | External Manual Roller Shutter | Town JV | 1 | High | B | 1 | 2025 | 5 | 2 | 2.7 | 13314 | 3460
Fire Safety Systems | Fire Extinguishers - CO2 | Town KB | 5 | Urgent | B | 6 | 2030 | 5 | 1 | 2.2 | 3848 | 16184
Heat Emitters | Electric Overdoor Air Curtain/Heater | Town JV | 1 | Medium | B | 1 | 2025 | 5 | 3 | 3.2 | 23182 | 7435
Local and Special Ventilation | Fan - Window / Wall Mounted | Town ET | 1 | Medium | B | 10 | 2034 | 5 | 3 | 3.2 | 23183 | 22714
BMS | BMS Control Panel | Town KG | 1 | High | B | 4 | 2028 | 5 | 2 | 2.7 | 13315 | 13931
Roller Shutters | External Window Shutters - Electric | Town KE | 1 | Medium | B | 1 | 2025 | 5 | 3 | 3.2 | 23184 | 7436
Emergency Lighting | Self Contained - LED | Town KB | 1 | Urgent | B | 21 | 2045 | 5 | 1 | 2.2 | 3849 | 31958
Central Cooling | Fan - Axial | Town HW | 1 | Medium | B | 1 | 2025 | 5 | 3 | 3.2 | 23185 | 7437
Roller Shutters | External Window Shutters - Manual | Town ID | 1 | Medium | B | 1 | 2025 | 5 | 3 | 3.2 | 23186 | 7438
Roller Shutters | Internal Electric Roller Shutter | Town A | 1 | Medium | B | 1 | 2025 | 5 | 3 | 3.2 | 23187 | 7439
Roller Shutters | External Electric Roller Shutter | Town ID | 1 | High | B | 1 | 2025 | 5 | 2 | 2.7 | 13316 | 3461
Emergency Lighting | Self Contained - LED | Town IF | 5 | Urgent | B | 22 | 2046 | 5 | 1 | 2.2 | 3850 | 32877
Local and Special Ventilation | Fan - Extract | Town A | 1 | Medium | C | 11 | 2035 | 4 | 3 | 2.9 | 18557 | 24867
Local and Special Ventilation | Fan - Extract | Town IE | 1 | Medium | C | 1 | 2025 | 4 | 3 | 2.9 | 18558 | 5491
General Lighting | General - LED fittings & Luminaires | Town IJ | 4 | Medium | A | 19 | 2043 | 6 | 3 | 3.5 | 32498 | 31387
Roller Shutters | External Manual Roller Shutter | Town E | 1 | High | B | 1 | 2025 | 5 | 2 | 2.7 | 13317 | 3462
External Doors | Entrance Doors | Town BL | 1 | High | B | 28 | 2052 | 5 | 2 | 2.7 | 13318 | 33619
LV Distribution | Sub Distribution Board | Town IN | 1 | High | D | 6 | 2030 | 3 | 2 | 2.1 | 1124 | 15725
External Doors | Manual and Automatic Doors - Auto / Powered Sliding Doors | Town E | 1 | High | B | 29 | 2053 | 5 | 2 | 2.7 | 13319 | 33650
External Doors | Entrance Doors | Town BK | 1 | High | B | 5 | 2029 | 5 | 2 | 2.7 | 13320 | 14615
Local and Special Ventilation | Fan - Extract | Town BH | 1 | Medium | B | 1 | 2025 | 5 | 3 | 3.2 | 23188 | 7440
LV Distribution | Main Distribution Board | Town IQ | 1 | High | B | 18 | 2042 | 5 | 2 | 2.7 | 13321 | 30809
LV Distribution | Sub Distribution Board | Town E | 1 | High | B | 17 | 2041 | 5 | 2 | 2.7 | 13322 | 30311
Local Hot Water | Instantaneous Electric Water Heater - Non-Drinking Water | Town BV | 1 | Medium | B | 7 | 2031 | 5 | 3 | 3.2 | 23189 | 19889
Roller Shutters | External Manual Roller Shutter | Town IM | 1 | High | B | 1 | 2025 | 5 | 2 | 2.7 | 13323 | 3463
External Lighting | General - Non LED | Town IM | 2 | Medium | B | 1 | 2025 | 5 | 3 | 3.2 | 23190 | 7441
Emergency Lighting | Self Contained - LED | Town BJ | 3 | Urgent | B | 11 | 2035 | 5 | 1 | 2.2 | 3851 | 23549
Emergency Lighting | Self Contained - LED | Town IL | 3 | Urgent | B | 14 | 2038 | 5 | 1 | 2.2 | 3852 | 27350
Local and Special Ventilation | Fan - Window / Wall Mounted | Town IO | 1 | Medium | B | 10 | 2034 | 5 | 3 | 3.2 | 23191 | 22715
Heat Emitters | Unit Heaters | Town IL | 1 | Medium | B | 1 | 2025 | 5 | 3 | 3.2 | 23192 | 7442
Emergency Lighting | Illuminated Fire Exit Signage | Town BI | 3 | Urgent | B | 12 | 2036 | 5 | 1 | 2.2 | 3853 | 25994
General Lighting | General - LED fittings & Luminaires | Town BK | 20 | Medium | B | 16 | 2040 | 5 | 3 | 3.2 | 23193 | 29470
Fire Safety Systems | Fire Extinguishers - Powder | Town BI | 1 | Urgent | B | 2 | 2026 | 5 | 1 | 2.2 | 3854 | 12545
Fire Safety Systems | Fire Extinguishers - CO2 | Town IV | 1 | Urgent | B | 7 | 2031 | 5 | 1 | 2.2 | 3855 | 19267
Fire Safety Systems | Manual and Automatic Doors - Emergency and Panic Escape Doors | Town EA | 1 | Urgent | B | 25 | 2049 | 5 | 1 | 2.2 | 3856 | 33296
Fire Safety Systems | Manual and Automatic Doors - Emergency and Panic Escape Doors | Town E | 1 | Urgent | B | 7 | 2031 | 5 | 1 | 2.2 | 3857 | 19268
Fire Safety Systems | Fire Alarm System | Town BV | 1 | Urgent | B | 1 | 2025 | 5 | 1 | 2.2 | 3858 | 1212
Heat Emitters | Radiators - Steel | Town EA | 1 | Medium | B | 10 | 2034 | 5 | 3 | 3.2 | 23194 | 22716
Central Heating | Fan - Axial | Town E | 1 | High | B | 9 | 2033 | 5 | 2 | 2.7 | 13324 | 21579
External Doors | Entrance Doors | Town E | 1 | High | B | 7 | 2031 | 5 | 2 | 2.7 | 13325 | 19611
Fire Safety Systems | Fire Extinguishers - CO2 | Town BK | 3 | Urgent | B | 6 | 2030 | 5 | 1 | 2.2 | 3859 | 16185
Local and Special Ventilation | Fan - Axial | Town IP | 1 | Medium | B | 1 | 2025 | 5 | 3 | 3.2 | 23195 | 7443
Emergency Lighting | Self Contained - LED | Town E | 23 | Urgent | B | 19 | 2043 | 5 | 1 | 2.2 | 3860 | 31054
Heat Emitters | Electric Heaters | Town BK | 3 | Medium | B | 3 | 2027 | 5 | 3 | 3.2 | 23196 | 13498
Emergency Lighting | Self Contained - LED | Town GG | 1 | Urgent | B | 21 | 2045 | 5 | 1 | 2.2 | 3861 | 31959
Roller Shutters | External Electric Roller Shutter | Town GG | 1 | High | B | 21 | 2045 | 5 | 2 | 2.7 | 13326 | 32602
Fire Safety Systems | Manual and Automatic Doors - Emergency and Panic Escape Doors | Town IS | 1 | Urgent | B | 8 | 2032 | 5 | 1 | 2.2 | 3862 | 20368
LV Distribution | Sub Distribution Board | Town IL | 1 | High | B | 15 | 2039 | 5 | 2 | 2.7 | 13327 | 28136
General Lighting | General - LED fittings & Luminaires | Town BV | 6 | Medium | B | 12 | 2036 | 5 | 3 | 3.2 | 23197 | 26449
Emergency Lighting | Illuminated Fire Exit Signage | Town IN | 2 | Urgent | B | 12 | 2036 | 5 | 1 | 2.2 | 3863 | 25995
External Doors | Entrance Doors | Town BK | 1 | High | B | 21 | 2045 | 5 | 2 | 2.7 | 13328 | 32603
Heat Emitters | Gas Fired Unit Heaters | Town IP | 1 | Medium | B | 7 | 2031 | 5 | 3 | 3.2 | 23198 | 19890
Local and Special Ventilation | Unit extract fans | Town E | 1 | Medium | C | 1 | 2025 | 4 | 3 | 2.9 | 18559 | 5492
Local and Special Ventilation | Fan - Extract | Town IQ | 1 | Medium | CX | 1 | 2025 | 2 | 3 | 2.3 | 10127 | 2077
Roller Shutters | External Manual Roller Shutter | Town IL | 1 | High | B | 1 | 2025 | 5 | 2 | 2.7 | 13329 | 3464
Air Conditioning | Single-Split Condenser - Split Systems/Heat Pumps - Air-cooled with Direct Expansion Evaporator (DX) | Town IV | 1 | Medium | B | 4 | 2028 | 5 | 3 | 3.2 | 23199 | 14090
Roller Shutters | External Manual Roller Shutter | Town BI | 1 | High | B | 10 | 2034 | 5 | 2 | 2.7 | 13330 | 22324
Central Heating & Cooling | Fan - Mixed Flow | Town IS | 1 | Medium | B | 1 | 2025 | 5 | 3 | 3.2 | 23200 | 7444
Access Control | Gate Access - Local Lock / Keypad / Manual (External) | Town IN | 1 | Medium | B | 1 | 2025 | 5 | 3 | 3.2 | 23201 | 7445
AHU - Internal | Central Heating & Cooling - Electric & DX | Town EA | 1 | Medium | B | 10 | 2034 | 5 | 3 | 3.2 | 23202 | 22717
Roller Shutters | External Window Shutters - Manual | Town BK | 1 | Medium | B | 6 | 2030 | 5 | 3 | 3.2 | 23203 | 18592
Access Control | Gate Access - Local Lock / Keypad / Manual (External) | Town IQ | 1 | Medium | B | 1 | 2025 | 5 | 3 | 3.2 | 23204 | 7446
Emergency Lighting | Illuminated Fire Exit Signage | Town BH | 4 | Urgent | B | 16 | 2040 | 5 | 1 | 2.2 | 3864 | 28743
Fire Safety Systems | Fire Alarm Panel / Repeater | Town IM | 1 | Urgent | B | 13 | 2037 | 5 | 1 | 2.2 | 3865 | 26843
External Doors | Entrance Doors | Town IL | 1 | High | B | 11 | 2035 | 5 | 2 | 2.7 | 13331 | 24321
Fire Safety Systems | Fire Alarm System | Town IN | 1 | Urgent | B | 1 | 2025 | 5 | 1 | 2.2 | 3866 | 1213
External Lighting | General - LED | Town BV | 5 | Medium | B | 11 | 2035 | 5 | 3 | 3.2 | 23205 | 25120
Fire Safety Systems | Manual and Automatic Doors - Emergency and Panic Escape Doors | Town IV | 1 | Urgent | B | 25 | 2049 | 5 | 1 | 2.2 | 3867 | 33297
Air Conditioning | Single-Split Condenser - Split Systems/Heat Pumps - Air-cooled with Direct Expansion Evaporator (DX) | Town IV | 1 | Medium | B | 3 | 2027 | 5 | 3 | 3.2 | 23206 | 13499
Air Conditioning | Single-Split Evaporator - Split Systems/Heat Pumps - Air-cooled with Direct Expansion Evaporator (DX) | Town BH | 1 | Medium | B | 7 | 2031 | 5 | 3 | 3.2 | 23207 | 19891
Local and Special Ventilation | Fan - Window / Wall Mounted | Town IN | 1 | Medium | B | 1 | 2025 | 5 | 3 | 3.2 | 23208 | 7447
Local and Special Ventilation | Unit extract fans | Town BJ | 1 | Medium | B | 1 | 2025 | 5 | 3 | 3.2 | 23209 | 7448
Central Heating & Cooling | Fan - Mixed Flow | Town IS | 1 | Medium | B | 1 | 2025 | 5 | 3 | 3.2 | 23210 | 7449
Heat Emitters | Electric Heaters | Town BH | 4 | Medium | B | 1 | 2025 | 5 | 3 | 3.2 | 23211 | 7450
Heat Emitters | Radiators - Steel | Town IN | 1 | Medium | B | 6 | 2030 | 5 | 3 | 3.2 | 23212 | 18593
Central Ventilation Systems | Fan - General Ventilation | Town BH | 1 | Low | B | 1 | 2025 | 5 | 4 | 3.7 | 32938 | 11921
Local and Special Ventilation | Fan - Window / Wall Mounted | Town IN | 1 | Medium | B | 1 | 2025 | 5 | 3 | 3.2 | 23213 | 7451
Emergency Lighting | Self Contained - LED | Town IN | 4 | Urgent | C | 11 | 2035 | 4 | 1 | 1.9 | 628 | 23268
Fire Safety Systems | Fire Extinguishers - CO2 | Town IR | 3 | Urgent | B | 6 | 2030 | 5 | 1 | 2.2 | 3868 | 16186
Local Hot Water | Package Electric Water Heaters - Non-Drinking Water | Town BI | 1 | Medium | B | 4 | 2028 | 5 | 3 | 3.2 | 23214 | 14091
Heat Emitters | Unit Heaters | Town BV | 1 | Medium | B | 1 | 2025 | 5 | 3 | 3.2 | 23215 | 7452
BMS | BMS Control Panel | Town BH | 1 | High | B | 6 | 2030 | 5 | 2 | 2.7 | 13332 | 17524
Fire Safety Systems | Fire Extinguishers - Foam | Town BI | 1 | Urgent | B | 6 | 2030 | 5 | 1 | 2.2 | 3869 | 16187
Air Conditioning | Multi-Split Evaporator - Split Systems/Heat Pumps - Air-cooled with Direct Expansion Evaporator (DX) | Town E | 1 | Medium | B | 9 | 2033 | 5 | 3 | 3.2 | 23216 | 21735
Fire Safety Systems | Fire Extinguishers - Foam | Town IS | 2 | Urgent | B | 6 | 2030 | 5 | 1 | 2.2 | 3870 | 16188
Heat Emitters | Radiators - Steel | Town BL | 1 | Medium | B | 10 | 2034 | 5 | 3 | 3.2 | 23217 | 22718
BMS | BMS Control Panel | Town IX | 1 | High | B | 8 | 2032 | 5 | 2 | 2.7 | 13333 | 20699
Local and Special Ventilation | Fan - Window / Wall Mounted | Town BV | 1 | Medium | B | 1 | 2025 | 5 | 3 | 3.2 | 23218 | 7453
Local and Special Ventilation | Unit extract fans | Town E | 1 | Medium | B | 1 | 2025 | 5 | 3 | 3.2 | 23219 | 7454
Heat Emitters | Electric Heaters | Town IL | 1 | Medium | B | 1 | 2025 | 5 | 3 | 3.2 | 23220 | 7455
Fire Safety Systems | Fire Extinguishers - Foam | Town IL | 2 | Urgent | B | 1 | 2025 | 5 | 1 | 2.2 | 3871 | 1214
Fire Safety Systems | Fire Extinguishers - CO2 | Town IK | 2 | Urgent | B | 1 | 2025 | 5 | 1 | 2.2 | 3872 | 1215
LV Distribution | Sub Distribution Board | Town E | 1 | High | B | 14 | 2038 | 5 | 2 | 2.7 | 13334 | 27445
LV Distribution | Sub Distribution Board | Town IX | 1 | High | B | 6 | 2030 | 5 | 2 | 2.7 | 13335 | 17525
Central Heating | Fan - Axial | Town E | 1 | High | B | 9 | 2033 | 5 | 2 | 2.7 | 13336 | 21580
External Lighting | General - Non LED | Town E | 1 | Medium | B | 1 | 2025 | 5 | 3 | 3.2 | 23221 | 7456
Fire Safety Systems | Fire Extinguishers - Foam | Town IT | 1 | Urgent | B | 7 | 2031 | 5 | 1 | 2.2 | 3873 | 19269
Heat Emitters | Gas Fired Unit Heaters | Town IM | 1 | Medium | B | 5 | 2029 | 5 | 3 | 3.2 | 23222 | 14996
Fire Safety Systems | Manual and Automatic Doors - Emergency and Panic Escape Doors | Town E | 1 | Urgent | D | 7 | 2031 | 3 | 1 | 1.6 | 432 | 19118
Local and Special Ventilation | Fan - Extract | Town IQ | 1 | Medium | CX | 1 | 2025 | 2 | 3 | 2.3 | 10128 | 2078
External Doors | Entrance Doors | Town IL | 1 | High | B | 11 | 2035 | 5 | 2 | 2.7 | 13337 | 24322
Roller Shutters | External Manual Roller Shutter | Town E | 1 | High | B | 1 | 2025 | 5 | 2 | 2.7 | 13338 | 3465
External Doors | Entrance Doors | Town BV | 1 | High | B | 11 | 2035 | 5 | 2 | 2.7 | 13339 | 24323
Roller Shutters | External Electric Roller Shutter | Town E | 1 | High | B | 1 | 2025 | 5 | 2 | 2.7 | 13340 | 3466
Roller Shutters | External Manual Roller Shutter | Town IR | 1 | High | B | 1 | 2025 | 5 | 2 | 2.7 | 13341 | 3467
Roller Shutters | External Electric Roller Shutter | Town IL | 1 | High | B | 1 | 2025 | 5 | 2 | 2.7 | 13342 | 3468
Fire Safety Systems | Fire Alarm System | Town BH | 1 | Urgent | B | 1 | 2025 | 5 | 1 | 2.2 | 3874 | 1216
Emergency Lighting | Self Contained - LED | Town IO | 3 | Urgent | B | 20 | 2044 | 5 | 1 | 2.2 | 3875 | 31447
Local and Special Ventilation | Fan - Extract | Town BI | 1 | Medium | B | 5 | 2029 | 5 | 3 | 3.2 | 23223 | 14997
Access Control | Gate Access - Local Lock / Keypad / Manual (External) | Town E | 1 | Medium | B | 1 | 2025 | 5 | 3 | 3.2 | 23224 | 7457
General Lighting | General - LED fittings & Luminaires | Town BV | 9 | Medium | B | 12 | 2036 | 5 | 3 | 3.2 | 23225 | 26450
Heat Emitters | Radiators - Steel | Town BL | 1 | Medium | B | 10 | 2034 | 5 | 3 | 3.2 | 23226 | 22719
Boiler | Atmospheric Gas Burner - Condensing Boiler | Town AH | 1 | High | B | 16 | 2040 | 5 | 2 | 2.7 | 13343 | 29139
Local and Special Ventilation | Fan - General Ventilation | Town JL | 1 | Medium | B | 1 | 2025 | 5 | 3 | 3.2 | 23227 | 7458
LV Distribution | Sub Distribution Board | Town JF | 1 | High | B | 9 | 2033 | 5 | 2 | 2.7 | 13344 | 21581
Fire Safety Systems | Manual and Automatic Doors - Emergency and Panic Escape Doors | Town JH | 1 | Urgent | B | 11 | 2035 | 5 | 1 | 2.2 | 3876 | 23550
Local and Special Ventilation | Fan - Window / Wall Mounted | Town JF | 1 | Medium | B | 3 | 2027 | 5 | 3 | 3.2 | 23228 | 13500
External Doors | Manual and Automatic Doors - Auto / Powered Sliding Doors | Town JF | 1 | High | B | 30 | 2054 | 5 | 2 | 2.7 | 13345 | 33709
Fire Safety Systems | Manual and Automatic Doors - Emergency and Panic Escape Doors | Town JC | 1 | Urgent | B | 11 | 2035 | 5 | 1 | 2.2 | 3877 | 23551
Fire Safety Systems | Fire Alarm Panel / Repeater | Town JB | 1 | Urgent | B | 10 | 2034 | 5 | 1 | 2.2 | 3878 | 22027
Local and Special Ventilation | Fan - Axial | Town JF | 1 | Medium | B | 12 | 2036 | 5 | 3 | 3.2 | 23229 | 26451
Local Hot Water | Package Electric Water Heaters - Non-Drinking Water | Town JE | 1 | Medium | B | 8 | 2032 | 5 | 3 | 3.2 | 23230 | 20917
LV Distribution | Main Switch Panel at Supply Intake | Town JQ | 1 | Medium | B | 1 | 2025 | 5 | 3 | 3.2 | 23231 | 7459
General Lighting | General - LED fittings & Luminaires | Town JO | 35 | Medium | B | 6 | 2030 | 5 | 3 | 3.2 | 23232 | 18594
Heat Emitters | Radiators - Steel | Town JB | 3 | Medium | B | 6 | 2030 | 5 | 3 | 3.2 | 23233 | 18595
Emergency Lighting | Self Contained - Non LED | Town JG | 2 | Urgent | B | 7 | 2031 | 5 | 1 | 2.2 | 3879 | 19270
Central Ventilation Systems | Fan - General Ventilation | Town JC | 1 | Low | B | 1 | 2025 | 5 | 4 | 3.7 | 32939 | 11922
Fire Safety Systems | Automatic Fire Dampers | Town JB | 1 | Urgent | B | 1 | 2025 | 5 | 1 | 2.2 | 3880 | 1217
Local and Special Ventilation | Fan - Centrifugal | Town JB | 1 | Medium | B | 1 | 2025 | 5 | 3 | 3.2 | 23234 | 7460
General Lighting | General - LED fittings & Luminaires | Town JS | 5 | Medium | B | 15 | 2039 | 5 | 3 | 3.2 | 23235 | 28402
Local Hot Water | Instantaneous Electric Water Heater - Non-Drinking Water | Town JR | 1 | Medium | B | 5 | 2029 | 5 | 3 | 3.2 | 23236 | 14998
General Lighting | General - LED fittings & Luminaires | Town JB | 30 | Medium | B | 12 | 2036 | 5 | 3 | 3.2 | 23237 | 26452
Emergency Lighting | Self Contained - LED | Town JF | 1 | Urgent | B | 17 | 2041 | 5 | 1 | 2.2 | 3881 | 30070
Emergency Lighting | Self Contained - LED | Town JH | 10 | Urgent | B | 23 | 2047 | 5 | 1 | 2.2 | 3882 | 33091
Heat Emitters | Radiators - Steel | Town IZ | 3 | Medium | B | 5 | 2029 | 5 | 3 | 3.2 | 23238 | 14999
Roller Shutters | Internal Electric Roller Shutter | Town JE | 1 | Medium | B | 10 | 2034 | 5 | 3 | 3.2 | 23239 | 22720
Heat Emitters | Gas Fired Unit Heaters | Town JC | 1 | Medium | B | 1 | 2025 | 5 | 3 | 3.2 | 23240 | 7461
Central Cooling | Fan - Axial | Town JG | 1 | Medium | B | 1 | 2025 | 5 | 3 | 3.2 | 23241 | 7462
Emergency Lighting | Illuminated Fire Exit Signage | Town JE | 4 | Urgent | B | 16 | 2040 | 5 | 1 | 2.2 | 3883 | 28744
Fire Safety Systems | Fire Extinguishers - Foam | Town JT | 6 | Urgent | B | 6 | 2030 | 5 | 1 | 2.2 | 3884 | 16189
Fire Safety Systems | Fire Extinguishers - Foam | Town IX | 8 | Urgent | B | 1 | 2025 | 5 | 1 | 2.2 | 3885 | 1218
Fire Safety Systems | Manual and Automatic Doors - Emergency and Panic Escape Doors | Town JF | 1 | Urgent | B | 19 | 2043 | 5 | 1 | 2.2 | 3886 | 31055
Fire Safety Systems | Fire Alarm System | Town IX | 1 | Urgent | B | 1 | 2025 | 5 | 1 | 2.2 | 3887 | 1219
Air Conditioning | Single-Split Evaporator - Split Systems/Heat Pumps - Air-cooled with Direct Expansion Evaporator (DX) | Town JG | 1 | Medium | B | 6 | 2030 | 5 | 3 | 3.2 | 23242 | 18596
Air Conditioning | Single-Split Evaporator - Split Systems/Heat Pumps - Air-cooled with Direct Expansion Evaporator (DX) | Town JL | 1 | Medium | B | 8 | 2032 | 5 | 3 | 3.2 | 23243 | 20918
AHU - Internal | Central Heating - Electric Heating (Internally Sourced) | Town JG | 1 | Medium | B | 2 | 2026 | 5 | 3 | 3.2 | 23244 | 13062
LV Distribution | Sub Distribution Board | Town JF | 1 | High | B | 9 | 2033 | 5 | 2 | 2.7 | 13346 | 21582
LV Distribution | Sub Distribution Board | Town JB | 1 | High | B | 1 | 2025 | 5 | 2 | 2.7 | 13347 | 3469
Local and Special Ventilation | Fan - Kitchen Extract | Town JD | 1 | Low | B | 1 | 2025 | 5 | 4 | 3.7 | 32940 | 11923
LV Distribution | Sub Distribution Board | Town IZ | 1 | High | B | 1 | 2025 | 5 | 2 | 2.7 | 13348 | 3470
BMS | BMS Control Panel | Town JG | 1 | High | B | 6 | 2030 | 5 | 2 | 2.7 | 13349 | 17526
Fire Safety Systems | Fire Extinguishers - CO2 | Town JK | 4 | Urgent | B | 6 | 2030 | 5 | 1 | 2.2 | 3888 | 16190
Central Ventilation Systems | Fan - General Ventilation | Town AX | 1 | Low | B | 1 | 2025 | 5 | 4 | 3.7 | 32941 | 11924
LV Distribution | Sub Distribution Board | Town JB | 1 | High | B | 1 | 2025 | 5 | 2 | 2.7 | 13350 | 3471
External Doors | Manual and Automatic Doors - Auto / Powered Swing Doors | Town JI | 1 | High | B | 15 | 2039 | 5 | 2 | 2.7 | 13351 | 28137
Emergency Lighting | Self Contained - Non LED | Town AH | 1 | Urgent | B | 1 | 2025 | 5 | 1 | 2.2 | 3889 | 1220
Emergency Lighting | Self Contained - LED | Town HA | 8 | Urgent | B | 21 | 2045 | 5 | 1 | 2.2 | 3890 | 31960
Air Conditioning | Single-Split Condenser - Split Systems/Heat Pumps - Air-cooled with Direct Expansion Evaporator (DX) | Town JR | 1 | Medium | B | 5 | 2029 | 5 | 3 | 3.2 | 23245 | 15000
Emergency Lighting | Self Contained - Non LED | Town JI | 10 | Urgent | B | 20 | 2044 | 5 | 1 | 2.2 | 3891 | 31448
General Lighting | General - LED fittings & Luminaires | Town JB | 6 | Medium | B | 12 | 2036 | 5 | 3 | 3.2 | 23246 | 26453
Fire Safety Systems | Fire Extinguishers - CO2 | Town JJ | 4 | Urgent | B | 8 | 2032 | 5 | 1 | 2.2 | 3892 | 20369
Local and Special Ventilation | Fan - Axial | Town JP | 1 | Medium | B | 10 | 2034 | 5 | 3 | 3.2 | 23247 | 22721
Air Conditioning | Multi-Split Evaporator - Split Systems/Heat Pumps - Air-cooled with Direct Expansion Evaporator (DX) | Town JE | 1 | Medium | B | 1 | 2025 | 5 | 3 | 3.2 | 23248 | 7463
LV Distribution | Sub Distribution Board | Town JE | 1 | High | D | 1 | 2025 | 3 | 2 | 2.1 | 1125 | 771
Local and Special Ventilation | Fan - Axial | Town JP | 1 | Medium | B | 10 | 2034 | 5 | 3 | 3.2 | 23249 | 22722
Local and Special Ventilation | Fan - Window / Wall Mounted | Town JS | 1 | Medium | B | 5 | 2029 | 5 | 3 | 3.2 | 23250 | 15001
LV Distribution | Main Distribution Board | Town HA | 1 | High | B | 1 | 2025 | 5 | 2 | 2.7 | 13352 | 3472
Fire Safety Systems | Manual and Automatic Doors - Emergency and Panic Escape Doors | Town JH | 1 | Urgent | B | 21 | 2045 | 5 | 1 | 2.2 | 3893 | 31961
Local Hot Water | Package Electric Water Heaters - Non-Drinking Water | Town JF | 1 | Medium | B | 1 | 2025 | 5 | 3 | 3.2 | 23251 | 7464
LV Distribution | Sub Distribution Board | Town AH | 1 | High | B | 10 | 2034 | 5 | 2 | 2.7 | 13353 | 22325
Local and Special Ventilation | Fan - Axial | Town JP | 1 | Medium | B | 10 | 2034 | 5 | 3 | 3.2 | 23252 | 22723
General Lighting | General - LED fittings & Luminaires | Town JB | 2 | Medium | B | 12 | 2036 | 5 | 3 | 3.2 | 23253 | 26454
Central Cooling | Fan - Axial | Town JG | 1 | Medium | B | 1 | 2025 | 5 | 3 | 3.2 | 23254 | 7465
General Lighting | General - LED fittings & Luminaires | Town AH | 95 | Medium | B | 10 | 2034 | 5 | 3 | 3.2 | 23255 | 22724
General Lighting | General - LED fittings & Luminaires | Town JK | 30 | Medium | B | 18 | 2042 | 5 | 3 | 3.2 | 23256 | 30936
Local Hot Water | Instantaneous Electric Water Heater - Non-Drinking Water | Town JO | 1 | Medium | B | 1 | 2025 | 5 | 3 | 3.2 | 23257 | 7466
Central Heating | Fan - Axial | Town AH | 1 | High | B | 1 | 2025 | 5 | 2 | 2.7 | 13354 | 3473
External Doors | Entrance Doors | Town JM | 1 | High | B | 1 | 2025 | 5 | 2 | 2.7 | 13355 | 3474
Roller Shutters | External Electric Roller Shutter | Town AH | 1 | High | B | 1 | 2025 | 5 | 2 | 2.7 | 13356 | 3475
Emergency Lighting | Self Contained - LED | Town JD | 2 | Urgent | B | 21 | 2045 | 5 | 1 | 2.2 | 3894 | 31962
Air Conditioning | Single-Split Condenser - Split Systems/Heat Pumps - Air-cooled with Direct Expansion Evaporator (DX) | Town IZ | 1 | Medium | CX | 1 | 2025 | 2 | 3 | 2.3 | 10129 | 2079
External Doors | Manual and Automatic Doors - Auto / Powered Swing Doors | Town IZ | 1 | High | B | 16 | 2040 | 5 | 2 | 2.7 | 13357 | 29140
LV Distribution | Sub Distribution Board | Town IX | 1 | High | B | 1 | 2025 | 5 | 2 | 2.7 | 13358 | 3476
Local and Special Ventilation | Fan - Axial | Town IZ | 1 | Medium | B | 6 | 2030 | 5 | 3 | 3.2 | 23258 | 18597
Local and Special Ventilation | Fan - Kitchen Extract | Town JI | 1 | Low | B | 11 | 2035 | 5 | 4 | 3.7 | 32942 | 25722
Roller Shutters | External Electric Roller Shutter | Town AH | 1 | High | B | 1 | 2025 | 5 | 2 | 2.7 | 13359 | 3477
LV Distribution | Main Distribution Board | Town JA | 1 | High | B | 3 | 2027 | 5 | 2 | 2.7 | 13360 | 13354
Fire Safety Systems | Fire Alarm Panel / Repeater | Town AH | 1 | Urgent | B | 11 | 2035 | 5 | 1 | 2.2 | 3895 | 23552
Central Ventilation Systems | Fan - General Ventilation | Town JC | 1 | Low | B | 1 | 2025 | 5 | 4 | 3.7 | 32943 | 11925
Fire Safety Systems | Manual and Automatic Doors - Emergency and Panic Escape Doors | Town JK | 1 | Urgent | B | 15 | 2039 | 5 | 1 | 2.2 | 3896 | 27813
General Lighting | General - LED fittings & Luminaires | Town AX | 13 | Medium | B | 15 | 2039 | 5 | 3 | 3.2 | 23259 | 28403
Fire Safety Systems | Fire Extinguishers - Foam | Town JA | 3 | Urgent | B | 6 | 2030 | 5 | 1 | 2.2 | 3897 | 16191
Central Ventilation Systems | Fan - General Ventilation | Town AX | 1 | Low | B | 1 | 2025 | 5 | 4 | 3.7 | 32944 | 11926
LV Distribution | Main Distribution Board | Town JN | 1 | High | B | 1 | 2025 | 5 | 2 | 2.7 | 13361 | 3478
LV Distribution | Sub Distribution Board | Town JA | 1 | High | B | 3 | 2027 | 5 | 2 | 2.7 | 13362 | 13355
External Doors | Entrance Doors | Town JM | 1 | High | B | 1 | 2025 | 5 | 2 | 2.7 | 13363 | 3479
Fire Safety Systems | Fire Alarm Panel / Repeater | Town JH | 1 | Urgent | B | 1 | 2025 | 5 | 1 | 2.2 | 3898 | 1221
General Lighting | General - LED fittings & Luminaires | Town JC | 9 | Medium | B | 16 | 2040 | 5 | 3 | 3.2 | 23260 | 29471
Fire Safety Systems | Fire Extinguishers - Powder | Town JF | 1 | Urgent | B | 1 | 2025 | 5 | 1 | 2.2 | 3899 | 1222
External Doors | Entrance Doors | Town JF | 1 | High | B | 21 | 2045 | 5 | 2 | 2.7 | 13364 | 32604
Local Hot Water | Package Electric Water Heaters - Non-Drinking Water | Town BI | 1 | Medium | D | 1 | 2025 | 3 | 3 | 2.6 | 11096 | 2613
Boiler | Electric Boilers | Town KI | 1 | Medium | B | 6 | 2030 | 5 | 3 | 3.2 | 23261 | 18598
Air Conditioning | Single-Split Condenser - Split Systems/Heat Pumps - Air-cooled with Direct Expansion Evaporator (DX) | Town KD | 1 | Medium | B | 4 | 2028 | 5 | 3 | 3.2 | 23262 | 14092
Local and Special Ventilation | Fan - Kitchen Extract | Town JZ | 1 | Low | B | 5 | 2029 | 5 | 4 | 3.7 | 32945 | 15615
Lifts | Passenger Lift Hydraulic - Electric | Town JZ | 1 | Medium | B | 10 | 2034 | 5 | 3 | 3.2 | 23263 | 22725
Local and Special Ventilation | Fan - Window / Wall Mounted | Town ET | 1 | Medium | B | 10 | 2034 | 5 | 3 | 3.2 | 23264 | 22726
BMS | BMS Control Panel | Town KD | 1 | High | B | 4 | 2028 | 5 | 2 | 2.7 | 13365 | 13932
LV Distribution | Main Distribution Board | Town JU | 1 | High | B | 1 | 2025 | 5 | 2 | 2.7 | 13366 | 3480
LV Distribution | Sub Distribution Board | Town KG | 1 | High | B | 10 | 2034 | 5 | 2 | 2.7 | 13367 | 22326
External Doors | Entrance Doors | Town JU | 1 | High | B | 11 | 2035 | 5 | 2 | 2.7 | 13368 | 24324
Fire Safety Systems | Fire Alarm Panel / Repeater | Town JU | 1 | Urgent | B | 11 | 2035 | 5 | 1 | 2.2 | 3900 | 23553
Roller Shutters | External Electric Roller Shutter | Town H | 1 | High | B | 12 | 2036 | 5 | 2 | 2.7 | 13369 | 26171
Roller Shutters | External Electric Roller Shutter | Town H | 1 | High | B | 12 | 2036 | 5 | 2 | 2.7 | 13370 | 26172
Roller Shutters | Internal Electric Roller Shutter | Town JU | 1 | Medium | B | 24 | 2048 | 5 | 3 | 3.2 | 23265 | 33275
Roller Shutters | External Manual Roller Shutter | Town BI | 1 | High | B | 1 | 2025 | 5 | 2 | 2.7 | 13371 | 3481
Emergency Lighting | Self Contained - LED | Town KG | 13 | Urgent | B | 15 | 2039 | 5 | 1 | 2.2 | 3901 | 27814
Specialist Lighting | Illuminated External Signs | Town JV | 1 | Medium | C | 1 | 2025 | 4 | 3 | 2.9 | 18560 | 5493
Fire Safety Systems | Fire Extinguishers - CO2 | Town BI | 2 | Urgent | B | 6 | 2030 | 5 | 1 | 2.2 | 3902 | 16192
Fire Safety Systems | Manual and Automatic Doors - Emergency and Panic Escape Doors | Town JV | 1 | Urgent | B | 32 | 2056 | 5 | 1 | 2.2 | 3903 | 33814
Local and Special Ventilation | Fan - Window / Wall Mounted | Town KH | 1 | Medium | DX | 1 | 2025 | 1 | 3 | 2 | 843 | 558
External Doors | Manual and Automatic Doors - Auto / Powered Sliding Doors | Town KF | 1 | High | B | 11 | 2035 | 5 | 2 | 2.7 | 13372 | 24325
Barriers & Guardrails | Vehicle Crash Protection Barrier | Town JU | 1 | V Low | B | 1 | 2025 | 5 | 4 | 3.7 | 32946 | 11927
Barriers & Guardrails | Vehicle Crash Protection Barrier | Town JU | 1 | V Low | B | 1 | 2025 | 5 | 4 | 3.7 | 32947 | 11928
Burner | Forced draft gas burner | Town KH | 1 | Medium | B | 8 | 2032 | 5 | 3 | 3.2 | 23266 | 20919
Local and Special Ventilation | Unit extract fans | Town KE | 1 | Medium | B | 1 | 2025 | 5 | 3 | 3.2 | 23267 | 7467
Fire Safety Systems | Fire Extinguishers - Foam | Town KA | 1 | Urgent | B | 6 | 2030 | 5 | 1 | 2.2 | 3904 | 16193
Emergency Lighting | Illuminated Fire Exit Signage | Town KG | 3 | Urgent | B | 10 | 2034 | 5 | 1 | 2.2 | 3905 | 22028
Fire Safety Systems | Fire Extinguishers - CO2 | Town KJ | 1 | Urgent | B | 9 | 2033 | 5 | 1 | 2.2 | 3906 | 21286
Fire Safety Systems | Fire Extinguishers - CO2 | Town KG | 3 | Urgent | B | 7 | 2031 | 5 | 1 | 2.2 | 3907 | 19271
Roller Shutters | External Manual Roller Shutter | Town KB | 1 | High | B | 1 | 2025 | 5 | 2 | 2.7 | 13373 | 3482
Emergency Lighting | Illuminated Fire Exit Signage | Town ET | 1 | Urgent | B | 15 | 2039 | 5 | 1 | 2.2 | 3908 | 27815
LV Distribution | Main Distribution Board | Town ET | 1 | High | D | 1 | 2025 | 3 | 2 | 2.1 | 1126 | 772
LV Distribution | Main Distribution Board | Town JV | 1 | High | B | 1 | 2025 | 5 | 2 | 2.7 | 13374 | 3483
Local and Special Ventilation | Unit extract fans | Town KG | 1 | Medium | B | 5 | 2029 | 5 | 3 | 3.2 | 23268 | 15002
LV Distribution | Sub Distribution Board | Town KC | 1 | High | B | 6 | 2030 | 5 | 2 | 2.7 | 13375 | 17527
LV Distribution | Sub Distribution Board | Town KH | 1 | High | B | 3 | 2027 | 5 | 2 | 2.7 | 13376 | 13356
Heat Emitters | Electric Overdoor Air Curtain/Heater | Town JU | 1 | Medium | B | 1 | 2025 | 5 | 3 | 3.2 | 23269 | 7468
Roller Shutters | External Electric Roller Shutter | Town KD | 1 | High | B | 13 | 2037 | 5 | 2 | 2.7 | 13377 | 26967
Emergency Lighting | Illuminated Fire Exit Signage | Town KE | 1 | Urgent | B | 16 | 2040 | 5 | 1 | 2.2 | 3909 | 28745
Fire Safety Systems | Fire Extinguishers - CO2 | Town JU | 2 | Urgent | B | 8 | 2032 | 5 | 1 | 2.2 | 3910 | 20370
External Doors | Entrance Doors | Town JY | 1 | High | B | 21 | 2045 | 5 | 2 | 2.7 | 13378 | 32605
General Lighting | General - LED fittings & Luminaires | Town JW | 9 | Medium | B | 16 | 2040 | 5 | 3 | 3.2 | 23270 | 29472
Local and Special Ventilation | Fan - Kitchen Extract | Town JZ | 1 | Low | B | 5 | 2029 | 5 | 4 | 3.7 | 32948 | 15616
Roller Shutters | External Manual Roller Shutter | Town KC | 1 | High | B | 1 | 2025 | 5 | 2 | 2.7 | 13379 | 3484
Fire Safety Systems | Fire Extinguishers - Foam | Town JZ | 5 | Urgent | B | 6 | 2030 | 5 | 1 | 2.2 | 3911 | 16194
Fire Safety Systems | Manual and Automatic Doors - Emergency and Panic Escape Doors | Town KH | 1 | Urgent | B | 15 | 2039 | 5 | 1 | 2.2 | 3912 | 27816
Roller Shutters | External Manual Roller Shutter | Town BI | 1 | High | B | 1 | 2025 | 5 | 2 | 2.7 | 13380 | 3485
Emergency Lighting | Self Contained - LED | Town JW | 2 | Urgent | B | 21 | 2045 | 5 | 1 | 2.2 | 3913 | 31963
Roller Shutters | Internal Electric Roller Shutter | Town JV | 1 | Medium | B | 1 | 2025 | 5 | 3 | 3.2 | 23271 | 7469
Roller Shutters | External Window Shutters - Electric | Town KI | 1 | Medium | B | 1 | 2025 | 5 | 3 | 3.2 | 23272 | 7470
Local and Special Ventilation | Fan - Extract | Town JU | 1 | Medium | B | 1 | 2025 | 5 | 3 | 3.2 | 23273 | 7471
General Lighting | General - LED fittings & Luminaires | Town KH | 56 | Medium | B | 16 | 2040 | 5 | 3 | 3.2 | 23274 | 29473
Fire Safety Systems | Fire Extinguishers - Foam | Town KG | 1 | Urgent | B | 5 | 2029 | 5 | 1 | 2.2 | 3914 | 14349
Heat Emitters | Gas Fired Natural and Fan Assisted Heaters | Town KJ | 1 | Medium | B | 5 | 2029 | 5 | 3 | 3.2 | 23275 | 15003
Local Hot Water | Instantaneous Electric Water Heater - Non-Drinking Water | Town JV | 1 | Medium | B | 1 | 2025 | 5 | 3 | 3.2 | 23276 | 7472
Heat Emitters | Gas Fired Natural and Fan Assisted Heaters | Town JY | 1 | Medium | B | 1 | 2025 | 5 | 3 | 3.2 | 23277 | 7473
Heat Emitters | Gas Fired Natural and Fan Assisted Heaters | Town JU | 1 | Medium | B | 1 | 2025 | 5 | 3 | 3.2 | 23278 | 7474
Roller Shutters | Internal Electric Roller Shutter | Town KE | 1 | Medium | B | 1 | 2025 | 5 | 3 | 3.2 | 23279 | 7475
Emergency Lighting | Self Contained - Non LED | Town KH | 1 | Urgent | B | 4 | 2028 | 5 | 1 | 2.2 | 3915 | 13807
Heat Emitters | Electric Heaters | Town KI | 2 | Medium | B | 1 | 2025 | 5 | 3 | 3.2 | 23280 | 7476
Central Ventilation Systems | Fan - General Ventilation | Town KF | 1 | Low | B | 1 | 2025 | 5 | 4 | 3.7 | 32949 | 11929
Fire Safety Systems | Fire Extinguishers - CO2 | Town JX | 5 | Urgent | B | 7 | 2031 | 5 | 1 | 2.2 | 3916 | 19272
Fire Safety Systems | Fire Extinguishers - Foam | Town JU | 5 | Urgent | B | 9 | 2033 | 5 | 1 | 2.2 | 3917 | 21287
LV Distribution | Main Distribution Board | Town JU | 1 | High | B | 6 | 2030 | 5 | 2 | 2.7 | 13381 | 17528
Fire Safety Systems | Manual and Automatic Doors - Emergency and Panic Escape Doors | Town ET | 1 | Urgent | B | 21 | 2045 | 5 | 1 | 2.2 | 3918 | 31964
Emergency Lighting | Self Contained - Non LED | Town JW | 1 | Urgent | CX | 1 | 2025 | 2 | 1 | 1.3 | 331 | 315
Roller Shutters | Internal Electric Roller Shutter | Town JY | 1 | Medium | B | 11 | 2035 | 5 | 3 | 3.2 | 23281 | 25121
Roller Shutters | External Manual Roller Shutter | Town JU | 1 | High | B | 1 | 2025 | 5 | 2 | 2.7 | 13382 | 3486
External Doors | Entrance Doors | Town JW | 1 | High | B | 21 | 2045 | 5 | 2 | 2.7 | 13383 | 32606
Emergency Lighting | Self Contained - Non LED | Town KG | 1 | Urgent | B | 15 | 2039 | 5 | 1 | 2.2 | 3919 | 27817
Fire Safety Systems | Fire Extinguishers - Foam | Town KB | 5 | Urgent | B | 6 | 2030 | 5 | 1 | 2.2 | 3920 | 16195
Fire Safety Systems | Fire Alarm Panel / Repeater | Town KG | 1 | Urgent | B | 11 | 2035 | 5 | 1 | 2.2 | 3921 | 23554
Barriers & Guardrails | Vehicle Crash Protection Barrier | Town JU | 1 | V Low | B | 1 | 2025 | 5 | 4 | 3.7 | 32950 | 11930
Emergency Lighting | Illuminated Fire Exit Signage | Town JX | 1 | Urgent | B | 10 | 2034 | 5 | 1 | 2.2 | 3922 | 22029
Heat Emitters | Electric Heaters | Town JZ | 2 | Medium | B | 5 | 2029 | 5 | 3 | 3.2 | 23282 | 15004
Local and Special Ventilation | Fan - Window / Wall Mounted | Town KH | 1 | Medium | DX | 1 | 2025 | 1 | 3 | 2 | 844 | 559
Air Conditioning | Single-Split Evaporator - Split Systems/Heat Pumps - Air-cooled with Direct Expansion Evaporator (DX) | Town JU | 1 | Medium | B | 8 | 2032 | 5 | 3 | 3.2 | 23283 | 20920
LV Distribution | Sub Distribution Board | Town JU | 1 | High | B | 19 | 2043 | 5 | 2 | 2.7 | 13384 | 31176
Fire Safety Systems | Fire Extinguishers - Foam | Town ET | 1 | Urgent | B | 9 | 2033 | 5 | 1 | 2.2 | 3923 | 21288
LV Distribution | Main Distribution Board | Town JU | 1 | High | B | 1 | 2025 | 5 | 2 | 2.7 | 13385 | 3487
LV Distribution | Sub Distribution Board | Town KJ | 1 | High | B | 18 | 2042 | 5 | 2 | 2.7 | 13386 | 30810
Local and Special Ventilation | Unit extract fans | Town KD | 1 | Medium | B | 3 | 2027 | 5 | 3 | 3.2 | 23284 | 13501
Fire Safety Systems | Manual and Automatic Doors - Emergency and Panic Escape Doors | Town JX | 1 | Urgent | B | 15 | 2039 | 5 | 1 | 2.2 | 3924 | 27818
Roller Shutters | Internal Manual Roller Shutter | Town JZ | 1 | Medium | B | 1 | 2025 | 5 | 3 | 3.2 | 23285 | 7477
Heat Emitters | Gas Fired Natural and Fan Assisted Heaters | Town JU | 1 | Medium | DX | 1 | 2025 | 1 | 3 | 2 | 845 | 560
External Doors | Manual and Automatic Doors - Auto / Powered Sliding Doors | Town JX | 1 | High | B | 29 | 2053 | 5 | 2 | 2.7 | 13387 | 33651
General Lighting | General - LED fittings & Luminaires | Town JZ | 42 | Medium | B | 18 | 2042 | 5 | 3 | 3.2 | 23286 | 30937
External Lighting | General - LED | Town KE | 1 | Medium | B | 11 | 2035 | 5 | 3 | 3.2 | 23287 | 25122
Local Hot Water | Package Electric Water Heaters - Non-Drinking Water | Town FK | 1 | Medium | B | 8 | 2032 | 5 | 3 | 3.2 | 23288 | 20921
LV Distribution | Sub Distribution Board | Town BI | 1 | High | B | 1 | 2025 | 5 | 2 | 2.7 | 13388 | 3488
Fire Safety Systems | Manual and Automatic Doors - Emergency and Panic Escape Doors | Town BI | 1 | Urgent | B | 10 | 2034 | 5 | 1 | 2.2 | 3925 | 22030
Heat Emitters | Gas Fired Unit Heaters | Town KS | 1 | Medium | C | 1 | 2025 | 4 | 3 | 2.9 | 18561 | 5494
Fire Safety Systems | Fire Alarm Panel / Repeater | Town KM | 1 | Urgent | B | 11 | 2035 | 5 | 1 | 2.2 | 3926 | 23555
Fire Safety Systems | Fire Alarm Panel / Repeater | Town KK | 1 | Urgent | B | 11 | 2035 | 5 | 1 | 2.2 | 3927 | 23556
LV Distribution | Main Switch Panel at Supply Intake | Town KN | 1 | Medium | B | 1 | 2025 | 5 | 3 | 3.2 | 23289 | 7478
Fire Safety Systems | Manual and Automatic Doors - Emergency and Panic Escape Doors | Town KR | 1 | Urgent | B | 25 | 2049 | 5 | 1 | 2.2 | 3928 | 33298
External Doors | Entrance Doors | Town KQ | 1 | High | B | 5 | 2029 | 5 | 2 | 2.7 | 13389 | 14616
LV Distribution | Sub Distribution Board | Town KM | 1 | High | B | 1 | 2025 | 5 | 2 | 2.7 | 13390 | 3489
Local Hot Water | Package Electric Water Heaters - Non-Drinking Water | Town BI | 1 | Medium | B | 9 | 2033 | 5 | 3 | 3.2 | 23290 | 21736
Heat Emitters | Radiators - Steel | Town KN | 1 | Medium | B | 1 | 2025 | 5 | 3 | 3.2 | 23291 | 7479
General Lighting | General - LED fittings & Luminaires | Town KS | 2 | Medium | B | 1 | 2025 | 5 | 3 | 3.2 | 23292 | 7480
External Doors | Entrance Doors | Town FA | 1 | High | B | 11 | 2035 | 5 | 2 | 2.7 | 13391 | 24326
Roller Shutters | External Electric Roller Shutter | Town KV | 1 | High | B | 1 | 2025 | 5 | 2 | 2.7 | 13392 | 3490
External Doors | Entrance Doors | Town KS | 1 | High | B | 1 | 2025 | 5 | 2 | 2.7 | 13393 | 3491
General Lighting | General - LED fittings & Luminaires | Town FK | 54 | Medium | B | 16 | 2040 | 5 | 3 | 3.2 | 23293 | 29474
Emergency Lighting | Self Contained - LED | Town KK | 1 | Urgent | B | 21 | 2045 | 5 | 1 | 2.2 | 3929 | 31965
External Doors | Entrance Doors | Town KL | 1 | High | B | 18 | 2042 | 5 | 2 | 2.7 | 13394 | 30811
External Lighting | General - LED | Town BI | 5 | Medium | B | 11 | 2035 | 5 | 3 | 3.2 | 23294 | 25123
General Lighting | General - LED fittings & Luminaires | Town FK | 6 | Medium | B | 1 | 2025 | 5 | 3 | 3.2 | 23295 | 7481
External Lighting | General - Non LED | Town FA | 2 | Medium | B | 1 | 2025 | 5 | 3 | 3.2 | 23296 | 7482
Fire Safety Systems | Fire Extinguishers - Foam | Town KN | 3 | Urgent | B | 8 | 2032 | 5 | 1 | 2.2 | 3930 | 20371
Air Conditioning | Multi-Split Condenser - Split Systems/Heat Pumps - Air-cooled with Direct Expansion Evaporator (DX) | Town FK | 1 | Medium | B | 10 | 2034 | 5 | 3 | 3.2 | 23297 | 22727
Local and Special Ventilation | Fan - General Ventilation | Town KL | 1 | Medium | B | 1 | 2025 | 5 | 3 | 3.2 | 23298 | 7483
Fire Safety Systems | Fire Extinguishers - CO2 | Town KK | 2 | Urgent | B | 6 | 2030 | 5 | 1 | 2.2 | 3931 | 16196
Access Control | Door Lock / Keypad / Manual | Town KL | 1 | Medium | B | 10 | 2034 | 5 | 3 | 3.2 | 23299 | 22728
Fire Safety Systems | Fire Extinguishers - CO2 | Town KR | 6 | Urgent | B | 8 | 2032 | 5 | 1 | 2.2 | 3932 | 20372
Local and Special Ventilation | Fan - Window / Wall Mounted | Town KL | 1 | Medium | DX | 11 | 2035 | 1 | 3 | 2 | 846 | 23305
Central Heating | Fan - Axial | Town KS | 1 | High | B | 1 | 2025 | 5 | 2 | 2.7 | 13395 | 3492
LV Distribution | Main Switch Panel at Supply Intake | Town KN | 1 | Medium | B | 1 | 2025 | 5 | 3 | 3.2 | 23300 | 7484
General Lighting | General - LED fittings & Luminaires | Town KL | 5 | Medium | B | 17 | 2041 | 5 | 3 | 3.2 | 23301 | 30443
Heat Emitters | Electric Heaters | Town BI | 9 | Medium | D | 3 | 2027 | 3 | 3 | 2.6 | 11097 | 13322
Heat Emitters | Electric Heaters | Town FA | 2 | Medium | B | 1 | 2025 | 5 | 3 | 3.2 | 23302 | 7485
LV Distribution | Sub Distribution Board | Town KO | 1 | High | B | 1 | 2025 | 5 | 2 | 2.7 | 13396 | 3493
Roller Shutters | External Manual Roller Shutter | Town KL | 1 | High | DX | 1 | 2025 | 1 | 2 | 1.5 | 382 | 342
Local and Special Ventilation | Fan - Window / Wall Mounted | Town KL | 1 | Medium | DX | 4 | 2028 | 1 | 3 | 2 | 847 | 13751
Roller Shutters | External Manual Roller Shutter | Town KT | 1 | High | B | 8 | 2032 | 5 | 2 | 2.7 | 13397 | 20700
General Lighting | General - LED fittings & Luminaires | Town KL | 98 | Medium | B | 16 | 2040 | 5 | 3 | 3.2 | 23303 | 29475
Emergency Lighting | Self Contained - LED | Town KM | 8 | Urgent | B | 21 | 2045 | 5 | 1 | 2.2 | 3933 | 31966
Roller Shutters | External Manual Roller Shutter | Town KK | 1 | High | B | 11 | 2035 | 5 | 2 | 2.7 | 13398 | 24327
External Doors | Entrance Doors | Town KV | 1 | High | B | 1 | 2025 | 5 | 2 | 2.7 | 13399 | 3494
Emergency Lighting | Illuminated Fire Exit Signage | Town FK | 6 | Urgent | B | 14 | 2038 | 5 | 1 | 2.2 | 3934 | 27351
External Lighting | General - LED | Town KL | 1 | Medium | B | 11 | 2035 | 5 | 3 | 3.2 | 23304 | 25124
Roller Shutters | External Electric Roller Shutter | Town KO | 1 | High | B | 16 | 2040 | 5 | 2 | 2.7 | 13400 | 29141
Roller Shutters | External Manual Roller Shutter | Town KV | 1 | High | B | 1 | 2025 | 5 | 2 | 2.7 | 13401 | 3495
General Lighting | General - LED fittings & Luminaires | Town KL | 6 | Medium | B | 14 | 2038 | 5 | 3 | 3.2 | 23305 | 27551
Boiler | Electrode Boilers | Town FA | 1 | Medium | B | 1 | 2025 | 5 | 3 | 3.2 | 23306 | 7486
Fire Safety Systems | Fire Extinguishers - Foam | Town KN | 5 | Urgent | B | 8 | 2032 | 5 | 1 | 2.2 | 3935 | 20373
General Lighting | General - LED fittings & Luminaires | Town KL | 18 | Medium | B | 16 | 2040 | 5 | 3 | 3.2 | 23307 | 29476
Emergency Lighting | Self Contained - LED | Town KL | 22 | Urgent | B | 19 | 2043 | 5 | 1 | 2.2 | 3936 | 31056
Emergency Lighting | Illuminated Fire Exit Signage | Town KK | 6 | Urgent | B | 16 | 2040 | 5 | 1 | 2.2 | 3937 | 28746
Emergency Lighting | Illuminated Fire Exit Signage | Town KN | 2 | Urgent | B | 14 | 2038 | 5 | 1 | 2.2 | 3938 | 27352
External Lighting | General - LED | Town KL | 1 | Medium | B | 11 | 2035 | 5 | 3 | 3.2 | 23308 | 25125
External Lighting | General - LED | Town FK | 1 | Medium | B | 11 | 2035 | 5 | 3 | 3.2 | 23309 | 25126
Fire Safety Systems | Fire Extinguishers - CO2 | Town KM | 2 | Urgent | B | 6 | 2030 | 5 | 1 | 2.2 | 3939 | 16197
Emergency Lighting | Illuminated Fire Exit Signage | Town KP | 2 | Urgent | B | 1 | 2025 | 5 | 1 | 2.2 | 3940 | 1223
Emergency Lighting | Self Contained - LED | Town KL | 1 | Urgent | B | 21 | 2045 | 5 | 1 | 2.2 | 3941 | 31967
Emergency Lighting | Self Contained - LED | Town KL | 1 | Urgent | B | 21 | 2045 | 5 | 1 | 2.2 | 3942 | 31968
General Lighting | General - LED fittings & Luminaires | Town KS | 75 | Medium | B | 10 | 2034 | 5 | 3 | 3.2 | 23310 | 22729
General Lighting | General - LED fittings & Luminaires | Town KL | 4 | Medium | B | 1 | 2025 | 5 | 3 | 3.2 | 23311 | 7487
Central Heating | Circulating Pump | Town BI | 1 | High | B | 15 | 2039 | 5 | 2 | 2.7 | 13402 | 28138
Local and Special Ventilation | Fan - Extract | Town KV | 1 | Medium | B | 5 | 2029 | 5 | 3 | 3.2 | 23312 | 15005
Roller Shutters | External Electric Roller Shutter | Town KS | 1 | High | B | 1 | 2025 | 5 | 2 | 2.7 | 13403 | 3496
LV Distribution | Sub Distribution Board | Town KQ | 1 | High | B | 1 | 2025 | 5 | 2 | 2.7 | 13404 | 3497
Heat Emitters | Electric Heaters | Town KL | 1 | Medium | B | 1 | 2025 | 5 | 3 | 3.2 | 23313 | 7488
Emergency Lighting | Self Contained - LED | Town KO | 15 | Urgent | B | 21 | 2045 | 5 | 1 | 2.2 | 3943 | 31969
General Lighting | General - LED fittings & Luminaires | Town KR | 53 | Medium | B | 10 | 2034 | 5 | 3 | 3.2 | 23314 | 22730
External Doors | Entrance Doors | Town KL | 1 | High | B | 16 | 2040 | 5 | 2 | 2.7 | 13405 | 29142
Roller Shutters | External Manual Roller Shutter | Town BI | 1 | High | B | 8 | 2032 | 5 | 2 | 2.7 | 13406 | 20701
External Doors | Entrance Doors | Town KQ | 1 | High | B | 10 | 2034 | 5 | 2 | 2.7 | 13407 | 22327
Emergency Lighting | Self Contained - LED | Town KK | 7 | Urgent | B | 21 | 2045 | 5 | 1 | 2.2 | 3944 | 31970
Air Conditioning | Single-Split Evaporator - Split Systems/Heat Pumps - Air-cooled with Direct Expansion Evaporator (DX) | Town KL | 1 | Medium | B | 3 | 2027 | 5 | 3 | 3.2 | 23315 | 13502
External Doors | Entrance Doors | Town KS | 1 | High | B | 1 | 2025 | 5 | 2 | 2.7 | 13408 | 3498
Local and Special Ventilation | Fan - Extract | Town BI | 1 | Medium | B | 5 | 2029 | 5 | 3 | 3.2 | 23316 | 15006
Emergency Lighting | Self Contained - Non LED | Town KV | 3 | Urgent | B | 1 | 2025 | 5 | 1 | 2.2 | 3945 | 1224
Heat Emitters | Electric Heaters | Town KN | 1 | Medium | B | 1 | 2025 | 5 | 3 | 3.2 | 23317 | 7489
LV Distribution | Sub Distribution Board | Town KL | 1 | High | B | 2 | 2026 | 5 | 2 | 2.7 | 13409 | 12886
External Doors | Entrance Doors | Town BI | 1 | High | B | 10 | 2034 | 5 | 2 | 2.7 | 13410 | 22328
Emergency Lighting | Self Contained - LED | Town KR | 10 | Urgent | B | 15 | 2039 | 5 | 1 | 2.2 | 3946 | 27819
Heat Emitters | Gas Fired Unit Heaters | Town KS | 1 | Medium | B | 1 | 2025 | 5 | 3 | 3.2 | 23318 | 7490
Roller Shutters | External Manual Roller Shutter | Town KL | 1 | High | B | 1 | 2025 | 5 | 2 | 2.7 | 13411 | 3499
Fire Safety Systems | Fire Extinguishers - Foam | Town KP | 2 | Urgent | B | 1 | 2025 | 5 | 1 | 2.2 | 3947 | 1225
General Lighting | General - LED fittings & Luminaires | Town KK | 4 | Medium | B | 16 | 2040 | 5 | 3 | 3.2 | 23319 | 29477
Heat Emitters | Electric Heaters | Town KL | 2 | Medium | B | 1 | 2025 | 5 | 3 | 3.2 | 23320 | 7491
LV Distribution | Main Distribution Board | Town KT | 1 | High | B | 15 | 2039 | 5 | 2 | 2.7 | 13412 | 28139
Boiler | Electric Boilers | Town FA | 1 | Medium | B | 1 | 2025 | 5 | 3 | 3.2 | 23321 | 7492
Heat Emitters | Gas Fired Unit Heaters | Town KL | 1 | Medium | DX | 1 | 2025 | 1 | 3 | 2 | 848 | 561
Local Hot Water | Instantaneous Electric Water Heater - Non-Drinking Water | Town KL | 1 | Medium | B | 10 | 2034 | 5 | 3 | 3.2 | 23322 | 22731
Fire Safety Systems | Fire Extinguishers - CO2 | Town KL | 2 | Urgent | B | 9 | 2033 | 5 | 1 | 2.2 | 3948 | 21289
LV Distribution | Sub Distribution Board | Town KV | 1 | High | B | 1 | 2025 | 5 | 2 | 2.7 | 13413 | 3500
Emergency Lighting | Illuminated Fire Exit Signage | Town BI | 3 | Urgent | B | 16 | 2040 | 5 | 1 | 2.2 | 3949 | 28747
Fire Safety Systems | Manual and Automatic Doors - Emergency and Panic Escape Doors | Town KN | 1 | Urgent | C | 15 | 2039 | 4 | 1 | 1.9 | 629 | 27719
Roller Shutters | External Manual Roller Shutter | Town KL | 1 | High | B | 1 | 2025 | 5 | 2 | 2.7 | 13414 | 3501
LV Distribution | Sub Distribution Board | Town KK | 1 | High | B | 16 | 2040 | 5 | 2 | 2.7 | 13415 | 29143
Heat Emitters | Gas Fired Unit Heaters | Town KM | 1 | Medium | B | 6 | 2030 | 5 | 3 | 3.2 | 23323 | 18599
Local and Special Ventilation | Fan - Extract | Town KO | 1 | Medium | B | 1 | 2025 | 5 | 3 | 3.2 | 23324 | 7493
LV Distribution | Sub Distribution Board | Town KR | 1 | High | B | 10 | 2034 | 5 | 2 | 2.7 | 13416 | 22329
Heat Emitters | Gas Fired Unit Heaters | Town KM | 1 | Medium | B | 6 | 2030 | 5 | 3 | 3.2 | 23325 | 18600
Fire Safety Systems | Manual and Automatic Doors - Emergency and Panic Escape Doors | Town BI | 1 | Urgent | B | 10 | 2034 | 5 | 1 | 2.2 | 3950 | 22031
Air Conditioning | Single-Split Evaporator - Split Systems/Heat Pumps - Air-cooled with Direct Expansion Evaporator (DX) | Town FK | 1 | Medium | B | 10 | 2034 | 5 | 3 | 3.2 | 23326 | 22732
Roller Shutters | External Electric Roller Shutter | Town BI | 1 | High | B | 8 | 2032 | 5 | 2 | 2.7 | 13417 | 20702
Emergency Lighting | Illuminated Fire Exit Signage | Town KV | 2 | Urgent | C | 10 | 2034 | 4 | 1 | 1.9 | 630 | 21947
Fire Safety Systems | Fire Extinguishers - Foam | Town KL | 5 | Urgent | B | 7 | 2031 | 5 | 1 | 2.2 | 3951 | 19273
LV Distribution | Sub Distribution Board | Town BI | 1 | High | B | 1 | 2025 | 5 | 2 | 2.7 | 13418 | 3502
LV Distribution | Sub Distribution Board | Town FK | 1 | High | B | 6 | 2030 | 5 | 2 | 2.7 | 13419 | 17529
Fire Safety Systems | Manual and Automatic Doors - Emergency and Panic Escape Doors | Town FK | 1 | Urgent | B | 28 | 2052 | 5 | 1 | 2.2 | 3952 | 33601
General Lighting | General - LED fittings & Luminaires | Town KS | 6 | Medium | B | 10 | 2034 | 5 | 3 | 3.2 | 23327 | 22733
External Lighting | General - LED | Town KL | 5 | Medium | B | 11 | 2035 | 5 | 3 | 3.2 | 23328 | 25127
Roller Shutters | Internal Electric Roller Shutter | Town KN | 1 | Medium | B | 18 | 2042 | 5 | 3 | 3.2 | 23329 | 30938
Local and Special Ventilation | Fan - Window / Wall Mounted | Town KL | 1 | Medium | DX | 1 | 2025 | 1 | 3 | 2 | 849 | 562
Roller Shutters | Internal Manual Roller Shutter | Town KP | 1 | Medium | B | 1 | 2025 | 5 | 3 | 3.2 | 23330 | 7494
Emergency Lighting | Self Contained - LED | Town FK | 16 | Urgent | B | 21 | 2045 | 5 | 1 | 2.2 | 3953 | 31971
LV Distribution | Sub Distribution Board | Town FA | 1 | High | B | 1 | 2025 | 5 | 2 | 2.7 | 13420 | 3503
Local and Special Ventilation | Fan - Extract | Town KO | 1 | Medium | B | 1 | 2025 | 5 | 3 | 3.2 | 23331 | 7495
Local Hot Water | Instantaneous Electric Water Heater - Non-Drinking Water | Town KL | 1 | Medium | B | 12 | 2036 | 5 | 3 | 3.2 | 23332 | 26455
Fire Safety Systems | Manual and Automatic Doors - Emergency and Panic Escape Doors | Town KL | 1 | Urgent | B | 14 | 2038 | 5 | 1 | 2.2 | 3954 | 27353
Boiler | Electric Boilers | Town KP | 1 | Medium | B | 1 | 2025 | 5 | 3 | 3.2 | 23333 | 7496
Fire Safety Systems | Fire Alarm Panel / Repeater | Town KL | 1 | Urgent | B | 5 | 2029 | 5 | 1 | 2.2 | 3955 | 14350
Emergency Lighting | Self Contained - LED | Town KN | 6 | Urgent | B | 19 | 2043 | 5 | 1 | 2.2 | 3956 | 31057
Fire Safety Systems | Fire Extinguishers - Foam | Town KL | 3 | Urgent | B | 9 | 2033 | 5 | 1 | 2.2 | 3957 | 21290
Fire Safety Systems | Fire Extinguishers - Foam | Town FK | 4 | Urgent | B | 8 | 2032 | 5 | 1 | 2.2 | 3958 | 20374
Fire Safety Systems | Fire Extinguishers - Foam | Town KS | 1 | Urgent | B | 7 | 2031 | 5 | 1 | 2.2 | 3959 | 19274
Roller Shutters | External Manual Roller Shutter | Town KQ | 1 | High | B | 5 | 2029 | 5 | 2 | 2.7 | 13421 | 14617
Local and Special Ventilation | Fan - Window / Wall Mounted | Town KK | 1 | Medium | A | 13 | 2037 | 6 | 3 | 3.5 | 32499 | 27285
External Doors | Entrance Doors | Town KK | 1 | High | B | 11 | 2035 | 5 | 2 | 2.7 | 13422 | 24328
Roller Shutters | External Manual Roller Shutter | Town KO | 1 | High | B | 16 | 2040 | 5 | 2 | 2.7 | 13423 | 29144
Emergency Lighting | Self Contained - LED | Town KK | 10 | Urgent | B | 21 | 2045 | 5 | 1 | 2.2 | 3960 | 31972
Fire Safety Systems | Fire Extinguishers - Foam | Town KL | 1 | Urgent | B | 9 | 2033 | 5 | 1 | 2.2 | 3961 | 21291
LV Distribution | Sub Distribution Board | Town KS | 1 | High | B | 1 | 2025 | 5 | 2 | 2.7 | 13424 | 3504
LV Distribution | Sub Distribution Board | Town FK | 1 | High | B | 1 | 2025 | 5 | 2 | 2.7 | 13425 | 3505
Heat Emitters | Unit Heaters | Town FA | 1 | Medium | B | 1 | 2025 | 5 | 3 | 3.2 | 23334 | 7497
Fire Safety Systems | Manual and Automatic Doors - Emergency and Panic Escape Doors | Town KP | 1 | Urgent | B | 11 | 2035 | 5 | 1 | 2.2 | 3962 | 23557
Fire Safety Systems | Fire Extinguishers - Powder | Town KN | 3 | Urgent | B | 8 | 2032 | 5 | 1 | 2.2 | 3963 | 20375
Fire Safety Systems | Fire Extinguishers - Powder | Town KU | 1 | Urgent | B | 6 | 2030 | 5 | 1 | 2.2 | 3964 | 16198
Heat Emitters | Gas Fired Unit Heaters | Town KV | 1 | Medium | B | 5 | 2029 | 5 | 3 | 3.2 | 23335 | 15007
Roller Shutters | External Manual Roller Shutter | Town KL | 1 | High | CX | 1 | 2025 | 2 | 2 | 1.8 | 501 | 402
Fire Safety Systems | Fire Alarm System | Town FA | 1 | Urgent | B | 1 | 2025 | 5 | 1 | 2.2 | 3965 | 1226
Emergency Lighting | Externally Powered - Non LED | Town KL | 3 | Urgent | B | 6 | 2030 | 5 | 1 | 2.2 | 3966 | 16199
External Lighting | General - LED | Town KN | 3 | Medium | B | 10 | 2034 | 5 | 3 | 3.2 | 23336 | 22734
Fire Safety Systems | Fire Extinguishers - CO2 | Town FA | 4 | Urgent | B | 1 | 2025 | 5 | 1 | 2.2 | 3967 | 1227
Heat Emitters | Gas Fired Unit Heaters | Town KS | 1 | Medium | B | 1 | 2025 | 5 | 3 | 3.2 | 23337 | 7498
LV Distribution | Sub Distribution Board | Town AP | 1 | High | B | 6 | 2030 | 5 | 2 | 2.7 | 13426 | 17530
LV Distribution | Sub Distribution Board | Town KW | 1 | High | B | 1 | 2025 | 5 | 2 | 2.7 | 13427 | 3506
LV Distribution | Sub Distribution Board | Town GS | 1 | High | B | 6 | 2030 | 5 | 2 | 2.7 | 13428 | 17531
LV Distribution | Sub Distribution Board | Town LF | 1 | High | B | 4 | 2028 | 5 | 2 | 2.7 | 13429 | 13933
Boiler | Atmospheric Gas Burner/Condensing Combination Boiler | Town G | 1 | Medium | C | 1 | 2025 | 4 | 3 | 2.9 | 18562 | 5495
Central Ventilation Systems | Fan - Extract | Town AP | 1 | Medium | B | 1 | 2025 | 5 | 3 | 3.2 | 23338 | 7499
Air Conditioning | Single-Split Evaporator - Split Systems/Heat Pumps - Air-cooled with Direct Expansion Evaporator (DX) | Town KZ | 1 | Medium | B | 5 | 2029 | 5 | 3 | 3.2 | 23339 | 15008
Fire Safety Systems | Fire Alarm System | Town LC | 1 | Urgent | B | 1 | 2025 | 5 | 1 | 2.2 | 3968 | 1228
Central Cooling | Fan - Centrifugal | Town II | 1 | High | B | 1 | 2025 | 5 | 2 | 2.7 | 13430 | 3507
Fire Safety Systems | Fire Alarm Panel / Repeater | Town CZ | 1 | Urgent | B | 10 | 2034 | 5 | 1 | 2.2 | 3969 | 22032
Local and Special Ventilation | Fan - Window / Wall Mounted | Town AT | 1 | Medium | B | 1 | 2025 | 5 | 3 | 3.2 | 23340 | 7500
LV Distribution | Main Distribution Board | Town Z | 1 | High | B | 1 | 2025 | 5 | 2 | 2.7 | 13431 | 3508
Heat Emitters | Gas Fired Natural and Fan Assisted Heaters | Town AP | 1 | Medium | B | 1 | 2025 | 5 | 3 | 3.2 | 23341 | 7501
Central Heating & Cooling | Fan - Bifurcated | Town AJ | 1 | Medium | B | 1 | 2025 | 5 | 3 | 3.2 | 23342 | 7502
Central Cooling | Fan - Axial | Town KZ | 1 | Medium | B | 1 | 2025 | 5 | 3 | 3.2 | 23343 | 7503
Emergency Lighting | Illuminated Fire Exit Signage | Town LC | 5 | Urgent | C | 12 | 2036 | 4 | 1 | 1.9 | 631 | 25913
LV Distribution | Sub Distribution Board | Town LC | 1 | High | B | 6 | 2030 | 5 | 2 | 2.7 | 13432 | 17532
LV Distribution | Sub Distribution Board | Town AP | 1 | High | B | 1 | 2025 | 5 | 2 | 2.7 | 13433 | 3509
External Doors | Manual and Automatic Doors - Auto / Powered Sliding Doors | Town AP | 1 | High | B | 21 | 2045 | 5 | 2 | 2.7 | 13434 | 32607
External Doors | Entrance Doors | Town LC | 1 | High | B | 11 | 2035 | 5 | 2 | 2.7 | 13435 | 24329
Local and Special Ventilation | Fan - Extract | Town KW | 1 | Medium | A | 13 | 2037 | 6 | 3 | 3.5 | 32500 | 27286
Local Hot Water | Instantaneous Electric Water Heater - Non-Drinking Water | Town AT | 1 | Medium | B | 1 | 2025 | 5 | 3 | 3.2 | 23344 | 7504
Local and Special Ventilation | Fan - Axial | Town KY | 1 | Medium | B | 8 | 2032 | 5 | 3 | 3.2 | 23345 | 20922
Roller Shutters | Internal Electric Roller Shutter | Town AP | 1 | Medium | B | 11 | 2035 | 5 | 3 | 3.2 | 23346 | 25128
Central Heating & Cooling | Fan - Bifurcated | Town AJ | 1 | Medium | B | 1 | 2025 | 5 | 3 | 3.2 | 23347 | 7505
Central Heating & Cooling | Fan - Bifurcated | Town AJ | 1 | Medium | B | 1 | 2025 | 5 | 3 | 3.2 | 23348 | 7506
Burner | Forced draft gas burner | Town LE | 1 | Medium | B | 1 | 2025 | 5 | 3 | 3.2 | 23349 | 7507
General Lighting | General - LED fittings & Luminaires | Town AY | 3 | Medium | C | 12 | 2036 | 4 | 3 | 2.9 | 18563 | 26283
Heat Emitters | Radiators - Steel | Town KX | 4 | Medium | D | 2 | 2026 | 3 | 3 | 2.6 | 11098 | 12852
Emergency Lighting | Illuminated Fire Exit Signage | Town GS | 2 | Urgent | B | 12 | 2036 | 5 | 1 | 2.2 | 3970 | 25996
Emergency Lighting | Illuminated Fire Exit Signage | Town AT | 2 | Urgent | C | 12 | 2036 | 4 | 1 | 1.9 | 632 | 25914
Emergency Lighting | Self Contained - LED | Town LB | 5 | Urgent | B | 17 | 2041 | 5 | 1 | 2.2 | 3971 | 30071
External Lighting | General - Non LED | Town AQ | 1 | Medium | B | 1 | 2025 | 5 | 3 | 3.2 | 23350 | 7508
External Lighting | General - LED | Town LB | 5 | Medium | B | 7 | 2031 | 5 | 3 | 3.2 | 23351 | 19892
General Lighting | General - LED fittings & Luminaires | Town LB | 6 | Medium | B | 6 | 2030 | 5 | 3 | 3.2 | 23352 | 18601
Local and Special Ventilation | Fan - Axial | Town KY | 1 | Medium | B | 8 | 2032 | 5 | 3 | 3.2 | 23353 | 20923
Emergency Lighting | Self Contained - LED | Town KW | 10 | Urgent | B | 21 | 2045 | 5 | 1 | 2.2 | 3972 | 31973
General Lighting | General - LED fittings & Luminaires | Town GS | 28 | Medium | B | 12 | 2036 | 5 | 3 | 3.2 | 23354 | 26456
Emergency Lighting | Self Contained - Non LED | Town KW | 1 | Urgent | B | 1 | 2025 | 5 | 1 | 2.2 | 3973 | 1229
External Lighting | General - Non LED | Town G | 2 | Medium | B | 1 | 2025 | 5 | 3 | 3.2 | 23355 | 7509
Local and Special Ventilation | Fan - Centrifugal | Town KZ | 1 | Medium | B | 3 | 2027 | 5 | 3 | 3.2 | 23356 | 13503
General Lighting | General - LED fittings & Luminaires | Town KZ | 4 | Medium | B | 2 | 2026 | 5 | 3 | 3.2 | 23357 | 13063
Heat Emitters | Electric Heaters | Town GS | 1 | Medium | B | 1 | 2025 | 5 | 3 | 3.2 | 23358 | 7510
Fire Safety Systems | Fire Extinguishers - Foam | Town LA | 3 | Urgent | B | 1 | 2025 | 5 | 1 | 2.2 | 3974 | 1230
Fire Safety Systems | Fire Extinguishers - Foam | Town LC | 1 | Urgent | B | 1 | 2025 | 5 | 1 | 2.2 | 3975 | 1231
Emergency Lighting | Self Contained - LED | Town LE | 11 | Urgent | B | 18 | 2042 | 5 | 1 | 2.2 | 3976 | 30634
Fire Safety Systems | Fire Extinguishers - Foam | Town G | 5 | Urgent | B | 9 | 2033 | 5 | 1 | 2.2 | 3977 | 21292
Air Conditioning | Single-Split Condenser - Split Systems/Heat Pumps - Air-cooled with Direct Expansion Evaporator (DX) | Town KZ | 1 | Medium | B | 5 | 2029 | 5 | 3 | 3.2 | 23359 | 15009
LV Distribution | Sub Distribution Board | Town KW | 1 | High | B | 6 | 2030 | 5 | 2 | 2.7 | 13436 | 17533
LV Distribution | Sub Distribution Board | Town LA | 1 | High | B | 1 | 2025 | 5 | 2 | 2.7 | 13437 | 3510
External Doors | Manual and Automatic Doors - Auto / Powered Sliding Doors | Town KY | 1 | High | B | 28 | 2052 | 5 | 2 | 2.7 | 13438 | 33620
General Lighting | General - LED fittings & Luminaires | Town LC | 2 | Medium | B | 1 | 2025 | 5 | 3 | 3.2 | 23360 | 7511
Multi-System Controls | Instrumental Control Panel | Town GS | 1 | Medium | B | 16 | 2040 | 5 | 3 | 3.2 | 23361 | 29478
Emergency Lighting | Self Contained - LED | Town JE | 11 | Urgent | B | 23 | 2047 | 5 | 1 | 2.2 | 3978 | 33092
Fire Safety Systems | Fire Extinguishers - CO2 | Town KX | 2 | Urgent | B | 6 | 2030 | 5 | 1 | 2.2 | 3979 | 16200
Air Conditioning | Multi-Split Evaporator - Split Systems/Heat Pumps - Air-cooled with Direct Expansion Evaporator (DX) | Town KY | 1 | Medium | B | 8 | 2032 | 5 | 3 | 3.2 | 23362 | 20924
Air Conditioning | Multi-Split Evaporator - Split Systems/Heat Pumps - Air-cooled with Direct Expansion Evaporator (DX) | Town KY | 1 | Medium | B | 8 | 2032 | 5 | 3 | 3.2 | 23363 | 20925
General Lighting | General - LED fittings & Luminaires | Town LC | 11 | Medium | B | 12 | 2036 | 5 | 3 | 3.2 | 23364 | 26457
General Lighting | General - LED fittings & Luminaires | Town KZ | 33 | Medium | B | 13 | 2037 | 5 | 3 | 3.2 | 23365 | 27113
AHU - Internal | Central Heating - Gas Fired (Internally Sourced) | Town LE | 1 | Medium | B | 4 | 2028 | 5 | 3 | 3.2 | 23366 | 14093
Emergency Lighting | Illuminated Fire Exit Signage | Town GS | 2 | Urgent | B | 12 | 2036 | 5 | 1 | 2.2 | 3980 | 25997
External Lighting | General - Non LED | Town LC | 2 | Medium | B | 1 | 2025 | 5 | 3 | 3.2 | 23367 | 7512
Fire Safety Systems | Fire Extinguishers - Foam | Town AP | 5 | Urgent | B | 5 | 2029 | 5 | 1 | 2.2 | 3981 | 14351
LV Distribution | LV Switch Panel | Town KZ | 1 | High | B | 2 | 2026 | 5 | 2 | 2.7 | 13439 | 12887
Roller Shutters | Internal Electric Roller Shutter | Town JE | 1 | Medium | B | 10 | 2034 | 5 | 3 | 3.2 | 23368 | 22735
Roller Shutters | External Manual Roller Shutter | Town AY | 1 | High | B | 1 | 2025 | 5 | 2 | 2.7 | 13440 | 3511
Roller Shutters | External Manual Roller Shutter | Town AY | 1 | High | B | 1 | 2025 | 5 | 2 | 2.7 | 13441 | 3512
General Lighting | General - LED fittings & Luminaires | Town II | 2 | Medium | B | 8 | 2032 | 5 | 3 | 3.2 | 23369 | 20926
Emergency Lighting | Illuminated Fire Exit Signage | Town LC | 1 | Urgent | B | 12 | 2036 | 5 | 1 | 2.2 | 3982 | 25998
Roller Shutters | Internal Electric Roller Shutter | Town LH | 1 | Medium | B | 1 | 2025 | 5 | 3 | 3.2 | 23370 | 7513
General Lighting | General - LED fittings & Luminaires | Town AY | 5 | Medium | B | 12 | 2036 | 5 | 3 | 3.2 | 23371 | 26458
General Lighting | General - LED fittings & Luminaires | Town LA | 2 | Medium | B | 12 | 2036 | 5 | 3 | 3.2 | 23372 | 26459
General Lighting | General - LED fittings & Luminaires | Town KZ | 18 | Medium | B | 13 | 2037 | 5 | 3 | 3.2 | 23373 | 27114
Fire Safety Systems | Fire Extinguishers - Powder | Town LA | 3 | Urgent | B | 1 | 2025 | 5 | 1 | 2.2 | 3983 | 1232
Local and Special Ventilation | Fan - Extract | Town CZ | 1 | Medium | B | 1 | 2025 | 5 | 3 | 3.2 | 23374 | 7514
Emergency Lighting | Self Contained - LED | Town AY | 3 | Urgent | B | 17 | 2041 | 5 | 1 | 2.2 | 3984 | 30072
Emergency Lighting | Illuminated Fire Exit Signage | Town LE | 3 | Urgent | B | 13 | 2037 | 5 | 1 | 2.2 | 3985 | 26844
Fire Safety Systems | Fire Extinguishers - Foam | Town KX | 2 | Urgent | B | 6 | 2030 | 5 | 1 | 2.2 | 3986 | 16201
LV Distribution | Sub Distribution Board | Town LD | 1 | High | B | 6 | 2030 | 5 | 2 | 2.7 | 13442 | 17534
External Doors | Manual and Automatic Doors - Auto / Powered Sliding Doors | Town AJ | 1 | High | B | 25 | 2049 | 5 | 2 | 2.7 | 13443 | 33385
General Lighting | General - LED fittings & Luminaires | Town LB | 13 | Medium | B | 12 | 2036 | 5 | 3 | 3.2 | 23375 | 26460
General Lighting | General - LED fittings & Luminaires | Town LC | 6 | Medium | B | 12 | 2036 | 5 | 3 | 3.2 | 23376 | 26461
Local Hot Water | Instantaneous Electric Water Heater - Non-Drinking Water | Town AP | 1 | Medium | B | 1 | 2025 | 5 | 3 | 3.2 | 23377 | 7515
Fire Safety Systems | Fire Extinguishers - CO2 | Town II | 1 | Urgent | B | 8 | 2032 | 5 | 1 | 2.2 | 3987 | 20376
External Lighting | General - LED | Town AJ | 2 | Medium | B | 11 | 2035 | 5 | 3 | 3.2 | 23378 | 25129
Local and Special Ventilation | Fan - Window / Wall Mounted | Town GS | 1 | Medium | B | 1 | 2025 | 5 | 3 | 3.2 | 23379 | 7516
Local and Special Ventilation | Fan - Extract | Town KY | 1 | Medium | B | 8 | 2032 | 5 | 3 | 3.2 | 23380 | 20927
Access Control | Gate Access - Local Lock / Keypad / Manual (External) | Town GS | 1 | Medium | B | 1 | 2025 | 5 | 3 | 3.2 | 23381 | 7517
LV Distribution | Sub Distribution Board | Town LE | 1 | High | B | 4 | 2028 | 5 | 2 | 2.7 | 13444 | 13934
Fire Safety Systems | Manual and Automatic Doors - Emergency and Panic Escape Doors | Town AP | 1 | Urgent | B | 21 | 2045 | 5 | 1 | 2.2 | 3988 | 31974
Local Hot Water | Instantaneous Electric Water Heater - Non-Drinking Water | Town AY | 1 | Medium | B | 1 | 2025 | 5 | 3 | 3.2 | 23382 | 7518
Local and Special Ventilation | Fan - Axial | Town CZ | 1 | Medium | B | 1 | 2025 | 5 | 3 | 3.2 | 23383 | 7519
Roller Shutters | External Manual Roller Shutter | Town AT | 1 | High | B | 11 | 2035 | 5 | 2 | 2.7 | 13445 | 24330
Emergency Lighting | Self Contained - LED | Town AY | 4 | Urgent | C | 17 | 2041 | 4 | 1 | 1.9 | 633 | 29967
Emergency Lighting | Self Contained - LED | Town AP | 2 | Urgent | B | 20 | 2044 | 5 | 1 | 2.2 | 3989 | 31449
Air Conditioning | Single-Split Condenser - Split Systems/Heat Pumps - Air-cooled with Direct Expansion Evaporator (DX) | Town KW | 1 | Medium | A | 13 | 2037 | 6 | 3 | 3.5 | 32501 | 27287
Central Heating & Cooling | Fan - Bifurcated | Town AJ | 1 | Medium | B | 1 | 2025 | 5 | 3 | 3.2 | 23384 | 7520
Fire Safety Systems | Fire Extinguishers - Foam | Town II | 4 | Urgent | B | 4 | 2028 | 5 | 1 | 2.2 | 3990 | 13808
General Lighting | General - LED fittings & Luminaires | Town AQ | 85 | Medium | B | 12 | 2036 | 5 | 3 | 3.2 | 23385 | 26462
Fire Safety Systems | Fire Extinguishers - Foam | Town KY | 4 | Urgent | B | 3 | 2027 | 5 | 1 | 2.2 | 3991 | 13283
Fire Safety Systems | Smoke Extract Fan | Town KZ | 1 | Urgent | B | 1 | 2025 | 5 | 1 | 2.2 | 3992 | 1233
Communication Systems | PA System | Town AP | 1 | Medium | B | 6 | 2030 | 5 | 3 | 3.2 | 23386 | 18602
General Lighting | General - LED fittings & Luminaires | Town KY | 59 | Medium | B | 13 | 2037 | 5 | 3 | 3.2 | 23387 | 27115
Heat Emitters | Electric Heaters | Town AY | 1 | Medium | B | 1 | 2025 | 5 | 3 | 3.2 | 23388 | 7521
Heat Emitters | Gas Radiant Tube Heaters | Town AQ | 1 | Medium | B | 1 | 2025 | 5 | 3 | 3.2 | 23389 | 7522
Local and Special Ventilation | Fan - Axial | Town LF | 1 | Medium | B | 1 | 2025 | 5 | 3 | 3.2 | 23390 | 7523
Central Ventilation Systems | Fan - Extract | Town AP | 1 | Medium | B | 1 | 2025 | 5 | 3 | 3.2 | 23391 | 7524
Roller Shutters | External Manual Roller Shutter | Town AP | 1 | High | B | 21 | 2045 | 5 | 2 | 2.7 | 13446 | 32608
Emergency Lighting | Illuminated Fire Exit Signage | Town KY | 4 | Urgent | B | 13 | 2037 | 5 | 1 | 2.2 | 3993 | 26845
External Doors | Entrance Doors | Town AP | 1 | High | B | 21 | 2045 | 5 | 2 | 2.7 | 13447 | 32609
Fire Safety Systems | Fire Alarm System | Town GS | 1 | Urgent | B | 1 | 2025 | 5 | 1 | 2.2 | 3994 | 1234
Emergency Lighting | Self Contained - LED | Town LB | 3 | Urgent | C | 17 | 2041 | 4 | 1 | 1.9 | 634 | 29968
Boiler | Atmospheric Gas Burner/Condensing Combination Boiler (domestic type) | Town AJ | 1 | High | B | 1 | 2025 | 5 | 2 | 2.7 | 13448 | 3513
Local and Special Ventilation | Fan - Centrifugal | Town II | 1 | Medium | B | 1 | 2025 | 5 | 3 | 3.2 | 23392 | 7525
Central Cooling | Fan - Axial | Town KZ | 1 | Medium | B | 1 | 2025 | 5 | 3 | 3.2 | 23393 | 7526
Emergency Lighting | Illuminated Fire Exit Signage | Town Z | 4 | Urgent | B | 16 | 2040 | 5 | 1 | 2.2 | 3995 | 28748
Fire Safety Systems | Fire Extinguishers - Foam | Town GS | 2 | Urgent | B | 1 | 2025 | 5 | 1 | 2.2 | 3996 | 1235
LV Distribution | Sub Distribution Board | Town LC | 1 | High | B | 1 | 2025 | 5 | 2 | 2.7 | 13449 | 3514
Central Heating & Cooling | Fan - Bifurcated | Town AJ | 1 | Medium | B | 1 | 2025 | 5 | 3 | 3.2 | 23394 | 7527
Local Hot Water | Package Electric Water Heaters - Non-Drinking Water | Town CZ | 1 | Medium | B | 9 | 2033 | 5 | 3 | 3.2 | 23395 | 21737
External Doors | Entrance Doors | Town Z | 1 | High | B | 11 | 2035 | 5 | 2 | 2.7 | 13450 | 24331
General Lighting | General - LED fittings & Luminaires | Town GS | 57 | Medium | B | 12 | 2036 | 5 | 3 | 3.2 | 23396 | 26463
Heat Emitters | Electric Heaters | Town LF | 2 | Medium | B | 1 | 2025 | 5 | 3 | 3.2 | 23397 | 7528
LV Distribution | Sub Distribution Board | Town LG | 1 | High | B | 16 | 2040 | 5 | 2 | 2.7 | 13451 | 29145
Roller Shutters | External Electric Roller Shutter | Town AP | 1 | High | B | 11 | 2035 | 5 | 2 | 2.7 | 13452 | 24332
Roller Shutters | External Manual Roller Shutter | Town AT | 1 | High | B | 11 | 2035 | 5 | 2 | 2.7 | 13453 | 24333
Emergency Lighting | Self Contained - LED | Town KZ | 34 | Urgent | B | 18 | 2042 | 5 | 1 | 2.2 | 3997 | 30635
Roller Shutters | External Manual Roller Shutter | Town AT | 1 | High | B | 11 | 2035 | 5 | 2 | 2.7 | 13454 | 24334
Local and Special Ventilation | Fan - Extract | Town LD | 1 | Medium | B | 7 | 2031 | 5 | 3 | 3.2 | 23398 | 19893
External Lighting | General - LED | Town LD | 1 | Medium | B | 7 | 2031 | 5 | 3 | 3.2 | 23399 | 19894
General Lighting | General - LED fittings & Luminaires | Town AP | 52 | Medium | B | 1 | 2025 | 5 | 3 | 3.2 | 23400 | 7529
Fire Safety Systems | Fire Alarm System | Town LE | 1 | Urgent | B | 1 | 2025 | 5 | 1 | 2.2 | 3998 | 1236
Access Control | Gate Access - Local Lock / Keypad / Manual (External) | Town KZ | 1 | Medium | DX | 1 | 2025 | 1 | 3 | 2 | 850 | 563
Local and Special Ventilation | Fan - Window / Wall Mounted | Town GS | 1 | Medium | B | 1 | 2025 | 5 | 3 | 3.2 | 23401 | 7530
Local Hot Water | Instantaneous Electric Water Heater - Non-Drinking Water | Town AY | 1 | Medium | B | 1 | 2025 | 5 | 3 | 3.2 | 23402 | 7531
Local and Special Ventilation | Fan - Window / Wall Mounted | Town KY | 1 | Medium | B | 8 | 2032 | 5 | 3 | 3.2 | 23403 | 20928
Fire Safety Systems | Manual and Automatic Doors - Emergency and Panic Escape Doors | Town GS | 1 | Urgent | B | 11 | 2035 | 5 | 1 | 2.2 | 3999 | 23558
Local and Special Ventilation | Fan - Window / Wall Mounted | Town GS | 1 | Medium | B | 1 | 2025 | 5 | 3 | 3.2 | 23404 | 7532
Local Hot Water | Instantaneous Electric Water Heater - Non-Drinking Water | Town GN | 1 | Medium | B | 10 | 2034 | 5 | 3 | 3.2 | 23405 | 22736
Fire Safety Systems | Fire Alarm System | Town AJ | 1 | Urgent | B | 11 | 2035 | 5 | 1 | 2.2 | 4000 | 23559
LV Distribution | Sub Distribution Board | Town LA | 1 | High | B | 1 | 2025 | 5 | 2 | 2.7 | 13455 | 3515
External Doors | Manual and Automatic Doors - Auto / Powered Sliding Doors | Town LE | 1 | High | B | 19 | 2043 | 5 | 2 | 2.7 | 13456 | 31177
Fire Safety Systems | Fire Alarm System | Town LA | 1 | Urgent | B | 7 | 2031 | 5 | 1 | 2.2 | 4001 | 19275
LV Distribution | Sub Distribution Board | Town AP | 1 | High | B | 6 | 2030 | 5 | 2 | 2.7 | 13457 | 17535
Air Conditioning | Single-Split Condenser - Split Systems/Heat Pumps - Air-cooled with Direct Expansion Evaporator (DX) | Town AP | 1 | Medium | B | 1 | 2025 | 5 | 3 | 3.2 | 23406 | 7533
Emergency Lighting | Self Contained - Non LED | Town AY | 1 | Urgent | B | 1 | 2025 | 5 | 1 | 2.2 | 4002 | 1237
External Doors | Entrance Doors | Town KW | 1 | High | B | 26 | 2050 | 5 | 2 | 2.7 | 13458 | 33495
Roller Shutters | External Manual Roller Shutter | Town LB | 1 | High | B | 11 | 2035 | 5 | 2 | 2.7 | 13459 | 24335
Communication Systems | PA System | Town KZ | 1 | Medium | B | 2 | 2026 | 5 | 3 | 3.2 | 23407 | 13064
Emergency Lighting | Self Contained - LED | Town AY | 4 | Urgent | C | 17 | 2041 | 4 | 1 | 1.9 | 635 | 29969
LV Distribution | Sub Distribution Board | Town LD | 1 | High | B | 6 | 2030 | 5 | 2 | 2.7 | 13460 | 17536
Fire Safety Systems | Fire Alarm Panel / Repeater | Town AP | 1 | Urgent | B | 1 | 2025 | 5 | 1 | 2.2 | 4003 | 1238
Central Cooling | Fan - Axial | Town KX | 1 | Medium | B | 1 | 2025 | 5 | 3 | 3.2 | 23408 | 7534
External Doors | Entrance Doors | Town LC | 1 | High | B | 11 | 2035 | 5 | 2 | 2.7 | 13461 | 24336
AHU - External | Central Air Conditioning - Electric & DX | Town GS | 1 | Medium | B | 7 | 2031 | 5 | 3 | 3.2 | 23409 | 19895
LV Distribution | Sub Distribution Board | Town AP | 1 | High | C | 1 | 2025 | 4 | 2 | 2.4 | 10521 | 2389
Roller Shutters | External Manual Roller Shutter | Town LC | 1 | High | B | 1 | 2025 | 5 | 2 | 2.7 | 13462 | 3516
External Lighting | General - LED | Town AP | 5 | Medium | B | 10 | 2034 | 5 | 3 | 3.2 | 23410 | 22737
Heat Emitters | Gas Fired Natural and Fan Assisted Heaters | Town AQ | 1 | Medium | C | 1 | 2025 | 4 | 3 | 2.9 | 18564 | 5496
LV Distribution | Sub Distribution Board | Town AQ | 1 | High | D | 1 | 2025 | 3 | 2 | 2.1 | 1127 | 773
Fire Safety Systems | Manual and Automatic Doors - Emergency and Panic Escape Doors | Town AP | 1 | Urgent | B | 21 | 2045 | 5 | 1 | 2.2 | 4004 | 31975
Roller Shutters | External Manual Roller Shutter | Town KW | 1 | High | B | 1 | 2025 | 5 | 2 | 2.7 | 13463 | 3517
External Doors | Entrance Doors | Town CZ | 1 | High | B | 23 | 2047 | 5 | 2 | 2.7 | 13464 | 33193
Fire Safety Systems | Fire Alarm System | Town LA | 1 | Urgent | B | 7 | 2031 | 5 | 1 | 2.2 | 4005 | 19276
AHU - Internal | Central Heating - Electric Heating (Internally Sourced) | Town KX | 1 | Medium | B | 2 | 2026 | 5 | 3 | 3.2 | 23411 | 13065
External Doors | Entrance Doors | Town LA | 1 | High | B | 1 | 2025 | 5 | 2 | 2.7 | 13465 | 3518
BMS | BMS Control Panel | Town LH | 1 | High | B | 6 | 2030 | 5 | 2 | 2.7 | 13466 | 17537
General Lighting | General - LED fittings & Luminaires | Town LB | 13 | Medium | C | 12 | 2036 | 4 | 3 | 2.9 | 18565 | 26284
Emergency Lighting | Self Contained - LED | Town AP | 10 | Urgent | B | 20 | 2044 | 5 | 1 | 2.2 | 4006 | 31450
Fire Safety Systems | Fire Extinguishers - Foam | Town LB | 1 | Urgent | B | 1 | 2025 | 5 | 1 | 2.2 | 4007 | 1239
Roller Shutters | Internal Electric Roller Shutter | Town AP | 1 | Medium | B | 11 | 2035 | 5 | 3 | 3.2 | 23412 | 25130
Roller Shutters | External Manual Roller Shutter | Town AP | 1 | High | B | 1 | 2025 | 5 | 2 | 2.7 | 13467 | 3519
Heat Emitters | Radiators - Steel | Town G | 4 | Medium | B | 1 | 2025 | 5 | 3 | 3.2 | 23413 | 7535
Fire Safety Systems | Fire Extinguishers - CO2 | Town GS | 2 | Urgent | B | 2 | 2026 | 5 | 1 | 2.2 | 4008 | 12546
Local and Special Ventilation | Unit extract fans | Town AQ | 1 | Medium | B | 1 | 2025 | 5 | 3 | 3.2 | 23414 | 7536
Fire Safety Systems | Fire Extinguishers - CO2 | Town II | 1 | Urgent | B | 5 | 2029 | 5 | 1 | 2.2 | 4009 | 14352
Fire Safety Systems | Fire Extinguishers - CO2 | Town KX | 3 | Urgent | B | 6 | 2030 | 5 | 1 | 2.2 | 4010 | 16202
Access Control | Gate Access - Local Lock / Keypad / Manual (External) | Town AP | 1 | Medium | B | 1 | 2025 | 5 | 3 | 3.2 | 23415 | 7537
Roller Shutters | External Manual Roller Shutter | Town LF | 1 | High | B | 11 | 2035 | 5 | 2 | 2.7 | 13468 | 24337
Lifts | Passenger Lift Hydraulic - Electric | Town II | 1 | Medium | B | 10 | 2034 | 5 | 3 | 3.2 | 23416 | 22738
Security Systems | Manual and Automatic Doors - High Security Door | Town GS | 1 | High | B | 11 | 2035 | 5 | 2 | 2.7 | 13469 | 24338
Security Systems | Manual and Automatic Doors - High Security Door | Town KX | 1 | High | B | 34 | 2058 | 5 | 2 | 2.7 | 13470 | 33871
LV Distribution | Sub Distribution Board | Town LF | 1 | High | B | 8 | 2032 | 5 | 2 | 2.7 | 13471 | 20703
Fire Safety Systems | Manual and Automatic Doors - Emergency and Panic Escape Doors | Town LA | 1 | Urgent | B | 11 | 2035 | 5 | 1 | 2.2 | 4011 | 23560
Fire Safety Systems | Fire Alarm Panel / Repeater | Town G | 1 | Urgent | B | 5 | 2029 | 5 | 1 | 2.2 | 4012 | 14353
Roller Shutters | External Manual Roller Shutter | Town AY | 1 | High | B | 1 | 2025 | 5 | 2 | 2.7 | 13472 | 3520
Emergency Lighting | Self Contained - LED | Town II | 2 | Urgent | B | 13 | 2037 | 5 | 1 | 2.2 | 4013 | 26846
Emergency Lighting | Illuminated Fire Exit Signage | Town KY | 3 | Urgent | B | 16 | 2040 | 5 | 1 | 2.2 | 4014 | 28749
Fire Safety Systems | Fire Extinguishers - Foam | Town GS | 2 | Urgent | B | 1 | 2025 | 5 | 1 | 2.2 | 4015 | 1240
Fire Safety Systems | Manual and Automatic Doors - Emergency and Panic Escape Doors | Town LC | 1 | Urgent | B | 11 | 2035 | 5 | 1 | 2.2 | 4016 | 23561
Communication Systems | PA System | Town KY | 1 | Medium | B | 13 | 2037 | 5 | 3 | 3.2 | 23417 | 27116
Emergency Lighting | Self Contained - Non LED | Town GS | 5 | Urgent | B | 1 | 2025 | 5 | 1 | 2.2 | 4017 | 1241
External Lighting | General - LED | Town KW | 4 | Medium | B | 11 | 2035 | 5 | 3 | 3.2 | 23418 | 25131
Central Heating & Cooling | Fan - Bifurcated | Town AJ | 1 | Medium | B | 1 | 2025 | 5 | 3 | 3.2 | 23419 | 7538
Roller Shutters | External Manual Roller Shutter | Town LF | 1 | High | B | 11 | 2035 | 5 | 2 | 2.7 | 13473 | 24339
Fire Safety Systems | Manual and Automatic Doors - Emergency and Panic Escape Doors | Town KW | 1 | Urgent | B | 7 | 2031 | 5 | 1 | 2.2 | 4018 | 19277
Emergency Lighting | Illuminated Fire Exit Signage | Town II | 3 | Urgent | B | 11 | 2035 | 5 | 1 | 2.2 | 4019 | 23562
Heat Emitters | Electric Heaters | Town LG | 1 | Medium | B | 1 | 2025 | 5 | 3 | 3.2 | 23420 | 7539
Fire Safety Systems | Manual and Automatic Doors - Emergency and Panic Escape Doors | Town AY | 1 | Urgent | B | 11 | 2035 | 5 | 1 | 2.2 | 4020 | 23563
Fire Safety Systems | Fire Extinguishers - CO2 | Town KY | 5 | Urgent | B | 3 | 2027 | 5 | 1 | 2.2 | 4021 | 13284
Fire Safety Systems | Fire Extinguishers - Foam | Town AY | 3 | Urgent | B | 1 | 2025 | 5 | 1 | 2.2 | 4022 | 1242
Fire Safety Systems | Fire Blanket | Town AQ | 1 | Urgent | B | 1 | 2025 | 5 | 1 | 2.2 | 4023 | 1243
Fire Safety Systems | Fire Blanket | Town AJ | 1 | Urgent | B | 4 | 2028 | 5 | 1 | 2.2 | 4024 | 13809
LV Distribution | Sub Distribution Board | Town LC | 1 | High | D | 1 | 2025 | 3 | 2 | 2.1 | 1128 | 774
LV Distribution | Sub Distribution Board | Town GS | 1 | High | B | 6 | 2030 | 5 | 2 | 2.7 | 13474 | 17538
LV Distribution | Sub Distribution Board | Town AT | 1 | High | B | 1 | 2025 | 5 | 2 | 2.7 | 13475 | 3521
Fire Safety Systems | Fire Extinguishers - CO2 | Town KZ | 2 | Urgent | B | 6 | 2030 | 5 | 1 | 2.2 | 4025 | 16203
Air Conditioning | Single-Split Evaporator - Split Systems/Heat Pumps - Air-cooled with Direct Expansion Evaporator (DX) | Town KX | 1 | Medium | B | 1 | 2025 | 5 | 3 | 3.2 | 23421 | 7540
Roller Shutters | Internal Electric Roller Shutter | Town LE | 1 | Medium | B | 9 | 2033 | 5 | 3 | 3.2 | 23422 | 21738
AHU - Internal | Central Air Conditioning - Gas Fired | Town AJ | 1 | Medium | A | 18 | 2042 | 6 | 3 | 3.5 | 32502 | 31012
External Doors | Entrance Doors | Town AT | 1 | High | B | 11 | 2035 | 5 | 2 | 2.7 | 13476 | 24340
Emergency Lighting | Illuminated Fire Exit Signage | Town LC | 1 | Urgent | B | 12 | 2036 | 5 | 1 | 2.2 | 4026 | 25999
Air Conditioning | Multi-Split Condenser - Split Systems/Heat Pumps - Air-cooled with Direct Expansion Evaporator (DX) | Town GS | 1 | Medium | B | 1 | 2025 | 5 | 3 | 3.2 | 23423 | 7541
LV Distribution | Sub Distribution Board | Town LH | 1 | High | B | 1 | 2025 | 5 | 2 | 2.7 | 13477 | 3522
Emergency Lighting | Illuminated Fire Exit Signage | Town II | 1 | Urgent | B | 8 | 2032 | 5 | 1 | 2.2 | 4027 | 20377
Emergency Lighting | Externally Powered - LED | Town II | 7 | Urgent | B | 19 | 2043 | 5 | 1 | 2.2 | 4028 | 31058
Emergency Lighting | Self Contained - Non LED | Town KX | 3 | Urgent | B | 7 | 2031 | 5 | 1 | 2.2 | 4029 | 19278
Local Hot Water | Package Electric Water Heaters - Non-Drinking Water | Town KW | 1 | Medium | B | 8 | 2032 | 5 | 3 | 3.2 | 23424 | 20929
Local and Special Ventilation | Unit extract fans | Town GN | 1 | Medium | C | 6 | 2030 | 4 | 3 | 2.9 | 18566 | 17932
Heat Emitters | Gas Fired Unit Heaters | Town KY | 1 | Medium | B | 1 | 2025 | 5 | 3 | 3.2 | 23425 | 7542
Emergency Lighting | Illuminated Fire Exit Signage | Town II | 2 | Urgent | B | 8 | 2032 | 5 | 1 | 2.2 | 4030 | 20378
General Lighting | General - LED fittings & Luminaires | Town AY | 24 | Medium | C | 1 | 2025 | 4 | 3 | 2.9 | 18567 | 5497
Heat Emitters | Electric Heaters | Town LD | 2 | Medium | B | 4 | 2028 | 5 | 3 | 3.2 | 23426 | 14094
Emergency Lighting | Self Contained - LED | Town GN | 4 | Urgent | B | 15 | 2039 | 5 | 1 | 2.2 | 4031 | 27820
LV Distribution | Sub Distribution Board | Town AQ | 1 | High | B | 1 | 2025 | 5 | 2 | 2.7 | 13478 | 3523
Roller Shutters | External Manual Roller Shutter | Town GN | 1 | High | B | 2 | 2026 | 5 | 2 | 2.7 | 13479 | 12888
Emergency Lighting | Self Contained - LED | Town LC | 6 | Urgent | C | 17 | 2041 | 4 | 1 | 1.9 | 636 | 29970
Heat Emitters | Radiators - Steel | Town LC | 1 | Medium | B | 6 | 2030 | 5 | 3 | 3.2 | 23427 | 18603
LV Distribution | Sub Distribution Board | Town AT | 1 | High | B | 6 | 2030 | 5 | 2 | 2.7 | 13480 | 17539
Roller Shutters | Internal Electric Roller Shutter | Town GS | 1 | Medium | B | 11 | 2035 | 5 | 3 | 3.2 | 23428 | 25132
Air Conditioning | Single-Split Evaporator - Split Systems/Heat Pumps - Air-cooled with Direct Expansion Evaporator (DX) | Town KZ | 1 | Medium | B | 5 | 2029 | 5 | 3 | 3.2 | 23429 | 15010
Central Heating & Cooling | Fan - Bifurcated | Town AJ | 1 | Medium | B | 1 | 2025 | 5 | 3 | 3.2 | 23430 | 7543
Fire Safety Systems | Fire Extinguishers - Powder | Town KW | 1 | Urgent | B | 6 | 2030 | 5 | 1 | 2.2 | 4032 | 16204
AHU - Internal | Central Ventilation Systems - Ventilation Only | Town KX | 1 | Medium | B | 1 | 2025 | 5 | 3 | 3.2 | 23431 | 7544
Local Hot Water | Instantaneous Electric Water Heater - Non-Drinking Water | Town AY | 1 | Medium | B | 1 | 2025 | 5 | 3 | 3.2 | 23432 | 7545
Roller Shutters | External Electric Roller Shutter | Town II | 1 | High | B | 13 | 2037 | 5 | 2 | 2.7 | 13481 | 26968
Fire Safety Systems | Fire Extinguishers - Foam | Town AP | 1 | Urgent | B | 5 | 2029 | 5 | 1 | 2.2 | 4033 | 14354
Fire Safety Systems | Fire Extinguishers - CO2 | Town AP | 4 | Urgent | B | 5 | 2029 | 5 | 1 | 2.2 | 4034 | 14355
Emergency Lighting | Illuminated Fire Exit Signage | Town II | 1 | Urgent | B | 14 | 2038 | 5 | 1 | 2.2 | 4035 | 27354
Local and Special Ventilation | Fan - Centrifugal | Town A | 1 | Medium | B | 1 | 2025 | 5 | 3 | 3.2 | 23433 | 7546
Fire Safety Systems | Manual and Automatic Doors - Emergency and Panic Escape Doors | Town AQ | 1 | Urgent | B | 11 | 2035 | 5 | 1 | 2.2 | 4036 | 23564
Heat Emitters | Electric Heaters | Town IF | 1 | Medium | B | 3 | 2027 | 5 | 3 | 3.2 | 23434 | 13504
Air Conditioning | Multi-Split Evaporator - Split Systems/Heat Pumps - Air-cooled with Direct Expansion Evaporator (DX) | Town LO | 1 | Medium | B | 1 | 2025 | 5 | 3 | 3.2 | 23435 | 7547
LV Distribution | Sub Distribution Board | Town P | 1 | High | B | 10 | 2034 | 5 | 2 | 2.7 | 13482 | 22330
LV Distribution | Sub Distribution Board | Town LI | 1 | High | B | 12 | 2036 | 5 | 2 | 2.7 | 13483 | 26173
Heat Emitters | Electric Overdoor Air Curtain/Heater | Town HT | 1 | Medium | B | 1 | 2025 | 5 | 3 | 3.2 | 23436 | 7548
Local and Special Ventilation | Fan - Extract | Town LM | 1 | Medium | B | 1 | 2025 | 5 | 3 | 3.2 | 23437 | 7549
External Lighting | General - Non LED | Town LM | 1 | Medium | B | 1 | 2025 | 5 | 3 | 3.2 | 23438 | 7550
LV Distribution | Main Distribution Board | Town LK | 1 | High | B | 1 | 2025 | 5 | 2 | 2.7 | 13484 | 3524
Local and Special Ventilation | Fan - Window / Wall Mounted | Town HU | 1 | Medium | CX | 1 | 2025 | 2 | 3 | 2.3 | 10130 | 2080
Roller Shutters | External Electric Roller Shutter | Town HT | 1 | High | B | 1 | 2025 | 5 | 2 | 2.7 | 13485 | 3525
Roller Shutters | External Manual Roller Shutter | Town LM | 1 | High | B | 1 | 2025 | 5 | 2 | 2.7 | 13486 | 3526
External Doors | Entrance Doors | Town LP | 1 | High | B | 10 | 2034 | 5 | 2 | 2.7 | 13487 | 22331
External Doors | Entrance Doors | Town A | 1 | High | B | 11 | 2035 | 5 | 2 | 2.7 | 13488 | 24341
Roller Shutters | Internal Manual Roller Shutter | Town IF | 1 | Medium | B | 1 | 2025 | 5 | 3 | 3.2 | 23439 | 7551
Fire Safety Systems | Fire Alarm Panel / Repeater | Town AQ | 1 | Urgent | B | 1 | 2025 | 5 | 1 | 2.2 | 4037 | 1244
Central Ventilation Systems | Fan - Extract | Town LI | 1 | Medium | B | 7 | 2031 | 5 | 3 | 3.2 | 23440 | 19896
LV Distribution | Sub Distribution Board | Town LO | 1 | High | B | 4 | 2028 | 5 | 2 | 2.7 | 13489 | 13935
Local Hot Water | Instantaneous Electric Water Heater - Non-Drinking Water | Town LK | 1 | Medium | B | 3 | 2027 | 5 | 3 | 3.2 | 23441 | 13505
Fire Safety Systems | Manual and Automatic Doors - Emergency and Panic Escape Doors | Town HU | 1 | Urgent | B | 11 | 2035 | 5 | 1 | 2.2 | 4038 | 23565
Fire Safety Systems | Manual and Automatic Doors - Emergency and Panic Escape Doors | Town LI | 1 | Urgent | B | 17 | 2041 | 5 | 1 | 2.2 | 4039 | 30073
Heat Emitters | Radiators - Aluminium | Town LI | 4 | Medium | B | 1 | 2025 | 5 | 3 | 3.2 | 23442 | 7552
Emergency Lighting | Self Contained - LED | Town LI | 1 | Urgent | B | 17 | 2041 | 5 | 1 | 2.2 | 4040 | 30074
Fire Safety Systems | Fire Extinguishers - Powder | Town LI | 1 | Urgent | B | 2 | 2026 | 5 | 1 | 2.2 | 4041 | 12547
Fire Safety Systems | Fire Extinguishers - CO2 | Town LI | 4 | Urgent | B | 2 | 2026 | 5 | 1 | 2.2 | 4042 | 12548
Central Cooling | Fan - Axial | Town LO | 1 | Medium | B | 1 | 2025 | 5 | 3 | 3.2 | 23443 | 7553
General Lighting | General - LED fittings & Luminaires | Town LK | 24 | Medium | B | 16 | 2040 | 5 | 3 | 3.2 | 23444 | 29479
Fire Safety Systems | Fire Extinguishers - Foam | Town A | 1 | Urgent | B | 9 | 2033 | 5 | 1 | 2.2 | 4043 | 21293
External Doors | Entrance Doors | Town LI | 1 | High | B | 21 | 2045 | 5 | 2 | 2.7 | 13490 | 32610
Fire Safety Systems | Fire Extinguishers - Foam | Town AQ | 2 | Urgent | B | 2 | 2026 | 5 | 1 | 2.2 | 4044 | 12549
External Doors | Entrance Doors | Town IC | 1 | High | B | 11 | 2035 | 5 | 2 | 2.7 | 13491 | 24342
Emergency Lighting | Illuminated Fire Exit Signage | Town A | 2 | Urgent | B | 1 | 2025 | 5 | 1 | 2.2 | 4045 | 1245
Emergency Lighting | Illuminated Fire Exit Signage | Town LO | 1 | Urgent | B | 13 | 2037 | 5 | 1 | 2.2 | 4046 | 26847
Roller Shutters | External Manual Roller Shutter | Town LL | 1 | High | B | 5 | 2029 | 5 | 2 | 2.7 | 13492 | 14618
Emergency Lighting | Self Contained - LED | Town LM | 6 | Urgent | B | 21 | 2045 | 5 | 1 | 2.2 | 4047 | 31976
Heat Emitters | Electric Heaters | Town LP | 3 | Medium | B | 3 | 2027 | 5 | 3 | 3.2 | 23445 | 13506
Fire Safety Systems | Fire Extinguishers - CO2 | Town LP | 7 | Urgent | B | 6 | 2030 | 5 | 1 | 2.2 | 4048 | 16205
Fire Safety Systems | Fire Extinguishers - Foam | Town LO | 3 | Urgent | B | 9 | 2033 | 5 | 1 | 2.2 | 4049 | 21294
Air Conditioning | Single-Split Condenser - Split Systems/Heat Pumps - Air-cooled with Direct Expansion Evaporator (DX) | Town LI | 1 | Medium | B | 1 | 2025 | 5 | 3 | 3.2 | 23446 | 7554
Central Ventilation Systems | Fan - General Ventilation | Town LK | 1 | Low | B | 1 | 2025 | 5 | 4 | 3.7 | 32951 | 11931
Local Hot Water | Instantaneous Electric Water Heater - Non-Drinking Water | Town AQ | 1 | Medium | B | 1 | 2025 | 5 | 3 | 3.2 | 23447 | 7555
Roller Shutters | External Electric Roller Shutter | Town AQ | 1 | High | B | 1 | 2025 | 5 | 2 | 2.7 | 13493 | 3527
Air Conditioning | Multi-Split Evaporator - Split Systems/Heat Pumps - Air-cooled with Direct Expansion Evaporator (DX) | Town LM | 1 | Medium | B | 1 | 2025 | 5 | 3 | 3.2 | 23448 | 7556
Fire Safety Systems | Fire Blanket | Town LN | 1 | Urgent | B | 4 | 2028 | 5 | 1 | 2.2 | 4050 | 13810
Roller Shutters | Internal Electric Roller Shutter | Town IC | 1 | Medium | B | 15 | 2039 | 5 | 3 | 3.2 | 23449 | 28404
General Lighting | General - LED fittings & Luminaires | Town LI | 23 | Medium | B | 12 | 2036 | 5 | 3 | 3.2 | 23450 | 26464
General Lighting | General - LED fittings & Luminaires | Town LO | 16 | Medium | B | 13 | 2037 | 5 | 3 | 3.2 | 23451 | 27117
Fire Safety Systems | Fire Extinguishers - Foam | Town AQ | 4 | Urgent | B | 2 | 2026 | 5 | 1 | 2.2 | 4051 | 12550
LV Distribution | Main Distribution Board | Town A | 1 | High | B | 18 | 2042 | 5 | 2 | 2.7 | 13494 | 30812
Boiler | Combination Atmospheric Burner Gas Boiler | Town A | 1 | High | B | 1 | 2025 | 5 | 2 | 2.7 | 13495 | 3528
Local Hot Water | Instantaneous Electric Water Heater - Non-Drinking Water | Town HU | 1 | Medium | B | 11 | 2035 | 5 | 3 | 3.2 | 23452 | 25133
External Doors | Manual and Automatic Doors - Auto / Powered Sliding Doors | Town LN | 1 | High | B | 23 | 2047 | 5 | 2 | 2.7 | 13496 | 33194
Roller Shutters | External Electric Roller Shutter | Town LI | 1 | High | B | 7 | 2031 | 5 | 2 | 2.7 | 13497 | 19612
BMS | BMS Control Panel | Town LJ | 1 | High | B | 7 | 2031 | 5 | 2 | 2.7 | 13498 | 19613
General Lighting | General - LED fittings & Luminaires | Town HU | 16 | Medium | B | 12 | 2036 | 5 | 3 | 3.2 | 23453 | 26465
General Lighting | General - LED fittings & Luminaires | Town LI | 10 | Medium | B | 12 | 2036 | 5 | 3 | 3.2 | 23454 | 26466
Heat Emitters | Electric Heaters | Town A | 1 | Medium | B | 1 | 2025 | 5 | 3 | 3.2 | 23455 | 7557
Emergency Lighting | Self Contained - LED | Town A | 4 | Urgent | B | 1 | 2025 | 5 | 1 | 2.2 | 4052 | 1246
Local Hot Water | Instantaneous Electric Water Heater - Non-Drinking Water | Town HU | 1 | Medium | B | 7 | 2031 | 5 | 3 | 3.2 | 23456 | 19897
Local and Special Ventilation | Fan - Extract | Town A | 1 | Medium | CX | 1 | 2025 | 2 | 3 | 2.3 | 10131 | 2081
Emergency Lighting | Illuminated Fire Exit Signage | Town AQ | 3 | Urgent | B | 12 | 2036 | 5 | 1 | 2.2 | 4053 | 26000
General Lighting | General - LED fittings & Luminaires | Town AQ | 14 | Medium | B | 1 | 2025 | 5 | 3 | 3.2 | 23457 | 7558
LV Distribution | Sub Distribution Board | Town HU | 1 | High | B | 1 | 2025 | 5 | 2 | 2.7 | 13499 | 3529
Roller Shutters | External Electric Roller Shutter | Town LI | 1 | High | B | 17 | 2041 | 5 | 2 | 2.7 | 13500 | 30312
Fire Safety Systems | Manual and Automatic Doors - Emergency and Panic Escape Doors | Town A | 1 | Urgent | B | 11 | 2035 | 5 | 1 | 2.2 | 4054 | 23566
Fire Safety Systems | Fire Extinguishers - Foam | Town LL | 5 | Urgent | B | 6 | 2030 | 5 | 1 | 2.2 | 4055 | 16206
Heat Emitters | Electric Heaters | Town HU | 1 | Medium | B | 1 | 2025 | 5 | 3 | 3.2 | 23458 | 7559
Heat Emitters | Gas Fired Natural and Fan Assisted Heaters | Town LI | 1 | Medium | B | 1 | 2025 | 5 | 3 | 3.2 | 23459 | 7560
Roller Shutters | Internal Automatic Roller Shutter | Town LO | 1 | High | B | 9 | 2033 | 5 | 2 | 2.7 | 13501 | 21583
Local and Special Ventilation | Fan - Centrifugal | Town A | 1 | Medium | B | 1 | 2025 | 5 | 3 | 3.2 | 23460 | 7561
Heat Emitters | Gas Fired Natural and Fan Assisted Heaters | Town A | 1 | Medium | C | 1 | 2025 | 4 | 3 | 2.9 | 18568 | 5498
General Lighting | General - LED fittings & Luminaires | Town AQ | 10 | Medium | B | 12 | 2036 | 5 | 3 | 3.2 | 23461 | 26467
External Lighting | General - LED | Town LK | 8 | Medium | B | 11 | 2035 | 5 | 3 | 3.2 | 23462 | 25134
Emergency Lighting | Illuminated Fire Exit Signage | Town AQ | 5 | Urgent | B | 12 | 2036 | 5 | 1 | 2.2 | 4056 | 26001
General Lighting | General - LED fittings & Luminaires | Town LL | 4 | Medium | B | 16 | 2040 | 5 | 3 | 3.2 | 23463 | 29480
Emergency Lighting | Self Contained - LED | Town HU | 3 | Urgent | B | 11 | 2035 | 5 | 1 | 2.2 | 4057 | 23567
Local and Special Ventilation | Fan - Kitchen Extract | Town LK | 1 | Low | B | 11 | 2035 | 5 | 4 | 3.7 | 32952 | 25723
Roller Shutters | External Manual Roller Shutter | Town LI | 1 | High | B | 7 | 2031 | 5 | 2 | 2.7 | 13502 | 19614
Heat Emitters | Radiators - Steel | Town A | 3 | Medium | B | 1 | 2025 | 5 | 3 | 3.2 | 23464 | 7562
Fire Safety Systems | Fire Extinguishers - CO2 | Town LI | 2 | Urgent | B | 2 | 2026 | 5 | 1 | 2.2 | 4058 | 12551
Central Cooling | Fan - Axial | Town LJ | 1 | Medium | B | 1 | 2025 | 5 | 3 | 3.2 | 23465 | 7563
Local and Special Ventilation | Fan - Extract | Town LL | 1 | Medium | B | 5 | 2029 | 5 | 3 | 3.2 | 23466 | 15011
Fire Safety Systems | Fire Extinguishers - Powder | Town IC | 1 | Urgent | B | 9 | 2033 | 5 | 1 | 2.2 | 4059 | 21295
Air Conditioning | Single-Split Condenser - Split Systems/Heat Pumps - Air-cooled with Direct Expansion Evaporator (DX) | Town LI | 1 | Medium | B | 7 | 2031 | 5 | 3 | 3.2 | 23467 | 19898
LV Distribution | Sub Distribution Board | Town LJ | 1 | High | D | 5 | 2029 | 3 | 2 | 2.1 | 1129 | 14290
Roller Shutters | External Electric Roller Shutter | Town LI | 1 | High | B | 7 | 2031 | 5 | 2 | 2.7 | 13503 | 19615
General Lighting | General - LED fittings & Luminaires | Town LI | 25 | Medium | C | 2 | 2026 | 4 | 3 | 2.9 | 18569 | 12974
General Lighting | General - LED fittings & Luminaires | Town LI | 8 | Medium | B | 12 | 2036 | 5 | 3 | 3.2 | 23468 | 26468
Emergency Lighting | Illuminated Fire Exit Signage | Town LL | 1 | Urgent | B | 16 | 2040 | 5 | 1 | 2.2 | 4060 | 28750
LV Distribution | Sub Distribution Board | Town IC | 1 | High | B | 1 | 2025 | 5 | 2 | 2.7 | 13504 | 3530
Fire Safety Systems | Manual and Automatic Doors - Emergency and Panic Escape Doors | Town LK | 1 | Urgent | B | 30 | 2054 | 5 | 1 | 2.2 | 4061 | 33673
General Lighting | General - LED fittings & Luminaires | Town HU | 7 | Medium | C | 1 | 2025 | 4 | 3 | 2.9 | 18570 | 5499
General Lighting | General - LED fittings & Luminaires | Town A | 26 | Medium | B | 16 | 2040 | 5 | 3 | 3.2 | 23469 | 29481
Emergency Lighting | Self Contained - Non LED | Town AQ | 2 | Urgent | B | 1 | 2025 | 5 | 1 | 2.2 | 4062 | 1247
LV Distribution | Sub Distribution Board | Town LI | 1 | High | B | 12 | 2036 | 5 | 2 | 2.7 | 13505 | 26174
General Lighting | General - LED fittings & Luminaires | Town LM | 7 | Medium | B | 6 | 2030 | 5 | 3 | 3.2 | 23470 | 18604
Heat Emitters | Electric Heaters | Town HU | 1 | Medium | B | 1 | 2025 | 5 | 3 | 3.2 | 23471 | 7564
External Doors | Entrance Doors | Town A | 1 | High | B | 1 | 2025 | 5 | 2 | 2.7 | 13506 | 3531
Fire Safety Systems | Fire Alarm Panel / Repeater | Town LI | 1 | Urgent | B | 7 | 2031 | 5 | 1 | 2.2 | 4063 | 19279
Emergency Lighting | Self Contained - Non LED | Town LI | 12 | Urgent | C | 7 | 2031 | 4 | 1 | 1.9 | 637 | 19126
External Lighting | General - LED | Town HT | 1 | Medium | B | 1 | 2025 | 5 | 3 | 3.2 | 23472 | 7565
Heat Emitters | Electric Heaters | Town AQ | 2 | Medium | B | 1 | 2025 | 5 | 3 | 3.2 | 23473 | 7566
General Lighting | General - LED fittings & Luminaires | Town AQ | 13 | Medium | B | 1 | 2025 | 5 | 3 | 3.2 | 23474 | 7567
Heat Emitters | Gas Fired Natural and Fan Assisted Heaters | Town LI | 1 | Medium | B | 1 | 2025 | 5 | 3 | 3.2 | 23475 | 7568
LV Distribution | Sub Distribution Board | Town LI | 1 | High | D | 12 | 2036 | 3 | 2 | 2.1 | 1130 | 25931
Central Ventilation Systems | Fan - General Ventilation | Town P | 1 | Low | B | 1 | 2025 | 5 | 4 | 3.7 | 32953 | 11932
Central Cooling | Fan - Axial | Town LN | 1 | Medium | B | 3 | 2027 | 5 | 3 | 3.2 | 23476 | 13507
Barriers & Guardrails | Vehicle Crash Protection Barrier | Town A | 1 | V Low | B | 1 | 2025 | 5 | 4 | 3.7 | 32954 | 11933
Fire Safety Systems | Fire Alarm System | Town LM | 1 | Urgent | B | 1 | 2025 | 5 | 1 | 2.2 | 4064 | 1248
Emergency Lighting | Self Contained - LED | Town LN | 5 | Urgent | B | 18 | 2042 | 5 | 1 | 2.2 | 4065 | 30636
Central Ventilation Systems | Fan - General Ventilation | Town LP | 1 | Low | C | 1 | 2025 | 4 | 4 | 3.4 | 32414 | 11696
Roller Shutters | External Manual Roller Shutter | Town AQ | 1 | High | B | 1 | 2025 | 5 | 2 | 2.7 | 13507 | 3532
Roller Shutters | External Manual Roller Shutter | Town LL | 1 | High | B | 5 | 2029 | 5 | 2 | 2.7 | 13508 | 14619
Emergency Lighting | Self Contained - LED | Town A | 1 | Urgent | B | 21 | 2045 | 5 | 1 | 2.2 | 4066 | 31977
LV Distribution | Main Switch Panel at Supply Intake | Town IC | 1 | Medium | B | 1 | 2025 | 5 | 3 | 3.2 | 23477 | 7569
Roller Shutters | External Manual Roller Shutter | Town IC | 1 | High | B | 16 | 2040 | 5 | 2 | 2.7 | 13509 | 29146
Security Systems | Manual and Automatic Doors - High Security Door | Town LN | 1 | High | B | 23 | 2047 | 5 | 2 | 2.7 | 13510 | 33195
External Doors | Entrance Doors | Town HU | 1 | High | B | 11 | 2035 | 5 | 2 | 2.7 | 13511 | 24343
Fire Safety Systems | Fire Extinguishers - CO2 | Town A | 2 | Urgent | B | 7 | 2031 | 5 | 1 | 2.2 | 4067 | 19280
Fire Safety Systems | Fire Extinguishers - Foam | Town LN | 3 | Urgent | B | 6 | 2030 | 5 | 1 | 2.2 | 4068 | 16207
Roller Shutters | External Electric Roller Shutter | Town IC | 1 | High | B | 16 | 2040 | 5 | 2 | 2.7 | 13512 | 29147
Emergency Lighting | Self Contained - LED | Town A | 7 | Urgent | B | 18 | 2042 | 5 | 1 | 2.2 | 4069 | 30637
General Lighting | General - LED fittings & Luminaires | Town LI | 4 | Medium | B | 15 | 2039 | 5 | 3 | 3.2 | 23478 | 28405
Fire Safety Systems | Fire Extinguishers - CO2 | Town IF | 6 | Urgent | B | 6 | 2030 | 5 | 1 | 2.2 | 4070 | 16208
Fire Safety Systems | Fire Extinguishers - Foam | Town A | 5 | Urgent | B | 7 | 2031 | 5 | 1 | 2.2 | 4071 | 19281
Fire Safety Systems | Fire Extinguishers - Foam | Town LM | 4 | Urgent | B | 6 | 2030 | 5 | 1 | 2.2 | 4072 | 16209
Fire Safety Systems | Fire Extinguishers - CO2 | Town A | 5 | Urgent | B | 1 | 2025 | 5 | 1 | 2.2 | 4073 | 1249
Emergency Lighting | Self Contained - LED | Town LI | 10 | Urgent | B | 20 | 2044 | 5 | 1 | 2.2 | 4074 | 31451
General Lighting | General - LED fittings & Luminaires | Town AQ | 6 | Medium | B | 6 | 2030 | 5 | 3 | 3.2 | 23479 | 18605
Fire Safety Systems | Fire Extinguishers - Foam | Town AQ | 5 | Urgent | B | 2 | 2026 | 5 | 1 | 2.2 | 4075 | 12552
LV Distribution | Sub Distribution Board | Town LK | 1 | High | B | 8 | 2032 | 5 | 2 | 2.7 | 13513 | 20704
Heat Emitters | Gas Fired Natural and Fan Assisted Heaters | Town LI | 1 | Medium | DX | 1 | 2025 | 1 | 3 | 2 | 851 | 564
Heat Emitters | Gas Fired Natural and Fan Assisted Heaters | Town HU | 1 | Medium | B | 1 | 2025 | 5 | 3 | 3.2 | 23480 | 7570
Local and Special Ventilation | Fan - Centrifugal | Town A | 1 | Medium | CX | 1 | 2025 | 2 | 3 | 2.3 | 10132 | 2082
Central Cooling | Fan - Axial | Town LN | 1 | Medium | B | 3 | 2027 | 5 | 3 | 3.2 | 23481 | 13508
Local and Special Ventilation | Fan - Extract | Town A | 1 | Medium | CX | 1 | 2025 | 2 | 3 | 2.3 | 10133 | 2083
Heat Emitters | Gas Fired Natural and Fan Assisted Heaters | Town HU | 1 | Medium | CX | 1 | 2025 | 2 | 3 | 2.3 | 10134 | 2084
General Lighting | General - LED fittings & Luminaires | Town HU | 18 | Medium | C | 1 | 2025 | 4 | 3 | 2.9 | 18571 | 5500
Emergency Lighting | Illuminated Fire Exit Signage | Town AQ | 3 | Urgent | B | 12 | 2036 | 5 | 1 | 2.2 | 4076 | 26002
Local and Special Ventilation | Fan - Window / Wall Mounted | Town LO | 1 | Medium | B | 8 | 2032 | 5 | 3 | 3.2 | 23482 | 20930
Emergency Lighting | Self Contained - LED | Town LI | 4 | Urgent | B | 20 | 2044 | 5 | 1 | 2.2 | 4077 | 31452
General Lighting | General - LED fittings & Luminaires | Town AQ | 14 | Medium | B | 12 | 2036 | 5 | 3 | 3.2 | 23483 | 26469
Central Cooling | Fan - Axial | Town LO | 1 | Medium | B | 1 | 2025 | 5 | 3 | 3.2 | 23484 | 7571
Fire Safety Systems | Fire Extinguishers - Foam | Town LI | 1 | Urgent | B | 2 | 2026 | 5 | 1 | 2.2 | 4078 | 12553
External Doors | Entrance Doors | Town LM | 1 | High | C | 34 | 2058 | 4 | 2 | 2.4 | 10522 | 33862
Local and Special Ventilation | Fan - Extract | Town LI | 1 | Medium | CX | 1 | 2025 | 2 | 3 | 2.3 | 10135 | 2085
General Lighting | General - LED fittings & Luminaires | Town LO | 41 | Medium | B | 13 | 2037 | 5 | 3 | 3.2 | 23485 | 27118
External Doors | Entrance Doors | Town HU | 1 | High | B | 1 | 2025 | 5 | 2 | 2.7 | 13514 | 3533
Barriers & Guardrails | Vehicle Crash Protection Barrier | Town A | 1 | V Low | B | 1 | 2025 | 5 | 4 | 3.7 | 32955 | 11934
Heat Emitters | Electric Heaters | Town HU | 1 | Medium | B | 1 | 2025 | 5 | 3 | 3.2 | 23486 | 7572
Central Ventilation Systems | Fan - General Ventilation | Town LK | 1 | Low | B | 1 | 2025 | 5 | 4 | 3.7 | 32956 | 11935
Communication Systems | PA System | Town LJ | 1 | Medium | B | 5 | 2029 | 5 | 3 | 3.2 | 23487 | 15012
Emergency Lighting | Self Contained - LED | Town AQ | 15 | Urgent | B | 17 | 2041 | 5 | 1 | 2.2 | 4079 | 30075
Air Conditioning | Multi-Split Condenser - Split Systems/Heat Pumps - Air-cooled with Direct Expansion Evaporator (DX) | Town LK | 1 | Medium | B | 5 | 2029 | 5 | 3 | 3.2 | 23488 | 15013
Roller Shutters | External Manual Roller Shutter | Town LM | 1 | High | B | 1 | 2025 | 5 | 2 | 2.7 | 13515 | 3534
Boiler | Atmospheric Gas Burner/Condensing Combination Boiler (domestic type) | Town P | 1 | High | B | 4 | 2028 | 5 | 2 | 2.7 | 13516 | 13936
Emergency Lighting | Illuminated Fire Exit Signage | Town LI | 5 | Urgent | B | 2 | 2026 | 5 | 1 | 2.2 | 4080 | 12554
Local Hot Water | Instantaneous Electric Water Heater - Non-Drinking Water | Town LI | 1 | Medium | C | 7 | 2031 | 4 | 3 | 2.9 | 18572 | 19723
Roller Shutters | External Manual Roller Shutter | Town LL | 1 | High | B | 1 | 2025 | 5 | 2 | 2.7 | 13517 | 3535
Emergency Lighting | Illuminated Fire Exit Signage | Town LI | 6 | Urgent | B | 2 | 2026 | 5 | 1 | 2.2 | 4081 | 12555
General Lighting | General - LED fittings & Luminaires | Town AQ | 48 | Medium | B | 12 | 2036 | 5 | 3 | 3.2 | 23489 | 26470
Heat Emitters | Electric Heaters | Town LJ | 2 | Medium | B | 1 | 2025 | 5 | 3 | 3.2 | 23490 | 7573
Air Conditioning | Single-Split Condenser - Split Systems/Heat Pumps - Air-cooled with Direct Expansion Evaporator (DX) | Town LI | 1 | Medium | B | 1 | 2025 | 5 | 3 | 3.2 | 23491 | 7574
Fire Safety Systems | Fire Extinguishers - CO2 | Town LK | 2 | Urgent | B | 6 | 2030 | 5 | 1 | 2.2 | 4082 | 16210
Security Systems | Manual and Automatic Doors - High Security Door | Town A | 1 | High | B | 1 | 2025 | 5 | 2 | 2.7 | 13518 | 3536
Local and Special Ventilation | Fan - Window / Wall Mounted | Town LI | 1 | Medium | B | 1 | 2025 | 5 | 3 | 3.2 | 23492 | 7575
Emergency Lighting | Self Contained - Non LED | Town A | 8 | Urgent | B | 1 | 2025 | 5 | 1 | 2.2 | 4083 | 1250
LV Distribution | Main Distribution Board | Town A | 1 | High | B | 1 | 2025 | 5 | 2 | 2.7 | 13519 | 3537
Central Cooling | Fan - Axial | Town LN | 1 | Medium | B | 3 | 2027 | 5 | 3 | 3.2 | 23493 | 13509
External Doors | Entrance Doors | Town IC | 1 | High | B | 11 | 2035 | 5 | 2 | 2.7 | 13520 | 24344
Local Hot Water | Package Electric Water Heaters - Non-Drinking Water | Town LM | 1 | Medium | B | 1 | 2025 | 5 | 3 | 3.2 | 23494 | 7576
Heat Emitters | Gas Fired Unit Heaters | Town LN | 1 | Medium | B | 3 | 2027 | 5 | 3 | 3.2 | 23495 | 13510
Hot Water Distribution | Hot water cylinders | Town LJ | 1 | High | B | 10 | 2034 | 5 | 2 | 2.7 | 13521 | 22332
Local and Special Ventilation | Fan - Extract | Town LM | 1 | Medium | B | 1 | 2025 | 5 | 3 | 3.2 | 23496 | 7577
Emergency Lighting | Illuminated Fire Exit Signage | Town LL | 2 | Urgent | B | 16 | 2040 | 5 | 1 | 2.2 | 4084 | 28751
Heat Emitters | Radiators - Steel | Town P | 3 | Medium | B | 10 | 2034 | 5 | 3 | 3.2 | 23497 | 22739
Heat Emitters | Electric Heaters | Town HU | 2 | Medium | B | 1 | 2025 | 5 | 3 | 3.2 | 23498 | 7578
Emergency Lighting | Self Contained - LED | Town LO | 1 | Urgent | B | 18 | 2042 | 5 | 1 | 2.2 | 4085 | 30638
Air Conditioning | Multi-Split Condenser - Split Systems/Heat Pumps - Air-cooled with Direct Expansion Evaporator (DX) | Town LK | 1 | Medium | B | 5 | 2029 | 5 | 3 | 3.2 | 23499 | 15014
Roller Shutters | Internal Electric Roller Shutter | Town LK | 1 | Medium | B | 10 | 2034 | 5 | 3 | 3.2 | 23500 | 22740
Security Systems | Manual and Automatic Doors - High Security Door | Town LJ | 1 | High | B | 20 | 2044 | 5 | 2 | 2.7 | 13522 | 31612
Fire Safety Systems | Fire Alarm System | Town LM | 1 | Urgent | B | 1 | 2025 | 5 | 1 | 2.2 | 4086 | 1251
Emergency Lighting | Self Contained - LED | Town LP | 9 | Urgent | B | 22 | 2046 | 5 | 1 | 2.2 | 4087 | 32878
LV Distribution | Sub Distribution Board | Town HT | 1 | High | B | 1 | 2025 | 5 | 2 | 2.7 | 13523 | 3538
Air Conditioning | Single-Split Evaporator - Split Systems/Heat Pumps - Air-cooled with Direct Expansion Evaporator (DX) | Town LI | 1 | Medium | B | 1 | 2025 | 5 | 3 | 3.2 | 23501 | 7579
Local Hot Water | Package Electric Water Heaters - Non-Drinking Water | Town LI | 1 | Medium | B | 1 | 2025 | 5 | 3 | 3.2 | 23502 | 7580
Roller Shutters | External Manual Roller Shutter | Town LM | 1 | High | B | 1 | 2025 | 5 | 2 | 2.7 | 13524 | 3539
Roller Shutters | External Manual Roller Shutter | Town HU | 1 | High | B | 1 | 2025 | 5 | 2 | 2.7 | 13525 | 3540
General Lighting | General - LED fittings & Luminaires | Town LI | 29 | Medium | B | 1 | 2025 | 5 | 3 | 3.2 | 23503 | 7581
Air Conditioning | Single-Split Condenser - Split Systems/Heat Pumps - Air-cooled with Direct Expansion Evaporator (DX) | Town A | 1 | Medium | B | 1 | 2025 | 5 | 3 | 3.2 | 23504 | 7582
Air Conditioning | Multi-Split Evaporator - Split Systems/Heat Pumps - Air-cooled with Direct Expansion Evaporator (DX) | Town LO | 1 | Medium | B | 1 | 2025 | 5 | 3 | 3.2 | 23505 | 7583
Roller Shutters | External Manual Roller Shutter | Town LI | 1 | High | B | 7 | 2031 | 5 | 2 | 2.7 | 13526 | 19616
Roller Shutters | External Manual Roller Shutter | Town HU | 1 | High | B | 1 | 2025 | 5 | 2 | 2.7 | 13527 | 3541
Lifts | Disabled Lift - Electric | Town A | 1 | High | C | 1 | 2025 | 4 | 2 | 2.4 | 10523 | 2390
LV Distribution | Sub Distribution Board | Town AQ | 1 | High | B | 12 | 2036 | 5 | 2 | 2.7 | 13528 | 26175
LV Distribution | Sub Distribution Board | Town LI | 1 | High | B | 6 | 2030 | 5 | 2 | 2.7 | 13529 | 17540
Burner | Blown gas burner | Town P | 1 | Medium | B | 1 | 2025 | 5 | 3 | 3.2 | 23506 | 7584
Heat Emitters | Electric Heaters | Town LL | 4 | Medium | B | 3 | 2027 | 5 | 3 | 3.2 | 23507 | 13511
Fire Safety Systems | Fire Extinguishers - Water | Town LI | 3 | Urgent | B | 2 | 2026 | 5 | 1 | 2.2 | 4088 | 12556
LV Distribution | Sub Distribution Board | Town LQ | 1 | High | B | 1 | 2025 | 5 | 2 | 2.7 | 13530 | 3542
Air Conditioning | Multi-Split Evaporator - Split Systems/Heat Pumps - Air-cooled with Direct Expansion Evaporator (DX) | Town LP | 1 | Medium | B | 11 | 2035 | 5 | 3 | 3.2 | 23508 | 25135
LV Distribution | Sub Distribution Board | Town LX | 1 | High | D | 1 | 2025 | 3 | 2 | 2.1 | 1131 | 775
Local Hot Water | Instantaneous Electric Water Heater - Non-Drinking Water | Town BF | 1 | Medium | D | 1 | 2025 | 3 | 3 | 2.6 | 11099 | 2614
LV Distribution | Sub Distribution Board | Town ME | 1 | High | B | 1 | 2025 | 5 | 2 | 2.7 | 13531 | 3543
Boiler | Burner Forced Draught [Pressure Jet] Oil | Town LQ | 1 | Medium | B | 1 | 2025 | 5 | 3 | 3.2 | 23509 | 7585
Local and Special Ventilation | Fan - Axial | Town LV | 1 | Medium | B | 9 | 2033 | 5 | 3 | 3.2 | 23510 | 21739
Air Conditioning | Single-Split Condenser - Split Systems/Heat Pumps - Air-cooled with Direct Expansion Evaporator (DX) | Town MH | 1 | Medium | B | 1 | 2025 | 5 | 3 | 3.2 | 23511 | 7586
Local Hot Water | Instantaneous Electric Water Heater - Non-Drinking Water | Town ML | 1 | Medium | B | 1 | 2025 | 5 | 3 | 3.2 | 23512 | 7587
Burner | Blown gas burner | Town LY | 1 | Medium | B | 1 | 2025 | 5 | 3 | 3.2 | 23513 | 7588
Fire Safety Systems | Fire Alarm System | Town ML | 1 | Urgent | B | 1 | 2025 | 5 | 1 | 2.2 | 4089 | 1252
Multi-System Controls | Control Panel - Electrical Services (excluding Electrical Controllers and Pneumatic Relays) | Town LU | 1 | Medium | B | 1 | 2025 | 5 | 3 | 3.2 | 23514 | 7589
LV Distribution | Sub Distribution Board | Town LR | 1 | High | B | 6 | 2030 | 5 | 2 | 2.7 | 13532 | 17541
Boiler | Atmospheric Gas Burner/Condensing Combination Boiler (domestic type) | Town LP | 1 | High | B | 8 | 2032 | 5 | 2 | 2.7 | 13533 | 20705
Central Cooling | Fan - Axial | Town LQ | 1 | Medium | B | 1 | 2025 | 5 | 3 | 3.2 | 23515 | 7590
Emergency Lighting | Illuminated Fire Exit Signage | Town LW | 1 | Urgent | B | 16 | 2040 | 5 | 1 | 2.2 | 4090 | 28752
Roller Shutters | External Manual Roller Shutter | Town LT | 1 | High | B | 1 | 2025 | 5 | 2 | 2.7 | 13534 | 3544
Local and Special Ventilation | Fan - Extract | Town LS | 1 | Medium | B | 1 | 2025 | 5 | 3 | 3.2 | 23516 | 7591
General Lighting | General - LED fittings & Luminaires | Town LX | 34 | Medium | B | 10 | 2034 | 5 | 3 | 3.2 | 23517 | 22741
Air Conditioning | Multi-Split Evaporator - Split Systems/Heat Pumps - Air-cooled with Direct Expansion Evaporator (DX) | Town IH | 1 | Medium | B | 8 | 2032 | 5 | 3 | 3.2 | 23518 | 20931
Boiler | Atmospheric Gas Burner Boiler - Small and/or Wall Hung for Light Commercial Installation | Town LZ | 1 | Medium | B | 1 | 2025 | 5 | 3 | 3.2 | 23519 | 7592
Multi-System Controls | Control Panel - Electrical Services (excluding Electrical Controllers and Pneumatic Relays) | Town MB | 1 | Medium | B | 1 | 2025 | 5 | 3 | 3.2 | 23520 | 7593
Fuel Systems | Internal Fuel Transfer Pump - Diesel | Town LQ | 1 | Medium | A | 15 | 2039 | 6 | 3 | 3.5 | 32503 | 28565
Central Ventilation Systems | Fan - General Ventilation | Town LP | 1 | Low | A | 14 | 2038 | 6 | 4 | 4 | 33826 | 27708
Roller Shutters | External Electric Roller Shutter | Town LX | 1 | High | B | 1 | 2025 | 5 | 2 | 2.7 | 13535 | 3545
External Lighting | General - Non LED | Town LS | 1 | Medium | CX | 1 | 2025 | 2 | 3 | 2.3 | 10136 | 2086
Emergency Lighting | Illuminated Fire Exit Signage | Town LY | 1 | Urgent | B | 17 | 2041 | 5 | 1 | 2.2 | 4091 | 30076
Emergency Lighting | Self Contained - LED | Town LW | 1 | Urgent | B | 21 | 2045 | 5 | 1 | 2.2 | 4092 | 31978
Fire Safety Systems | Fire Extinguishers - Foam | Town LR | 3 | Urgent | B | 1 | 2025 | 5 | 1 | 2.2 | 4093 | 1253
LV Distribution | Sub Distribution Board | Town LX | 1 | High | B | 1 | 2025 | 5 | 2 | 2.7 | 13536 | 3546
Roller Shutters | External Manual Roller Shutter | Town KP | 1 | High | B | 1 | 2025 | 5 | 2 | 2.7 | 13537 | 3547
Emergency Lighting | Illuminated Fire Exit Signage | Town LR | 1 | Urgent | B | 12 | 2036 | 5 | 1 | 2.2 | 4094 | 26003
Air Conditioning | Single-Split Condenser - Split Systems/Heat Pumps - Air-cooled with Direct Expansion Evaporator (DX) | Town MD | 1 | Medium | B | 13 | 2037 | 5 | 3 | 3.2 | 23521 | 27119
Local and Special Ventilation | Unit extract fans | Town LX | 1 | Medium | D | 1 | 2025 | 3 | 3 | 2.6 | 11100 | 2615
Central Cooling | Fan - Axial | Town LU | 1 | Medium | B | 1 | 2025 | 5 | 3 | 3.2 | 23522 | 7594
Emergency Lighting | Illuminated Fire Exit Signage | Town MD | 5 | Urgent | B | 16 | 2040 | 5 | 1 | 2.2 | 4095 | 28753
Heat Emitters | Electric Heaters | Town LT | 1 | Medium | B | 1 | 2025 | 5 | 3 | 3.2 | 23523 | 7595
External Doors | Manual and Automatic Doors - Auto / Powered Swing Doors | Town LU | 1 | High | C | 8 | 2032 | 4 | 2 | 2.4 | 10524 | 20643
Access Control | Gate Access - Local Lock / Keypad / Manual (External) | Town H | 1 | Medium | B | 1 | 2025 | 5 | 3 | 3.2 | 23524 | 7596
Air Conditioning | Single-Split Condenser - Split Systems/Heat Pumps - Air-cooled with Direct Expansion Evaporator (DX) | Town MK | 1 | Medium | B | 1 | 2025 | 5 | 3 | 3.2 | 23525 | 7597
Fire Safety Systems | Manual and Automatic Doors - Emergency and Panic Escape Doors | Town MK | 1 | Urgent | B | 11 | 2035 | 5 | 1 | 2.2 | 4096 | 23568
Emergency Lighting | Self Contained - LED | Town MG | 7 | Urgent | B | 20 | 2044 | 5 | 1 | 2.2 | 4097 | 31453
Fire Safety Systems | Fire Extinguishers - CO2 | Town MK | 1 | Urgent | B | 6 | 2030 | 5 | 1 | 2.2 | 4098 | 16211
Fire Safety Systems | Fire Extinguishers - CO2 | Town ML | 3 | Urgent | B | 2 | 2026 | 5 | 1 | 2.2 | 4099 | 12557
General Lighting | General - LED fittings & Luminaires | Town H | 24 | Medium | B | 10 | 2034 | 5 | 3 | 3.2 | 23526 | 22742
Emergency Lighting | Illuminated Fire Exit Signage | Town MB | 3 | Urgent | B | 13 | 2037 | 5 | 1 | 2.2 | 4100 | 26848
Heat Emitters | Electric Heaters | Town MG | 1 | Medium | B | 3 | 2027 | 5 | 3 | 3.2 | 23527 | 13512
LV Distribution | Main Distribution Board | Town BF | 1 | High | B | 17 | 2041 | 5 | 2 | 2.7 | 13538 | 30313
Heat Emitters | Gas Fired Natural and Fan Assisted Heaters | Town MH | 1 | Medium | B | 5 | 2029 | 5 | 3 | 3.2 | 23528 | 15015
Roller Shutters | External Electric Roller Shutter | Town ME | 1 | High | B | 1 | 2025 | 5 | 2 | 2.7 | 13539 | 3548
Fire Safety Systems | Fire Extinguishers - CO2 | Town LX | 4 | Urgent | B | 9 | 2033 | 5 | 1 | 2.2 | 4101 | 21296
Central Heating & Cooling | Fan - General Ventilation | Town MK | 1 | Medium | B | 1 | 2025 | 5 | 3 | 3.2 | 23529 | 7598
Roller Shutters | External Electric Roller Shutter | Town MI | 1 | High | B | 1 | 2025 | 5 | 2 | 2.7 | 13540 | 3549
Emergency Lighting | Self Contained - LED | Town LR | 5 | Urgent | B | 11 | 2035 | 5 | 1 | 2.2 | 4102 | 23569
Fire Safety Systems | Fire Extinguishers - CO2 | Town MK | 3 | Urgent | B | 6 | 2030 | 5 | 1 | 2.2 | 4103 | 16212
Fire Safety Systems | Fire Extinguishers - CO2 | Town MA | 4 | Urgent | B | 6 | 2030 | 5 | 1 | 2.2 | 4104 | 16213
Central Heating & Cooling | Fan - General Ventilation | Town MK | 1 | Medium | B | 1 | 2025 | 5 | 3 | 3.2 | 23530 | 7599
Roller Shutters | Internal Electric Roller Shutter | Town MK | 1 | Medium | B | 1 | 2025 | 5 | 3 | 3.2 | 23531 | 7600
Emergency Lighting | Externally Powered - LED | Town MM | 4 | Urgent | B | 19 | 2043 | 5 | 1 | 2.2 | 4105 | 31059
Heat Emitters | Electric Heaters | Town KP | 1 | Medium | B | 1 | 2025 | 5 | 3 | 3.2 | 23532 | 7601
Roller Shutters | Internal Electric Roller Shutter | Town MH | 1 | Medium | B | 15 | 2039 | 5 | 3 | 3.2 | 23533 | 28406
Roller Shutters | External Electric Roller Shutter | Town LZ | 1 | High | B | 1 | 2025 | 5 | 2 | 2.7 | 13541 | 3550
Emergency Lighting | Illuminated Fire Exit Signage | Town KP | 1 | Urgent | B | 15 | 2039 | 5 | 1 | 2.2 | 4106 | 27821
Roller Shutters | External Electric Roller Shutter | Town MC | 1 | High | B | 20 | 2044 | 5 | 2 | 2.7 | 13542 | 31613
Access Control | Gate Access - Local Lock / Keypad / Manual (External) | Town LV | 1 | Medium | B | 1 | 2025 | 5 | 3 | 3.2 | 23534 | 7602
General Lighting | General - LED fittings & Luminaires | Town MA | 4 | Medium | B | 10 | 2034 | 5 | 3 | 3.2 | 23535 | 22743
Fire Safety Systems | Fire Extinguishers - Foam | Town LV | 3 | Urgent | B | 6 | 2030 | 5 | 1 | 2.2 | 4107 | 16214
Multi-System Controls | Control Panel - Electrical Services (excluding Electrical Controllers and Pneumatic Relays) | Town LV | 1 | Medium | B | 4 | 2028 | 5 | 3 | 3.2 | 23536 | 14095
Fire Safety Systems | Manual and Automatic Doors - Emergency and Panic Escape Doors | Town MA | 1 | Urgent | B | 21 | 2045 | 5 | 1 | 2.2 | 4108 | 31979
Access Control | Gate Access - Local Lock / Keypad / Manual (External) | Town MI | 1 | Medium | B | 1 | 2025 | 5 | 3 | 3.2 | 23537 | 7603
Fire Safety Systems | Fire Extinguishers - Foam | Town LS | 6 | Urgent | B | 9 | 2033 | 5 | 1 | 2.2 | 4109 | 21297
Fire Safety Systems | Manual and Automatic Doors - Emergency and Panic Escape Doors | Town MJ | 1 | Urgent | C | 6 | 2030 | 4 | 1 | 1.9 | 638 | 15706
External Doors | Manual and Automatic Doors - Auto / Powered Swing Doors | Town LU | 1 | High | C | 8 | 2032 | 4 | 2 | 2.4 | 10525 | 20644
Local and Special Ventilation | Fan - Window / Wall Mounted | Town LU | 1 | Medium | B | 10 | 2034 | 5 | 3 | 3.2 | 23538 | 22744
Security Systems | Manual and Automatic Doors - High Security Door | Town MK | 1 | High | B | 11 | 2035 | 5 | 2 | 2.7 | 13543 | 24345
General Lighting | General - LED fittings & Luminaires | Town KP | 1 | Medium | C | 1 | 2025 | 4 | 3 | 2.9 | 18573 | 5501
General Lighting | General - LED fittings & Luminaires | Town ML | 10 | Medium | B | 12 | 2036 | 5 | 3 | 3.2 | 23539 | 26471
Fire Safety Systems | Fire Extinguishers - Foam | Town LY | 3 | Urgent | B | 6 | 2030 | 5 | 1 | 2.2 | 4110 | 16215
LV Distribution | Sub Distribution Board | Town LU | 1 | High | B | 1 | 2025 | 5 | 2 | 2.7 | 13544 | 3551
Air Conditioning | Single-Split Evaporator - Split Systems/Heat Pumps - Air-cooled with Direct Expansion Evaporator (DX) | Town LZ | 1 | Medium | B | 5 | 2029 | 5 | 3 | 3.2 | 23540 | 15016
Heat Emitters | Gas Fired Unit Heaters | Town ME | 1 | Medium | B | 3 | 2027 | 5 | 3 | 3.2 | 23541 | 13513
Local and Special Ventilation | Fan - Axial | Town MD | 1 | Medium | C | 1 | 2025 | 4 | 3 | 2.9 | 18574 | 5502
External Lighting | General - LED | Town LT | 5 | Medium | B | 1 | 2025 | 5 | 3 | 3.2 | 23542 | 7604
Local and Special Ventilation | Fan - Window / Wall Mounted | Town ML | 1 | Medium | B | 1 | 2025 | 5 | 3 | 3.2 | 23543 | 7605
Local Hot Water | Instantaneous Electric Water Heater - Non-Drinking Water | Town BF | 1 | Medium | B | 11 | 2035 | 5 | 3 | 3.2 | 23544 | 25136
Central Ventilation Systems | Fan - Axial | Town LR | 1 | Medium | B | 1 | 2025 | 5 | 3 | 3.2 | 23545 | 7606
Local and Special Ventilation | Fan - Axial | Town ML | 1 | Medium | B | 1 | 2025 | 5 | 3 | 3.2 | 23546 | 7607
Lifts | Passenger Lift Hydraulic - Electric | Town LR | 1 | Medium | B | 6 | 2030 | 5 | 3 | 3.2 | 23547 | 18606
Roller Shutters | External Manual Roller Shutter | Town LT | 1 | High | B | 1 | 2025 | 5 | 2 | 2.7 | 13545 | 3552
External Doors | Entrance Doors | Town BF | 1 | High | B | 21 | 2045 | 5 | 2 | 2.7 | 13546 | 32611
Fire Safety Systems | Manual and Automatic Doors - Emergency and Panic Escape Doors | Town LU | 1 | Urgent | B | 8 | 2032 | 5 | 1 | 2.2 | 4111 | 20379
External Lighting | General - LED | Town LV | 2 | Medium | B | 11 | 2035 | 5 | 3 | 3.2 | 23548 | 25137
Air Conditioning | Single-Split Evaporator - Split Systems/Heat Pumps - Air-cooled with Direct Expansion Evaporator (DX) | Town LV | 1 | Medium | B | 5 | 2029 | 5 | 3 | 3.2 | 23549 | 15017
LV Distribution | Sub Distribution Board | Town ML | 1 | High | B | 6 | 2030 | 5 | 2 | 2.7 | 13547 | 17542
Central Ventilation Systems | Fan - General Ventilation | Town LY | 1 | Low | B | 1 | 2025 | 5 | 4 | 3.7 | 32957 | 11936
Heat Emitters | Gas Fired Natural and Fan Assisted Heaters | Town MG | 1 | Medium | B | 10 | 2034 | 5 | 3 | 3.2 | 23550 | 22745
AHU - Internal | Central Heating - Gas Fired (Internally Sourced) | Town LU | 1 | Medium | B | 1 | 2025 | 5 | 3 | 3.2 | 23551 | 7608
Heat Emitters | Gas Fired Unit Heaters | Town LZ | 1 | Medium | B | 3 | 2027 | 5 | 3 | 3.2 | 23552 | 13514
Fire Safety Systems | Fire Extinguishers - CO2 | Town LP | 1 | Urgent | A | 8 | 2032 | 6 | 1 | 2.5 | 10862 | 20654
Roller Shutters | Internal Automatic Roller Shutter | Town LQ | 1 | High | C | 19 | 2043 | 4 | 2 | 2.4 | 10526 | 31124
Emergency Lighting | Illuminated Fire Exit Signage | Town LP | 4 | Urgent | A | 18 | 2042 | 6 | 1 | 2.5 | 10863 | 30741
Emergency Lighting | Self Contained - LED | Town H | 1 | Urgent | B | 15 | 2039 | 5 | 1 | 2.2 | 4112 | 27822
Emergency Lighting | Self Contained - LED | Town ML | 3 | Urgent | B | 11 | 2035 | 5 | 1 | 2.2 | 4113 | 23570
Fire Safety Systems | Fire Extinguishers - Foam | Town MI | 8 | Urgent | A | 10 | 2034 | 6 | 1 | 2.5 | 10864 | 22212
Local Hot Water | Package Electric Water Heaters - Non-Drinking Water | Town LV | 1 | Medium | B | 1 | 2025 | 5 | 3 | 3.2 | 23553 | 7609
LV Distribution | Sub Distribution Board | Town MJ | 1 | High | B | 1 | 2025 | 5 | 2 | 2.7 | 13548 | 3553
General Lighting | General - LED fittings & Luminaires | Town MK | 91 | Medium | B | 16 | 2040 | 5 | 3 | 3.2 | 23554 | 29482
General Lighting | General - LED fittings & Luminaires | Town MH | 104 | Medium | B | 16 | 2040 | 5 | 3 | 3.2 | 23555 | 29483
General Lighting | General - LED fittings & Luminaires | Town LV | 6 | Medium | B | 4 | 2028 | 5 | 3 | 3.2 | 23556 | 14096
Air Conditioning | Single-Split Condenser - Split Systems/Heat Pumps - Air-cooled with Direct Expansion Evaporator (DX) | Town LV | 1 | Medium | B | 5 | 2029 | 5 | 3 | 3.2 | 23557 | 15018
Local and Special Ventilation | Fan - Axial | Town MD | 1 | Medium | C | 1 | 2025 | 4 | 3 | 2.9 | 18575 | 5503
Local and Special Ventilation | Fan - Axial | Town ML | 1 | Medium | B | 1 | 2025 | 5 | 3 | 3.2 | 23558 | 7610
Security Systems | Manual and Automatic Doors - High Security Door | Town IH | 1 | High | B | 28 | 2052 | 5 | 2 | 2.7 | 13549 | 33621
Multi-System Controls | Control Panel - Electrical Services (excluding Electrical Controllers and Pneumatic Relays) | Town LQ | 1 | Medium | B | 1 | 2025 | 5 | 3 | 3.2 | 23559 | 7611
Roller Shutters | External Manual Roller Shutter | Town KP | 1 | High | B | 1 | 2025 | 5 | 2 | 2.7 | 13550 | 3554
Emergency Lighting | Illuminated Fire Exit Signage | Town LR | 2 | Urgent | B | 12 | 2036 | 5 | 1 | 2.2 | 4114 | 26004
Emergency Lighting | Self Contained - LED | Town LQ | 7 | Urgent | B | 21 | 2045 | 5 | 1 | 2.2 | 4115 | 31980
Fire Safety Systems | Manual and Automatic Doors - Emergency and Panic Escape Doors | Town KP | 1 | Urgent | B | 21 | 2045 | 5 | 1 | 2.2 | 4116 | 31981
Fire Safety Systems | Fire Alarm Panel / Repeater | Town MD | 1 | Urgent | B | 1 | 2025 | 5 | 1 | 2.2 | 4117 | 1254
Access Control | Gate Access - Local Lock / Keypad / Manual (External) | Town LQ | 1 | Medium | B | 8 | 2032 | 5 | 3 | 3.2 | 23560 | 20932
Local and Special Ventilation | Fan - Axial | Town LT | 1 | Medium | B | 1 | 2025 | 5 | 3 | 3.2 | 23561 | 7612
Access Control | Gate Access - Local Lock / Keypad / Manual (External) | Town MF | 1 | Medium | B | 1 | 2025 | 5 | 3 | 3.2 | 23562 | 7613
Access Control | Gate Access - Local Lock / Keypad / Manual (External) | Town LX | 2 | Medium | B | 1 | 2025 | 5 | 3 | 3.2 | 23563 | 7614
External Lighting | General - LED | Town LW | 2 | Medium | B | 11 | 2035 | 5 | 3 | 3.2 | 23564 | 25138
General Lighting | General - LED fittings & Luminaires | Town LS | 6 | Medium | B | 1 | 2025 | 5 | 3 | 3.2 | 23565 | 7615
General Lighting | General - LED fittings & Luminaires | Town MC | 6 | Medium | B | 6 | 2030 | 5 | 3 | 3.2 | 23566 | 18607
Fire Safety Systems | Fire Extinguishers - Powder | Town LW | 1 | Urgent | B | 6 | 2030 | 5 | 1 | 2.2 | 4118 | 16216
Central Heating | Fan - Axial | Town ME | 1 | High | B | 3 | 2027 | 5 | 2 | 2.7 | 13551 | 13357
General Lighting | General - LED fittings & Luminaires | Town MJ | 43 | Medium | B | 16 | 2040 | 5 | 3 | 3.2 | 23567 | 29484
Access Control | Gate Access - Local Lock / Keypad / Manual (External) | Town ME | 2 | Medium | B | 7 | 2031 | 5 | 3 | 3.2 | 23568 | 19899
Emergency Lighting | Illuminated Fire Exit Signage | Town LR | 1 | Urgent | B | 12 | 2036 | 5 | 1 | 2.2 | 4119 | 26005
Emergency Lighting | Illuminated Fire Exit Signage | Town MB | 5 | Urgent | B | 8 | 2032 | 5 | 1 | 2.2 | 4120 | 20380
Roller Shutters | Internal Electric Roller Shutter | Town KP | 1 | Medium | B | 1 | 2025 | 5 | 3 | 3.2 | 23569 | 7616
Fire Safety Systems | Fire Extinguishers - Powder | Town LS | 1 | Urgent | B | 7 | 2031 | 5 | 1 | 2.2 | 4121 | 19282
LV Distribution | Sub Distribution Board | Town MI | 1 | High | B | 10 | 2034 | 5 | 2 | 2.7 | 13552 | 22333
General Lighting | General - LED fittings & Luminaires | Town LU | 27 | Medium | B | 16 | 2040 | 5 | 3 | 3.2 | 23570 | 29485
LV Distribution | Main Distribution Board | Town MH | 1 | High | B | 1 | 2025 | 5 | 2 | 2.7 | 13553 | 3555
Local and Special Ventilation | Fan - Window / Wall Mounted | Town LU | 1 | Medium | B | 1 | 2025 | 5 | 3 | 3.2 | 23571 | 7617
Roller Shutters | External Manual Roller Shutter | Town MC | 1 | High | B | 11 | 2035 | 5 | 2 | 2.7 | 13554 | 24346
Fire Safety Systems | Manual and Automatic Doors - Emergency and Panic Escape Doors | Town LQ | 1 | Urgent | B | 9 | 2033 | 5 | 1 | 2.2 | 4122 | 21298
Heat Emitters | Electric Heaters | Town MA | 4 | Medium | B | 1 | 2025 | 5 | 3 | 3.2 | 23572 | 7618
Fire Safety Systems | Fire Extinguishers - Powder | Town BF | 2 | Urgent | B | 8 | 2032 | 5 | 1 | 2.2 | 4123 | 20381
Air Conditioning | Single-Split Condenser - Split Systems/Heat Pumps - Air-cooled with Direct Expansion Evaporator (DX) | Town LV | 1 | Medium | B | 5 | 2029 | 5 | 3 | 3.2 | 23573 | 15019
Barriers & Guardrails | Vehicle Crash Protection Barrier | Town MD | 4 | V Low | D | 1 | 2025 | 3 | 4 | 3.1 | 19651 | 5871
Fire Safety Systems | Manual and Automatic Doors - Emergency and Panic Escape Doors | Town H | 1 | Urgent | B | 1 | 2025 | 5 | 1 | 2.2 | 4124 | 1255
Heat Emitters | Gas Fired Unit Heaters | Town MD | 1 | Medium | B | 7 | 2031 | 5 | 3 | 3.2 | 23574 | 19900
Central Heating | Fan - Axial | Town LX | 1 | High | B | 1 | 2025 | 5 | 2 | 2.7 | 13555 | 3556
Air Conditioning | Single-Split Condenser - Split Systems/Heat Pumps - Air-cooled with Direct Expansion Evaporator (DX) | Town IH | 1 | Medium | B | 7 | 2031 | 5 | 3 | 3.2 | 23575 | 19901
Emergency Lighting | Self Contained - LED | Town MA | 1 | Urgent | B | 21 | 2045 | 5 | 1 | 2.2 | 4125 | 31982
Central Cooling | Fan - Axial | Town LQ | 1 | Medium | B | 1 | 2025 | 5 | 3 | 3.2 | 23576 | 7619
Burner | Forced draft gas burner | Town LU | 1 | Medium | B | 14 | 2038 | 5 | 3 | 3.2 | 23577 | 27552
Fire Safety Systems | Fire Alarm Panel / Repeater | Town ME | 1 | Urgent | A | 14 | 2038 | 6 | 1 | 2.5 | 10865 | 27415
Roller Shutters | Internal Automatic Roller Shutter | Town LV | 1 | High | B | 9 | 2033 | 5 | 2 | 2.7 | 13556 | 21584
Emergency Lighting | Self Contained - LED | Town KP | 2 | Urgent | B | 20 | 2044 | 5 | 1 | 2.2 | 4126 | 31454
LV Distribution | Sub Distribution Board | Town LY | 1 | High | B | 9 | 2033 | 5 | 2 | 2.7 | 13557 | 21585
Central Cooling | Fan - Axial | Town LW | 1 | Medium | B | 1 | 2025 | 5 | 3 | 3.2 | 23578 | 7620
Emergency Lighting | Illuminated Fire Exit Signage | Town ML | 2 | Urgent | B | 12 | 2036 | 5 | 1 | 2.2 | 4127 | 26006
Emergency Lighting | Self Contained - Non LED | Town MB | 5 | Urgent | B | 4 | 2028 | 5 | 1 | 2.2 | 4128 | 13811
LV Distribution | Sub Distribution Board | Town MF | 1 | High | B | 6 | 2030 | 5 | 2 | 2.7 | 13558 | 17543
Fire Safety Systems | Manual and Automatic Doors - Emergency and Panic Escape Doors | Town MC | 1 | Urgent | B | 1 | 2025 | 5 | 1 | 2.2 | 4129 | 1256
General Lighting | General - LED fittings & Luminaires | Town KP | 10 | Medium | B | 16 | 2040 | 5 | 3 | 3.2 | 23579 | 29486
General Lighting | General - LED fittings & Luminaires | Town LT | 8 | Medium | B | 12 | 2036 | 5 | 3 | 3.2 | 23580 | 26472
Local and Special Ventilation | Unit extract fans | Town LZ | 1 | Medium | B | 1 | 2025 | 5 | 3 | 3.2 | 23581 | 7621
Fire Safety Systems | Fire Alarm Panel / Repeater | Town LS | 1 | Urgent | B | 11 | 2035 | 5 | 1 | 2.2 | 4130 | 23571
Fire Safety Systems | Fire Extinguishers - CO2 | Town MF | 2 | Urgent | B | 2 | 2026 | 5 | 1 | 2.2 | 4131 | 12558
Local and Special Ventilation | Fan - Window / Wall Mounted | Town ML | 1 | Medium | B | 1 | 2025 | 5 | 3 | 3.2 | 23582 | 7622
LV Distribution | Sub Distribution Board | Town LQ | 1 | High | B | 1 | 2025 | 5 | 2 | 2.7 | 13559 | 3557
Air Conditioning | Multi-Split Condenser - Split Systems/Heat Pumps - Air-cooled with Direct Expansion Evaporator (DX) | Town LT | 1 | Medium | B | 1 | 2025 | 5 | 3 | 3.2 | 23583 | 7623
External Doors | Entrance Doors | Town LP | 1 | High | B | 20 | 2044 | 5 | 2 | 2.7 | 13560 | 31614
Roller Shutters | Internal Electric Roller Shutter | Town MF | 1 | Medium | B | 11 | 2035 | 5 | 3 | 3.2 | 23584 | 25139
General Lighting | General - LED fittings & Luminaires | Town LR | 26 | Medium | B | 12 | 2036 | 5 | 3 | 3.2 | 23585 | 26473
Fire Safety Systems | Fire Extinguishers - CO2 | Town LU | 2 | Urgent | B | 6 | 2030 | 5 | 1 | 2.2 | 4132 | 16217
Fire Safety Systems | Manual and Automatic Doors - Emergency and Panic Escape Doors | Town MD | 1 | Urgent | B | 17 | 2041 | 5 | 1 | 2.2 | 4133 | 30077
Roller Shutters | External Manual Roller Shutter | Town KP | 1 | High | B | 1 | 2025 | 5 | 2 | 2.7 | 13561 | 3558
Fire Safety Systems | Fire Extinguishers - CO2 | Town MC | 1 | Urgent | B | 9 | 2033 | 5 | 1 | 2.2 | 4134 | 21299
Roller Shutters | External Manual Roller Shutter | Town LZ | 1 | High | B | 1 | 2025 | 5 | 2 | 2.7 | 13562 | 3559
Security Systems | Manual and Automatic Doors - High Security Door | Town LW | 1 | High | B | 8 | 2032 | 5 | 2 | 2.7 | 13563 | 20706
Heat Emitters | Radiators - Steel | Town LP | 4 | Medium | B | 17 | 2041 | 5 | 3 | 3.2 | 23586 | 30444
Roof | Cable and Track/Rail Based Safety Systems | Town LQ | 1 | High | B | 10 | 2034 | 5 | 2 | 2.7 | 13564 | 22334
General Lighting | General - LED fittings & Luminaires | Town MC | 3 | Medium | B | 6 | 2030 | 5 | 3 | 3.2 | 23587 | 18608
External Doors | Entrance Doors | Town LW | 1 | High | C | 8 | 2032 | 4 | 2 | 2.4 | 10527 | 20645
Central Cooling | Fan - Axial | Town MB | 1 | Medium | B | 1 | 2025 | 5 | 3 | 3.2 | 23588 | 7624
Emergency Lighting | Self Contained - LED | Town ME | 1 | Urgent | B | 15 | 2039 | 5 | 1 | 2.2 | 4135 | 27823
Heat Emitters | Gas Fired Unit Heaters | Town LV | 1 | Medium | B | 1 | 2025 | 5 | 3 | 3.2 | 23589 | 7625
Local and Special Ventilation | Fan - Centrifugal | Town MB | 1 | Medium | B | 1 | 2025 | 5 | 3 | 3.2 | 23590 | 7626
Heat Emitters | Radiators - Steel | Town MF | 1 | Medium | B | 1 | 2025 | 5 | 3 | 3.2 | 23591 | 7627
External Doors | Entrance Doors | Town MI | 1 | High | B | 11 | 2035 | 5 | 2 | 2.7 | 13565 | 24347
Emergency Lighting | Self Contained - LED | Town BF | 12 | Urgent | B | 21 | 2045 | 5 | 1 | 2.2 | 4136 | 31983
External Lighting | General - LED | Town LS | 1 | Medium | B | 11 | 2035 | 5 | 3 | 3.2 | 23592 | 25140
Emergency Lighting | Illuminated Fire Exit Signage | Town MC | 3 | Urgent | B | 11 | 2035 | 5 | 1 | 2.2 | 4137 | 23572
Heat Emitters | Radiators - Steel | Town MH | 1 | Medium | B | 10 | 2034 | 5 | 3 | 3.2 | 23593 | 22746
LV Distribution | Sub Distribution Board | Town MB | 1 | High | B | 1 | 2025 | 5 | 2 | 2.7 | 13566 | 3560
Local and Special Ventilation | Fan - Window / Wall Mounted | Town LW | 1 | Medium | B | 1 | 2025 | 5 | 3 | 3.2 | 23594 | 7628
Local and Special Ventilation | Fan - Window / Wall Mounted | Town KP | 1 | Medium | B | 1 | 2025 | 5 | 3 | 3.2 | 23595 | 7629
Local and Special Ventilation | Fan - Extract | Town MK | 1 | Medium | B | 1 | 2025 | 5 | 3 | 3.2 | 23596 | 7630
LV Distribution | Sub Distribution Board | Town MA | 1 | High | B | 10 | 2034 | 5 | 2 | 2.7 | 13567 | 22335
Fire Safety Systems | Manual and Automatic Doors - Emergency and Panic Escape Doors | Town ML | 1 | Urgent | B | 11 | 2035 | 5 | 1 | 2.2 | 4138 | 23573
Specialist Lighting | Illuminated External Signs | Town MF | 3 | Medium | B | 1 | 2025 | 5 | 3 | 3.2 | 23597 | 7631
External Lighting | General - LED | Town MC | 5 | Medium | B | 1 | 2025 | 5 | 3 | 3.2 | 23598 | 7632
General Lighting | General - LED fittings & Luminaires | Town MD | 9 | Medium | B | 4 | 2028 | 5 | 3 | 3.2 | 23599 | 14097
Air Conditioning | Single-Split Condenser - Split Systems/Heat Pumps - Air-cooled with Direct Expansion Evaporator (DX) | Town IH | 1 | Medium | B | 7 | 2031 | 5 | 3 | 3.2 | 23600 | 19902
Fire Safety Systems | Manual and Automatic Doors - Emergency and Panic Escape Doors | Town MD | 1 | Urgent | D | 16 | 2040 | 3 | 1 | 1.6 | 433 | 28594
Local and Special Ventilation | Fan - Axial | Town MA | 1 | Medium | B | 3 | 2027 | 5 | 3 | 3.2 | 23601 | 13515
Security Systems | Manual and Automatic Doors - High Security Door | Town MK | 1 | High | B | 11 | 2035 | 5 | 2 | 2.7 | 13568 | 24348
Air Conditioning | Single-Split Condenser - Split Systems/Heat Pumps - Air-cooled with Direct Expansion Evaporator (DX) | Town MK | 1 | Medium | B | 1 | 2025 | 5 | 3 | 3.2 | 23602 | 7633
Security Systems | Manual and Automatic Doors - High Security Door | Town MB | 1 | High | C | 14 | 2038 | 4 | 2 | 2.4 | 10528 | 27404
LV Distribution | Main Distribution Board | Town BF | 1 | High | B | 17 | 2041 | 5 | 2 | 2.7 | 13569 | 30314
Fire Safety Systems | Fire Alarm Panel / Repeater | Town MJ | 1 | Urgent | B | 6 | 2030 | 5 | 1 | 2.2 | 4139 | 16218
External Doors | Entrance Doors | Town LZ | 1 | High | B | 11 | 2035 | 5 | 2 | 2.7 | 13570 | 24349
Emergency Lighting | Self Contained - LED | Town LX | 7 | Urgent | B | 15 | 2039 | 5 | 1 | 2.2 | 4140 | 27824
Fire Safety Systems | Fire Extinguishers - Foam - P50 | Town ML | 3 | Urgent | B | 2 | 2026 | 5 | 1 | 2.2 | 4141 | 12559
Boiler | Atmospheric Gas Burner/Condensing Combination Boiler | Town LU | 1 | Medium | B | 6 | 2030 | 5 | 3 | 3.2 | 23603 | 18609
Roller Shutters | Internal Automatic Roller Shutter | Town LU | 1 | High | B | 1 | 2025 | 5 | 2 | 2.7 | 13571 | 3561
Emergency Lighting | Self Contained - Non LED | Town MJ | 1 | Urgent | B | 3 | 2027 | 5 | 1 | 2.2 | 4142 | 13285
External Lighting | General - LED | Town ML | 2 | Medium | B | 7 | 2031 | 5 | 3 | 3.2 | 23604 | 19903
Central Cooling | Fan - Axial | Town LQ | 1 | Medium | B | 1 | 2025 | 5 | 3 | 3.2 | 23605 | 7634
Lifts | Disabled Lift - Electric | Town IH | 1 | High | B | 8 | 2032 | 5 | 2 | 2.7 | 13572 | 20707
Emergency Lighting | Illuminated Fire Exit Signage | Town BF | 5 | Urgent | B | 16 | 2040 | 5 | 1 | 2.2 | 4143 | 28754
Fire Safety Systems | Fire Extinguishers - Foam | Town ME | 3 | Urgent | B | 8 | 2032 | 5 | 1 | 2.2 | 4144 | 20382
Air Conditioning | Multi-Split Evaporator - Split Systems/Heat Pumps - Air-cooled with Direct Expansion Evaporator (DX) | Town LP | 1 | Medium | B | 11 | 2035 | 5 | 3 | 3.2 | 23606 | 25141
Heat Emitters | Gas Fired Unit Heaters | Town ME | 1 | Medium | B | 3 | 2027 | 5 | 3 | 3.2 | 23607 | 13516
Fire Safety Systems | Fire Extinguishers - CO2 | Town LZ | 3 | Urgent | B | 1 | 2025 | 5 | 1 | 2.2 | 4145 | 1257
LV Distribution | Sub Distribution Board | Town LU | 1 | High | B | 16 | 2040 | 5 | 2 | 2.7 | 13573 | 29148
BMS | BMS Control Panel | Town LQ | 1 | High | B | 7 | 2031 | 5 | 2 | 2.7 | 13574 | 19617
General Lighting | General - LED fittings & Luminaires | Town LX | 98 | Medium | B | 10 | 2034 | 5 | 3 | 3.2 | 23608 | 22747
Fire Safety Systems | Fire Extinguishers - CO2 | Town LR | 1 | Urgent | B | 2 | 2026 | 5 | 1 | 2.2 | 4146 | 12560
LV Distribution | Sub Distribution Board | Town ML | 1 | High | B | 6 | 2030 | 5 | 2 | 2.7 | 13575 | 17544
Roller Shutters | External Manual Roller Shutter | Town H | 1 | High | B | 1 | 2025 | 5 | 2 | 2.7 | 13576 | 3562
General Lighting | General - LED fittings & Luminaires | Town MD | 68 | Medium | B | 16 | 2040 | 5 | 3 | 3.2 | 23609 | 29487
Emergency Lighting | Self Contained - Non LED | Town MD | 4 | Urgent | B | 6 | 2030 | 5 | 1 | 2.2 | 4147 | 16219
Local and Special Ventilation | Unit extract fans | Town LX | 1 | Medium | B | 1 | 2025 | 5 | 3 | 3.2 | 23610 | 7635
General Lighting | General - LED fittings & Luminaires | Town LU | 27 | Medium | B | 16 | 2040 | 5 | 3 | 3.2 | 23611 | 29488
Specialist Lighting | Illuminated External Signs | Town ML | 1 | Medium | B | 1 | 2025 | 5 | 3 | 3.2 | 23612 | 7636
External Lighting | General - Non LED | Town LX | 3 | Medium | B | 1 | 2025 | 5 | 3 | 3.2 | 23613 | 7637
Air Conditioning | Single-Split Condenser - Split Systems/Heat Pumps - Air-cooled with Direct Expansion Evaporator (DX) | Town LV | 1 | Medium | B | 5 | 2029 | 5 | 3 | 3.2 | 23614 | 15020
Air Conditioning | Single-Split Evaporator - Split Systems/Heat Pumps - Air-cooled with Direct Expansion Evaporator (DX) | Town MB | 1 | Medium | B | 6 | 2030 | 5 | 3 | 3.2 | 23615 | 18610
Heat Emitters | Gas Fired Natural and Fan Assisted Heaters | Town ML | 1 | Medium | B | 1 | 2025 | 5 | 3 | 3.2 | 23616 | 7638
Emergency Lighting | Illuminated Fire Exit Signage | Town MH | 7 | Urgent | B | 15 | 2039 | 5 | 1 | 2.2 | 4148 | 27825
Access Control | Door Lock / Keypad / Manual | Town MD | 2 | Medium | B | 11 | 2035 | 5 | 3 | 3.2 | 23617 | 25142
Emergency Lighting | Self Contained - Non LED | Town LW | 2 | Urgent | B | 1 | 2025 | 5 | 1 | 2.2 | 4149 | 1258
Heat Emitters | Radiators - Steel | Town LU | 3 | Medium | B | 1 | 2025 | 5 | 3 | 3.2 | 23618 | 7639
Fire Safety Systems | Fire Extinguishers - Foam | Town LU | 2 | Urgent | B | 6 | 2030 | 5 | 1 | 2.2 | 4150 | 16220
Roller Shutters | External Electric Roller Shutter | Town ME | 1 | High | B | 1 | 2025 | 5 | 2 | 2.7 | 13577 | 3563
Local and Special Ventilation | Fan - Window / Wall Mounted | Town LQ | 1 | Medium | B | 1 | 2025 | 5 | 3 | 3.2 | 23619 | 7640
Emergency Lighting | Self Contained - LED | Town MI | 2 | Urgent | B | 15 | 2039 | 5 | 1 | 2.2 | 4151 | 27826
Fire Safety Systems | Fire Blanket | Town LV | 1 | Urgent | B | 4 | 2028 | 5 | 1 | 2.2 | 4152 | 13812
Roller Shutters | External Manual Roller Shutter | Town MR | 1 | High | B | 11 | 2035 | 5 | 2 | 2.7 | 13578 | 24350
Local Hot Water | Package Electric Water Heaters - Non-Drinking Water | Town MY | 1 | Medium | B | 6 | 2030 | 5 | 3 | 3.2 | 23620 | 18611
Roller Shutters | External Manual Roller Shutter | Town EK | 1 | High | B | 1 | 2025 | 5 | 2 | 2.7 | 13579 | 3564
Roller Shutters | Internal Electric Roller Shutter | Town MN | 1 | Medium | B | 11 | 2035 | 5 | 3 | 3.2 | 23621 | 25143
Roller Shutters | External Manual Roller Shutter | Town LX | 1 | High | B | 1 | 2025 | 5 | 2 | 2.7 | 13580 | 3565
Air Conditioning | Multi-Split Evaporator - Split Systems/Heat Pumps - Air-cooled with Direct Expansion Evaporator (DX) | Town MV | 1 | Medium | B | 8 | 2032 | 5 | 3 | 3.2 | 23622 | 20933
LV Distribution | Sub Distribution Board | Town EK | 1 | High | B | 1 | 2025 | 5 | 2 | 2.7 | 13581 | 3566
Lifts | Disabled Lift - Electric | Town JC | 1 | High | B | 1 | 2025 | 5 | 2 | 2.7 | 13582 | 3567
Roller Shutters | Internal Electric Roller Shutter | Town MP | 1 | Medium | B | 17 | 2041 | 5 | 3 | 3.2 | 23623 | 30445
Boiler | Atmospheric Gas Burner Boiler - Small and/or Wall Hung for Light Commercial Installation | Town MX | 1 | Medium | B | 6 | 2030 | 5 | 3 | 3.2 | 23624 | 18612
Heat Emitters | Gas Fired Unit Heaters | Town MX | 1 | Medium | B | 6 | 2030 | 5 | 3 | 3.2 | 23625 | 18613
LV Distribution | Main Distribution Board | Town JC | 1 | High | B | 1 | 2025 | 5 | 2 | 2.7 | 13583 | 3568
Central Ventilation Systems | Fan - General Ventilation | Town DN | 1 | Low | B | 1 | 2025 | 5 | 4 | 3.7 | 32958 | 11937
LV Distribution | Sub Distribution Board | Town DN | 1 | High | A | 18 | 2042 | 6 | 2 | 3 | 19540 | 30904
Local and Special Ventilation | Fan - Kitchen Extract | Town DN | 1 | Low | B | 5 | 2029 | 5 | 4 | 3.7 | 32959 | 15617
Roller Shutters | External Manual Roller Shutter | Town EK | 1 | High | B | 1 | 2025 | 5 | 2 | 2.7 | 13584 | 3569
Fire Safety Systems | Manual and Automatic Doors - Emergency and Panic Escape Doors | Town DN | 1 | Urgent | B | 20 | 2044 | 5 | 1 | 2.2 | 4153 | 31455
Air Conditioning | Single-Split Condenser - Split Systems/Heat Pumps - Air-cooled with Direct Expansion Evaporator (DX) | Town JC | 1 | Medium | B | 4 | 2028 | 5 | 3 | 3.2 | 23626 | 14098
Air Conditioning | Single-Split Evaporator - Split Systems/Heat Pumps - Air-cooled with Direct Expansion Evaporator (DX) | Town MO | 1 | Medium | B | 1 | 2025 | 5 | 3 | 3.2 | 23627 | 7641
Air Conditioning | Single-Split Condenser - Split Systems/Heat Pumps - Air-cooled with Direct Expansion Evaporator (DX) | Town MN | 1 | Medium | A | 13 | 2037 | 6 | 3 | 3.5 | 32504 | 27288
Fire Safety Systems | Manual and Automatic Doors - Emergency and Panic Escape Doors | Town MX | 1 | Urgent | B | 9 | 2033 | 5 | 1 | 2.2 | 4154 | 21300
Local and Special Ventilation | Fan - Window / Wall Mounted | Town MN | 1 | Medium | B | 5 | 2029 | 5 | 3 | 3.2 | 23628 | 15021
Roller Shutters | Internal Electric Roller Shutter | Town EK | 1 | Medium | B | 21 | 2045 | 5 | 3 | 3.2 | 23629 | 32793
Emergency Lighting | Self Contained - Non LED | Town MX | 1 | Urgent | B | 6 | 2030 | 5 | 1 | 2.2 | 4155 | 16221
Heat Emitters | Electric Heaters | Town MW | 1 | Medium | B | 1 | 2025 | 5 | 3 | 3.2 | 23630 | 7642
Fire Safety Systems | Fire Extinguishers - CO2 | Town MP | 1 | Urgent | B | 8 | 2032 | 5 | 1 | 2.2 | 4156 | 20383
Central Ventilation Systems | Fan - General Ventilation | Town DN | 1 | Low | B | 1 | 2025 | 5 | 4 | 3.7 | 32960 | 11938
Central Ventilation Systems | Fan - General Ventilation | Town JC | 1 | Low | B | 1 | 2025 | 5 | 4 | 3.7 | 32961 | 11939
Access Control | Door Lock / Keypad / Manual | Town DN | 2 | Medium | B | 5 | 2029 | 5 | 3 | 3.2 | 23631 | 15022
Access Control | Door Lock / Keypad / Manual | Town JC | 2 | Medium | B | 1 | 2025 | 5 | 3 | 3.2 | 23632 | 7643
Emergency Lighting | Illuminated Fire Exit Signage | Town MQ | 5 | Urgent | B | 16 | 2040 | 5 | 1 | 2.2 | 4157 | 28755
Fire Safety Systems | Fire Extinguishers - Foam | Town EK | 3 | Urgent | B | 2 | 2026 | 5 | 1 | 2.2 | 4158 | 12561
General Lighting | General - LED fittings & Luminaires | Town EK | 73 | Medium | B | 12 | 2036 | 5 | 3 | 3.2 | 23633 | 26474
Emergency Lighting | Self Contained - Non LED | Town MO | 11 | Urgent | B | 15 | 2039 | 5 | 1 | 2.2 | 4159 | 27827
External Doors | Entrance Doors | Town JC | 1 | High | B | 11 | 2035 | 5 | 2 | 2.7 | 13585 | 24351
Roller Shutters | External Manual Roller Shutter | Town JC | 1 | High | B | 1 | 2025 | 5 | 2 | 2.7 | 13586 | 3570
Local and Special Ventilation | Fan - Extract | Town NC | 1 | Medium | B | 1 | 2025 | 5 | 3 | 3.2 | 23634 | 7644
Emergency Lighting | Self Contained - LED | Town MQ | 4 | Urgent | B | 21 | 2045 | 5 | 1 | 2.2 | 4160 | 31984
Air Conditioning | Multi-Split Condenser - Split Systems/Heat Pumps - Air-cooled with Direct Expansion Evaporator (DX) | Town MV | 1 | Medium | B | 8 | 2032 | 5 | 3 | 3.2 | 23635 | 20934
Emergency Lighting | Self Contained - LED | Town MU | 5 | Urgent | B | 21 | 2045 | 5 | 1 | 2.2 | 4161 | 31985
Fire Safety Systems | Fire Extinguishers - CO2 | Town DN | 1 | Urgent | B | 6 | 2030 | 5 | 1 | 2.2 | 4162 | 16222
Heat Emitters | Gas Fired Unit Heaters | Town MQ | 1 | Medium | B | 6 | 2030 | 5 | 3 | 3.2 | 23636 | 18614
General Lighting | General - LED fittings & Luminaires | Town MO | 40 | Medium | B | 17 | 2041 | 5 | 3 | 3.2 | 23637 | 30446
Fire Safety Systems | Fire Extinguishers - CO2 | Town MU | 4 | Urgent | B | 6 | 2030 | 5 | 1 | 2.2 | 4163 | 16223
Fire Safety Systems | Fire Extinguishers - Powder | Town MY | 1 | Urgent | B | 8 | 2032 | 5 | 1 | 2.2 | 4164 | 20384
Local and Special Ventilation | Fan - Kitchen Extract | Town NA | 1 | Low | B | 9 | 2033 | 5 | 4 | 3.7 | 32962 | 21937
General Lighting | General - LED fittings & Luminaires | Town MZ | 20 | Medium | B | 17 | 2041 | 5 | 3 | 3.2 | 23638 | 30447
Heat Emitters | Electric Heaters | Town MY | 2 | Medium | B | 2 | 2026 | 5 | 3 | 3.2 | 23639 | 13066
LV Distribution | Sub Distribution Board | Town LX | 1 | High | B | 1 | 2025 | 5 | 2 | 2.7 | 13587 | 3571
Fire Safety Systems | Fire Alarm Panel / Repeater | Town MX | 1 | Urgent | B | 1 | 2025 | 5 | 1 | 2.2 | 4165 | 1259
Emergency Lighting | Self Contained - Non LED | Town MV | 1 | Urgent | B | 10 | 2034 | 5 | 1 | 2.2 | 4166 | 22033
Fire Safety Systems | Fire Extinguishers - Foam | Town MN | 2 | Urgent | A | 10 | 2034 | 6 | 1 | 2.5 | 10866 | 22213
Heat Emitters | Radiators - Steel | Town MP | 1 | Medium | B | 10 | 2034 | 5 | 3 | 3.2 | 23640 | 22748
Heat Emitters | Radiators - Steel | Town NB | 5 | Medium | B | 13 | 2037 | 5 | 3 | 3.2 | 23641 | 27120
Roller Shutters | External Electric Roller Shutter | Town MZ | 1 | High | B | 1 | 2025 | 5 | 2 | 2.7 | 13588 | 3572
Solar Power Generation | Solar Collectors | Town DN | 1 | Low | B | 22 | 2046 | 5 | 4 | 3.7 | 32963 | 33055
Fire Safety Systems | Manual and Automatic Doors - Emergency and Panic Escape Doors | Town LX | 1 | Urgent | C | 10 | 2034 | 4 | 1 | 1.9 | 639 | 21948
General Lighting | General - LED fittings & Luminaires | Town MX | 46 | Medium | B | 16 | 2040 | 5 | 3 | 3.2 | 23642 | 29489
Local and Special Ventilation | Fan - Extract | Town EK | 1 | Medium | B | 1 | 2025 | 5 | 3 | 3.2 | 23643 | 7645
LV Distribution | Sub Distribution Board | Town MO | 1 | High | C | 1 | 2025 | 4 | 2 | 2.4 | 10529 | 2391
Roller Shutters | Internal Electric Roller Shutter | Town MR | 1 | Medium | B | 15 | 2039 | 5 | 3 | 3.2 | 23644 | 28407
External Doors | Entrance Doors | Town MZ | 1 | High | B | 6 | 2030 | 5 | 2 | 2.7 | 13589 | 17545
Emergency Lighting | Self Contained - LED | Town LX | 1 | Urgent | B | 15 | 2039 | 5 | 1 | 2.2 | 4167 | 27828
Local and Special Ventilation | Fan - Window / Wall Mounted | Town MQ | 1 | Medium | B | 6 | 2030 | 5 | 3 | 3.2 | 23645 | 18615
Fire Safety Systems | Manual and Automatic Doors - Emergency and Panic Escape Doors | Town MR | 1 | Urgent | B | 21 | 2045 | 5 | 1 | 2.2 | 4168 | 31986
External Doors | Entrance Doors | Town EK | 1 | High | B | 1 | 2025 | 5 | 2 | 2.7 | 13590 | 3573
Emergency Lighting | Self Contained - LED | Town NB | 10 | Urgent | B | 15 | 2039 | 5 | 1 | 2.2 | 4169 | 27829
Local Hot Water | Instantaneous Electric Water Heater - Non-Drinking Water | Town EK | 1 | Medium | B | 10 | 2034 | 5 | 3 | 3.2 | 23646 | 22749
Local and Special Ventilation | Fan - Axial | Town MV | 1 | Medium | B | 1 | 2025 | 5 | 3 | 3.2 | 23647 | 7646
Local Hot Water | Instantaneous Electric Water Heater - Non-Drinking Water | Town H | 1 | Medium | B | 1 | 2025 | 5 | 3 | 3.2 | 23648 | 7647
External Doors | Entrance Doors | Town MW | 1 | High | B | 23 | 2047 | 5 | 2 | 2.7 | 13591 | 33196
LV Distribution | Main Switch Panel at Supply Intake | Town MP | 1 | Medium | B | 1 | 2025 | 5 | 3 | 3.2 | 23649 | 7648
External Lighting | General - LED | Town MV | 1 | Medium | B | 11 | 2035 | 5 | 3 | 3.2 | 23650 | 25144
LV Distribution | Sub Distribution Board | Town EK | 1 | High | D | 1 | 2025 | 3 | 2 | 2.1 | 1132 | 776
Local Hot Water | Instantaneous Electric Water Heater - Non-Drinking Water | Town EK | 1 | Medium | CX | 1 | 2025 | 2 | 3 | 2.3 | 10137 | 2087
Fire Safety Systems | Manual and Automatic Doors - Emergency and Panic Escape Doors | Town MN | 1 | Urgent | B | 21 | 2045 | 5 | 1 | 2.2 | 4170 | 31987
Roller Shutters | External Window Shutters - Manual | Town MU | 1 | Medium | B | 1 | 2025 | 5 | 3 | 3.2 | 23651 | 7649
Local and Special Ventilation | Fan - Extract | Town MS | 1 | Medium | B | 1 | 2025 | 5 | 3 | 3.2 | 23652 | 7650
External Lighting | General - LED | Town H | 1 | Medium | B | 5 | 2029 | 5 | 3 | 3.2 | 23653 | 15023
General Lighting | General - LED fittings & Luminaires | Town EK | 14 | Medium | B | 1 | 2025 | 5 | 3 | 3.2 | 23654 | 7651
Heat Emitters | Gas Fired Natural and Fan Assisted Heaters | Town EK | 1 | Medium | B | 7 | 2031 | 5 | 3 | 3.2 | 23655 | 19904
Local Hot Water | Instantaneous Electric Water Heater - Non-Drinking Water | Town MZ | 1 | Medium | B | 1 | 2025 | 5 | 3 | 3.2 | 23656 | 7652
Roller Shutters | External Manual Roller Shutter | Town JC | 1 | High | B | 1 | 2025 | 5 | 2 | 2.7 | 13592 | 3574
Roller Shutters | Internal Electric Roller Shutter | Town EK | 1 | Medium | B | 1 | 2025 | 5 | 3 | 3.2 | 23657 | 7653
Fire Safety Systems | Fire Extinguishers - Foam | Town MP | 2 | Urgent | B | 8 | 2032 | 5 | 1 | 2.2 | 4171 | 20385
Roller Shutters | Internal Electric Roller Shutter | Town EK | 1 | Medium | B | 1 | 2025 | 5 | 3 | 3.2 | 23658 | 7654
Roller Shutters | External Manual Roller Shutter | Town MW | 1 | High | B | 13 | 2037 | 5 | 2 | 2.7 | 13593 | 26969
Central Cooling | Fan - Axial | Town MQ | 1 | Medium | B | 1 | 2025 | 5 | 3 | 3.2 | 23659 | 7655
Emergency Lighting | Self Contained - LED | Town MZ | 8 | Urgent | B | 22 | 2046 | 5 | 1 | 2.2 | 4172 | 32879
General Lighting | General - LED fittings & Luminaires | Town MU | 12 | Medium | B | 16 | 2040 | 5 | 3 | 3.2 | 23660 | 29490
Fire Safety Systems | Fire Extinguishers - Water | Town MW | 1 | Urgent | B | 9 | 2033 | 5 | 1 | 2.2 | 4173 | 21301
LV Distribution | Sub Distribution Board | Town MU | 1 | High | B | 1 | 2025 | 5 | 2 | 2.7 | 13594 | 3575
Roller Shutters | External Electric Roller Shutter | Town MU | 1 | High | B | 12 | 2036 | 5 | 2 | 2.7 | 13595 | 26176
Fire Safety Systems | Fire Extinguishers - CO2 | Town MN | 6 | Urgent | B | 9 | 2033 | 5 | 1 | 2.2 | 4174 | 21302
Fire Safety Systems | Fire Extinguishers - Powder | Town EK | 1 | Urgent | B | 2 | 2026 | 5 | 1 | 2.2 | 4175 | 12562
Fire Safety Systems | Fire Extinguishers - Foam | Town MZ | 1 | Urgent | B | 9 | 2033 | 5 | 1 | 2.2 | 4176 | 21303
Roller Shutters | External Window Shutters - Electric | Town EK | 1 | Medium | B | 1 | 2025 | 5 | 3 | 3.2 | 23661 | 7656
General Lighting | General - LED fittings & Luminaires | Town DN | 24 | Medium | B | 17 | 2041 | 5 | 3 | 3.2 | 23662 | 30448
Access Control | Gate Access - Local Lock / Keypad / Manual (External) | Town MZ | 1 | Medium | B | 1 | 2025 | 5 | 3 | 3.2 | 23663 | 7657
Emergency Lighting | Illuminated Fire Exit Signage | Town JC | 4 | Urgent | B | 16 | 2040 | 5 | 1 | 2.2 | 4177 | 28756
Emergency Lighting | Self Contained - Non LED | Town MX | 2 | Urgent | B | 6 | 2030 | 5 | 1 | 2.2 | 4178 | 16224
Fire Safety Systems | Fire Extinguishers - Foam | Town NB | 4 | Urgent | B | 9 | 2033 | 5 | 1 | 2.2 | 4179 | 21304
Fire Safety Systems | Fire Extinguishers - Foam | Town EK | 1 | Urgent | B | 2 | 2026 | 5 | 1 | 2.2 | 4180 | 12563
Air Conditioning | Multi-Split Evaporator - Split Systems/Heat Pumps - Air-cooled with Direct Expansion Evaporator (DX) | Town DN | 1 | Medium | B | 5 | 2029 | 5 | 3 | 3.2 | 23664 | 15024
External Doors | Entrance Doors | Town EK | 1 | High | B | 1 | 2025 | 5 | 2 | 2.7 | 13596 | 3576
Heat Emitters | Electric Heaters | Town MS | 5 | Medium | B | 1 | 2025 | 5 | 3 | 3.2 | 23665 | 7658
External Lighting | General - Non LED | Town NC | 2 | Medium | D | 1 | 2025 | 3 | 3 | 2.6 | 11101 | 2616
Emergency Lighting | Self Contained - LED | Town H | 8 | Urgent | B | 15 | 2039 | 5 | 1 | 2.2 | 4181 | 27830
Heat Emitters | Electric Heaters | Town MP | 1 | Medium | B | 3 | 2027 | 5 | 3 | 3.2 | 23666 | 13517
Heat Emitters | Radiators - Steel | Town DN | 2 | Medium | B | 17 | 2041 | 5 | 3 | 3.2 | 23667 | 30449
Fire Safety Systems | Fire Extinguishers - Foam | Town EK | 1 | Urgent | B | 2 | 2026 | 5 | 1 | 2.2 | 4182 | 12564
Roller Shutters | Internal Electric Roller Shutter | Town DN | 1 | Medium | B | 22 | 2046 | 5 | 3 | 3.2 | 23668 | 33050
Air Conditioning | Single-Split Evaporator - Split Systems/Heat Pumps - Air-cooled with Direct Expansion Evaporator (DX) | Town MN | 1 | Medium | B | 5 | 2029 | 5 | 3 | 3.2 | 23669 | 15025
Air Conditioning | Single-Split Condenser - Split Systems/Heat Pumps - Air-cooled with Direct Expansion Evaporator (DX) | Town MN | 1 | Medium | B | 5 | 2029 | 5 | 3 | 3.2 | 23670 | 15026
Air Conditioning | Single-Split Condenser - Split Systems/Heat Pumps - Air-cooled with Direct Expansion Evaporator (DX) | Town MW | 1 | Medium | B | 3 | 2027 | 5 | 3 | 3.2 | 23671 | 13518
Local Hot Water | Instantaneous Electric Water Heater - Non-Drinking Water | Town EK | 1 | Medium | D | 1 | 2025 | 3 | 3 | 2.6 | 11102 | 2617
Emergency Lighting | Illuminated Fire Exit Signage | Town MZ | 4 | Urgent | B | 10 | 2034 | 5 | 1 | 2.2 | 4183 | 22034
Fire Safety Systems | Fire Extinguishers - CO2 | Town MX | 8 | Urgent | B | 9 | 2033 | 5 | 1 | 2.2 | 4184 | 21305
Heat Emitters | Gas Fired Natural and Fan Assisted Heaters | Town EK | 1 | Medium | B | 1 | 2025 | 5 | 3 | 3.2 | 23672 | 7659
Central Ventilation Systems | Fan - General Ventilation | Town JC | 1 | Low | B | 1 | 2025 | 5 | 4 | 3.7 | 32964 | 11940
Lightning Protection | System | Town LX | 1 | High | B | 5 | 2029 | 5 | 2 | 2.7 | 13597 | 14620
Fire Safety Systems | Fire Extinguishers - Foam | Town MU | 4 | Urgent | B | 6 | 2030 | 5 | 1 | 2.2 | 4185 | 16225
Local Hot Water | Package Electric Water Heaters - Non-Drinking Water | Town MX | 1 | Medium | B | 1 | 2025 | 5 | 3 | 3.2 | 23673 | 7660
LV Distribution | Main Distribution Board | Town MN | 1 | High | B | 1 | 2025 | 5 | 2 | 2.7 | 13598 | 3577
Central Cooling | Fan - Axial | Town MQ | 1 | Medium | B | 1 | 2025 | 5 | 3 | 3.2 | 23674 | 7661
Emergency Lighting | Illuminated Fire Exit Signage | Town MX | 7 | Urgent | B | 14 | 2038 | 5 | 1 | 2.2 | 4186 | 27355
Heat Emitters | Fan Convector - Electric | Town EK | 1 | Medium | B | 1 | 2025 | 5 | 3 | 3.2 | 23675 | 7662
Local Hot Water | Package Electric Water Heaters - Non-Drinking Water | Town MU | 1 | Medium | B | 4 | 2028 | 5 | 3 | 3.2 | 23676 | 14099
Access Control | Door Lock / Keypad / Manual | Town MN | 1 | Medium | B | 10 | 2034 | 5 | 3 | 3.2 | 23677 | 22750
Local and Special Ventilation | Unit extract fans | Town EK | 1 | Medium | B | 1 | 2025 | 5 | 3 | 3.2 | 23678 | 7663
LV Distribution | Sub Distribution Board | Town DN | 1 | High | B | 10 | 2034 | 5 | 2 | 2.7 | 13599 | 22336
Heat Emitters | Gas Fired Unit Heaters | Town NB | 1 | Medium | B | 7 | 2031 | 5 | 3 | 3.2 | 23679 | 19905
Roller Shutters | External Window Shutters - Manual | Town MS | 1 | Medium | B | 1 | 2025 | 5 | 3 | 3.2 | 23680 | 7664
Air Conditioning | Single-Split Evaporator - Split Systems/Heat Pumps - Air-cooled with Direct Expansion Evaporator (DX) | Town MW | 1 | Medium | B | 3 | 2027 | 5 | 3 | 3.2 | 23681 | 13519
Heat Emitters | Gas Fired Natural and Fan Assisted Heaters | Town DN | 1 | Medium | B | 8 | 2032 | 5 | 3 | 3.2 | 23682 | 20935
Roller Shutters | External Manual Roller Shutter | Town MR | 1 | High | B | 11 | 2035 | 5 | 2 | 2.7 | 13600 | 24352
Local and Special Ventilation | Fan - Extract | Town EK | 1 | Medium | CX | 1 | 2025 | 2 | 3 | 2.3 | 10138 | 2088
External Lighting | General - LED | Town EK | 7 | Medium | B | 9 | 2033 | 5 | 3 | 3.2 | 23683 | 21740
Fire Safety Systems | Fire Extinguishers - Foam | Town JC | 4 | Urgent | B | 6 | 2030 | 5 | 1 | 2.2 | 4187 | 16226
Fire Safety Systems | Fire Extinguishers - CO2 | Town MS | 4 | Urgent | B | 6 | 2030 | 5 | 1 | 2.2 | 4188 | 16227
Fire Safety Systems | Fire Extinguishers - Water | Town MW | 1 | Urgent | B | 9 | 2033 | 5 | 1 | 2.2 | 4189 | 21306
Fire Safety Systems | Fire Extinguishers - CO2 | Town MR | 1 | Urgent | B | 8 | 2032 | 5 | 1 | 2.2 | 4190 | 20386
General Lighting | General - LED fittings & Luminaires | Town MV | 1 | Medium | B | 5 | 2029 | 5 | 3 | 3.2 | 23684 | 15027
Fire Safety Systems | Fire Extinguishers - CO2 | Town MQ | 4 | Urgent | B | 6 | 2030 | 5 | 1 | 2.2 | 4191 | 16228
Local and Special Ventilation | Unit extract fans | Town EK | 1 | Medium | B | 1 | 2025 | 5 | 3 | 3.2 | 23685 | 7665
Roller Shutters | Internal Electric Roller Shutter | Town MY | 1 | Medium | B | 7 | 2031 | 5 | 3 | 3.2 | 23686 | 19906
Boiler | Atmospheric Gas Burner/Condensing Combination Boiler | Town MZ | 1 | Medium | B | 1 | 2025 | 5 | 3 | 3.2 | 23687 | 7666
Emergency Lighting | Illuminated Fire Exit Signage | Town MP | 1 | Urgent | B | 18 | 2042 | 5 | 1 | 2.2 | 4192 | 30639
Heat Emitters | Electric Heaters | Town MX | 2 | Medium | B | 1 | 2025 | 5 | 3 | 3.2 | 23688 | 7667
LV Distribution | Sub Distribution Board | Town MV | 1 | High | B | 5 | 2029 | 5 | 2 | 2.7 | 13601 | 14621
Air Conditioning | Single-Split Condenser - Split Systems/Heat Pumps - Air-cooled with Direct Expansion Evaporator (DX) | Town MN | 1 | Medium | B | 5 | 2029 | 5 | 3 | 3.2 | 23689 | 15028
Multi-System Controls | Instrumental Control Panel | Town MN | 1 | Medium | B | 10 | 2034 | 5 | 3 | 3.2 | 23690 | 22751
Central Ventilation Systems | Fan - General Ventilation | Town JC | 1 | Low | B | 1 | 2025 | 5 | 4 | 3.7 | 32965 | 11941
Local Hot Water | Package Electric Water Heaters - Non-Drinking Water | Town NA | 1 | Medium | B | 7 | 2031 | 5 | 3 | 3.2 | 23691 | 19907
Fire Safety Systems | Manual and Automatic Doors - Emergency and Panic Escape Doors | Town MW | 1 | Urgent | B | 23 | 2047 | 5 | 1 | 2.2 | 4193 | 33093
LV Distribution | Sub Distribution Board | Town EK | 1 | High | D | 1 | 2025 | 3 | 2 | 2.1 | 1133 | 777
LV Distribution | Sub Distribution Board | Town JC | 1 | High | B | 6 | 2030 | 5 | 2 | 2.7 | 13602 | 17546
Local and Special Ventilation | Fan - Kitchen Extract | Town DN | 1 | Low | B | 12 | 2036 | 5 | 4 | 3.7 | 32966 | 26801
Roller Shutters | External Manual Roller Shutter | Town MX | 1 | High | B | 1 | 2025 | 5 | 2 | 2.7 | 13603 | 3578
Local and Special Ventilation | Fan - Centrifugal | Town MQ | 1 | Medium | B | 4 | 2028 | 5 | 3 | 3.2 | 23692 | 14100
Local Hot Water | Instantaneous Electric Water Heater - Non-Drinking Water | Town EK | 1 | Medium | B | 13 | 2037 | 5 | 3 | 3.2 | 23693 | 27121
Roller Shutters | External Manual Roller Shutter | Town MW | 1 | High | B | 13 | 2037 | 5 | 2 | 2.7 | 13604 | 26970
Local Hot Water | Package Electric Water Heaters - Non-Drinking Water | Town MX | 1 | Medium | D | 1 | 2025 | 3 | 3 | 2.6 | 11103 | 2618
Fire Safety Systems | Manual and Automatic Doors - Emergency and Panic Escape Doors | Town MQ | 1 | Urgent | B | 28 | 2052 | 5 | 1 | 2.2 | 4194 | 33602
Emergency Lighting | Illuminated Fire Exit Signage | Town MU | 2 | Urgent | B | 16 | 2040 | 5 | 1 | 2.2 | 4195 | 28757
Roller Shutters | Internal Automatic Roller Shutter | Town MQ | 1 | High | B | 16 | 2040 | 5 | 2 | 2.7 | 13605 | 29149
General Lighting | General - LED fittings & Luminaires | Town EK | 8 | Medium | B | 12 | 2036 | 5 | 3 | 3.2 | 23694 | 26475
Fire Safety Systems | Fire Extinguishers - CO2 | Town MW | 1 | Urgent | B | 1 | 2025 | 5 | 1 | 2.2 | 4196 | 1260
Local Hot Water | Instantaneous Electric Water Heater - Non-Drinking Water | Town JC | 1 | Medium | B | 1 | 2025 | 5 | 3 | 3.2 | 23695 | 7668
General Lighting | General - LED fittings & Luminaires | Town MX | 8 | Medium | B | 14 | 2038 | 5 | 3 | 3.2 | 23696 | 27553
Heat Emitters | Radiators - Steel | Town MT | 1 | Medium | B | 14 | 2038 | 5 | 3 | 3.2 | 23697 | 27554
Fire Safety Systems | Fire Extinguishers - Foam | Town MQ | 1 | Urgent | B | 6 | 2030 | 5 | 1 | 2.2 | 4197 | 16229
Roller Shutters | Internal Electric Roller Shutter | Town MT | 1 | Medium | B | 19 | 2043 | 5 | 3 | 3.2 | 23698 | 31356
External Doors | Entrance Doors | Town MO | 1 | High | B | 6 | 2030 | 5 | 2 | 2.7 | 13606 | 17547
Roller Shutters | External Electric Roller Shutter | Town MX | 1 | High | B | 9 | 2033 | 5 | 2 | 2.7 | 13607 | 21586
Local and Special Ventilation | Fan - Extract | Town JC | 1 | Medium | B | 1 | 2025 | 5 | 3 | 3.2 | 23699 | 7669
Emergency Lighting | Self Contained - Non LED | Town MO | 3 | Urgent | B | 15 | 2039 | 5 | 1 | 2.2 | 4198 | 27831
LV Distribution | Sub Distribution Board | Town MN | 1 | High | B | 1 | 2025 | 5 | 2 | 2.7 | 13608 | 3579
Lifts | Disabled Lift - Electric | Town JC | 1 | High | B | 1 | 2025 | 5 | 2 | 2.7 | 13609 | 3580
External Lighting | General - Non LED | Town MP | 3 | Medium | B | 1 | 2025 | 5 | 3 | 3.2 | 23700 | 7670
Roller Shutters | External Manual Roller Shutter | Town MW | 1 | High | B | 13 | 2037 | 5 | 2 | 2.7 | 13610 | 26971
Fire Safety Systems | Fire Alarm System | Town LX | 1 | Urgent | B | 7 | 2031 | 5 | 1 | 2.2 | 4199 | 19283
General Lighting | General - LED fittings & Luminaires | Town MO | 111 | Medium | B | 17 | 2041 | 5 | 3 | 3.2 | 23701 | 30450
Roller Shutters | External Manual Roller Shutter | Town MY | 1 | High | CX | 1 | 2025 | 2 | 2 | 1.8 | 502 | 403
LV Distribution | Sub Distribution Board | Town JC | 1 | High | B | 6 | 2030 | 5 | 2 | 2.7 | 13611 | 17548
Heat Emitters | Gas Fired Unit Heaters | Town NB | 1 | Medium | B | 7 | 2031 | 5 | 3 | 3.2 | 23702 | 19908
Roller Shutters | Internal Electric Roller Shutter | Town EK | 1 | Medium | B | 1 | 2025 | 5 | 3 | 3.2 | 23703 | 7671
Heat Emitters | Electric Heaters | Town MP | 1 | Medium | B | 3 | 2027 | 5 | 3 | 3.2 | 23704 | 13520
AHU - Internal | Central Air Conditioning - DX Cooling | Town JC | 1 | High | B | 6 | 2030 | 5 | 2 | 2.7 | 13612 | 17549
Central Ventilation Systems | Fan - General Ventilation | Town DN | 1 | Low | B | 1 | 2025 | 5 | 4 | 3.7 | 32967 | 11942
Fire Safety Systems | Manual and Automatic Doors - Emergency and Panic Escape Doors | Town MX | 1 | Urgent | B | 21 | 2045 | 5 | 1 | 2.2 | 4200 | 31988
Local and Special Ventilation | Fan - Extract | Town MU | 1 | Medium | B | 1 | 2025 | 5 | 3 | 3.2 | 23705 | 7672
Roller Shutters | External Manual Roller Shutter | Town MY | 1 | High | CX | 1 | 2025 | 2 | 2 | 1.8 | 503 | 404
LV Distribution | Main Distribution Board | Town MU | 1 | High | B | 11 | 2035 | 5 | 2 | 2.7 | 13613 | 24353
LV Distribution | Sub Distribution Board | Town MX | 1 | High | B | 1 | 2025 | 5 | 2 | 2.7 | 13614 | 3581
Burner | Forced draft gas burner | Town MO | 1 | Medium | B | 5 | 2029 | 5 | 3 | 3.2 | 23706 | 15029
Emergency Lighting | Self Contained - Non LED | Town MQ | 10 | Urgent | B | 6 | 2030 | 5 | 1 | 2.2 | 4201 | 16230
Local and Special Ventilation | Fan - Centrifugal | Town MQ | 1 | Medium | B | 4 | 2028 | 5 | 3 | 3.2 | 23707 | 14101
External Doors | Entrance Doors | Town NG | 1 | High | B | 11 | 2035 | 5 | 2 | 2.7 | 13615 | 24354
Fire Safety Systems | Fire Alarm Panel / Repeater | Town NK | 1 | Urgent | B | 14 | 2038 | 5 | 1 | 2.2 | 4202 | 27356
Fire Safety Systems | Fire Alarm System | Town NN | 1 | Urgent | A | 13 | 2037 | 6 | 1 | 2.5 | 10867 | 26915
LV Distribution | Sub Distribution Board | Town NG | 1 | High | B | 1 | 2025 | 5 | 2 | 2.7 | 13616 | 3582
Local Hot Water | Instantaneous Electric Water Heater - Non-Drinking Water | Town GB | 1 | Medium | B | 9 | 2033 | 5 | 3 | 3.2 | 23708 | 21741
Local and Special Ventilation | Fan - Extract | Town ND | 1 | Medium | B | 1 | 2025 | 5 | 3 | 3.2 | 23709 | 7673
Local and Special Ventilation | Fan - Extract | Town BI | 1 | Medium | B | 1 | 2025 | 5 | 3 | 3.2 | 23710 | 7674
AHU - Internal | Central Air Conditioning - Gas Fired | Town NO | 1 | Medium | B | 1 | 2025 | 5 | 3 | 3.2 | 23711 | 7675
Local Hot Water | Instantaneous Electric Water Heater - Non-Drinking Water | Town NI | 1 | Medium | B | 14 | 2038 | 5 | 3 | 3.2 | 23712 | 27555
Roller Shutters | Internal Electric Roller Shutter | Town FA | 1 | Medium | B | 11 | 2035 | 5 | 3 | 3.2 | 23713 | 25145
Local Hot Water | Package Electric Water Heaters - Non-Drinking Water | Town NT | 1 | Medium | B | 1 | 2025 | 5 | 3 | 3.2 | 23714 | 7676
Fire Safety Systems | Manual and Automatic Doors - Emergency and Panic Escape Doors | Town GB | 1 | Urgent | B | 1 | 2025 | 5 | 1 | 2.2 | 4203 | 1261
Air Conditioning | Single-Split Condenser - Split Systems/Heat Pumps - Air-cooled with Direct Expansion Evaporator (DX) | Town NG | 1 | Medium | B | 1 | 2025 | 5 | 3 | 3.2 | 23715 | 7677
Air Conditioning | Multi-Split Evaporator - Split Systems/Heat Pumps - Air-cooled with Direct Expansion Evaporator (DX) | Town FA | 1 | Medium | B | 1 | 2025 | 5 | 3 | 3.2 | 23716 | 7678
External Doors | Manual and Automatic Doors - Auto / Powered Swing Doors | Town NR | 1 | High | B | 11 | 2035 | 5 | 2 | 2.7 | 13617 | 24355
Security Systems | Manual and Automatic Doors - High Security Door | Town NE | 1 | High | B | 27 | 2051 | 5 | 2 | 2.7 | 13618 | 33566
External Doors | Entrance Doors | Town NE | 1 | High | B | 1 | 2025 | 5 | 2 | 2.7 | 13619 | 3583
External Doors | Entrance Doors | Town NM | 1 | High | B | 1 | 2025 | 5 | 2 | 2.7 | 13620 | 3584
BMS | BMS Control Panel | Town NR | 1 | High | B | 6 | 2030 | 5 | 2 | 2.7 | 13621 | 17550
Local and Special Ventilation | Fan - Extract | Town NE | 1 | Medium | CX | 1 | 2025 | 2 | 3 | 2.3 | 10139 | 2089
Boiler | Combination Atmospheric Burner Gas Boiler | Town NK | 1 | High | B | 1 | 2025 | 5 | 2 | 2.7 | 13622 | 3585
External Doors | Manual and Automatic Doors - Auto / Powered Sliding Doors | Town NP | 1 | High | B | 28 | 2052 | 5 | 2 | 2.7 | 13623 | 33622
Roller Shutters | External Manual Roller Shutter | Town NT | 1 | High | B | 1 | 2025 | 5 | 2 | 2.7 | 13624 | 3586
External Doors | Entrance Doors | Town NN | 1 | High | B | 16 | 2040 | 5 | 2 | 2.7 | 13625 | 29150
LV Distribution | Sub Distribution Board | Town NM | 1 | High | B | 1 | 2025 | 5 | 2 | 2.7 | 13626 | 3587
General Lighting | General - LED fittings & Luminaires | Town NP | 33 | Medium | B | 16 | 2040 | 5 | 3 | 3.2 | 23717 | 29491
Emergency Lighting | Self Contained - LED | Town NN | 6 | Urgent | A | 23 | 2047 | 6 | 1 | 2.5 | 10868 | 33166
Emergency Lighting | Illuminated Fire Exit Signage | Town NN | 2 | Urgent | A | 18 | 2042 | 6 | 1 | 2.5 | 10869 | 30742
Emergency Lighting | Self Contained - LED | Town NS | 9 | Urgent | B | 22 | 2046 | 5 | 1 | 2.2 | 4204 | 32880
Fire Safety Systems | Fire Extinguishers - Foam | Town NT | 3 | Urgent | B | 6 | 2030 | 5 | 1 | 2.2 | 4205 | 16231
General Lighting | General - LED fittings & Luminaires | Town MU | 33 | Medium | B | 16 | 2040 | 5 | 3 | 3.2 | 23718 | 29492
External Lighting | General - Non LED | Town NP | 4 | Medium | B | 1 | 2025 | 5 | 3 | 3.2 | 23719 | 7679
Heat Emitters | Electric Heaters | Town NT | 3 | Medium | B | 1 | 2025 | 5 | 3 | 3.2 | 23720 | 7680
General Lighting | General - LED fittings & Luminaires | Town NS | 3 | Medium | B | 13 | 2037 | 5 | 3 | 3.2 | 23721 | 27122
Heat Emitters | Radiators - Steel | Town NK | 5 | Medium | B | 1 | 2025 | 5 | 3 | 3.2 | 23722 | 7681
Fire Safety Systems | Fire Extinguishers - CO2 | Town NL | 2 | Urgent | B | 1 | 2025 | 5 | 1 | 2.2 | 4206 | 1262
Air Conditioning | Single-Split Condenser - Split Systems/Heat Pumps - Air-cooled with Direct Expansion Evaporator (DX) | Town NO | 1 | Medium | B | 1 | 2025 | 5 | 3 | 3.2 | 23723 | 7682
Fire Safety Systems | Manual and Automatic Doors - Emergency and Panic Escape Doors | Town NJ | 1 | Urgent | B | 27 | 2051 | 5 | 1 | 2.2 | 4207 | 33543
Local and Special Ventilation | Fan - Extract | Town NK | 1 | Medium | B | 1 | 2025 | 5 | 3 | 3.2 | 23724 | 7683
Fire Safety Systems | Fire Extinguishers - Powder | Town IZ | 1 | Urgent | B | 9 | 2033 | 5 | 1 | 2.2 | 4208 | 21307
Fire Safety Systems | Fire Extinguishers - Foam | Town NP | 3 | Urgent | B | 7 | 2031 | 5 | 1 | 2.2 | 4209 | 19284
Fire Safety Systems | Fire Extinguishers - CO2 | Town NJ | 3 | Urgent | B | 9 | 2033 | 5 | 1 | 2.2 | 4210 | 21308
External Lighting | General - Non LED | Town FA | 4 | Medium | B | 1 | 2025 | 5 | 3 | 3.2 | 23725 | 7684
General Lighting | General - LED fittings & Luminaires | Town NJ | 36 | Medium | B | 16 | 2040 | 5 | 3 | 3.2 | 23726 | 29493
External Lighting | General - Non LED | Town NE | 1 | Medium | CX | 1 | 2025 | 2 | 3 | 2.3 | 10140 | 2090
Emergency Lighting | Externally Powered - Non LED | Town NG | 6 | Urgent | B | 1 | 2025 | 5 | 1 | 2.2 | 4211 | 1263
Central Ventilation Systems | Fan - General Ventilation | Town NI | 1 | Low | B | 1 | 2025 | 5 | 4 | 3.7 | 32968 | 11943
Lifts | Passenger Lift Hydraulic - Electric | Town NH | 1 | Medium | B | 5 | 2029 | 5 | 3 | 3.2 | 23727 | 15030
Roller Shutters | External Electric Roller Shutter | Town NI | 1 | High | B | 1 | 2025 | 5 | 2 | 2.7 | 13627 | 3588
Local and Special Ventilation | Fan - Extract | Town ND | 1 | Medium | B | 1 | 2025 | 5 | 3 | 3.2 | 23728 | 7685
Local and Special Ventilation | Fan - Axial | Town NJ | 1 | Medium | B | 1 | 2025 | 5 | 3 | 3.2 | 23729 | 7686
Roller Shutters | Internal Electric Roller Shutter | Town NM | 1 | Medium | B | 1 | 2025 | 5 | 3 | 3.2 | 23730 | 7687
General Lighting | General - LED fittings & Luminaires | Town NT | 24 | Medium | B | 1 | 2025 | 5 | 3 | 3.2 | 23731 | 7688
Fire Safety Systems | Fire Extinguishers - CO2 | Town MU | 3 | Urgent | B | 6 | 2030 | 5 | 1 | 2.2 | 4212 | 16232
Emergency Lighting | Self Contained - Non LED | Town NM | 4 | Urgent | B | 1 | 2025 | 5 | 1 | 2.2 | 4213 | 1264
External Lighting | General - LED | Town NI | 5 | Medium | B | 12 | 2036 | 5 | 3 | 3.2 | 23732 | 26476
LV Distribution | Sub Distribution Board | Town NH | 1 | High | B | 1 | 2025 | 5 | 2 | 2.7 | 13628 | 3589
Local Hot Water | Instantaneous Electric Water Heater - Non-Drinking Water | Town NI | 1 | Medium | B | 14 | 2038 | 5 | 3 | 3.2 | 23733 | 27556
General Lighting | General - LED fittings & Luminaires | Town NI | 65 | Medium | B | 17 | 2041 | 5 | 3 | 3.2 | 23734 | 30451
Emergency Lighting | Self Contained - LED | Town NI | 8 | Urgent | B | 22 | 2046 | 5 | 1 | 2.2 | 4214 | 32881
Fire Safety Systems | Fire Extinguishers - CO2 | Town NE | 3 | Urgent | B | 6 | 2030 | 5 | 1 | 2.2 | 4215 | 16233
Air Conditioning | Multi-Split Condenser - Split Systems/Heat Pumps - Air-cooled with Direct Expansion Evaporator (DX) | Town FA | 1 | Medium | B | 1 | 2025 | 5 | 3 | 3.2 | 23735 | 7689
External Doors | Entrance Doors | Town NE | 1 | High | B | 1 | 2025 | 5 | 2 | 2.7 | 13629 | 3590
General Lighting | General - LED fittings & Luminaires | Town NE | 10 | Medium | B | 16 | 2040 | 5 | 3 | 3.2 | 23736 | 29494
Air Conditioning | Single-Split Condenser - Split Systems/Heat Pumps - Air-cooled with Direct Expansion Evaporator (DX) | Town NJ | 1 | Medium | B | 1 | 2025 | 5 | 3 | 3.2 | 23737 | 7690
LV Distribution | Main Distribution Board | Town NE | 1 | High | B | 19 | 2043 | 5 | 2 | 2.7 | 13630 | 31178
Boiler | Combination Atmospheric Burner Gas Boiler | Town ND | 1 | High | B | 1 | 2025 | 5 | 2 | 2.7 | 13631 | 3591
Local and Special Ventilation | Fan - Extract | Town MU | 1 | Medium | CX | 1 | 2025 | 2 | 3 | 2.3 | 10141 | 2091
LV Distribution | Sub Distribution Board | Town NI | 1 | High | B | 10 | 2034 | 5 | 2 | 2.7 | 13632 | 22337
Multi-System Controls | Control Panel - Electrical Services (excluding Electrical Controllers and Pneumatic Relays) | Town NK | 1 | Medium | B | 1 | 2025 | 5 | 3 | 3.2 | 23738 | 7691
External Doors | Entrance Doors | Town NP | 1 | High | B | 23 | 2047 | 5 | 2 | 2.7 | 13633 | 33197
Roller Shutters | External Electric Roller Shutter | Town ND | 1 | High | B | 10 | 2034 | 5 | 2 | 2.7 | 13634 | 22338
Local and Special Ventilation | Fan - Centrifugal | Town NE | 1 | Medium | B | 1 | 2025 | 5 | 3 | 3.2 | 23739 | 7692
Access Control | Door Lock / Keypad / Manual | Town NR | 2 | Medium | B | 1 | 2025 | 5 | 3 | 3.2 | 23740 | 7693
Central Ventilation Systems | Fan - General Ventilation | Town NS | 1 | Low | B | 8 | 2032 | 5 | 4 | 3.7 | 32969 | 21181
Roller Shutters | External Manual Roller Shutter | Town NI | 1 | High | B | 1 | 2025 | 5 | 2 | 2.7 | 13635 | 3592
General Lighting | General - LED fittings & Luminaires | Town NT | 5 | Medium | B | 16 | 2040 | 5 | 3 | 3.2 | 23741 | 29495
Access Control | Door Lock / Keypad / Manual | Town NJ | 3 | Medium | B | 10 | 2034 | 5 | 3 | 3.2 | 23742 | 22752
Emergency Lighting | Externally Powered - Non LED | Town NM | 7 | Urgent | B | 1 | 2025 | 5 | 1 | 2.2 | 4216 | 1265
Emergency Lighting | Illuminated Fire Exit Signage | Town BI | 2 | Urgent | B | 16 | 2040 | 5 | 1 | 2.2 | 4217 | 28758
External Lighting | General - Non LED | Town BI | 6 | Medium | B | 1 | 2025 | 5 | 3 | 3.2 | 23743 | 7694
External Lighting | General - LED | Town IZ | 8 | Medium | B | 11 | 2035 | 5 | 3 | 3.2 | 23744 | 25146
External Lighting | General - LED | Town NH | 1 | Medium | B | 12 | 2036 | 5 | 3 | 3.2 | 23745 | 26477
Fire Safety Systems | Fire Extinguishers - Foam | Town NE | 2 | Urgent | B | 9 | 2033 | 5 | 1 | 2.2 | 4218 | 21309
General Lighting | General - LED fittings & Luminaires | Town NI | 29 | Medium | B | 17 | 2041 | 5 | 3 | 3.2 | 23746 | 30452
Emergency Lighting | Self Contained - LED | Town GB | 3 | Urgent | B | 15 | 2039 | 5 | 1 | 2.2 | 4219 | 27832
Burner | Forced draft gas burner | Town NI | 1 | Medium | B | 1 | 2025 | 5 | 3 | 3.2 | 23747 | 7695
Emergency Lighting | Illuminated Fire Exit Signage | Town NI | 3 | Urgent | B | 10 | 2034 | 5 | 1 | 2.2 | 4220 | 22035
Emergency Lighting | Illuminated Fire Exit Signage | Town NI | 4 | Urgent | B | 10 | 2034 | 5 | 1 | 2.2 | 4221 | 22036
Heat Emitters | Electric Heaters | Town O | 1 | Medium | B | 1 | 2025 | 5 | 3 | 3.2 | 23748 | 7696
AHU - Internal | Central Heating & Cooling - Electric & DX | Town NG | 1 | Medium | B | 1 | 2025 | 5 | 3 | 3.2 | 23749 | 7697
Heat Emitters | Gas Radiant Tube Heaters | Town NH | 1 | Medium | B | 3 | 2027 | 5 | 3 | 3.2 | 23750 | 13521
Fire Safety Systems | Manual and Automatic Doors - Emergency and Panic Escape Doors | Town NP | 1 | Urgent | B | 23 | 2047 | 5 | 1 | 2.2 | 4222 | 33094
Fire Safety Systems | Fire Alarm System | Town ND | 1 | Urgent | B | 11 | 2035 | 5 | 1 | 2.2 | 4223 | 23574
General Lighting | General - LED fittings & Luminaires | Town NN | 22 | Medium | B | 18 | 2042 | 5 | 3 | 3.2 | 23751 | 30939
Local and Special Ventilation | Fan - Kitchen Extract | Town NN | 1 | Low | CX | 5 | 2029 | 2 | 4 | 2.8 | 18350 | 14771
General Lighting | General - LED fittings & Luminaires | Town NE | 94 | Medium | B | 16 | 2040 | 5 | 3 | 3.2 | 23752 | 29496
Heat Emitters | Gas Fired Unit Heaters | Town NR | 1 | Medium | B | 1 | 2025 | 5 | 3 | 3.2 | 23753 | 7698
Local Hot Water | Package Electric Water Heaters - Non-Drinking Water | Town BI | 1 | Medium | B | 1 | 2025 | 5 | 3 | 3.2 | 23754 | 7699
Local and Special Ventilation | Fan - Window / Wall Mounted | Town NP | 1 | Medium | B | 7 | 2031 | 5 | 3 | 3.2 | 23755 | 19909
Heat Emitters | Electric Heaters | Town IZ | 1 | Medium | B | 1 | 2025 | 5 | 3 | 3.2 | 23756 | 7700
AHU - Internal | Central Heating & Cooling - Electric & DX | Town NE | 1 | Medium | B | 13 | 2037 | 5 | 3 | 3.2 | 23757 | 27123
Multi-System Controls | Control Panel - Electrical Services (excluding Electrical Controllers and Pneumatic Relays) | Town NK | 1 | Medium | B | 15 | 2039 | 5 | 3 | 3.2 | 23758 | 28408
External Lighting | General - LED | Town MU | 6 | Medium | B | 11 | 2035 | 5 | 3 | 3.2 | 23759 | 25147
Heat Emitters | Electric Heaters | Town GB | 1 | Medium | B | 2 | 2026 | 5 | 3 | 3.2 | 23760 | 13067
Fire Safety Systems | Manual and Automatic Doors - Emergency and Panic Escape Doors | Town NK | 1 | Urgent | B | 6 | 2030 | 5 | 1 | 2.2 | 4224 | 16234
Local and Special Ventilation | Fan - Window / Wall Mounted | Town NJ | 1 | Medium | CX | 11 | 2035 | 2 | 3 | 2.3 | 10142 | 24040
Roller Shutters | Internal Electric Roller Shutter | Town NR | 1 | Medium | B | 1 | 2025 | 5 | 3 | 3.2 | 23761 | 7701
Roller Shutters | External Manual Roller Shutter | Town NE | 1 | High | B | 1 | 2025 | 5 | 2 | 2.7 | 13636 | 3593
Air Conditioning | Multi-Split Condenser - Split Systems/Heat Pumps - Air-cooled with Direct Expansion Evaporator (DX) | Town NH | 1 | Medium | B | 5 | 2029 | 5 | 3 | 3.2 | 23762 | 15031
Air Conditioning | Multi-Split Condenser - Split Systems/Heat Pumps - Air-cooled with Direct Expansion Evaporator (DX) | Town NH | 1 | Medium | A | 13 | 2037 | 6 | 3 | 3.5 | 32505 | 27289
Heat Emitters | Gas Fired Unit Heaters | Town BI | 1 | Medium | B | 1 | 2025 | 5 | 3 | 3.2 | 23763 | 7702
Fire Safety Systems | Manual and Automatic Doors - Emergency and Panic Escape Doors | Town NO | 1 | Urgent | B | 10 | 2034 | 5 | 1 | 2.2 | 4225 | 22037
Roller Shutters | External Manual Roller Shutter | Town NT | 1 | High | B | 1 | 2025 | 5 | 2 | 2.7 | 13637 | 3594
Fire Safety Systems | Smoke Extract Fan | Town NN | 1 | Urgent | B | 5 | 2029 | 5 | 1 | 2.2 | 4226 | 14356
Multi-System Controls | Control Panel - Electrical Services (excluding Electrical Controllers and Pneumatic Relays) | Town NP | 1 | Medium | B | 6 | 2030 | 5 | 3 | 3.2 | 23764 | 18616
BMS | BMS Control Panel | Town FA | 1 | High | B | 1 | 2025 | 5 | 2 | 2.7 | 13638 | 3595
External Doors | Entrance Doors | Town ND | 1 | High | B | 20 | 2044 | 5 | 2 | 2.7 | 13639 | 31615
Fire Safety Systems | Water Mist - P50 | Town GB | 1 | Urgent | B | 8 | 2032 | 5 | 1 | 2.2 | 4227 | 20387
External Lighting | General - LED | Town NE | 5 | Medium | B | 1 | 2025 | 5 | 3 | 3.2 | 23765 | 7703
Fire Safety Systems | Fire Extinguishers - CO2 | Town ND | 1 | Urgent | B | 6 | 2030 | 5 | 1 | 2.2 | 4228 | 16235
Roller Shutters | Internal Manual Roller Shutter | Town NM | 1 | Medium | B | 1 | 2025 | 5 | 3 | 3.2 | 23766 | 7704
External Doors | Entrance Doors | Town NK | 1 | High | B | 6 | 2030 | 5 | 2 | 2.7 | 13640 | 17551
Emergency Lighting | Illuminated Fire Exit Signage | Town IZ | 3 | Urgent | B | 14 | 2038 | 5 | 1 | 2.2 | 4229 | 27357
Multi-System Controls | Control Panel - Electrical Services (excluding Electrical Controllers and Pneumatic Relays) | Town NE | 1 | Medium | B | 1 | 2025 | 5 | 3 | 3.2 | 23767 | 7705
Local and Special Ventilation | Fan - Axial | Town NP | 1 | Medium | B | 1 | 2025 | 5 | 3 | 3.2 | 23768 | 7706
Local and Special Ventilation | Fan - Centrifugal | Town NE | 1 | Medium | B | 1 | 2025 | 5 | 3 | 3.2 | 23769 | 7707
Emergency Lighting | Illuminated Fire Exit Signage | Town NJ | 1 | Urgent | B | 16 | 2040 | 5 | 1 | 2.2 | 4230 | 28759
Heat Emitters | Electric Overdoor Air Curtain/Heater | Town NQ | 1 | Medium | B | 12 | 2036 | 5 | 3 | 3.2 | 23770 | 26478
External Doors | Entrance Doors | Town NL | 1 | High | B | 1 | 2025 | 5 | 2 | 2.7 | 13641 | 3596
Local and Special Ventilation | Fan - Extract | Town ND | 1 | Medium | B | 1 | 2025 | 5 | 3 | 3.2 | 23771 | 7708
Emergency Lighting | Self Contained - LED | Town BI | 10 | Urgent | B | 21 | 2045 | 5 | 1 | 2.2 | 4231 | 31989
Roller Shutters | External Manual Roller Shutter | Town NI | 1 | High | B | 1 | 2025 | 5 | 2 | 2.7 | 13642 | 3597
Emergency Lighting | Illuminated Fire Exit Signage | Town NH | 1 | Urgent | B | 17 | 2041 | 5 | 1 | 2.2 | 4232 | 30078
Roller Shutters | External Manual Roller Shutter | Town O | 1 | High | B | 1 | 2025 | 5 | 2 | 2.7 | 13643 | 3598
Emergency Lighting | Self Contained - Non LED | Town NI | 6 | Urgent | B | 15 | 2039 | 5 | 1 | 2.2 | 4233 | 27833
Multi-System Controls | Control Panel - Electrical Services (excluding Electrical Controllers and Pneumatic Relays) | Town NK | 1 | Medium | B | 15 | 2039 | 5 | 3 | 3.2 | 23772 | 28409
Fire Safety Systems | Manual and Automatic Doors - Emergency and Panic Escape Doors | Town MU | 1 | Urgent | B | 13 | 2037 | 5 | 1 | 2.2 | 4234 | 26849
Roller Shutters | External Manual Roller Shutter | Town NE | 1 | High | B | 1 | 2025 | 5 | 2 | 2.7 | 13644 | 3599
LV Distribution | Sub Distribution Board | Town GB | 1 | High | D | 4 | 2028 | 3 | 2 | 2.1 | 1134 | 13757
Fire Safety Systems | Manual and Automatic Doors - Emergency and Panic Escape Doors | Town BI | 1 | Urgent | B | 20 | 2044 | 5 | 1 | 2.2 | 4235 | 31456
Local Hot Water | Package Electric Water Heaters - Non-Drinking Water | Town NN | 1 | Medium | B | 7 | 2031 | 5 | 3 | 3.2 | 23773 | 19910
Emergency Lighting | Self Contained - LED | Town NE | 4 | Urgent | B | 21 | 2045 | 5 | 1 | 2.2 | 4236 | 31990
External Doors | Entrance Doors | Town FA | 1 | High | B | 21 | 2045 | 5 | 2 | 2.7 | 13645 | 32612
Heat Emitters | Electric Heaters | Town NS | 2 | Medium | B | 1 | 2025 | 5 | 3 | 3.2 | 23774 | 7709
Fire Safety Systems | Fire Extinguishers - CO2 | Town NJ | 1 | Urgent | B | 9 | 2033 | 5 | 1 | 2.2 | 4237 | 21310
Roller Shutters | Internal Electric Roller Shutter | Town NP | 1 | Medium | B | 11 | 2035 | 5 | 3 | 3.2 | 23775 | 25148
Roller Shutters | External Manual Roller Shutter | Town MU | 1 | High | B | 15 | 2039 | 5 | 2 | 2.7 | 13646 | 28140
Roller Shutters | Internal Electric Roller Shutter | Town NN | 1 | Medium | B | 10 | 2034 | 5 | 3 | 3.2 | 23776 | 22753
Local and Special Ventilation | Fan - Axial | Town NP | 1 | Medium | CX | 1 | 2025 | 2 | 3 | 2.3 | 10143 | 2092
Central Ventilation Systems | Fan - General Ventilation | Town NI | 1 | Low | B | 1 | 2025 | 5 | 4 | 3.7 | 32970 | 11944
Roller Shutters | External Electric Roller Shutter | Town ND | 1 | High | B | 5 | 2029 | 5 | 2 | 2.7 | 13647 | 14622
Fire Safety Systems | Fire Alarm System | Town NR | 1 | Urgent | B | 1 | 2025 | 5 | 1 | 2.2 | 4238 | 1266
General Lighting | General - LED fittings & Luminaires | Town IZ | 13 | Medium | B | 16 | 2040 | 5 | 3 | 3.2 | 23777 | 29497
Barriers & Guardrails | Vehicle Crash Protection Barrier | Town NE | 1 | V Low | B | 1 | 2025 | 5 | 4 | 3.7 | 32971 | 11945
External Doors | Entrance Doors | Town O | 1 | High | B | 11 | 2035 | 5 | 2 | 2.7 | 13648 | 24356
Local and Special Ventilation | Fan - Extract | Town NR | 1 | Medium | B | 1 | 2025 | 5 | 3 | 3.2 | 23778 | 7710
Access Control | Gate Access - Local Lock / Keypad / Manual (External) | Town NK | 1 | Medium | B | 1 | 2025 | 5 | 3 | 3.2 | 23779 | 7711
External Lighting | General - LED | Town O | 1 | Medium | B | 11 | 2035 | 5 | 3 | 3.2 | 23780 | 25149
Local and Special Ventilation | Fan - Centrifugal | Town NK | 1 | Medium | B | 1 | 2025 | 5 | 3 | 3.2 | 23781 | 7712
External Lighting | General - Non LED | Town GB | 4 | Medium | B | 1 | 2025 | 5 | 3 | 3.2 | 23782 | 7713
Fire Safety Systems | Fire Blanket | Town NR | 1 | Urgent | B | 4 | 2028 | 5 | 1 | 2.2 | 4239 | 13813
Multi-System Controls | Control Panel - Electrical Services (excluding Electrical Controllers and Pneumatic Relays) | Town NG | 1 | Medium | B | 1 | 2025 | 5 | 3 | 3.2 | 23783 | 7714
Heat Emitters | Gas Radiant Tube Heaters | Town NH | 1 | Medium | B | 3 | 2027 | 5 | 3 | 3.2 | 23784 | 13522
Emergency Lighting | Illuminated Fire Exit Signage | Town NE | 4 | Urgent | B | 16 | 2040 | 5 | 1 | 2.2 | 4240 | 28760
Emergency Lighting | Illuminated Fire Exit Signage | Town NI | 4 | Urgent | B | 17 | 2041 | 5 | 1 | 2.2 | 4241 | 30079
Fire Safety Systems | Fire Extinguishers - Foam | Town IZ | 1 | Urgent | B | 6 | 2030 | 5 | 1 | 2.2 | 4242 | 16236
LV Distribution | Main Distribution Board | Town NE | 1 | High | B | 16 | 2040 | 5 | 2 | 2.7 | 13649 | 29151
Barriers & Guardrails | Vehicle Crash Protection Barrier | Town NE | 1 | V Low | B | 1 | 2025 | 5 | 4 | 3.7 | 32972 | 11946
Emergency Lighting | Self Contained - Non LED | Town NE | 3 | Urgent | B | 1 | 2025 | 5 | 1 | 2.2 | 4243 | 1267
Fire Safety Systems | Fire Extinguishers - CO2 | Town NF | 4 | Urgent | B | 6 | 2030 | 5 | 1 | 2.2 | 4244 | 16237
Heat Emitters | Electric Overdoor Air Curtain/Heater | Town NQ | 1 | Medium | B | 12 | 2036 | 5 | 3 | 3.2 | 23785 | 26479
Boiler | Atmospheric Gas Burner/Condensing Combination Boiler (domestic type) | Town NH | 1 | High | B | 7 | 2031 | 5 | 2 | 2.7 | 13650 | 19618
Emergency Lighting | Illuminated Fire Exit Signage | Town NP | 1 | Urgent | B | 16 | 2040 | 5 | 1 | 2.2 | 4245 | 28761
Emergency Lighting | Illuminated Fire Exit Signage | Town NJ | 4 | Urgent | B | 16 | 2040 | 5 | 1 | 2.2 | 4246 | 28762
Emergency Lighting | Externally Powered - Non LED | Town NG | 7 | Urgent | B | 1 | 2025 | 5 | 1 | 2.2 | 4247 | 1268
LV Distribution | Sub Distribution Board | Town NJ | 1 | High | B | 18 | 2042 | 5 | 2 | 2.7 | 13651 | 30813
LV Distribution | Main Distribution Board | Town NR | 1 | High | B | 1 | 2025 | 5 | 2 | 2.7 | 13652 | 3600
Local and Special Ventilation | Fan - Window / Wall Mounted | Town NP | 1 | Medium | B | 7 | 2031 | 5 | 3 | 3.2 | 23786 | 19911
Local Hot Water | Instantaneous Electric Water Heater - Non-Drinking Water | Town GB | 1 | Medium | B | 9 | 2033 | 5 | 3 | 3.2 | 23787 | 21742
External Doors | Entrance Doors | Town NL | 1 | High | B | 1 | 2025 | 5 | 2 | 2.7 | 13653 | 3601
External Doors | Entrance Doors | Town BI | 1 | High | B | 15 | 2039 | 5 | 2 | 2.7 | 13654 | 28141
External Lighting | General - Non LED | Town IZ | 8 | Medium | B | 1 | 2025 | 5 | 3 | 3.2 | 23788 | 7715
Local and Special Ventilation | Unit extract fans | Town NI | 1 | Medium | DX | 1 | 2025 | 1 | 3 | 2 | 852 | 565
Local and Special Ventilation | Fan - Extract | Town MU | 1 | Medium | B | 1 | 2025 | 5 | 3 | 3.2 | 23789 | 7716
Local and Special Ventilation | Fan - Extract | Town NK | 1 | Medium | CX | 1 | 2025 | 2 | 3 | 2.3 | 10144 | 2093
Emergency Lighting | Self Contained - LED | Town NP | 4 | Urgent | B | 21 | 2045 | 5 | 1 | 2.2 | 4248 | 31991
Fire Safety Systems | Fire Extinguishers - Foam | Town NQ | 3 | Urgent | B | 6 | 2030 | 5 | 1 | 2.2 | 4249 | 16238
Air Conditioning | Single-Split Evaporator - Split Systems/Heat Pumps - Air-cooled with Direct Expansion Evaporator (DX) | Town NR | 1 | Medium | B | 1 | 2025 | 5 | 3 | 3.2 | 23790 | 7717
LV Distribution | Sub Distribution Board | Town MU | 1 | High | B | 1 | 2025 | 5 | 2 | 2.7 | 13655 | 3602
Fire Safety Systems | Manual and Automatic Doors - Emergency and Panic Escape Doors | Town NK | 1 | Urgent | B | 6 | 2030 | 5 | 1 | 2.2 | 4250 | 16239
External Doors | Entrance Doors | Town NH | 1 | High | B | 20 | 2044 | 5 | 2 | 2.7 | 13656 | 31616
Emergency Lighting | Self Contained - LED | Town NJ | 2 | Urgent | B | 21 | 2045 | 5 | 1 | 2.2 | 4251 | 31992
Emergency Lighting | Self Contained - LED | Town NK | 10 | Urgent | B | 21 | 2045 | 5 | 1 | 2.2 | 4252 | 31993
Heat Emitters | Electric Overdoor Air Curtain/Heater | Town NX | 1 | Medium | B | 1 | 2025 | 5 | 3 | 3.2 | 23791 | 7718
Roller Shutters | External Electric Roller Shutter | Town NX | 1 | High | B | 1 | 2025 | 5 | 2 | 2.7 | 13657 | 3603
Roller Shutters | External Electric Roller Shutter | Town NX | 1 | High | B | 1 | 2025 | 5 | 2 | 2.7 | 13658 | 3604
LV Distribution | Sub Distribution Board | Town NU | 1 | High | B | 1 | 2025 | 5 | 2 | 2.7 | 13659 | 3605
Heat Emitters | Gas Fired Unit Heaters | Town NW | 1 | Medium | B | 5 | 2029 | 5 | 3 | 3.2 | 23792 | 15032
Fire Safety Systems | Fire Alarm Panel / Repeater | Town NZ | 1 | Urgent | B | 1 | 2025 | 5 | 1 | 2.2 | 4253 | 1269
LV Distribution | Main Distribution Board | Town NX | 1 | High | B | 1 | 2025 | 5 | 2 | 2.7 | 13660 | 3606
External Doors | Manual and Automatic Doors - Auto / Powered Sliding Doors | Town NX | 1 | High | B | 11 | 2035 | 5 | 2 | 2.7 | 13661 | 24357
Roller Shutters | External Manual Roller Shutter | Town NY | 1 | High | B | 11 | 2035 | 5 | 2 | 2.7 | 13662 | 24358
Roller Shutters | Internal Electric Roller Shutter | Town NX | 1 | Medium | B | 1 | 2025 | 5 | 3 | 3.2 | 23793 | 7719
Roller Shutters | External Electric Roller Shutter | Town EX | 1 | High | B | 21 | 2045 | 5 | 2 | 2.7 | 13663 | 32613
Emergency Lighting | Illuminated Fire Exit Signage | Town EX | 5 | Urgent | B | 16 | 2040 | 5 | 1 | 2.2 | 4254 | 28763
Emergency Lighting | Illuminated Fire Exit Signage | Town OA | 5 | Urgent | B | 15 | 2039 | 5 | 1 | 2.2 | 4255 | 27834
Fire Safety Systems | Fire Extinguishers - Foam | Town EJ | 2 | Urgent | B | 6 | 2030 | 5 | 1 | 2.2 | 4256 | 16240
Fire Safety Systems | Fire Extinguishers - CO2 | Town NV | 1 | Urgent | B | 6 | 2030 | 5 | 1 | 2.2 | 4257 | 16241
Heat Emitters | Electric Heaters | Town EJ | 2 | Medium | B | 4 | 2028 | 5 | 3 | 3.2 | 23794 | 14102
General Lighting | General - LED fittings & Luminaires | Town EX | 23 | Medium | B | 6 | 2030 | 5 | 3 | 3.2 | 23795 | 18617
Fire Safety Systems | Fire Extinguishers - Foam | Town NX | 5 | Urgent | B | 6 | 2030 | 5 | 1 | 2.2 | 4258 | 16242
LV Distribution | Main Distribution Board | Town EJ | 1 | High | D | 15 | 2039 | 3 | 2 | 2.1 | 1135 | 27724
Local Hot Water | Package Electric Water Heaters - Non-Drinking Water | Town EJ | 1 | Medium | B | 9 | 2033 | 5 | 3 | 3.2 | 23796 | 21743
Fire Safety Systems | Fire Alarm System | Town EX | 1 | Urgent | B | 1 | 2025 | 5 | 1 | 2.2 | 4259 | 1270
Heat Emitters | Radiators - Steel | Town OA | 1 | Medium | B | 1 | 2025 | 5 | 3 | 3.2 | 23797 | 7720
General Lighting | General - LED fittings & Luminaires | Town NU | 2 | Medium | CX | 10 | 2034 | 2 | 3 | 2.3 | 10145 | 22187
Emergency Lighting | Self Contained - LED | Town EJ | 13 | Urgent | B | 21 | 2045 | 5 | 1 | 2.2 | 4260 | 31994
Fire Safety Systems | Fire Extinguishers - Foam | Town NX | 2 | Urgent | B | 6 | 2030 | 5 | 1 | 2.2 | 4261 | 16243
Heat Emitters | Gas Fired Natural and Fan Assisted Heaters | Town NV | 1 | Medium | CX | 8 | 2032 | 2 | 3 | 2.3 | 10146 | 20641
Heat Emitters | Gas Fired Unit Heaters | Town EX | 1 | Medium | B | 1 | 2025 | 5 | 3 | 3.2 | 23798 | 7721
Fire Safety Systems | Fire Alarm Panel / Repeater | Town NU | 1 | Urgent | B | 11 | 2035 | 5 | 1 | 2.2 | 4262 | 23575
Local Hot Water | Package Electric Water Heaters - Non-Drinking Water | Town NX | 1 | Medium | B | 1 | 2025 | 5 | 3 | 3.2 | 23799 | 7722
LV Distribution | Main Switch Panel at Supply Intake | Town NZ | 1 | Medium | B | 1 | 2025 | 5 | 3 | 3.2 | 23800 | 7723
Security Systems | Manual and Automatic Doors - High Security Door | Town NX | 1 | High | B | 11 | 2035 | 5 | 2 | 2.7 | 13664 | 24359
General Lighting | General - LED fittings & Luminaires | Town NW | 7 | Medium | B | 10 | 2034 | 5 | 3 | 3.2 | 23801 | 22754
Emergency Lighting | Self Contained - LED | Town NV | 13 | Urgent | B | 22 | 2046 | 5 | 1 | 2.2 | 4263 | 32882
Fire Safety Systems | Fire Extinguishers - Powder | Town EX | 2 | Urgent | B | 6 | 2030 | 5 | 1 | 2.2 | 4264 | 16244
General Lighting | General - LED fittings & Luminaires | Town NW | 3 | Medium | B | 1 | 2025 | 5 | 3 | 3.2 | 23802 | 7724
Fire Safety Systems | Manual and Automatic Doors - Emergency and Panic Escape Doors | Town NY | 1 | Urgent | B | 33 | 2057 | 5 | 1 | 2.2 | 4265 | 33839
Access Control | Gate Access - Local Lock / Keypad / Manual (External) | Town NW | 1 | Medium | B | 1 | 2025 | 5 | 3 | 3.2 | 23803 | 7725
Fire Safety Systems | Fire Alarm System | Town NV | 1 | Urgent | D | 1 | 2025 | 3 | 1 | 1.6 | 434 | 376
Boiler | Atmospheric Gas Burner - Free Standing Boiler | Town NZ | 1 | Medium | B | 1 | 2025 | 5 | 3 | 3.2 | 23804 | 7726
Emergency Lighting | Illuminated Fire Exit Signage | Town NX | 5 | Urgent | B | 16 | 2040 | 5 | 1 | 2.2 | 4266 | 28764
Local Hot Water | Instantaneous Electric Water Heater - Non-Drinking Water | Town NU | 1 | Medium | B | 5 | 2029 | 5 | 3 | 3.2 | 23805 | 15033
Fire Safety Systems | Manual and Automatic Doors - Emergency and Panic Escape Doors | Town EJ | 1 | Urgent | B | 31 | 2055 | 5 | 1 | 2.2 | 4267 | 33744
Roller Shutters | Internal Electric Roller Shutter | Town NX | 1 | Medium | B | 1 | 2025 | 5 | 3 | 3.2 | 23806 | 7727
Heat Emitters | Radiators - Steel | Town NZ | 1 | Medium | B | 1 | 2025 | 5 | 3 | 3.2 | 23807 | 7728
Roller Shutters | External Manual Roller Shutter | Town EJ | 1 | High | B | 1 | 2025 | 5 | 2 | 2.7 | 13665 | 3607
Heat Emitters | Radiators - Steel | Town NV | 3 | Medium | B | 15 | 2039 | 5 | 3 | 3.2 | 23808 | 28410
External Lighting | General - LED | Town EJ | 2 | Medium | B | 11 | 2035 | 5 | 3 | 3.2 | 23809 | 25150
External Doors | Manual and Automatic Doors - Auto / Powered Sliding Doors | Town NU | 1 | High | C | 32 | 2056 | 4 | 2 | 2.4 | 10530 | 33822
Heat Emitters | Gas Fired Natural and Fan Assisted Heaters | Town NY | 1 | Medium | B | 1 | 2025 | 5 | 3 | 3.2 | 23810 | 7729
Fire Safety Systems | Manual and Automatic Doors - Emergency and Panic Escape Doors | Town NU | 1 | Urgent | B | 32 | 2056 | 5 | 1 | 2.2 | 4268 | 33815
Local and Special Ventilation | Fan - Extract | Town NX | 1 | Medium | B | 1 | 2025 | 5 | 3 | 3.2 | 23811 | 7730
Local Hot Water | Package Electric Water Heaters - Non-Drinking Water | Town EJ | 1 | Medium | B | 8 | 2032 | 5 | 3 | 3.2 | 23812 | 20936
Fire Safety Systems | Fire Alarm Panel / Repeater | Town OA | 1 | Urgent | B | 11 | 2035 | 5 | 1 | 2.2 | 4269 | 23576
Emergency Lighting | Self Contained - LED | Town OA | 11 | Urgent | B | 22 | 2046 | 5 | 1 | 2.2 | 4270 | 32883
Air Conditioning | Single-Split Condenser - Split Systems/Heat Pumps - Air-cooled with Direct Expansion Evaporator (DX) | Town NZ | 1 | Medium | B | 5 | 2029 | 5 | 3 | 3.2 | 23813 | 15034
LV Distribution | Main Distribution Board | Town EJ | 1 | High | B | 10 | 2034 | 5 | 2 | 2.7 | 13666 | 22339
Roller Shutters | Internal Electric Roller Shutter | Town NV | 1 | Medium | B | 1 | 2025 | 5 | 3 | 3.2 | 23814 | 7731
Roller Shutters | External Electric Roller Shutter | Town NU | 1 | High | B | 15 | 2039 | 5 | 2 | 2.7 | 13667 | 28142
Local and Special Ventilation | Fan - Extract | Town EX | 1 | Medium | B | 1 | 2025 | 5 | 3 | 3.2 | 23815 | 7732
Fire Safety Systems | Fire Alarm System | Town NW | 1 | Urgent | B | 5 | 2029 | 5 | 1 | 2.2 | 4271 | 14357
Lifts | Passenger Lift Hydraulic - Hydraulic | Town NU | 1 | Medium | B | 1 | 2025 | 5 | 3 | 3.2 | 23816 | 7733
Roller Shutters | External Manual Roller Shutter | Town EJ | 1 | High | B | 1 | 2025 | 5 | 2 | 2.7 | 13668 | 3608
External Doors | Entrance Doors | Town NU | 1 | High | B | 6 | 2030 | 5 | 2 | 2.7 | 13669 | 17552
Heat Emitters | Radiators - Steel | Town NZ | 1 | Medium | B | 1 | 2025 | 5 | 3 | 3.2 | 23817 | 7734
Heat Emitters | Electric Overdoor Air Curtain/Heater | Town NX | 1 | Medium | B | 1 | 2025 | 5 | 3 | 3.2 | 23818 | 7735
Local and Special Ventilation | Fan - Kitchen Extract | Town NV | 1 | Low | B | 5 | 2029 | 5 | 4 | 3.7 | 32973 | 15618
Emergency Lighting | Illuminated Fire Exit Signage | Town NZ | 6 | Urgent | B | 18 | 2042 | 5 | 1 | 2.2 | 4272 | 30640
Emergency Lighting | Self Contained - Non LED | Town NU | 1 | Urgent | B | 1 | 2025 | 5 | 1 | 2.2 | 4273 | 1271
Emergency Lighting | Self Contained - LED | Town NZ | 1 | Urgent | B | 20 | 2044 | 5 | 1 | 2.2 | 4274 | 31457
Emergency Lighting | Self Contained - LED | Town NU | 1 | Urgent | B | 15 | 2039 | 5 | 1 | 2.2 | 4275 | 27835
AHU - Internal | Central Air Conditioning - Gas Fired | Town NU | 1 | Medium | B | 1 | 2025 | 5 | 3 | 3.2 | 23819 | 7736
Boiler | Atmospheric Gas Burner Boiler - Small and/or Wall Hung for Domestic Installation | Town OA | 1 | Medium | A | 9 | 2033 | 6 | 3 | 3.5 | 32506 | 21933
External Doors | Entrance Doors | Town EJ | 1 | High | B | 31 | 2055 | 5 | 2 | 2.7 | 13670 | 33792
Roller Shutters | External Electric Roller Shutter | Town NX | 1 | High | B | 1 | 2025 | 5 | 2 | 2.7 | 13671 | 3609
Air Conditioning | Single-Split Condenser - Split Systems/Heat Pumps - Air-cooled with Direct Expansion Evaporator (DX) | Town NZ | 1 | Medium | B | 5 | 2029 | 5 | 3 | 3.2 | 23820 | 15035
Heat Emitters | Gas Fired Unit Heaters | Town NX | 1 | Medium | B | 1 | 2025 | 5 | 3 | 3.2 | 23821 | 7737
External Doors | Entrance Doors | Town NU | 1 | High | B | 6 | 2030 | 5 | 2 | 2.7 | 13672 | 17553
Fire Safety Systems | Fire Alarm System | Town EX | 1 | Urgent | B | 1 | 2025 | 5 | 1 | 2.2 | 4276 | 1272
Heat Emitters | Radiators - Steel | Town OA | 1 | Medium | C | 1 | 2025 | 4 | 3 | 2.9 | 18576 | 5504
Emergency Lighting | Illuminated Fire Exit Signage | Town NW | 5 | Urgent | B | 10 | 2034 | 5 | 1 | 2.2 | 4277 | 22038
Fire Safety Systems | Fire Extinguishers - CO2 | Town EJ | 5 | Urgent | B | 6 | 2030 | 5 | 1 | 2.2 | 4278 | 16245
Central Heating & Cooling | Fan - Bifurcated | Town KB | 1 | Medium | B | 1 | 2025 | 5 | 3 | 3.2 | 23822 | 7738
AHU - Internal | Central Heating & Cooling - Electric & DX | Town OJ | 1 | Medium | B | 12 | 2036 | 5 | 3 | 3.2 | 23823 | 26480
LV Distribution | Sub Distribution Board | Town OB | 1 | High | A | 19 | 2043 | 6 | 2 | 3 | 19541 | 31295
Heat Emitters | Gas Fired Unit Heaters | Town LL | 1 | Medium | B | 11 | 2035 | 5 | 3 | 3.2 | 23824 | 25151
Local and Special Ventilation | Fan - Window / Wall Mounted | Town FD | 1 | Medium | B | 9 | 2033 | 5 | 3 | 3.2 | 23825 | 21744
Roller Shutters | Internal Electric Roller Shutter | Town OQ | 1 | Medium | A | 24 | 2048 | 6 | 3 | 3.5 | 32507 | 33276
LV Distribution | Sub Distribution Board | Town OI | 1 | High | B | 1 | 2025 | 5 | 2 | 2.7 | 13673 | 3610
Local Hot Water | Package Electric Water Heaters - Non-Drinking Water | Town OI | 1 | Medium | B | 1 | 2025 | 5 | 3 | 3.2 | 23826 | 7739
Roller Shutters | External Electric Roller Shutter | Town ON | 1 | High | CX | 14 | 2038 | 2 | 2 | 1.8 | 504 | 27322
Fire Safety Systems | Manual and Automatic Doors - Emergency and Panic Escape Doors | Town FD | 1 | Urgent | B | 21 | 2045 | 5 | 1 | 2.2 | 4279 | 31995
Lifts | Passenger Lift Hydraulic - Electric | Town KB | 1 | Medium | B | 2 | 2026 | 5 | 3 | 3.2 | 23827 | 13068
Roller Shutters | External Manual Roller Shutter | Town OE | 1 | High | B | 1 | 2025 | 5 | 2 | 2.7 | 13674 | 3611
Roller Shutters | External Electric Roller Shutter | Town OI | 1 | High | B | 5 | 2029 | 5 | 2 | 2.7 | 13675 | 14623
Roller Shutters | External Electric Roller Shutter | Town KB | 1 | High | B | 15 | 2039 | 5 | 2 | 2.7 | 13676 | 28143
Local and Special Ventilation | Fan - Extract | Town OI | 1 | Medium | B | 1 | 2025 | 5 | 3 | 3.2 | 23828 | 7740
Fire Safety Systems | Manual and Automatic Doors - Emergency and Panic Escape Doors | Town OE | 1 | Urgent | B | 10 | 2034 | 5 | 1 | 2.2 | 4280 | 22039
LV Distribution | Sub Distribution Board | Town FR | 1 | High | A | 19 | 2043 | 6 | 2 | 3 | 19542 | 31296
Central Ventilation Systems | Fan - General Ventilation | Town OE | 1 | Low | B | 6 | 2030 | 5 | 4 | 3.7 | 32974 | 19100
Roller Shutters | External Manual Roller Shutter | Town OM | 1 | High | B | 1 | 2025 | 5 | 2 | 2.7 | 13677 | 3612
General Lighting | General - LED fittings & Luminaires | Town FL | 94 | Medium | B | 17 | 2041 | 5 | 3 | 3.2 | 23829 | 30453
Access Control | Door Lock / Keypad / Manual | Town OH | 1 | Medium | B | 5 | 2029 | 5 | 3 | 3.2 | 23830 | 15036
Fire Safety Systems | Fire Extinguishers - CO2 | Town OR | 1 | Urgent | B | 1 | 2025 | 5 | 1 | 2.2 | 4281 | 1273
Emergency Lighting | Self Contained - LED | Town OE | 12 | Urgent | B | 22 | 2046 | 5 | 1 | 2.2 | 4282 | 32884
Emergency Lighting | Self Contained - LED | Town FD | 16 | Urgent | B | 21 | 2045 | 5 | 1 | 2.2 | 4283 | 31996
Fire Safety Systems | Fire Extinguishers - Foam | Town OC | 5 | Urgent | B | 6 | 2030 | 5 | 1 | 2.2 | 4284 | 16246
Fire Safety Systems | Fire Extinguishers - CO2 | Town OG | 4 | Urgent | B | 8 | 2032 | 5 | 1 | 2.2 | 4285 | 20388
Roller Shutters | External Manual Roller Shutter | Town OE | 1 | High | B | 1 | 2025 | 5 | 2 | 2.7 | 13678 | 3613
LV Distribution | Main Distribution Board | Town OE | 1 | High | B | 16 | 2040 | 5 | 2 | 2.7 | 13679 | 29152
Local and Special Ventilation | Fan - Extract | Town AJ | 1 | Medium | B | 1 | 2025 | 5 | 3 | 3.2 | 23831 | 7741
Fire Safety Systems | Fire Extinguishers - CO2 | Town OI | 4 | Urgent | B | 6 | 2030 | 5 | 1 | 2.2 | 4286 | 16247
Central Ventilation Systems | Fan - General Ventilation | Town OK | 1 | Low | B | 1 | 2025 | 5 | 4 | 3.7 | 32975 | 11947
Roller Shutters | External Manual Roller Shutter | Town OE | 1 | High | B | 1 | 2025 | 5 | 2 | 2.7 | 13680 | 3614
Central Heating & Cooling | Fan - Bifurcated | Town OF | 1 | Medium | B | 1 | 2025 | 5 | 3 | 3.2 | 23832 | 7742
Fire Safety Systems | Fire Extinguishers - CO2 | Town OE | 4 | Urgent | B | 6 | 2030 | 5 | 1 | 2.2 | 4287 | 16248
Local and Special Ventilation | Fan - Extract | Town OI | 1 | Medium | B | 1 | 2025 | 5 | 3 | 3.2 | 23833 | 7743
Emergency Lighting | Illuminated Fire Exit Signage | Town OG | 1 | Urgent | B | 15 | 2039 | 5 | 1 | 2.2 | 4288 | 27836
Heat Emitters | Radiators - Steel | Town OG | 1 | Medium | B | 6 | 2030 | 5 | 3 | 3.2 | 23834 | 18618
LV Distribution | Main Distribution Board | Town OF | 1 | High | B | 2 | 2026 | 5 | 2 | 2.7 | 13681 | 12889
Central Heating & Cooling | Fan - Bifurcated | Town FL | 1 | Medium | B | 1 | 2025 | 5 | 3 | 3.2 | 23835 | 7744
External Doors | Entrance Doors | Town OO | 1 | High | B | 25 | 2049 | 5 | 2 | 2.7 | 13682 | 33386
Fire Safety Systems | Fire Alarm System | Town OE | 1 | Urgent | B | 1 | 2025 | 5 | 1 | 2.2 | 4289 | 1274
Fire Safety Systems | Fire Extinguishers - Foam | Town FL | 3 | Urgent | B | 6 | 2030 | 5 | 1 | 2.2 | 4290 | 16249
Local and Special Ventilation | Fan - Axial | Town FD | 1 | Medium | B | 7 | 2031 | 5 | 3 | 3.2 | 23836 | 19912
Central Heating & Cooling | Fan - Bifurcated | Town OF | 1 | Medium | B | 1 | 2025 | 5 | 3 | 3.2 | 23837 | 7745
Roller Shutters | External Electric Roller Shutter | Town FR | 1 | High | B | 10 | 2034 | 5 | 2 | 2.7 | 13683 | 22340
Emergency Lighting | Illuminated Fire Exit Signage | Town KB | 4 | Urgent | B | 16 | 2040 | 5 | 1 | 2.2 | 4291 | 28765
Fire Safety Systems | Fire Extinguishers - CO2 | Town OK | 3 | Urgent | B | 6 | 2030 | 5 | 1 | 2.2 | 4292 | 16250
LV Distribution | Sub Distribution Board | Town AJ | 1 | High | A | 19 | 2043 | 6 | 2 | 3 | 19543 | 31297
General Lighting | General - LED fittings & Luminaires | Town FL | 37 | Medium | B | 17 | 2041 | 5 | 3 | 3.2 | 23838 | 30454
LV Distribution | Sub Distribution Board | Town OR | 1 | High | B | 1 | 2025 | 5 | 2 | 2.7 | 13684 | 3615
Boiler | Atmospheric Gas Burner/Condensing Combination Boiler (domestic type) | Town OD | 1 | High | B | 1 | 2025 | 5 | 2 | 2.7 | 13685 | 3616
Central Heating & Cooling | Fan - Bifurcated | Town FL | 1 | Medium | B | 1 | 2025 | 5 | 3 | 3.2 | 23839 | 7746
Heat Emitters | Electric Heaters | Town FL | 1 | Medium | B | 1 | 2025 | 5 | 3 | 3.2 | 23840 | 7747
Local and Special Ventilation | Fan - General Ventilation | Town FT | 1 | Medium | B | 1 | 2025 | 5 | 3 | 3.2 | 23841 | 7748
General Lighting | General - LED fittings & Luminaires | Town OB | 45 | Medium | B | 18 | 2042 | 5 | 3 | 3.2 | 23842 | 30940
Access Control | Door Lock / Keypad / Manual | Town FT | 3 | Medium | B | 11 | 2035 | 5 | 3 | 3.2 | 23843 | 25152
Emergency Lighting | Self Contained - LED | Town OJ | 7 | Urgent | B | 22 | 2046 | 5 | 1 | 2.2 | 4293 | 32885
Heat Emitters | Electric Heaters | Town OB | 4 | Medium | B | 1 | 2025 | 5 | 3 | 3.2 | 23844 | 7749
General Lighting | General - LED fittings & Luminaires | Town OE | 1 | Medium | B | 17 | 2041 | 5 | 3 | 3.2 | 23845 | 30455
Heat Emitters | Electric Heaters | Town OI | 2 | Medium | B | 4 | 2028 | 5 | 3 | 3.2 | 23846 | 14103
General Lighting | General - LED fittings & Luminaires | Town FD | 1 | Medium | CX | 1 | 2025 | 2 | 3 | 2.3 | 10147 | 2094
Fire Safety Systems | Fire Extinguishers - Powder | Town OH | 1 | Urgent | A | 9 | 2033 | 6 | 1 | 2.5 | 10870 | 21535
Heat Emitters | Gas Fired Unit Heaters | Town AJ | 1 | Medium | B | 10 | 2034 | 5 | 3 | 3.2 | 23847 | 22755
Local and Special Ventilation | Fan - Kitchen Extract | Town OE | 1 | Low | A | 13 | 2037 | 6 | 4 | 4 | 33827 | 27316
External Doors | Entrance Doors | Town OH | 1 | High | B | 24 | 2048 | 5 | 2 | 2.7 | 13686 | 33264
LV Distribution | Main Distribution Board | Town FL | 1 | High | B | 10 | 2034 | 5 | 2 | 2.7 | 13687 | 22341
Local Hot Water | Package Electric Water Heaters - Non-Drinking Water | Town OK | 1 | Medium | A | 11 | 2035 | 6 | 3 | 3.5 | 32508 | 25708
Roller Shutters | External Manual Roller Shutter | Town OP | 1 | High | CX | 1 | 2025 | 2 | 2 | 1.8 | 505 | 405
LV Distribution | Sub Distribution Board | Town FL | 1 | High | B | 10 | 2034 | 5 | 2 | 2.7 | 13688 | 22342
Central Heating & Cooling | Fan - Bifurcated | Town OF | 1 | Medium | B | 1 | 2025 | 5 | 3 | 3.2 | 23848 | 7750
Emergency Lighting | Self Contained - Non LED | Town FT | 6 | Urgent | B | 9 | 2033 | 5 | 1 | 2.2 | 4294 | 21311
Emergency Lighting | Self Contained - LED | Town OD | 8 | Urgent | B | 21 | 2045 | 5 | 1 | 2.2 | 4295 | 31997
Fire Safety Systems | Manual and Automatic Doors - Emergency and Panic Escape Doors | Town FT | 1 | Urgent | B | 21 | 2045 | 5 | 1 | 2.2 | 4296 | 31998
Fire Safety Systems | Fire Alarm System | Town AJ | 1 | Urgent | A | 13 | 2037 | 6 | 1 | 2.5 | 10871 | 26916
Heat Emitters | Electric Heaters | Town OH | 1 | Medium | B | 1 | 2025 | 5 | 3 | 3.2 | 23849 | 7751
Local Hot Water | Package Electric Water Heaters - Non-Drinking Water | Town OI | 1 | Medium | B | 9 | 2033 | 5 | 3 | 3.2 | 23850 | 21745
BMS | BMS Control Panel | Town LL | 1 | High | B | 9 | 2033 | 5 | 2 | 2.7 | 13689 | 21587
Fire Safety Systems | Fire Extinguishers - Foam | Town OI | 5 | Urgent | B | 6 | 2030 | 5 | 1 | 2.2 | 4297 | 16251
LV Distribution | Sub Distribution Board | Town LL | 1 | High | A | 19 | 2043 | 6 | 2 | 3 | 19544 | 31298
Local Hot Water | Package Electric Water Heaters - Non-Drinking Water | Town AJ | 1 | Medium | B | 4 | 2028 | 5 | 3 | 3.2 | 23851 | 14104
Central Heating & Cooling | Fan - Bifurcated | Town AJ | 1 | Medium | B | 1 | 2025 | 5 | 3 | 3.2 | 23852 | 7752
Local and Special Ventilation | Fan - Extract | Town FL | 1 | Medium | B | 5 | 2029 | 5 | 3 | 3.2 | 23853 | 15037
LV Distribution | Sub Distribution Board | Town OH | 1 | High | B | 1 | 2025 | 5 | 2 | 2.7 | 13690 | 3617
Roller Shutters | Internal Electric Roller Shutter | Town FD | 1 | Medium | B | 11 | 2035 | 5 | 3 | 3.2 | 23854 | 25153
Boiler | Atmospheric Gas Burner/Condensing Combination Boiler (domestic type) | Town OL | 1 | High | B | 5 | 2029 | 5 | 2 | 2.7 | 13691 | 14624
Fire Safety Systems | Manual and Automatic Doors - Emergency and Panic Escape Doors | Town OL | 1 | Urgent | B | 11 | 2035 | 5 | 1 | 2.2 | 4298 | 23577
External Doors | Entrance Doors | Town OH | 1 | High | B | 24 | 2048 | 5 | 2 | 2.7 | 13692 | 33265
General Lighting | General - LED fittings & Luminaires | Town FR | 55 | Medium | B | 17 | 2041 | 5 | 3 | 3.2 | 23855 | 30456
AHU - Internal | Central Air Conditioning - Electric & DX | Town FL | 1 | High | B | 19 | 2043 | 5 | 2 | 2.7 | 13693 | 31179
Fire Safety Systems | Manual and Automatic Doors - Emergency and Panic Escape Doors | Town FT | 1 | Urgent | B | 21 | 2045 | 5 | 1 | 2.2 | 4299 | 31999
Heat Emitters | Gas Fired Unit Heaters | Town FT | 1 | Medium | B | 5 | 2029 | 5 | 3 | 3.2 | 23856 | 15038
Fire Safety Systems | Manual and Automatic Doors - Emergency and Panic Escape Doors | Town OD | 1 | Urgent | B | 15 | 2039 | 5 | 1 | 2.2 | 4300 | 27837
Fire Safety Systems | Smoke vents - Smoke Relief-Natural Ventilators | Town KB | 1 | Urgent | B | 12 | 2036 | 5 | 1 | 2.2 | 4301 | 26007
Roller Shutters | External Electric Roller Shutter | Town OF | 1 | High | B | 7 | 2031 | 5 | 2 | 2.7 | 13694 | 19619
Fire Safety Systems | Fire Extinguishers - Foam | Town OM | 4 | Urgent | B | 6 | 2030 | 5 | 1 | 2.2 | 4302 | 16252
Fire Safety Systems | Manual and Automatic Doors - Emergency and Panic Escape Doors | Town FT | 1 | Urgent | B | 21 | 2045 | 5 | 1 | 2.2 | 4303 | 32000
Fire Safety Systems | Fire Extinguishers - Powder | Town OD | 2 | Urgent | B | 6 | 2030 | 5 | 1 | 2.2 | 4304 | 16253
Central Ventilation Systems | Fan - General Ventilation | Town AJ | 1 | Low | B | 1 | 2025 | 5 | 4 | 3.7 | 32976 | 11948
General Lighting | General - LED fittings & Luminaires | Town FD | 41 | Medium | B | 16 | 2040 | 5 | 3 | 3.2 | 23857 | 29498
Fire Safety Systems | Fire Extinguishers - Powder | Town FD | 1 | Urgent | B | 8 | 2032 | 5 | 1 | 2.2 | 4305 | 20389
Central Heating & Cooling | Fan - Bifurcated | Town FR | 1 | Medium | B | 1 | 2025 | 5 | 3 | 3.2 | 23858 | 7753
Central Heating & Cooling | Fan - Bifurcated | Town LL | 1 | Medium | B | 1 | 2025 | 5 | 3 | 3.2 | 23859 | 7754
General Lighting | General - LED fittings & Luminaires | Town AJ | 71 | Medium | B | 17 | 2041 | 5 | 3 | 3.2 | 23860 | 30457
Fire Safety Systems | Fire Extinguishers - CO2 | Town LL | 1 | Urgent | B | 6 | 2030 | 5 | 1 | 2.2 | 4306 | 16254
Fire Safety Systems | Fire Extinguishers - Water | Town OE | 1 | Urgent | B | 6 | 2030 | 5 | 1 | 2.2 | 4307 | 16255
Fire Safety Systems | Fire Extinguishers - Foam | Town FD | 3 | Urgent | B | 8 | 2032 | 5 | 1 | 2.2 | 4308 | 20390
Fire Safety Systems | Manual and Automatic Doors - Emergency and Panic Escape Doors | Town OG | 1 | Urgent | B | 30 | 2054 | 5 | 1 | 2.2 | 4309 | 33674
Fire Safety Systems | Fire Alarm - Voice Alarm Systems | Town OE | 1 | Urgent | B | 6 | 2030 | 5 | 1 | 2.2 | 4310 | 16256
Central Ventilation Systems | Fan - Axial | Town OH | 1 | Medium | B | 5 | 2029 | 5 | 3 | 3.2 | 23861 | 15039
LV Distribution | Main Distribution Board | Town OB | 1 | High | B | 5 | 2029 | 5 | 2 | 2.7 | 13695 | 14625
LV Distribution | Sub Distribution Board | Town FD | 1 | High | B | 18 | 2042 | 5 | 2 | 2.7 | 13696 | 30814
Central Heating & Cooling | Fan - Bifurcated | Town AJ | 1 | Medium | B | 1 | 2025 | 5 | 3 | 3.2 | 23862 | 7755
Fire Safety Systems | Fire Extinguishers - Foam | Town OL | 1 | Urgent | B | 6 | 2030 | 5 | 1 | 2.2 | 4311 | 16257
Local Hot Water | Package Electric Water Heaters - Non-Drinking Water | Town OE | 1 | Medium | A | 11 | 2035 | 6 | 3 | 3.5 | 32509 | 25709
LV Distribution | Main Distribution Board | Town FL | 1 | High | B | 10 | 2034 | 5 | 2 | 2.7 | 13697 | 22343
General Lighting | General - LED fittings & Luminaires | Town OG | 27 | Medium | B | 10 | 2034 | 5 | 3 | 3.2 | 23863 | 22756
Fire Safety Systems | Fire Alarm Panel / Repeater | Town OH | 1 | Urgent | B | 4 | 2028 | 5 | 1 | 2.2 | 4312 | 13814
Emergency Lighting | Self Contained - LED | Town OE | 10 | Urgent | B | 22 | 2046 | 5 | 1 | 2.2 | 4313 | 32886
Heat Emitters | Electric Heaters | Town OH | 1 | Medium | B | 1 | 2025 | 5 | 3 | 3.2 | 23864 | 7756
Fire Safety Systems | Smoke vents - Smoke Relief-Natural Ventilators | Town FL | 1 | Urgent | B | 10 | 2034 | 5 | 1 | 2.2 | 4314 | 22040
LV Distribution | Main Distribution Board | Town OB | 1 | High | B | 5 | 2029 | 5 | 2 | 2.7 | 13698 | 14626
Air Conditioning | Multi-Split Evaporator - Split Systems/Heat Pumps - Air-cooled with Direct Expansion Evaporator (DX) | Town FL | 1 | Medium | B | 5 | 2029 | 5 | 3 | 3.2 | 23865 | 15040
Fire Safety Systems | Fire Alarm System | Town KB | 1 | Urgent | B | 7 | 2031 | 5 | 1 | 2.2 | 4315 | 19285
Fire Safety Systems | Manual and Automatic Doors - Emergency and Panic Escape Doors | Town OQ | 1 | Urgent | B | 25 | 2049 | 5 | 1 | 2.2 | 4316 | 33299
Air Conditioning | Multi-Split Evaporator - Split Systems/Heat Pumps - Air-cooled with Direct Expansion Evaporator (DX) | Town FD | 1 | Medium | B | 11 | 2035 | 5 | 3 | 3.2 | 23866 | 25154
LV Distribution | Main Distribution Board | Town FR | 1 | High | B | 1 | 2025 | 5 | 2 | 2.7 | 13699 | 3618
Local and Special Ventilation | Fan - Kitchen Window / Wall Mounted | Town OH | 1 | Medium | B | 10 | 2034 | 5 | 3 | 3.2 | 23867 | 22757
Fire Safety Systems | Fire Alarm Panel / Repeater | Town FD | 1 | Urgent | B | 9 | 2033 | 5 | 1 | 2.2 | 4317 | 21312
Air Conditioning | Multi-Split Evaporator - Split Systems/Heat Pumps - Air-cooled with Direct Expansion Evaporator (DX) | Town FR | 1 | Medium | B | 1 | 2025 | 5 | 3 | 3.2 | 23868 | 7757
LV Distribution | Sub Distribution Board | Town OD | 1 | High | B | 1 | 2025 | 5 | 2 | 2.7 | 13700 | 3619
Local and Special Ventilation | Fan - Axial | Town FD | 1 | Medium | B | 1 | 2025 | 5 | 3 | 3.2 | 23869 | 7758
LV Distribution | Sub Distribution Board | Town KB | 1 | High | B | 19 | 2043 | 5 | 2 | 2.7 | 13701 | 31180
LV Distribution | Main Distribution Board | Town OP | 1 | High | A | 20 | 2044 | 6 | 2 | 3 | 19545 | 31665
Roller Shutters | External Manual Roller Shutter | Town OE | 1 | High | B | 1 | 2025 | 5 | 2 | 2.7 | 13702 | 3620
External Doors | Entrance Doors | Town FD | 1 | High | B | 23 | 2047 | 5 | 2 | 2.7 | 13703 | 33198
Emergency Lighting | Self Contained - LED | Town OO | 6 | Urgent | B | 22 | 2046 | 5 | 1 | 2.2 | 4318 | 32887
Emergency Lighting | Self Contained - LED | Town OI | 8 | Urgent | B | 21 | 2045 | 5 | 1 | 2.2 | 4319 | 32001
Heat Emitters | Gas Fired Natural and Fan Assisted Heaters | Town OE | 1 | Medium | B | 6 | 2030 | 5 | 3 | 3.2 | 23870 | 18619
Central Ventilation Systems | Fan - General Ventilation | Town OB | 1 | Low | B | 1 | 2025 | 5 | 4 | 3.7 | 32977 | 11949
LV Distribution | Sub Distribution Board | Town FD | 1 | High | B | 8 | 2032 | 5 | 2 | 2.7 | 13704 | 20708
Local and Special Ventilation | Fan - Kitchen Extract | Town OB | 1 | Low | B | 5 | 2029 | 5 | 4 | 3.7 | 32978 | 15619
Fire Safety Systems | Fire Alarm Panel / Repeater | Town OG | 1 | Urgent | B | 5 | 2029 | 5 | 1 | 2.2 | 4320 | 14358
Specialist Lighting | Illuminated External Signs | Town FT | 1 | Medium | C | 1 | 2025 | 4 | 3 | 2.9 | 18577 | 5505
LV Distribution | Sub Distribution Board | Town FR | 1 | High | B | 1 | 2025 | 5 | 2 | 2.7 | 13705 | 3621
Local and Special Ventilation | Fan - Axial | Town FT | 1 | Medium | B | 1 | 2025 | 5 | 3 | 3.2 | 23871 | 7759
Emergency Lighting | Illuminated Fire Exit Signage | Town FR | 5 | Urgent | B | 16 | 2040 | 5 | 1 | 2.2 | 4321 | 28766
Fire Safety Systems | Fire Extinguishers - Foam | Town OH | 1 | Urgent | A | 10 | 2034 | 6 | 1 | 2.5 | 10872 | 22214
Local and Special Ventilation | Fan - Window / Wall Mounted | Town FD | 1 | Medium | B | 9 | 2033 | 5 | 3 | 3.2 | 23872 | 21746
Fire Safety Systems | Fire Alarm Panel / Repeater | Town OP | 1 | Urgent | B | 10 | 2034 | 5 | 1 | 2.2 | 4322 | 22041
Emergency Lighting | Self Contained - LED | Town OH | 6 | Urgent | B | 20 | 2044 | 5 | 1 | 2.2 | 4323 | 31458
Fire Safety Systems | Fire Extinguishers - Foam | Town FT | 3 | Urgent | B | 6 | 2030 | 5 | 1 | 2.2 | 4324 | 16258
Fire Safety Systems | Fire Alarm System | Town OE | 1 | Urgent | B | 12 | 2036 | 5 | 1 | 2.2 | 4325 | 26008
Access Control | Door Lock / Keypad / Manual | Town KB | 1 | Medium | B | 1 | 2025 | 5 | 3 | 3.2 | 23873 | 7760
Access Control | Door Lock / Keypad / Manual | Town FD | 1 | Medium | B | 10 | 2034 | 5 | 3 | 3.2 | 23874 | 22758
Fire Safety Systems | Fire Extinguishers - Foam | Town OR | 1 | Urgent | B | 1 | 2025 | 5 | 1 | 2.2 | 4326 | 1275
Local Hot Water | Package Electric Water Heaters - Non-Drinking Water | Town OE | 1 | Medium | A | 11 | 2035 | 6 | 3 | 3.5 | 32510 | 25710
Central Ventilation Systems | Fan - General Ventilation | Town OE | 1 | Low | B | 6 | 2030 | 5 | 4 | 3.7 | 32979 | 19101
Multi-System Controls | Control Panel - Electrical Services (excluding Electrical Controllers and Pneumatic Relays) | Town FR | 1 | Medium | B | 2 | 2026 | 5 | 3 | 3.2 | 23875 | 13069
Emergency Lighting | Illuminated Fire Exit Signage | Town OP | 4 | Urgent | A | 20 | 2044 | 6 | 1 | 2.5 | 10873 | 31582
Access Control | Door Lock / Keypad / Manual | Town OH | 1 | Medium | B | 5 | 2029 | 5 | 3 | 3.2 | 23876 | 15041
Local and Special Ventilation | Fan - Window / Wall Mounted | Town OG | 1 | Medium | B | 10 | 2034 | 5 | 3 | 3.2 | 23877 | 22759
Roller Shutters | External Manual Roller Shutter | Town OM | 1 | High | B | 1 | 2025 | 5 | 2 | 2.7 | 13706 | 3622
Fire Safety Systems | Fire Alarm System | Town OB | 1 | Urgent | A | 14 | 2038 | 6 | 1 | 2.5 | 10874 | 27416
General Lighting | General - LED fittings & Luminaires | Town ON | 27 | Medium | B | 16 | 2040 | 5 | 3 | 3.2 | 23878 | 29499
Fire Safety Systems | Fire Extinguishers - Foam | Town OE | 6 | Urgent | B | 6 | 2030 | 5 | 1 | 2.2 | 4327 | 16259
LV Distribution | Main Distribution Board | Town OH | 1 | High | B | 9 | 2033 | 5 | 2 | 2.7 | 13707 | 21588
Local and Special Ventilation | Fan - Extract | Town OD | 1 | Medium | C | 1 | 2025 | 4 | 3 | 2.9 | 18578 | 5506
Air Conditioning | Single-Split Condenser - Split Systems/Heat Pumps - Air-cooled with Direct Expansion Evaporator (DX) | Town FT | 1 | Medium | B | 1 | 2025 | 5 | 3 | 3.2 | 23879 | 7761
Fire Safety Systems | Manual and Automatic Doors - Emergency and Panic Escape Doors | Town LL | 1 | Urgent | B | 20 | 2044 | 5 | 1 | 2.2 | 4328 | 31459
Air Conditioning | Multi-Split Condenser - Split Systems/Heat Pumps - Air-cooled with Direct Expansion Evaporator (DX) | Town OF | 1 | Medium | CX | 1 | 2025 | 2 | 3 | 2.3 | 10148 | 2095
Air Conditioning | Multi-Split Evaporator - Split Systems/Heat Pumps - Air-cooled with Direct Expansion Evaporator (DX) | Town KB | 1 | Medium | B | 5 | 2029 | 5 | 3 | 3.2 | 23880 | 15042
Roller Shutters | External Electric Roller Shutter | Town FL | 1 | High | B | 10 | 2034 | 5 | 2 | 2.7 | 13708 | 22344
Access Control | Door Lock / Keypad / Manual | Town LL | 1 | Medium | CX | 1 | 2025 | 2 | 3 | 2.3 | 10149 | 2096
Fire Safety Systems | Manual and Automatic Doors - Emergency and Panic Escape Doors | Town OH | 1 | Urgent | B | 11 | 2035 | 5 | 1 | 2.2 | 4329 | 23578
External Doors | Entrance Doors | Town OH | 1 | High | B | 24 | 2048 | 5 | 2 | 2.7 | 13709 | 33266
General Lighting | General - LED fittings & Luminaires | Town OB | 12 | Medium | B | 18 | 2042 | 5 | 3 | 3.2 | 23881 | 30941
Local Hot Water | Instantaneous Electric Water Heater - Non-Drinking Water | Town OO | 1 | Medium | B | 10 | 2034 | 5 | 3 | 3.2 | 23882 | 22760
Central Heating & Cooling | Fan - Bifurcated | Town FL | 1 | Medium | B | 1 | 2025 | 5 | 3 | 3.2 | 23883 | 7762
Fire Safety Systems | Manual and Automatic Doors - Emergency and Panic Escape Doors | Town OP | 1 | Urgent | B | 15 | 2039 | 5 | 1 | 2.2 | 4330 | 27838
Roller Shutters | External Electric Roller Shutter | Town OD | 1 | High | B | 5 | 2029 | 5 | 2 | 2.7 | 13710 | 14627
Local and Special Ventilation | Fan - Extract | Town OF | 1 | Medium | B | 1 | 2025 | 5 | 3 | 3.2 | 23884 | 7763
Heat Emitters | Electric Heaters | Town OE | 5 | Medium | B | 1 | 2025 | 5 | 3 | 3.2 | 23885 | 7764
Heat Emitters | Electric Heaters | Town OO | 1 | Medium | B | 5 | 2029 | 5 | 3 | 3.2 | 23886 | 15043
Fire Safety Systems | Fire Extinguishers - CO2 | Town OE | 3 | Urgent | B | 6 | 2030 | 5 | 1 | 2.2 | 4331 | 16260
Local and Special Ventilation | Fan - Extract | Town OI | 1 | Medium | B | 1 | 2025 | 5 | 3 | 3.2 | 23887 | 7765
External Doors | Entrance Doors | Town DK | 1 | High | CX | 6 | 2030 | 2 | 2 | 1.8 | 506 | 15701
LV Distribution | Sub Distribution Board | Town OY | 1 | High | B | 1 | 2025 | 5 | 2 | 2.7 | 13711 | 3623
AHU - Internal | Central Heating & Cooling - Electric & DX | Town OW | 1 | Medium | B | 7 | 2031 | 5 | 3 | 3.2 | 23888 | 19913
LV Distribution | Main Distribution Board | Town OV | 1 | High | B | 1 | 2025 | 5 | 2 | 2.7 | 13712 | 3624
Boiler | Electric Boilers | Town KP | 1 | Medium | B | 1 | 2025 | 5 | 3 | 3.2 | 23889 | 7766
Air Conditioning | Single-Split Condenser - Split Systems/Heat Pumps - Air-cooled with Direct Expansion Evaporator (DX) | Town OT | 1 | Medium | B | 8 | 2032 | 5 | 3 | 3.2 | 23890 | 20937
Heat Emitters | Gas Fired Natural and Fan Assisted Heaters | Town OU | 1 | Medium | B | 1 | 2025 | 5 | 3 | 3.2 | 23891 | 7767
LV Distribution | Main Distribution Board | Town OZ | 1 | High | B | 14 | 2038 | 5 | 2 | 2.7 | 13713 | 27446
Fire Safety Systems | Fire Alarm Panel / Repeater | Town OU | 1 | Urgent | B | 7 | 2031 | 5 | 1 | 2.2 | 4332 | 19286
Fire Safety Systems | Automatic Fire Dampers | Town PE | 1 | Urgent | B | 9 | 2033 | 5 | 1 | 2.2 | 4333 | 21313
Local and Special Ventilation | Fan - Extract | Town JU | 1 | Medium | B | 14 | 2038 | 5 | 3 | 3.2 | 23892 | 27557
LV Distribution | Sub Distribution Board | Town PC | 1 | High | B | 5 | 2029 | 5 | 2 | 2.7 | 13714 | 14628
Security Systems | Manual and Automatic Doors - High Security Door | Town OV | 1 | High | B | 11 | 2035 | 5 | 2 | 2.7 | 13715 | 24360
Fire Safety Systems | Manual and Automatic Doors - Emergency and Panic Escape Doors | Town PE | 1 | Urgent | B | 21 | 2045 | 5 | 1 | 2.2 | 4334 | 32002
Local and Special Ventilation | Fan - Extract | Town PC | 1 | Medium | B | 5 | 2029 | 5 | 3 | 3.2 | 23893 | 15044
Multi-System Controls | Control Panel - Electrical Services (excluding Electrical Controllers and Pneumatic Relays) | Town OU | 1 | Medium | B | 6 | 2030 | 5 | 3 | 3.2 | 23894 | 18620
Air Conditioning | Single-Split Condenser - Split Systems/Heat Pumps - Air-cooled with Direct Expansion Evaporator (DX) | Town OS | 1 | Medium | B | 11 | 2035 | 5 | 3 | 3.2 | 23895 | 25155
General Lighting | General - LED fittings & Luminaires | Town OZ | 15 | Medium | B | 16 | 2040 | 5 | 3 | 3.2 | 23896 | 29500
Access Control | Gate Access - Local Lock / Keypad / Manual (External) | Town OU | 1 | Medium | B | 1 | 2025 | 5 | 3 | 3.2 | 23897 | 7768
Access Control | Door Lock / Keypad / Manual | Town PG | 1 | Medium | B | 5 | 2029 | 5 | 3 | 3.2 | 23898 | 15045
External Lighting | General - Non LED | Town KP | 5 | Medium | B | 1 | 2025 | 5 | 3 | 3.2 | 23899 | 7769
Air Conditioning | Multi-Split Condenser - Split Systems/Heat Pumps - Air-cooled with Direct Expansion Evaporator (DX) | Town PE | 1 | Medium | B | 1 | 2025 | 5 | 3 | 3.2 | 23900 | 7770
AHU - External | Central Heating & Cooling - Electric & DX | Town OZ | 1 | Medium | B | 1 | 2025 | 5 | 3 | 3.2 | 23901 | 7771
Fire Safety Systems | Manual and Automatic Doors - Emergency and Panic Escape Doors | Town OT | 1 | Urgent | B | 6 | 2030 | 5 | 1 | 2.2 | 4335 | 16261
Roller Shutters | External Manual Roller Shutter | Town OY | 1 | High | B | 1 | 2025 | 5 | 2 | 2.7 | 13716 | 3625
External Doors | Entrance Doors | Town OW | 1 | High | B | 10 | 2034 | 5 | 2 | 2.7 | 13717 | 22345
Emergency Lighting | Illuminated Fire Exit Signage | Town PD | 1 | Urgent | B | 18 | 2042 | 5 | 1 | 2.2 | 4336 | 30641
External Doors | Entrance Doors | Town KP | 1 | High | B | 11 | 2035 | 5 | 2 | 2.7 | 13718 | 24361
Local and Special Ventilation | Fan - Extract | Town JU | 1 | Medium | B | 14 | 2038 | 5 | 3 | 3.2 | 23902 | 27558
Fire Safety Systems | Fire Extinguishers - Powder | Town PG | 4 | Urgent | B | 6 | 2030 | 5 | 1 | 2.2 | 4337 | 16262
Air Conditioning | Single-Split Condenser - Split Systems/Heat Pumps - Air-cooled with Direct Expansion Evaporator (DX) | Town PG | 1 | Medium | A | 14 | 2038 | 6 | 3 | 3.5 | 32511 | 27666
Local Hot Water | Package Electric Water Heaters - Non-Drinking Water | Town OU | 1 | Medium | B | 4 | 2028 | 5 | 3 | 3.2 | 23903 | 14105
Boiler | Atmospheric Gas Burner/Condensing Combination Boiler | Town OS | 1 | Medium | B | 7 | 2031 | 5 | 3 | 3.2 | 23904 | 19914
Fire Safety Systems | Fire Alarm System | Town OW | 1 | Urgent | B | 12 | 2036 | 5 | 1 | 2.2 | 4338 | 26009
Local and Special Ventilation | Fan - Centrifugal | Town PB | 1 | Medium | B | 6 | 2030 | 5 | 3 | 3.2 | 23905 | 18621
Fire Safety Systems | Fire Extinguishers - CO2 | Town OU | 2 | Urgent | B | 2 | 2026 | 5 | 1 | 2.2 | 4339 | 12565
Fire Safety Systems | Fire Alarm Panel / Repeater | Town OU | 1 | Urgent | B | 1 | 2025 | 5 | 1 | 2.2 | 4340 | 1276
Heat Emitters | Electric Heaters | Town OY | 2 | Medium | B | 1 | 2025 | 5 | 3 | 3.2 | 23906 | 7772
LV Distribution | Sub Distribution Board | Town PF | 1 | High | B | 2 | 2026 | 5 | 2 | 2.7 | 13719 | 12890
Emergency Lighting | Self Contained - LED | Town OY | 11 | Urgent | B | 21 | 2045 | 5 | 1 | 2.2 | 4341 | 32003
Emergency Lighting | Self Contained - LED | Town PE | 3 | Urgent | B | 20 | 2044 | 5 | 1 | 2.2 | 4342 | 31460
Fire Safety Systems | Fire Extinguishers - CO2 | Town PG | 3 | Urgent | B | 6 | 2030 | 5 | 1 | 2.2 | 4343 | 16263
LV Distribution | Sub Distribution Board | Town PB | 1 | High | B | 11 | 2035 | 5 | 2 | 2.7 | 13720 | 24362
LV Distribution | Sub Distribution Board | Town PF | 1 | High | B | 1 | 2025 | 5 | 2 | 2.7 | 13721 | 3626
Local Hot Water | Package Electric Water Heaters - Non-Drinking Water | Town OY | 1 | Medium | B | 1 | 2025 | 5 | 3 | 3.2 | 23907 | 7773
Heat Emitters | Unit Heaters | Town KP | 1 | Medium | B | 1 | 2025 | 5 | 3 | 3.2 | 23908 | 7774
Heat Emitters | Electric Heaters | Town PG | 1 | Medium | B | 1 | 2025 | 5 | 3 | 3.2 | 23909 | 7775
Central Ventilation Systems | Fan - General Ventilation | Town OW | 1 | Low | B | 2 | 2026 | 5 | 4 | 3.7 | 32980 | 13231
Local Hot Water | Package Electric Water Heaters - Non-Drinking Water | Town PC | 1 | Medium | B | 5 | 2029 | 5 | 3 | 3.2 | 23910 | 15046
Fire Safety Systems | Fire Alarm Panel / Repeater | Town PG | 1 | Urgent | B | 10 | 2034 | 5 | 1 | 2.2 | 4344 | 22042
Multi-System Controls | Instrumental Control Panel | Town PG | 1 | Medium | B | 14 | 2038 | 5 | 3 | 3.2 | 23911 | 27559
Access Control | Gate Access - Local Lock / Keypad / Manual (External) | Town OU | 1 | Medium | B | 1 | 2025 | 5 | 3 | 3.2 | 23912 | 7776
Fire Safety Systems | Manual and Automatic Doors - Emergency and Panic Escape Doors | Town OT | 1 | Urgent | B | 6 | 2030 | 5 | 1 | 2.2 | 4345 | 16264
Heat Emitters | Gas Fired Unit Heaters | Town OY | 1 | Medium | B | 1 | 2025 | 5 | 3 | 3.2 | 23913 | 7777
Fire Safety Systems | Manual and Automatic Doors - Emergency and Panic Escape Doors | Town JU | 1 | Urgent | B | 1 | 2025 | 5 | 1 | 2.2 | 4346 | 1277
Roller Shutters | External Manual Roller Shutter | Town PG | 1 | High | B | 11 | 2035 | 5 | 2 | 2.7 | 13722 | 24363
External Doors | Entrance Doors | Town KP | 1 | High | B | 1 | 2025 | 5 | 2 | 2.7 | 13723 | 3627
Local and Special Ventilation | Fan - Extract | Town OV | 1 | Medium | B | 1 | 2025 | 5 | 3 | 3.2 | 23914 | 7778
Heat Emitters | Electric Heaters | Town PD | 1 | Medium | B | 1 | 2025 | 5 | 3 | 3.2 | 23915 | 7779
Emergency Lighting | Self Contained - LED | Town OZ | 1 | Urgent | B | 21 | 2045 | 5 | 1 | 2.2 | 4347 | 32004
External Doors | Entrance Doors | Town OY | 1 | High | B | 11 | 2035 | 5 | 2 | 2.7 | 13724 | 24364
Access Control | Gate Access - Local Lock / Keypad / Manual (External) | Town OU | 2 | Medium | B | 1 | 2025 | 5 | 3 | 3.2 | 23916 | 7780
Heat Emitters | Electric Heaters | Town PG | 1 | Medium | CX | 1 | 2025 | 2 | 3 | 2.3 | 10150 | 2097
Emergency Lighting | Illuminated Fire Exit Signage | Town PC | 3 | Urgent | B | 16 | 2040 | 5 | 1 | 2.2 | 4348 | 28767
Fire Safety Systems | Fire Extinguishers - Foam | Town OW | 1 | Urgent | B | 6 | 2030 | 5 | 1 | 2.2 | 4349 | 16265
Fire Safety Systems | Fire Extinguishers - Foam | Town PG | 6 | Urgent | B | 6 | 2030 | 5 | 1 | 2.2 | 4350 | 16266
Emergency Lighting | Self Contained - LED | Town OZ | 8 | Urgent | B | 21 | 2045 | 5 | 1 | 2.2 | 4351 | 32005
Emergency Lighting | Illuminated Fire Exit Signage | Town JU | 2 | Urgent | B | 19 | 2043 | 5 | 1 | 2.2 | 4352 | 31060
Heat Emitters | Radiators - Aluminium | Town PE | 4 | Medium | B | 1 | 2025 | 5 | 3 | 3.2 | 23917 | 7781
Fire Safety Systems | Fire Extinguishers - Foam | Town PE | 2 | Urgent | B | 2 | 2026 | 5 | 1 | 2.2 | 4353 | 12566
Emergency Lighting | Self Contained - Non LED | Town PF | 2 | Urgent | B | 11 | 2035 | 5 | 1 | 2.2 | 4354 | 23579
General Lighting | General - LED fittings & Luminaires | Town OS | 7 | Medium | B | 6 | 2030 | 5 | 3 | 3.2 | 23918 | 18622
LV Distribution | Sub Distribution Board | Town OT | 1 | High | B | 1 | 2025 | 5 | 2 | 2.7 | 13725 | 3628
Air Conditioning | Multi-Split Condenser - Split Systems/Heat Pumps - Air-cooled with Direct Expansion Evaporator (DX) | Town OU | 1 | Medium | B | 1 | 2025 | 5 | 3 | 3.2 | 23919 | 7782
Central Ventilation Systems | Fan - Extract | Town OS | 1 | Medium | B | 1 | 2025 | 5 | 3 | 3.2 | 23920 | 7783
Fire Safety Systems | Fire Extinguishers - CO2 | Town OV | 2 | Urgent | B | 7 | 2031 | 5 | 1 | 2.2 | 4355 | 19287
Local Hot Water | Instantaneous Electric Water Heater - Non-Drinking Water | Town PA | 1 | Medium | B | 10 | 2034 | 5 | 3 | 3.2 | 23921 | 22761
Heat Emitters | Gas Fired Natural and Fan Assisted Heaters | Town OV | 1 | Medium | B | 1 | 2025 | 5 | 3 | 3.2 | 23922 | 7784
Emergency Lighting | Self Contained - Non LED | Town PE | 1 | Urgent | B | 1 | 2025 | 5 | 1 | 2.2 | 4356 | 1278
Emergency Lighting | Self Contained - LED | Town OT | 2 | Urgent | B | 21 | 2045 | 5 | 1 | 2.2 | 4357 | 32006
Local and Special Ventilation | Fan - Kitchen Extract | Town OW | 1 | Low | A | 13 | 2037 | 6 | 4 | 4 | 33828 | 27317
Fire Safety Systems | Manual and Automatic Doors - Emergency and Panic Escape Doors | Town PD | 1 | Urgent | B | 21 | 2045 | 5 | 1 | 2.2 | 4358 | 32007
General Lighting | General - LED fittings & Luminaires | Town KP | 53 | Medium | B | 1 | 2025 | 5 | 3 | 3.2 | 23923 | 7785
Air Conditioning | Multi-Split Evaporator - Split Systems/Heat Pumps - Air-cooled with Direct Expansion Evaporator (DX) | Town OW | 1 | Medium | B | 2 | 2026 | 5 | 3 | 3.2 | 23924 | 13070
LV Distribution | Main Distribution Board | Town PG | 1 | High | B | 10 | 2034 | 5 | 2 | 2.7 | 13726 | 22346
Roller Shutters | External Manual Roller Shutter | Town OW | 1 | High | B | 1 | 2025 | 5 | 2 | 2.7 | 13727 | 3629
AHU - Internal | Central Air Conditioning - Gas Fired | Town OU | 1 | Medium | B | 1 | 2025 | 5 | 3 | 3.2 | 23925 | 7786
Air Conditioning | Multi-Split Evaporator - Split Systems/Heat Pumps - Air-cooled with Direct Expansion Evaporator (DX) | Town OW | 1 | Medium | B | 2 | 2026 | 5 | 3 | 3.2 | 23926 | 13071
Local Hot Water | Package Electric Water Heaters - Non-Drinking Water | Town OW | 1 | Medium | CX | 4 | 2028 | 2 | 3 | 2.3 | 10151 | 13884
LV Distribution | Sub Distribution Board | Town KP | 1 | High | B | 1 | 2025 | 5 | 2 | 2.7 | 13728 | 3630
Local and Special Ventilation | Fan - Extract | Town OT | 1 | Medium | B | 1 | 2025 | 5 | 3 | 3.2 | 23927 | 7787
Lightning Protection | System | Town OU | 1 | High | B | 6 | 2030 | 5 | 2 | 2.7 | 13729 | 17554
Roller Shutters | Internal Manual Roller Shutter | Town OT | 1 | Medium | B | 16 | 2040 | 5 | 3 | 3.2 | 23928 | 29501
Fire Safety Systems | Manual and Automatic Doors - Emergency and Panic Escape Doors | Town OU | 1 | Urgent | B | 1 | 2025 | 5 | 1 | 2.2 | 4359 | 1279
Fire Safety Systems | Fire Alarm Panel / Repeater | Town JU | 1 | Urgent | B | 14 | 2038 | 5 | 1 | 2.2 | 4360 | 27358
Local and Special Ventilation | Fan - Extract | Town OV | 1 | Medium | B | 1 | 2025 | 5 | 3 | 3.2 | 23929 | 7788
Fire Safety Systems | Fire Extinguishers - Foam | Town OW | 5 | Urgent | B | 6 | 2030 | 5 | 1 | 2.2 | 4361 | 16267
Air Conditioning | Single-Split Evaporator - Split Systems/Heat Pumps - Air-cooled with Direct Expansion Evaporator (DX) | Town PG | 1 | Medium | B | 5 | 2029 | 5 | 3 | 3.2 | 23930 | 15047
Central Ventilation Systems | Fan - Extract | Town OS | 1 | Medium | B | 1 | 2025 | 5 | 3 | 3.2 | 23931 | 7789
Emergency Lighting | Illuminated Fire Exit Signage | Town PB | 3 | Urgent | B | 11 | 2035 | 5 | 1 | 2.2 | 4362 | 23580
Emergency Lighting | Self Contained - LED | Town PG | 2 | Urgent | B | 1 | 2025 | 5 | 1 | 2.2 | 4363 | 1280
Fire Safety Systems | Manual and Automatic Doors - Emergency and Panic Escape Doors | Town OY | 1 | Urgent | B | 21 | 2045 | 5 | 1 | 2.2 | 4364 | 32008
Emergency Lighting | Self Contained - LED | Town OW | 2 | Urgent | B | 23 | 2047 | 5 | 1 | 2.2 | 4365 | 33095
Fire Safety Systems | Fire Extinguishers - CO2 | Town OZ | 1 | Urgent | B | 5 | 2029 | 5 | 1 | 2.2 | 4366 | 14359
Fire Safety Systems | Fire Extinguishers - CO2 | Town OV | 6 | Urgent | B | 9 | 2033 | 5 | 1 | 2.2 | 4367 | 21314
Air Conditioning | Single-Split Evaporator - Split Systems/Heat Pumps - Air-cooled with Direct Expansion Evaporator (DX) | Town PG | 1 | Medium | A | 14 | 2038 | 6 | 3 | 3.5 | 32512 | 27667
External Doors | Entrance Doors | Town PC | 1 | High | B | 20 | 2044 | 5 | 2 | 2.7 | 13730 | 31617
General Lighting | General - LED fittings & Luminaires | Town OW | 31 | Medium | B | 17 | 2041 | 5 | 3 | 3.2 | 23932 | 30458
Emergency Lighting | Self Contained - LED | Town PG | 7 | Urgent | B | 23 | 2047 | 5 | 1 | 2.2 | 4368 | 33096
Air Conditioning | Multi-Split Evaporator - Split Systems/Heat Pumps - Air-cooled with Direct Expansion Evaporator (DX) | Town OW | 1 | Medium | B | 2 | 2026 | 5 | 3 | 3.2 | 23933 | 13072
Boiler | Combination Atmospheric Burner Gas Boiler | Town OV | 1 | High | B | 4 | 2028 | 5 | 2 | 2.7 | 13731 | 13937
Air Conditioning | Single-Split Condenser - Split Systems/Heat Pumps - Air-cooled with Direct Expansion Evaporator (DX) | Town OS | 1 | Medium | B | 11 | 2035 | 5 | 3 | 3.2 | 23934 | 25156
Fire Safety Systems | Fire Extinguishers - Powder | Town PG | 1 | Urgent | B | 6 | 2030 | 5 | 1 | 2.2 | 4369 | 16268
Fire Safety Systems | Fire Extinguishers - CO2 | Town PE | 2 | Urgent | B | 2 | 2026 | 5 | 1 | 2.2 | 4370 | 12567
Fire Safety Systems | Fire Extinguishers - Foam | Town OV | 2 | Urgent | B | 7 | 2031 | 5 | 1 | 2.2 | 4371 | 19288
Heat Emitters | Gas Fired Radiant Heaters | Town OU | 1 | Medium | D | 1 | 2025 | 3 | 3 | 2.6 | 11104 | 2619
LV Distribution | Sub Distribution Board | Town PF | 1 | High | B | 1 | 2025 | 5 | 2 | 2.7 | 13732 | 3631
Roller Shutters | External Manual Roller Shutter | Town OY | 1 | High | B | 1 | 2025 | 5 | 2 | 2.7 | 13733 | 3632
External Doors | Entrance Doors | Town PG | 1 | High | B | 25 | 2049 | 5 | 2 | 2.7 | 13734 | 33387
Burner | Forced draft gas burner | Town PE | 1 | Medium | B | 9 | 2033 | 5 | 3 | 3.2 | 23935 | 21747
Air Conditioning | Single-Split Condenser - Split Systems/Heat Pumps - Air-cooled with Direct Expansion Evaporator (DX) | Town OT | 1 | Medium | B | 8 | 2032 | 5 | 3 | 3.2 | 23936 | 20938
Central Ventilation Systems | Fan - General Ventilation | Town OW | 1 | Low | B | 2 | 2026 | 5 | 4 | 3.7 | 32981 | 13232
LV Distribution | Sub Distribution Board | Town OU | 1 | High | B | 1 | 2025 | 5 | 2 | 2.7 | 13735 | 3633
Fire Safety Systems | Automatic Fire Dampers | Town PE | 1 | Urgent | B | 9 | 2033 | 5 | 1 | 2.2 | 4372 | 21315
Roller Shutters | External Manual Roller Shutter | Town OT | 1 | High | B | 16 | 2040 | 5 | 2 | 2.7 | 13736 | 29153
External Doors | Manual and Automatic Doors - Auto / Powered Sliding Doors | Town PB | 1 | High | B | 26 | 2050 | 5 | 2 | 2.7 | 13737 | 33496
Emergency Lighting | Self Contained - LED | Town OW | 23 | Urgent | B | 22 | 2046 | 5 | 1 | 2.2 | 4373 | 32888
Air Conditioning | Single-Split Evaporator - Split Systems/Heat Pumps - Air-cooled with Direct Expansion Evaporator (DX) | Town PG | 1 | Medium | A | 14 | 2038 | 6 | 3 | 3.5 | 32513 | 27668
LV Distribution | Main Distribution Board | Town OW | 1 | High | B | 7 | 2031 | 5 | 2 | 2.7 | 13738 | 19620
External Lighting | General - LED | Town OU | 5 | Medium | B | 10 | 2034 | 5 | 3 | 3.2 | 23937 | 22762
Local and Special Ventilation | Fan - Kitchen Extract | Town OW | 1 | Low | B | 10 | 2034 | 5 | 4 | 3.7 | 32982 | 23214
Emergency Lighting | Self Contained - LED | Town OS | 21 | Urgent | B | 21 | 2045 | 5 | 1 | 2.2 | 4374 | 32009
Air Conditioning | Single-Split Condenser - Split Systems/Heat Pumps - Air-cooled with Direct Expansion Evaporator (DX) | Town PG | 1 | Medium | B | 5 | 2029 | 5 | 3 | 3.2 | 23938 | 15048
Roller Shutters | External Electric Roller Shutter | Town OU | 1 | High | C | 1 | 2025 | 4 | 2 | 2.4 | 10531 | 2392
Fire Safety Systems | Fire Extinguishers - Powder | Town PA | 1 | Urgent | CX | 4 | 2028 | 2 | 1 | 1.3 | 332 | 13734
Heat Emitters | Electric Heaters | Town OT | 2 | Medium | B | 4 | 2028 | 5 | 3 | 3.2 | 23939 | 14106
Access Control | Gate Access - Local Lock / Keypad / Manual (External) | Town PE | 1 | Medium | B | 1 | 2025 | 5 | 3 | 3.2 | 23940 | 7790
Emergency Lighting | Self Contained - Non LED | Town OT | 1 | Urgent | B | 1 | 2025 | 5 | 1 | 2.2 | 4375 | 1281
LV Distribution | Main Distribution Board | Town OW | 1 | High | B | 1 | 2025 | 5 | 2 | 2.7 | 13739 | 3634
Fire Safety Systems | Manual and Automatic Doors - Emergency and Panic Escape Doors | Town OS | 1 | Urgent | B | 11 | 2035 | 5 | 1 | 2.2 | 4376 | 23581
Fire Safety Systems | Fire Alarm Panel / Repeater | Town PE | 1 | Urgent | B | 1 | 2025 | 5 | 1 | 2.2 | 4377 | 1282
General Lighting | General - LED fittings & Luminaires | Town OW | 14 | Medium | C | 6 | 2030 | 4 | 3 | 2.9 | 18579 | 17933
LV Distribution | Sub Distribution Board | Town OU | 1 | High | D | 1 | 2025 | 3 | 2 | 2.1 | 1136 | 778
Boiler | Electric Boilers | Town KP | 1 | Medium | B | 1 | 2025 | 5 | 3 | 3.2 | 23941 | 7791
Heat Emitters | Electric Overdoor Air Curtain/Heater | Town OS | 1 | Medium | B | 1 | 2025 | 5 | 3 | 3.2 | 23942 | 7792
Local and Special Ventilation | Fan - Kitchen Extract | Town OX | 1 | Low | B | 1 | 2025 | 5 | 4 | 3.7 | 32983 | 11950
Local and Special Ventilation | Fan - Centrifugal | Town OZ | 1 | Medium | B | 1 | 2025 | 5 | 3 | 3.2 | 23943 | 7793
Access Control | Gate Access - Local Lock / Keypad / Manual (External) | Town OV | 3 | Medium | C | 1 | 2025 | 4 | 3 | 2.9 | 18580 | 5507
General Lighting | General - LED fittings & Luminaires | Town JU | 23 | Medium | B | 19 | 2043 | 5 | 3 | 3.2 | 23944 | 31357
LV Distribution | Sub Distribution Board | Town OU | 1 | High | B | 1 | 2025 | 5 | 2 | 2.7 | 13740 | 3635
General Lighting | General - LED fittings & Luminaires | Town PB | 23 | Medium | B | 11 | 2035 | 5 | 3 | 3.2 | 23945 | 25157
Fire Safety Systems | Fire Extinguishers - Foam | Town OZ | 1 | Urgent | B | 7 | 2031 | 5 | 1 | 2.2 | 4378 | 19289
Fire Safety Systems | Manual and Automatic Doors - Emergency and Panic Escape Doors | Town PL | 1 | Urgent | B | 21 | 2045 | 5 | 1 | 2.2 | 4379 | 32010
LV Distribution | Sub Distribution Board | Town PL | 1 | High | B | 12 | 2036 | 5 | 2 | 2.7 | 13741 | 26177
Local and Special Ventilation | Fan - Extract | Town PL | 1 | Medium | B | 7 | 2031 | 5 | 3 | 3.2 | 23946 | 19915
LV Distribution | Sub Distribution Board | Town OW | 1 | High | A | 18 | 2042 | 6 | 2 | 3 | 19546 | 30905
Heat Emitters | Gas Fired Unit Heaters | Town KP | 1 | Medium | B | 1 | 2025 | 5 | 3 | 3.2 | 23947 | 7794
Local and Special Ventilation | Fan - Extract | Town KQ | 1 | Medium | B | 1 | 2025 | 5 | 3 | 3.2 | 23948 | 7795
LV Distribution | Sub Distribution Board | Town PI | 1 | High | B | 6 | 2030 | 5 | 2 | 2.7 | 13742 | 17555
Heat Emitters | Gas Fired Natural and Fan Assisted Heaters | Town PN | 1 | Medium | B | 8 | 2032 | 5 | 3 | 3.2 | 23949 | 20939
Barriers & Guardrails | Vehicle Crash Protection Barrier | Town PO | 6 | V Low | B | 1 | 2025 | 5 | 4 | 3.7 | 32984 | 11951
LV Distribution | Sub Distribution Board | Town PR | 1 | High | B | 16 | 2040 | 5 | 2 | 2.7 | 13743 | 29154
Central Ventilation Systems | Fan - General Ventilation | Town PN | 1 | Low | B | 1 | 2025 | 5 | 4 | 3.7 | 32985 | 11952
Fire Safety Systems | Manual and Automatic Doors - Emergency and Panic Escape Doors | Town PL | 1 | Urgent | B | 21 | 2045 | 5 | 1 | 2.2 | 4380 | 32011
External Doors | Entrance Doors | Town PK | 1 | High | B | 15 | 2039 | 5 | 2 | 2.7 | 13744 | 28144
Fire Safety Systems | Fire Alarm System | Town PM | 1 | Urgent | B | 1 | 2025 | 5 | 1 | 2.2 | 4381 | 1283
Local Hot Water | Package Electric Water Heaters - Non-Drinking Water | Town PO | 1 | Medium | B | 2 | 2026 | 5 | 3 | 3.2 | 23950 | 13073
LV Distribution | Sub Distribution Board | Town FK | 1 | High | B | 18 | 2042 | 5 | 2 | 2.7 | 13745 | 30815
Roller Shutters | External Manual Roller Shutter | Town PL | 1 | High | B | 1 | 2025 | 5 | 2 | 2.7 | 13746 | 3636
Local and Special Ventilation | Fan - Axial | Town FK | 1 | Medium | B | 4 | 2028 | 5 | 3 | 3.2 | 23951 | 14107
Fire Safety Systems | Smoke vents - Smoke Relief-Natural Ventilators | Town PK | 1 | Urgent | B | 1 | 2025 | 5 | 1 | 2.2 | 4382 | 1284
Roller Shutters | Internal Electric Roller Shutter | Town PQ | 1 | Medium | B | 1 | 2025 | 5 | 3 | 3.2 | 23952 | 7796
Boiler | Electric Boilers | Town KP | 1 | Medium | B | 1 | 2025 | 5 | 3 | 3.2 | 23953 | 7797
Roller Shutters | Internal Electric Roller Shutter | Town OW | 1 | Medium | B | 15 | 2039 | 5 | 3 | 3.2 | 23954 | 28411
Emergency Lighting | Illuminated Fire Exit Signage | Town OW | 1 | Urgent | B | 17 | 2041 | 5 | 1 | 2.2 | 4383 | 30080
Heat Emitters | Electric Heaters | Town PI | 2 | Medium | B | 1 | 2025 | 5 | 3 | 3.2 | 23955 | 7798
Emergency Lighting | Self Contained - LED | Town PN | 9 | Urgent | B | 22 | 2046 | 5 | 1 | 2.2 | 4384 | 32889
General Lighting | General - LED fittings & Luminaires | Town PR | 62 | Medium | B | 16 | 2040 | 5 | 3 | 3.2 | 23956 | 29502
General Lighting | General - LED fittings & Luminaires | Town PL | 28 | Medium | C | 1 | 2025 | 4 | 3 | 2.9 | 18581 | 5508
Emergency Lighting | Illuminated Fire Exit Signage | Town PP | 2 | Urgent | B | 16 | 2040 | 5 | 1 | 2.2 | 4385 | 28768
Fire Safety Systems | Fire Extinguishers - Powder | Town OW | 2 | Urgent | B | 6 | 2030 | 5 | 1 | 2.2 | 4386 | 16269
Fire Safety Systems | Fire Extinguishers - Foam | Town PQ | 2 | Urgent | B | 6 | 2030 | 5 | 1 | 2.2 | 4387 | 16270
Fire Safety Systems | Fire Extinguishers - CO2 | Town PO | 1 | Urgent | B | 7 | 2031 | 5 | 1 | 2.2 | 4388 | 19290
Roller Shutters | Internal Electric Roller Shutter | Town PO | 1 | Medium | B | 11 | 2035 | 5 | 3 | 3.2 | 23957 | 25158
Fire Safety Systems | Manual and Automatic Doors - Emergency and Panic Escape Doors | Town PN | 1 | Urgent | B | 11 | 2035 | 5 | 1 | 2.2 | 4389 | 23582
Fire Safety Systems | Fire Alarm Panel / Repeater | Town PL | 1 | Urgent | B | 1 | 2025 | 5 | 1 | 2.2 | 4390 | 1285
Specialist Lighting | Illuminated External Signs | Town PH | 1 | Medium | B | 11 | 2035 | 5 | 3 | 3.2 | 23958 | 25159
Emergency Lighting | Self Contained - LED | Town PI | 9 | Urgent | B | 17 | 2041 | 5 | 1 | 2.2 | 4391 | 30081
Heat Emitters | Electric Overdoor Air Curtain/Heater | Town PR | 1 | Medium | B | 1 | 2025 | 5 | 3 | 3.2 | 23959 | 7799
Local Hot Water | Package Electric Water Heaters - Non-Drinking Water | Town PS | 1 | Medium | B | 1 | 2025 | 5 | 3 | 3.2 | 23960 | 7800
Security Systems | Manual and Automatic Doors - High Security Door | Town PL | 1 | High | B | 21 | 2045 | 5 | 2 | 2.7 | 13747 | 32614
Fire Safety Systems | Fire Extinguishers - CO2 | Town PQ | 2 | Urgent | B | 6 | 2030 | 5 | 1 | 2.2 | 4392 | 16271
Heat Emitters | Electric Heaters | Town PH | 1 | Medium | B | 2 | 2026 | 5 | 3 | 3.2 | 23961 | 13074
Air Conditioning | Single-Split Condenser - Split Systems/Heat Pumps - Air-cooled with Direct Expansion Evaporator (DX) | Town FK | 1 | Medium | B | 12 | 2036 | 5 | 3 | 3.2 | 23962 | 26481
Fire Safety Systems | Fire Extinguishers - CO2 | Town PR | 1 | Urgent | B | 6 | 2030 | 5 | 1 | 2.2 | 4393 | 16272
Fire Safety Systems | Fire Extinguishers - Foam | Town PH | 1 | Urgent | B | 6 | 2030 | 5 | 1 | 2.2 | 4394 | 16273
Fire Safety Systems | Fire Extinguishers - Foam | Town PL | 1 | Urgent | B | 2 | 2026 | 5 | 1 | 2.2 | 4395 | 12568
Air Conditioning | Multi-Split Condenser - Split Systems/Heat Pumps - Air-cooled with Direct Expansion Evaporator (DX) | Town OW | 1 | Medium | B | 1 | 2025 | 5 | 3 | 3.2 | 23963 | 7801
Local Hot Water | Instantaneous Electric Water Heater - Non-Drinking Water | Town PS | 1 | Medium | B | 10 | 2034 | 5 | 3 | 3.2 | 23964 | 22763
Heat Emitters | Radiators - Steel | Town PO | 2 | Medium | D | 1 | 2025 | 3 | 3 | 2.6 | 11105 | 2620
Emergency Lighting | Illuminated Fire Exit Signage | Town PQ | 3 | Urgent | A | 18 | 2042 | 6 | 1 | 2.5 | 10875 | 30743
Air Conditioning | Single-Split Condenser - Split Systems/Heat Pumps - Air-cooled with Direct Expansion Evaporator (DX) | Town IC | 1 | Medium | B | 1 | 2025 | 5 | 3 | 3.2 | 23965 | 7802
Heat Emitters | Electric Heaters | Town PJ | 2 | Medium | B | 1 | 2025 | 5 | 3 | 3.2 | 23966 | 7803
LV Distribution | Main Distribution Board | Town PN | 1 | High | B | 1 | 2025 | 5 | 2 | 2.7 | 13748 | 3637
LV Distribution | Sub Distribution Board | Town PM | 1 | High | B | 6 | 2030 | 5 | 2 | 2.7 | 13749 | 17556
Local and Special Ventilation | Fan - Extract | Town PJ | 1 | Medium | B | 1 | 2025 | 5 | 3 | 3.2 | 23967 | 7804
External Doors | Entrance Doors | Town PI | 1 | High | B | 1 | 2025 | 5 | 2 | 2.7 | 13750 | 3638
Emergency Lighting | Self Contained - LED | Town PI | 8 | Urgent | B | 17 | 2041 | 5 | 1 | 2.2 | 4396 | 30082
Local and Special Ventilation | Fan - Extract | Town PR | 1 | Medium | B | 1 | 2025 | 5 | 3 | 3.2 | 23968 | 7805
Central Heating & Cooling | Fan - Bifurcated | Town KQ | 1 | Medium | B | 2 | 2026 | 5 | 3 | 3.2 | 23969 | 13075
Fire Safety Systems | Manual and Automatic Doors - Emergency and Panic Escape Doors | Town PJ | 1 | Urgent | B | 15 | 2039 | 5 | 1 | 2.2 | 4397 | 27839
LV Distribution | Main Distribution Board | Town PN | 1 | High | B | 1 | 2025 | 5 | 2 | 2.7 | 13751 | 3639
Roller Shutters | External Manual Roller Shutter | Town PI | 1 | High | B | 7 | 2031 | 5 | 2 | 2.7 | 13752 | 19621
External Doors | Entrance Doors | Town KQ | 1 | High | B | 22 | 2046 | 5 | 2 | 2.7 | 13753 | 33021
External Lighting | General - LED | Town FK | 2 | Medium | B | 11 | 2035 | 5 | 3 | 3.2 | 23970 | 25160
Air Conditioning | Multi-Split Condenser - Split Systems/Heat Pumps - Air-cooled with Direct Expansion Evaporator (DX) | Town PK | 1 | Medium | B | 10 | 2034 | 5 | 3 | 3.2 | 23971 | 22764
Fire Safety Systems | Manual and Automatic Doors - Emergency and Panic Escape Doors | Town OW | 1 | Urgent | B | 20 | 2044 | 5 | 1 | 2.2 | 4398 | 31461
External Doors | Entrance Doors | Town OW | 1 | High | B | 15 | 2039 | 5 | 2 | 2.7 | 13754 | 28145
Fire Safety Systems | Fire Extinguishers - Powder | Town PI | 1 | Urgent | B | 2 | 2026 | 5 | 1 | 2.2 | 4399 | 12569
Roller Shutters | External Electric Roller Shutter | Town PS | 1 | High | B | 11 | 2035 | 5 | 2 | 2.7 | 13755 | 24365
General Lighting | General - LED fittings & Luminaires | Town OW | 20 | Medium | B | 17 | 2041 | 5 | 3 | 3.2 | 23972 | 30459
Fire Safety Systems | Fire Extinguishers - CO2 | Town OW | 1 | Urgent | B | 6 | 2030 | 5 | 1 | 2.2 | 4400 | 16274
Access Control | Door Lock / Keypad / Manual | Town PI | 1 | Medium | B | 1 | 2025 | 5 | 3 | 3.2 | 23973 | 7806
LV Distribution | Main Distribution Board | Town KQ | 1 | High | D | 1 | 2025 | 3 | 2 | 2.1 | 1137 | 779
Roller Shutters | External Manual Roller Shutter | Town PI | 1 | High | B | 7 | 2031 | 5 | 2 | 2.7 | 13756 | 19622
Roller Shutters | External Manual Roller Shutter | Town PO | 1 | High | B | 4 | 2028 | 5 | 2 | 2.7 | 13757 | 13938
Emergency Lighting | Self Contained - LED | Town OW | 5 | Urgent | B | 22 | 2046 | 5 | 1 | 2.2 | 4401 | 32890
Local and Special Ventilation | Fan - Axial | Town FK | 1 | Medium | B | 1 | 2025 | 5 | 3 | 3.2 | 23974 | 7807
Local and Special Ventilation | Fan - Extract | Town PI | 1 | Medium | B | 7 | 2031 | 5 | 3 | 3.2 | 23975 | 19916
Heat Emitters | Electric Heaters | Town PO | 2 | Medium | B | 1 | 2025 | 5 | 3 | 3.2 | 23976 | 7808
LV Distribution | Sub Distribution Board | Town PI | 1 | High | D | 1 | 2025 | 3 | 2 | 2.1 | 1138 | 780
Hot Water Distribution | Hot water cylinders Domestic Type | Town PO | 1 | Low | B | 1 | 2025 | 5 | 4 | 3.7 | 32986 | 11953
Roller Shutters | External Manual Roller Shutter | Town PH | 1 | High | B | 1 | 2025 | 5 | 2 | 2.7 | 13758 | 3640
General Lighting | General - LED fittings & Luminaires | Town KQ | 4 | Medium | B | 17 | 2041 | 5 | 3 | 3.2 | 23977 | 30460
Air Conditioning | Multi-Split Condenser - DX Split Systems (With Gas, Electric or Hot Water Heaters) | Town PS | 1 | Medium | CX | 1 | 2025 | 2 | 3 | 2.3 | 10152 | 2098
LV Distribution | Sub Distribution Board | Town PI | 1 | High | B | 12 | 2036 | 5 | 2 | 2.7 | 13759 | 26178
Emergency Lighting | Self Contained - LED | Town OW | 17 | Urgent | B | 22 | 2046 | 5 | 1 | 2.2 | 4402 | 32891
Roller Shutters | External Electric Roller Shutter | Town PS | 1 | High | B | 11 | 2035 | 5 | 2 | 2.7 | 13760 | 24366
General Lighting | General - LED fittings & Luminaires | Town PL | 82 | Medium | B | 15 | 2039 | 5 | 3 | 3.2 | 23978 | 28412
Heat Emitters | Electric Heaters | Town PS | 7 | Medium | B | 1 | 2025 | 5 | 3 | 3.2 | 23979 | 7809
Local and Special Ventilation | Fan - Window / Wall Mounted | Town PP | 1 | Medium | B | 9 | 2033 | 5 | 3 | 3.2 | 23980 | 21748
Local and Special Ventilation | Fan - Kitchen Extract | Town PQ | 1 | Low | B | 1 | 2025 | 5 | 4 | 3.7 | 32987 | 11954
Roller Shutters | Internal Manual Roller Shutter | Town KP | 1 | Medium | B | 1 | 2025 | 5 | 3 | 3.2 | 23981 | 7810
External Doors | Entrance Doors | Town PL | 1 | High | B | 11 | 2035 | 5 | 2 | 2.7 | 13761 | 24367
Access Control | Door Lock / Keypad / Manual | Town PQ | 1 | Medium | B | 11 | 2035 | 5 | 3 | 3.2 | 23982 | 25161
LV Distribution | Main Distribution Board | Town OW | 1 | High | B | 1 | 2025 | 5 | 2 | 2.7 | 13762 | 3641
Central Heating & Cooling | Fan - Bifurcated | Town PJ | 1 | Medium | B | 1 | 2025 | 5 | 3 | 3.2 | 23983 | 7811
Central Heating & Cooling | Fan - Bifurcated | Town PK | 1 | Medium | B | 1 | 2025 | 5 | 3 | 3.2 | 23984 | 7812
Fire Safety Systems | Fire Blanket | Town PJ | 1 | Urgent | B | 4 | 2028 | 5 | 1 | 2.2 | 4403 | 13815
Fire Safety Systems | Fire Extinguishers - Foam | Town PM | 5 | Urgent | B | 6 | 2030 | 5 | 1 | 2.2 | 4404 | 16275
LV Distribution | Sub Distribution Board | Town KP | 1 | High | B | 1 | 2025 | 5 | 2 | 2.7 | 13763 | 3642
Heat Emitters | Gas Fired Natural and Fan Assisted Heaters | Town PI | 1 | Medium | B | 7 | 2031 | 5 | 3 | 3.2 | 23985 | 19917
Security Systems | Manual and Automatic Doors - High Security Door | Town PM | 1 | High | B | 1 | 2025 | 5 | 2 | 2.7 | 13764 | 3643
General Lighting | General - LED fittings & Luminaires | Town OW | 37 | Medium | B | 17 | 2041 | 5 | 3 | 3.2 | 23986 | 30461
Fire Safety Systems | Fire Extinguishers - CO2 | Town PL | 2 | Urgent | B | 2 | 2026 | 5 | 1 | 2.2 | 4405 | 12570
Roller Shutters | External Window Shutters - Electric | Town PI | 1 | Medium | B | 6 | 2030 | 5 | 3 | 3.2 | 23987 | 18623
Emergency Lighting | Illuminated Fire Exit Signage | Town PO | 2 | Urgent | B | 14 | 2038 | 5 | 1 | 2.2 | 4406 | 27359
General Lighting | General - LED fittings & Luminaires | Town PK | 40 | Medium | B | 17 | 2041 | 5 | 3 | 3.2 | 23988 | 30462
Local and Special Ventilation | Fan - Kitchen Extract | Town OW | 1 | Low | B | 10 | 2034 | 5 | 4 | 3.7 | 32988 | 23215
Roller Shutters | External Manual Roller Shutter | Town PI | 1 | High | B | 11 | 2035 | 5 | 2 | 2.7 | 13765 | 24368
External Doors | Entrance Doors | Town PO | 1 | High | B | 21 | 2045 | 5 | 2 | 2.7 | 13766 | 32615
Heat Emitters | Radiators - Steel | Town PO | 1 | Medium | D | 1 | 2025 | 3 | 3 | 2.6 | 11106 | 2621
LV Distribution | Sub Distribution Board | Town PI | 1 | High | B | 1 | 2025 | 5 | 2 | 2.7 | 13767 | 3644
Central Heating & Cooling | Fan - Bifurcated | Town PJ | 1 | Medium | B | 1 | 2025 | 5 | 3 | 3.2 | 23989 | 7813
External Doors | Entrance Doors | Town PN | 1 | High | B | 11 | 2035 | 5 | 2 | 2.7 | 13768 | 24369
General Lighting | General - LED fittings & Luminaires | Town PN | 25 | Medium | B | 15 | 2039 | 5 | 3 | 3.2 | 23990 | 28413
Access Control | Door Lock / Keypad / Manual | Town OW | 1 | Medium | B | 13 | 2037 | 5 | 3 | 3.2 | 23991 | 27124
Heat Emitters | Electric Heaters | Town PL | 2 | Medium | B | 1 | 2025 | 5 | 3 | 3.2 | 23992 | 7814
Fire Safety Systems | Fire Extinguishers - Foam | Town PN | 5 | Urgent | B | 6 | 2030 | 5 | 1 | 2.2 | 4407 | 16276
Fire Safety Systems | Fire Extinguishers - CO2 | Town PI | 2 | Urgent | B | 2 | 2026 | 5 | 1 | 2.2 | 4408 | 12571
LV Distribution | Sub Distribution Board | Town IC | 1 | High | B | 1 | 2025 | 5 | 2 | 2.7 | 13769 | 3645
Fire Safety Systems | Fire Extinguishers - Foam | Town PO | 3 | Urgent | B | 7 | 2031 | 5 | 1 | 2.2 | 4409 | 19291
Heat Emitters | Gas Fired Natural and Fan Assisted Heaters | Town PL | 1 | Medium | B | 1 | 2025 | 5 | 3 | 3.2 | 23993 | 7815
Roller Shutters | External Manual Roller Shutter | Town PL | 1 | High | B | 1 | 2025 | 5 | 2 | 2.7 | 13770 | 3646
General Lighting | General - LED fittings & Luminaires | Town PS | 18 | Medium | C | 1 | 2025 | 4 | 3 | 2.9 | 18582 | 5509
Local and Special Ventilation | Fan - Extract | Town PL | 1 | Medium | B | 7 | 2031 | 5 | 3 | 3.2 | 23994 | 19918
Emergency Lighting | Self Contained - LED | Town PR | 5 | Urgent | B | 21 | 2045 | 5 | 1 | 2.2 | 4410 | 32012
Access Control | Door Lock / Keypad / Manual | Town FK | 1 | Medium | B | 11 | 2035 | 5 | 3 | 3.2 | 23995 | 25162
Fire Safety Systems | Fire Extinguishers - CO2 | Town PO | 3 | Urgent | B | 8 | 2032 | 5 | 1 | 2.2 | 4411 | 20391
Heat Emitters | Gas Fired Unit Heaters | Town PP | 1 | Medium | B | 6 | 2030 | 5 | 3 | 3.2 | 23996 | 18624
Local and Special Ventilation | Fan - Axial | Town FK | 1 | Medium | D | 1 | 2025 | 3 | 3 | 2.6 | 11107 | 2622
Local Hot Water | Instantaneous Electric Water Heater - Non-Drinking Water | Town PI | 1 | Medium | B | 7 | 2031 | 5 | 3 | 3.2 | 23997 | 19919
Specialist Lighting | Illuminated External Signs | Town PP | 1 | Medium | B | 11 | 2035 | 5 | 3 | 3.2 | 23998 | 25163
Air Conditioning | Multi-Split Evaporator - Split Systems/Heat Pumps - Air-cooled with Direct Expansion Evaporator (DX) | Town PQ | 1 | Medium | B | 8 | 2032 | 5 | 3 | 3.2 | 23999 | 20940
Burner | Forced draft gas burner | Town PS | 1 | Medium | B | 1 | 2025 | 5 | 3 | 3.2 | 24000 | 7816
Local Hot Water | Package Electric Water Heaters - Non-Drinking Water | Town OW | 1 | Medium | A | 10 | 2034 | 6 | 3 | 3.5 | 32514 | 23205
LV Distribution | Main Distribution Board | Town OW | 1 | High | B | 17 | 2041 | 5 | 2 | 2.7 | 13771 | 30315
Local and Special Ventilation | Fan - Extract | Town KQ | 1 | Medium | B | 1 | 2025 | 5 | 3 | 3.2 | 24001 | 7817
Emergency Lighting | Self Contained - LED | Town PH | 11 | Urgent | B | 21 | 2045 | 5 | 1 | 2.2 | 4412 | 32013
Emergency Lighting | Illuminated Fire Exit Signage | Town PJ | 5 | Urgent | B | 16 | 2040 | 5 | 1 | 2.2 | 4413 | 28769
Emergency Lighting | Self Contained - LED | Town PL | 5 | Urgent | B | 20 | 2044 | 5 | 1 | 2.2 | 4414 | 31462
Heat Emitters | Electric Overdoor Air Curtain/Heater | Town PL | 1 | Medium | B | 7 | 2031 | 5 | 3 | 3.2 | 24002 | 19920
Security Systems | Manual and Automatic Doors - High Security Door | Town PP | 1 | High | A | 33 | 2057 | 6 | 2 | 3 | 19547 | 33854
Local and Special Ventilation | Fan - Extract | Town KQ | 1 | Medium | B | 1 | 2025 | 5 | 3 | 3.2 | 24003 | 7818
Fire Safety Systems | Fire Blanket | Town PK | 1 | Urgent | B | 4 | 2028 | 5 | 1 | 2.2 | 4415 | 13816
Fire Safety Systems | Fire Extinguishers - Foam | Town PO | 5 | Urgent | B | 7 | 2031 | 5 | 1 | 2.2 | 4416 | 19292
Air Conditioning | Multi-Split Condenser - Split Systems/Heat Pumps - Air-cooled with Direct Expansion Evaporator (DX) | Town PQ | 1 | Medium | B | 8 | 2032 | 5 | 3 | 3.2 | 24004 | 20941
Roller Shutters | External Manual Roller Shutter | Town PL | 1 | High | B | 1 | 2025 | 5 | 2 | 2.7 | 13772 | 3647
Fire Safety Systems | Manual and Automatic Doors - Emergency and Panic Escape Doors | Town PI | 1 | Urgent | B | 11 | 2035 | 5 | 1 | 2.2 | 4417 | 23583
Fire Safety Systems | Fire Blanket | Town PI | 1 | Urgent | B | 1 | 2025 | 5 | 1 | 2.2 | 4418 | 1286
Fire Safety Systems | Fire Alarm Panel / Repeater | Town PO | 1 | Urgent | B | 1 | 2025 | 5 | 1 | 2.2 | 4419 | 1287
LV Distribution | Sub Distribution Board | Town PK | 1 | High | B | 10 | 2034 | 5 | 2 | 2.7 | 13773 | 22347
Fire Safety Systems | Fire Alarm Panel / Repeater | Town PL | 1 | Urgent | B | 1 | 2025 | 5 | 1 | 2.2 | 4420 | 1288
Multi-System Controls | Instrumental Control Panel | Town PN | 1 | Medium | B | 13 | 2037 | 5 | 3 | 3.2 | 24005 | 27125
Local and Special Ventilation | Fan - Extract | Town PM | 1 | Medium | B | 1 | 2025 | 5 | 3 | 3.2 | 24006 | 7819
Emergency Lighting | Self Contained - LED | Town PS | 9 | Urgent | B | 20 | 2044 | 5 | 1 | 2.2 | 4421 | 31463
LV Distribution | Sub Distribution Board | Town PL | 1 | High | B | 12 | 2036 | 5 | 2 | 2.7 | 13774 | 26179
LV Distribution | Sub Distribution Board | Town PL | 1 | High | B | 6 | 2030 | 5 | 2 | 2.7 | 13775 | 17557
Central Ventilation Systems | Fan - General Ventilation | Town PQ | 1 | Low | B | 1 | 2025 | 5 | 4 | 3.7 | 32989 | 11955
LV Distribution | Sub Distribution Board | Town PL | 1 | High | C | 1 | 2025 | 4 | 2 | 2.4 | 10532 | 2393
Security Systems | Manual and Automatic Doors - High Security Door | Town PR | 1 | High | B | 11 | 2035 | 5 | 2 | 2.7 | 13776 | 24370
Emergency Lighting | Illuminated Fire Exit Signage | Town PM | 8 | Urgent | B | 16 | 2040 | 5 | 1 | 2.2 | 4422 | 28770
Emergency Lighting | Illuminated Fire Exit Signage | Town PP | 3 | Urgent | B | 16 | 2040 | 5 | 1 | 2.2 | 4423 | 28771
Fire Safety Systems | Fire Blanket | Town PL | 1 | Urgent | B | 1 | 2025 | 5 | 1 | 2.2 | 4424 | 1289
Central Ventilation Systems | Fan - General Ventilation | Town PM | 1 | Low | B | 1 | 2025 | 5 | 4 | 3.7 | 32990 | 11956
Fire Safety Systems | Manual and Automatic Doors - Emergency and Panic Escape Doors | Town IC | 1 | Urgent | B | 11 | 2035 | 5 | 1 | 2.2 | 4425 | 23584
Local and Special Ventilation | Fan - Extract | Town PL | 1 | Medium | B | 1 | 2025 | 5 | 3 | 3.2 | 24007 | 7820
LV Distribution | Sub Distribution Board | Town OW | 1 | High | B | 10 | 2034 | 5 | 2 | 2.7 | 13777 | 22348
General Lighting | General - LED fittings & Luminaires | Town FK | 13 | Medium | B | 1 | 2025 | 5 | 3 | 3.2 | 24008 | 7821
Heat Emitters | Electric Heaters | Town PR | 1 | Medium | B | 1 | 2025 | 5 | 3 | 3.2 | 24009 | 7822
Fire Safety Systems | Fire Extinguishers - CO2 | Town PL | 6 | Urgent | B | 2 | 2026 | 5 | 1 | 2.2 | 4426 | 12572
LV Distribution | Main Distribution Board | Town PN | 1 | High | B | 18 | 2042 | 5 | 2 | 2.7 | 13778 | 30816
LV Distribution | Main Distribution Board | Town PJ | 1 | High | B | 1 | 2025 | 5 | 2 | 2.7 | 13779 | 3648
External Doors | Entrance Doors | Town PS | 1 | High | B | 17 | 2041 | 5 | 2 | 2.7 | 13780 | 30316
External Lighting | General - LED | Town PN | 1 | Medium | B | 12 | 2036 | 5 | 3 | 3.2 | 24010 | 26482
Heat Emitters | Electric Heaters | Town PL | 4 | Medium | B | 1 | 2025 | 5 | 3 | 3.2 | 24011 | 7823
General Lighting | General - LED fittings & Luminaires | Town PP | 1 | Medium | B | 1 | 2025 | 5 | 3 | 3.2 | 24012 | 7824
AHU - Internal | Central Heating & Cooling - Electric & DX | Town PQ | 1 | Medium | B | 1 | 2025 | 5 | 3 | 3.2 | 24013 | 7825
Fire Safety Systems | Manual and Automatic Doors - Emergency and Panic Escape Doors | Town OW | 1 | Urgent | B | 11 | 2035 | 5 | 1 | 2.2 | 4427 | 23585
Multi-System Controls | Control Panel - Electrical Services (excluding Electrical Controllers and Pneumatic Relays) | Town KQ | 1 | Medium | B | 1 | 2025 | 5 | 3 | 3.2 | 24014 | 7826
Roller Shutters | External Manual Roller Shutter | Town PI | 1 | High | B | 7 | 2031 | 5 | 2 | 2.7 | 13781 | 19623
Emergency Lighting | Illuminated Fire Exit Signage | Town OW | 4 | Urgent | B | 17 | 2041 | 5 | 1 | 2.2 | 4428 | 30083
Air Conditioning | Single-Split Condenser - Split Systems/Heat Pumps - Air-cooled with Direct Expansion Evaporator (DX) | Town PO | 1 | Medium | B | 12 | 2036 | 5 | 3 | 3.2 | 24015 | 26483
Boiler | Atmospheric Gas Burner/Condensing Combination Boiler (domestic type) | Town PP | 1 | High | B | 6 | 2030 | 5 | 2 | 2.7 | 13782 | 17558
Central Ventilation Systems | Fan - General Ventilation | Town OW | 1 | Low | B | 1 | 2025 | 5 | 4 | 3.7 | 32991 | 11957
Roller Shutters | External Manual Roller Shutter | Town PH | 1 | High | B | 1 | 2025 | 5 | 2 | 2.7 | 13783 | 3649
Local and Special Ventilation | Fan - Extract | Town PS | 1 | Medium | B | 1 | 2025 | 5 | 3 | 3.2 | 24016 | 7827
Fire Safety Systems | Manual and Automatic Doors - Emergency and Panic Escape Doors | Town PL | 1 | Urgent | B | 11 | 2035 | 5 | 1 | 2.2 | 4429 | 23586
Emergency Lighting | Self Contained - LED | Town PO | 2 | Urgent | B | 21 | 2045 | 5 | 1 | 2.2 | 4430 | 32014
Air Conditioning | Multi-Split Condenser - Split Systems/Heat Pumps - Air-cooled with Direct Expansion Evaporator (DX) | Town KQ | 1 | Medium | B | 2 | 2026 | 5 | 3 | 3.2 | 24017 | 13076
Central Ventilation Systems | Fan - General Ventilation | Town PL | 1 | Low | B | 7 | 2031 | 5 | 4 | 3.7 | 32992 | 20220
Heat Emitters | Radiators - Steel | Town PP | 5 | Medium | B | 1 | 2025 | 5 | 3 | 3.2 | 24018 | 7828
Emergency Lighting | Self Contained - LED | Town PI | 3 | Urgent | B | 17 | 2041 | 5 | 1 | 2.2 | 4431 | 30084
Local Hot Water | Package Electric Water Heaters - Non-Drinking Water | Town PL | 1 | Medium | B | 1 | 2025 | 5 | 3 | 3.2 | 24019 | 7829
Roller Shutters | External Manual Roller Shutter | Town KP | 1 | High | B | 1 | 2025 | 5 | 2 | 2.7 | 13784 | 3650
LV Distribution | Main Distribution Board | Town PN | 1 | High | A | 18 | 2042 | 6 | 2 | 3 | 19548 | 30906
General Lighting | General - LED fittings & Luminaires | Town PO | 43 | Medium | B | 16 | 2040 | 5 | 3 | 3.2 | 24020 | 29503
Fire Safety Systems | Fire Extinguishers - Foam | Town PK | 1 | Urgent | B | 6 | 2030 | 5 | 1 | 2.2 | 4432 | 16277
Air Conditioning | Multi-Split Evaporator - Split Systems/Heat Pumps - Air-cooled with Direct Expansion Evaporator (DX) | Town OW | 1 | Medium | B | 1 | 2025 | 5 | 3 | 3.2 | 24021 | 7830
General Lighting | General - LED fittings & Luminaires | Town PI | 50 | Medium | C | 1 | 2025 | 4 | 3 | 2.9 | 18583 | 5510
Air Conditioning | Multi-Split Condenser - Split Systems/Heat Pumps - Air-cooled with Direct Expansion Evaporator (DX) | Town PN | 1 | Medium | B | 8 | 2032 | 5 | 3 | 3.2 | 24022 | 20942
LV Distribution | Sub Distribution Board | Town FK | 1 | High | B | 2 | 2026 | 5 | 2 | 2.7 | 13785 | 12891
Roller Shutters | Internal Electric Roller Shutter | Town OW | 1 | Medium | B | 15 | 2039 | 5 | 3 | 3.2 | 24023 | 28414
General Lighting | General - LED fittings & Luminaires | Town PI | 16 | Medium | B | 12 | 2036 | 5 | 3 | 3.2 | 24024 | 26484
Emergency Lighting | Self Contained - LED | Town OW | 1 | Urgent | B | 22 | 2046 | 5 | 1 | 2.2 | 4433 | 32892
Air Conditioning | Single-Split Evaporator - Split Systems/Heat Pumps - Air-cooled with Direct Expansion Evaporator (DX) | Town PH | 1 | Medium | B | 6 | 2030 | 5 | 3 | 3.2 | 24025 | 18625
Air Conditioning | Single-Split Evaporator - Split Systems/Heat Pumps - Air-cooled with Direct Expansion Evaporator (DX) | Town KQ | 1 | Medium | B | 1 | 2025 | 5 | 3 | 3.2 | 24026 | 7831
Roller Shutters | External Window Shutters - Electric | Town PI | 1 | Medium | B | 6 | 2030 | 5 | 3 | 3.2 | 24027 | 18626
Emergency Lighting | Self Contained - LED | Town PN | 3 | Urgent | B | 22 | 2046 | 5 | 1 | 2.2 | 4434 | 32893
General Lighting | General - LED fittings & Luminaires | Town PO | 2 | Medium | DX | 1 | 2025 | 1 | 3 | 2 | 853 | 566
Fire Safety Systems | Manual and Automatic Doors - Emergency and Panic Escape Doors | Town PW | 1 | Urgent | C | 11 | 2035 | 4 | 1 | 1.9 | 640 | 23269
Fire Safety Systems | Manual and Automatic Doors - Emergency and Panic Escape Doors | Town PU | 1 | Urgent | B | 1 | 2025 | 5 | 1 | 2.2 | 4435 | 1290
Multi-System Controls | Control Panel - Electrical Services (excluding Electrical Controllers and Pneumatic Relays) | Town QA | 1 | Medium | B | 15 | 2039 | 5 | 3 | 3.2 | 24028 | 28415
Heat Emitters | Gas Fired Natural and Fan Assisted Heaters | Town QE | 1 | Medium | B | 8 | 2032 | 5 | 3 | 3.2 | 24029 | 20943
LV Distribution | Main Distribution Board | Town QI | 1 | High | B | 16 | 2040 | 5 | 2 | 2.7 | 13786 | 29155
Central Ventilation Systems | Fan - Extract | Town QH | 1 | Medium | B | 1 | 2025 | 5 | 3 | 3.2 | 24030 | 7832
Air Conditioning | Single-Split Condenser - Split Systems/Heat Pumps - Air-cooled with Direct Expansion Evaporator (DX) | Town FJ | 1 | Medium | B | 1 | 2025 | 5 | 3 | 3.2 | 24031 | 7833
LV Distribution | Sub Distribution Board | Town QB | 1 | High | B | 12 | 2036 | 5 | 2 | 2.7 | 13787 | 26180
LV Distribution | Main Distribution Board | Town QA | 1 | High | B | 15 | 2039 | 5 | 2 | 2.7 | 13788 | 28146
Local Hot Water | Package Electric Water Heaters - Non-Drinking Water | Town PU | 1 | Medium | B | 4 | 2028 | 5 | 3 | 3.2 | 24032 | 14108
Heat Emitters | Unit Heaters | Town QC | 1 | Medium | B | 1 | 2025 | 5 | 3 | 3.2 | 24033 | 7834
LV Distribution | Main Distribution Board | Town KB | 1 | High | B | 10 | 2034 | 5 | 2 | 2.7 | 13789 | 22349
LV Distribution | Main Distribution Board | Town QI | 1 | High | B | 16 | 2040 | 5 | 2 | 2.7 | 13790 | 29156
Central Heating & Cooling | Fan - Mixed Flow | Town PJ | 1 | Medium | B | 1 | 2025 | 5 | 3 | 3.2 | 24034 | 7835
Central Ventilation Systems | Fan - Extract | Town QI | 1 | Medium | B | 1 | 2025 | 5 | 3 | 3.2 | 24035 | 7836
External Doors | Entrance Doors | Town KB | 1 | High | B | 15 | 2039 | 5 | 2 | 2.7 | 13791 | 28147
Roller Shutters | External Electric Roller Shutter | Town PJ | 1 | High | B | 8 | 2032 | 5 | 2 | 2.7 | 13792 | 20709
LV Distribution | Main Distribution Board | Town PJ | 1 | High | B | 1 | 2025 | 5 | 2 | 2.7 | 13793 | 3651
AHU - Internal | Central Air Conditioning - Gas Fired | Town QB | 1 | Medium | B | 1 | 2025 | 5 | 3 | 3.2 | 24036 | 7837
LV Distribution | Main Distribution Board | Town PZ | 1 | High | B | 1 | 2025 | 5 | 2 | 2.7 | 13794 | 3652
External Doors | Entrance Doors | Town QA | 1 | High | B | 30 | 2054 | 5 | 2 | 2.7 | 13795 | 33710
Fire Safety Systems | Fire Dampers - Fusible Link | Town PT | 1 | Urgent | B | 1 | 2025 | 5 | 1 | 2.2 | 4436 | 1291
External Doors | Manual and Automatic Doors - Auto / Powered Swing Doors | Town PT | 1 | High | B | 27 | 2051 | 5 | 2 | 2.7 | 13796 | 33567
Fire Safety Systems | Manual and Automatic Doors - Emergency and Panic Escape Doors | Town PT | 1 | Urgent | B | 11 | 2035 | 5 | 1 | 2.2 | 4437 | 23587
Emergency Lighting | Self Contained - LED | Town QD | 6 | Urgent | B | 22 | 2046 | 5 | 1 | 2.2 | 4438 | 32894
Fire Safety Systems | Fire Extinguishers - CO2 | Town QA | 5 | Urgent | B | 5 | 2029 | 5 | 1 | 2.2 | 4439 | 14360
Fire Safety Systems | Fire Extinguishers - Foam | Town PX | 3 | Urgent | B | 2 | 2026 | 5 | 1 | 2.2 | 4440 | 12573
Fire Safety Systems | Manual and Automatic Doors - Emergency and Panic Escape Doors | Town QF | 1 | Urgent | B | 20 | 2044 | 5 | 1 | 2.2 | 4441 | 31464
Emergency Lighting | Illuminated Fire Exit Signage | Town QJ | 1 | Urgent | B | 16 | 2040 | 5 | 1 | 2.2 | 4442 | 28772
Access Control | Door Lock / Keypad / Manual | Town QA | 2 | Medium | B | 10 | 2034 | 5 | 3 | 3.2 | 24037 | 22765
Roller Shutters | External Electric Roller Shutter | Town KB | 1 | High | B | 10 | 2034 | 5 | 2 | 2.7 | 13797 | 22350
Emergency Lighting | Self Contained - Non LED | Town PW | 3 | Urgent | C | 1 | 2025 | 4 | 1 | 1.9 | 641 | 466
Fire Safety Systems | Manual and Automatic Doors - Emergency and Panic Escape Doors | Town PJ | 1 | Urgent | B | 20 | 2044 | 5 | 1 | 2.2 | 4443 | 31465
Fire Safety Systems | Manual and Automatic Doors - Emergency and Panic Escape Doors | Town QF | 1 | Urgent | B | 15 | 2039 | 5 | 1 | 2.2 | 4444 | 27840
Fire Safety Systems | Manual and Automatic Doors - Emergency and Panic Escape Doors | Town PX | 1 | Urgent | B | 21 | 2045 | 5 | 1 | 2.2 | 4445 | 32015
Emergency Lighting | Self Contained - LED | Town QJ | 8 | Urgent | B | 21 | 2045 | 5 | 1 | 2.2 | 4446 | 32016
Emergency Lighting | Self Contained - Non LED | Town PU | 5 | Urgent | B | 1 | 2025 | 5 | 1 | 2.2 | 4447 | 1292
General Lighting | General - LED fittings & Luminaires | Town FJ | 22 | Medium | B | 6 | 2030 | 5 | 3 | 3.2 | 24038 | 18627
Heat Emitters | Gas Fired Natural and Fan Assisted Heaters | Town PU | 1 | Medium | B | 1 | 2025 | 5 | 3 | 3.2 | 24039 | 7838
Local and Special Ventilation | Fan - General Ventilation | Town QA | 1 | Medium | B | 5 | 2029 | 5 | 3 | 3.2 | 24040 | 15049
Roller Shutters | External Manual Roller Shutter | Town QI | 1 | High | B | 5 | 2029 | 5 | 2 | 2.7 | 13798 | 14629
Fire Safety Systems | Fire Alarm Panel / Repeater | Town PX | 1 | Urgent | B | 1 | 2025 | 5 | 1 | 2.2 | 4448 | 1293
General Lighting | General - LED fittings & Luminaires | Town PY | 78 | Medium | B | 17 | 2041 | 5 | 3 | 3.2 | 24041 | 30463
Fire Safety Systems | Fire Extinguishers - Foam | Town QF | 1 | Urgent | B | 6 | 2030 | 5 | 1 | 2.2 | 4449 | 16278
LV Distribution | Sub Distribution Board | Town PW | 1 | High | B | 12 | 2036 | 5 | 2 | 2.7 | 13799 | 26181
LV Distribution | Sub Distribution Board | Town PW | 1 | High | C | 1 | 2025 | 4 | 2 | 2.4 | 10533 | 2394
Fire Safety Systems | Fire Dampers - Fusible Link | Town PT | 1 | Urgent | B | 1 | 2025 | 5 | 1 | 2.2 | 4450 | 1294
Fire Safety Systems | Manual and Automatic Doors - Emergency and Panic Escape Doors | Town PT | 1 | Urgent | B | 27 | 2051 | 5 | 1 | 2.2 | 4451 | 33544
General Lighting | General - LED fittings & Luminaires | Town FJ | 92 | Medium | B | 6 | 2030 | 5 | 3 | 3.2 | 24042 | 18628
Air Conditioning | Single-Split Condenser - Split Systems/Heat Pumps - Air-cooled with Direct Expansion Evaporator (DX) | Town QC | 1 | Medium | B | 1 | 2025 | 5 | 3 | 3.2 | 24043 | 7839
LV Distribution | Sub Distribution Board | Town PX | 1 | High | B | 6 | 2030 | 5 | 2 | 2.7 | 13800 | 17559
Local and Special Ventilation | Fan - Kitchen Extract | Town QD | 1 | Low | B | 5 | 2029 | 5 | 4 | 3.7 | 32993 | 15620
Fire Safety Systems | Manual and Automatic Doors - Emergency and Panic Escape Doors | Town KB | 1 | Urgent | B | 15 | 2039 | 5 | 1 | 2.2 | 4452 | 27841
External Doors | Entrance Doors | Town QH | 1 | High | B | 18 | 2042 | 5 | 2 | 2.7 | 13801 | 30817
Emergency Lighting | Illuminated Fire Exit Signage | Town PJ | 6 | Urgent | B | 16 | 2040 | 5 | 1 | 2.2 | 4453 | 28773
Emergency Lighting | Externally Powered - Non LED | Town FJ | 13 | Urgent | B | 11 | 2035 | 5 | 1 | 2.2 | 4454 | 23588
Fire Safety Systems | Fire Extinguishers - Foam | Town PJ | 3 | Urgent | B | 6 | 2030 | 5 | 1 | 2.2 | 4455 | 16279
Heat Emitters | Radiators - Aluminium | Town PT | 4 | Medium | B | 1 | 2025 | 5 | 3 | 3.2 | 24044 | 7840
Fire Safety Systems | Fire Extinguishers - Foam | Town QB | 3 | Urgent | B | 2 | 2026 | 5 | 1 | 2.2 | 4456 | 12574
LV Distribution | Sub Distribution Board | Town QE | 1 | High | B | 18 | 2042 | 5 | 2 | 2.7 | 13802 | 30818
Lifts | Passenger Lift Hydraulic - Electric | Town QB | 1 | Medium | B | 12 | 2036 | 5 | 3 | 3.2 | 24045 | 26485
Roller Shutters | External Manual Roller Shutter | Town QI | 1 | High | B | 5 | 2029 | 5 | 2 | 2.7 | 13803 | 14630
Roller Shutters | External Manual Roller Shutter | Town QI | 1 | High | B | 5 | 2029 | 5 | 2 | 2.7 | 13804 | 14631
Emergency Lighting | Self Contained - LED | Town PT | 2 | Urgent | B | 20 | 2044 | 5 | 1 | 2.2 | 4457 | 31466
Emergency Lighting | Illuminated Fire Exit Signage | Town PX | 3 | Urgent | B | 12 | 2036 | 5 | 1 | 2.2 | 4458 | 26010
Emergency Lighting | Illuminated Fire Exit Signage | Town QA | 3 | Urgent | B | 15 | 2039 | 5 | 1 | 2.2 | 4459 | 27842
External Lighting | General - Non LED | Town PY | 51 | Medium | B | 1 | 2025 | 5 | 3 | 3.2 | 24046 | 7841
Heat Emitters | Electric Heaters | Town PU | 2 | Medium | B | 1 | 2025 | 5 | 3 | 3.2 | 24047 | 7842
Emergency Lighting | Self Contained - Non LED | Town PT | 3 | Urgent | B | 1 | 2025 | 5 | 1 | 2.2 | 4460 | 1295
Fire Safety Systems | Fire Extinguishers - Foam | Town PV | 3 | Urgent | B | 6 | 2030 | 5 | 1 | 2.2 | 4461 | 16280
External Lighting | General - Non LED | Town PW | 1 | Medium | B | 1 | 2025 | 5 | 3 | 3.2 | 24048 | 7843
External Lighting | General - Non LED | Town PT | 1 | Medium | B | 1 | 2025 | 5 | 3 | 3.2 | 24049 | 7844
Boiler | Atmospheric Gas Burner/Condensing Combination Boiler (domestic type) | Town PT | 1 | High | B | 2 | 2026 | 5 | 2 | 2.7 | 13805 | 12892
Fire Safety Systems | Fire Extinguishers - Foam | Town PY | 5 | Urgent | B | 6 | 2030 | 5 | 1 | 2.2 | 4462 | 16281
Fire Safety Systems | Fire Extinguishers - CO2 | Town QE | 1 | Urgent | B | 6 | 2030 | 5 | 1 | 2.2 | 4463 | 16282
Boiler | Atmospheric Gas Burner - Condensing Boiler | Town FJ | 1 | High | B | 6 | 2030 | 5 | 2 | 2.7 | 13806 | 17560
Local and Special Ventilation | Fan - Extract | Town PT | 1 | Medium | B | 1 | 2025 | 5 | 3 | 3.2 | 24050 | 7845
Local and Special Ventilation | Fan - Toilet Extract | Town QF | 1 | Medium | A | 14 | 2038 | 6 | 3 | 3.5 | 32515 | 27669
General Lighting | General - LED fittings & Luminaires | Town PT | 67 | Medium | C | 15 | 2039 | 4 | 3 | 2.9 | 18584 | 28339
Fire Safety Systems | Fire Extinguishers - CO2 | Town QH | 2 | Urgent | B | 6 | 2030 | 5 | 1 | 2.2 | 4464 | 16283
Central Ventilation Systems | Fan - Extract | Town QF | 1 | Medium | B | 1 | 2025 | 5 | 3 | 3.2 | 24051 | 7846
Roller Shutters | External Manual Roller Shutter | Town QH | 1 | High | B | 5 | 2029 | 5 | 2 | 2.7 | 13807 | 14632
Boiler | Atmospheric Gas Burner Boiler - Small and/or Wall Hung for Light Commercial Installation | Town QC | 1 | Medium | B | 1 | 2025 | 5 | 3 | 3.2 | 24052 | 7847
Local Hot Water | Package Electric Water Heaters - Non-Drinking Water | Town KB | 1 | Medium | B | 6 | 2030 | 5 | 3 | 3.2 | 24053 | 18629
Fire Safety Systems | Manual and Automatic Doors - Emergency and Panic Escape Doors | Town PY | 1 | Urgent | B | 15 | 2039 | 5 | 1 | 2.2 | 4465 | 27843
External Lighting | General - LED | Town QH | 7 | Medium | B | 7 | 2031 | 5 | 3 | 3.2 | 24054 | 19921
Air Conditioning | Multi-Split Evaporator - Split Systems/Heat Pumps - Air-cooled with Direct Expansion Evaporator (DX) | Town PY | 1 | Medium | B | 9 | 2033 | 5 | 3 | 3.2 | 24055 | 21749
LV Distribution | Main Distribution Board | Town PJ | 1 | High | B | 5 | 2029 | 5 | 2 | 2.7 | 13808 | 14633
External Doors | Entrance Doors | Town QE | 1 | High | B | 15 | 2039 | 5 | 2 | 2.7 | 13809 | 28148
LV Distribution | Sub Distribution Board | Town PU | 1 | High | B | 12 | 2036 | 5 | 2 | 2.7 | 13810 | 26182
Roller Shutters | External Manual Roller Shutter | Town QG | 1 | High | B | 15 | 2039 | 5 | 2 | 2.7 | 13811 | 28149
AHU - Internal | Central Air Conditioning - Gas Fired | Town QA | 1 | Medium | B | 10 | 2034 | 5 | 3 | 3.2 | 24056 | 22766
LV Distribution | Main Distribution Board | Town QA | 1 | High | B | 15 | 2039 | 5 | 2 | 2.7 | 13812 | 28150
LV Distribution | Main Distribution Board | Town QF | 1 | High | B | 1 | 2025 | 5 | 2 | 2.7 | 13813 | 3653
Fire Safety Systems | Manual and Automatic Doors - Emergency and Panic Escape Doors | Town QA | 1 | Urgent | B | 25 | 2049 | 5 | 1 | 2.2 | 4466 | 33300
Burner | Forced draft gas burner | Town QA | 1 | Medium | B | 5 | 2029 | 5 | 3 | 3.2 | 24057 | 15050
Access Control | Door Lock / Keypad / Manual | Town PU | 2 | Medium | B | 7 | 2031 | 5 | 3 | 3.2 | 24058 | 19922
Fire Safety Systems | Manual and Automatic Doors - Emergency and Panic Escape Doors | Town QA | 1 | Urgent | B | 25 | 2049 | 5 | 1 | 2.2 | 4467 | 33301
Emergency Lighting | Self Contained - LED | Town QB | 9 | Urgent | B | 20 | 2044 | 5 | 1 | 2.2 | 4468 | 31467
General Lighting | General - LED fittings & Luminaires | Town PU | 20 | Medium | B | 12 | 2036 | 5 | 3 | 3.2 | 24059 | 26486
General Lighting | General - LED fittings & Luminaires | Town PZ | 28 | Medium | B | 1 | 2025 | 5 | 3 | 3.2 | 24060 | 7848
Heat Emitters | Radiators - Steel | Town KQ | 5 | Medium | B | 1 | 2025 | 5 | 3 | 3.2 | 24061 | 7849
Fire Safety Systems | Fire Extinguishers - Foam | Town PW | 2 | Urgent | B | 2 | 2026 | 5 | 1 | 2.2 | 4469 | 12575
Air Conditioning | Single-Split Evaporator - Split Systems/Heat Pumps - Air-cooled with Direct Expansion Evaporator (DX) | Town FJ | 1 | Medium | B | 1 | 2025 | 5 | 3 | 3.2 | 24062 | 7850
Fire Safety Systems | Fire Alarm System | Town QC | 1 | Urgent | B | 1 | 2025 | 5 | 1 | 2.2 | 4470 | 1296
Heat Emitters | Electric Heaters | Town PJ | 3 | Medium | D | 2 | 2026 | 3 | 3 | 2.6 | 11108 | 12853
External Lighting | General - Non LED | Town PT | 3 | Medium | C | 1 | 2025 | 4 | 3 | 2.9 | 18585 | 5511
Emergency Lighting | Illuminated Fire Exit Signage | Town QD | 2 | Urgent | B | 17 | 2041 | 5 | 1 | 2.2 | 4471 | 30085
General Lighting | General - LED fittings & Luminaires | Town QB | 64 | Medium | B | 6 | 2030 | 5 | 3 | 3.2 | 24063 | 18630
Fire Safety Systems | Manual and Automatic Doors - Emergency and Panic Escape Doors | Town PT | 1 | Urgent | D | 27 | 2051 | 3 | 1 | 1.6 | 435 | 33538
Fire Safety Systems | Automatic Fire Dampers | Town QB | 1 | Urgent | B | 1 | 2025 | 5 | 1 | 2.2 | 4472 | 1297
Emergency Lighting | Illuminated Fire Exit Signage | Town QE | 1 | Urgent | B | 17 | 2041 | 5 | 1 | 2.2 | 4473 | 30086
External Lighting | General - LED | Town PZ | 7 | Medium | B | 12 | 2036 | 5 | 3 | 3.2 | 24064 | 26487
Fire Safety Systems | Fire Extinguishers - Powder | Town PW | 1 | Urgent | B | 2 | 2026 | 5 | 1 | 2.2 | 4474 | 12576
Fire Safety Systems | Fire Extinguishers - Foam | Town FJ | 5 | Urgent | B | 1 | 2025 | 5 | 1 | 2.2 | 4475 | 1298
LV Distribution | Sub Distribution Board | Town PU | 1 | High | B | 2 | 2026 | 5 | 2 | 2.7 | 13814 | 12893
Fire Safety Systems | Automatic Fire Dampers | Town PW | 1 | Urgent | D | 1 | 2025 | 3 | 1 | 1.6 | 436 | 377
Roller Shutters | External Electric Roller Shutter | Town KB | 1 | High | B | 10 | 2034 | 5 | 2 | 2.7 | 13815 | 22351
Emergency Lighting | Self Contained - LED | Town QA | 4 | Urgent | B | 20 | 2044 | 5 | 1 | 2.2 | 4476 | 31468
Fire Safety Systems | Fire Extinguishers - Foam | Town QE | 4 | Urgent | B | 6 | 2030 | 5 | 1 | 2.2 | 4477 | 16284
Air Conditioning | Multi-Split Condenser - DX Split Systems (With Gas, Electric or Hot Water Heaters) | Town QB | 1 | Medium | C | 1 | 2025 | 4 | 3 | 2.9 | 18586 | 5512
Fire Safety Systems | Fire Alarm Panel / Repeater | Town PT | 1 | Urgent | B | 7 | 2031 | 5 | 1 | 2.2 | 4478 | 19293
General Lighting | General - LED fittings & Luminaires | Town PW | 6 | Medium | B | 15 | 2039 | 5 | 3 | 3.2 | 24065 | 28416
Fire Safety Systems | Fire Extinguishers - Foam | Town PU | 4 | Urgent | B | 2 | 2026 | 5 | 1 | 2.2 | 4479 | 12577
Roller Shutters | External Window Shutters - Manual | Town PT | 1 | Medium | B | 1 | 2025 | 5 | 3 | 3.2 | 24066 | 7851
Local and Special Ventilation | Fan - Extract | Town PU | 1 | Medium | B | 7 | 2031 | 5 | 3 | 3.2 | 24067 | 19923
LV Distribution | Sub Distribution Board | Town PX | 1 | High | D | 1 | 2025 | 3 | 2 | 2.1 | 1139 | 781
General Lighting | General - LED fittings & Luminaires | Town QH | 20 | Medium | B | 16 | 2040 | 5 | 3 | 3.2 | 24068 | 29504
General Lighting | General - LED fittings & Luminaires | Town PX | 8 | Medium | B | 15 | 2039 | 5 | 3 | 3.2 | 24069 | 28417
Fire Safety Systems | Fire Blanket | Town PJ | 1 | Urgent | B | 4 | 2028 | 5 | 1 | 2.2 | 4480 | 13817
LV Distribution | Main Distribution Board | Town KB | 1 | High | B | 14 | 2038 | 5 | 2 | 2.7 | 13816 | 27447
Local Hot Water | Instantaneous Electric Water Heater - Non-Drinking Water | Town QG | 1 | Medium | B | 5 | 2029 | 5 | 3 | 3.2 | 24070 | 15051
Fire Safety Systems | Fire Alarm Panel / Repeater | Town PT | 1 | Urgent | B | 1 | 2025 | 5 | 1 | 2.2 | 4481 | 1299
General Lighting | General - LED fittings & Luminaires | Town PT | 48 | Medium | C | 12 | 2036 | 4 | 3 | 2.9 | 18587 | 26285
Local and Special Ventilation | Fan - Kitchen Extract | Town QF | 1 | Low | B | 5 | 2029 | 5 | 4 | 3.7 | 32994 | 15621
Roller Shutters | Internal Manual Roller Shutter | Town QD | 1 | Medium | B | 1 | 2025 | 5 | 3 | 3.2 | 24071 | 7852
LV Distribution | Sub Distribution Board | Town QJ | 1 | High | B | 11 | 2035 | 5 | 2 | 2.7 | 13817 | 24371
General Lighting | General - LED fittings & Luminaires | Town PX | 39 | Medium | C | 1 | 2025 | 4 | 3 | 2.9 | 18588 | 5513
Air Conditioning | Multi-Split Condenser - Split Systems/Heat Pumps - Air-cooled with Direct Expansion Evaporator (DX) | Town PY | 1 | Medium | B | 1 | 2025 | 5 | 3 | 3.2 | 24072 | 7853
External Doors | Entrance Doors | Town PU | 1 | High | B | 11 | 2035 | 5 | 2 | 2.7 | 13818 | 24372
Local Hot Water | Package Electric Water Heaters - Non-Drinking Water | Town PJ | 1 | Medium | B | 4 | 2028 | 5 | 3 | 3.2 | 24073 | 14109
Local and Special Ventilation | Fan - Window / Wall Mounted | Town QA | 1 | Medium | CX | 5 | 2029 | 2 | 3 | 2.3 | 10153 | 14531
External Doors | Entrance Doors | Town PX | 1 | High | B | 27 | 2051 | 5 | 2 | 2.7 | 13819 | 33568
Fire Safety Systems | Fire Extinguishers - Foam | Town QA | 1 | Urgent | B | 6 | 2030 | 5 | 1 | 2.2 | 4482 | 16285
BMS | BMS Control Panel | Town QC | 1 | High | B | 1 | 2025 | 5 | 2 | 2.7 | 13820 | 3654
Roller Shutters | Internal Manual Roller Shutter | Town QD | 1 | Medium | B | 1 | 2025 | 5 | 3 | 3.2 | 24074 | 7854
LV Distribution | Sub Distribution Board | Town PV | 1 | High | C | 10 | 2034 | 4 | 2 | 2.4 | 10534 | 22192
Roller Shutters | External Manual Roller Shutter | Town PX | 1 | High | B | 1 | 2025 | 5 | 2 | 2.7 | 13821 | 3655
Central Heating & Cooling | Fan - Mixed Flow | Town PJ | 1 | Medium | B | 1 | 2025 | 5 | 3 | 3.2 | 24075 | 7855
External Doors | Manual and Automatic Doors - Auto / Powered Swing Doors | Town QF | 1 | High | B | 32 | 2056 | 5 | 2 | 2.7 | 13822 | 33828
Boiler | Electric Boilers | Town QH | 1 | Medium | B | 10 | 2034 | 5 | 3 | 3.2 | 24076 | 22767
Emergency Lighting | Self Contained - Non LED | Town PT | 3 | Urgent | B | 1 | 2025 | 5 | 1 | 2.2 | 4483 | 1300
Air Conditioning | Single-Split Condenser - Split Systems/Heat Pumps - Air-cooled with Direct Expansion Evaporator (DX) | Town PU | 1 | Medium | B | 7 | 2031 | 5 | 3 | 3.2 | 24077 | 19924
LV Distribution | Sub Distribution Board | Town QB | 1 | High | B | 12 | 2036 | 5 | 2 | 2.7 | 13823 | 26183
General Lighting | General - LED fittings & Luminaires | Town PU | 57 | Medium | B | 12 | 2036 | 5 | 3 | 3.2 | 24078 | 26488
Heat Emitters | Radiators - Steel | Town KB | 6 | Medium | B | 1 | 2025 | 5 | 3 | 3.2 | 24079 | 7856
LV Distribution | Sub Distribution Board | Town QB | 1 | High | B | 12 | 2036 | 5 | 2 | 2.7 | 13824 | 26184
LV Distribution | Main Distribution Board | Town QA | 1 | High | B | 15 | 2039 | 5 | 2 | 2.7 | 13825 | 28151
LV Distribution | Main Distribution Board | Town QG | 1 | High | B | 10 | 2034 | 5 | 2 | 2.7 | 13826 | 22352
Emergency Lighting | Self Contained - LED | Town PX | 8 | Urgent | B | 17 | 2041 | 5 | 1 | 2.2 | 4484 | 30087
Emergency Lighting | Self Contained - LED | Town PJ | 4 | Urgent | B | 21 | 2045 | 5 | 1 | 2.2 | 4485 | 32017
Fire Safety Systems | Manual and Automatic Doors - Emergency and Panic Escape Doors | Town QO | 1 | Urgent | D | 21 | 2045 | 3 | 1 | 1.6 | 437 | 31704
LV Distribution | Sub Distribution Board | Town E | 1 | High | D | 8 | 2032 | 3 | 2 | 2.1 | 1140 | 20246
Fire Safety Systems | Manual and Automatic Doors - Emergency and Panic Escape Doors | Town QY | 1 | Urgent | B | 6 | 2030 | 5 | 1 | 2.2 | 4486 | 16286
LV Distribution | Sub Distribution Board | Town QN | 1 | High | B | 1 | 2025 | 5 | 2 | 2.7 | 13827 | 3656
LV Distribution | Main Distribution Board | Town QK | 1 | High | B | 1 | 2025 | 5 | 2 | 2.7 | 13828 | 3657
LV Distribution | Sub Distribution Board | Town QY | 1 | High | B | 10 | 2034 | 5 | 2 | 2.7 | 13829 | 22353
Roller Shutters | External Electric Roller Shutter | Town RC | 1 | High | B | 22 | 2046 | 5 | 2 | 2.7 | 13830 | 33022
Local and Special Ventilation | Fan - Window / Wall Mounted | Town QX | 1 | Medium | B | 10 | 2034 | 5 | 3 | 3.2 | 24080 | 22768
Local and Special Ventilation | Fan - Axial | Town QN | 1 | Medium | B | 1 | 2025 | 5 | 3 | 3.2 | 24081 | 7857
Local and Special Ventilation | Fan - Window / Wall Mounted | Town QQ | 1 | Medium | B | 10 | 2034 | 5 | 3 | 3.2 | 24082 | 22769
Local and Special Ventilation | Fan - Axial | Town QR | 1 | Medium | B | 10 | 2034 | 5 | 3 | 3.2 | 24083 | 22770
Fire Safety Systems | Fire Extinguishers - Foam | Town QL | 4 | Urgent | B | 10 | 2034 | 5 | 1 | 2.2 | 4487 | 22043
AHU - Internal | Central Air Conditioning - DX Cooling | Town QQ | 1 | High | B | 16 | 2040 | 5 | 2 | 2.7 | 13831 | 29157
LV Distribution | Main Distribution Board | Town QK | 1 | High | B | 1 | 2025 | 5 | 2 | 2.7 | 13832 | 3658
Heat Emitters | Gas Fired Unit Heaters | Town GZ | 1 | Medium | B | 1 | 2025 | 5 | 3 | 3.2 | 24084 | 7858
Fire Safety Systems | Manual and Automatic Doors - Emergency and Panic Escape Doors | Town QP | 1 | Urgent | B | 6 | 2030 | 5 | 1 | 2.2 | 4488 | 16287
LV Distribution | Sub Distribution Board | Town QU | 1 | High | B | 1 | 2025 | 5 | 2 | 2.7 | 13833 | 3659
Heat Emitters | Electric Overdoor Air Curtain/Heater | Town QP | 1 | Medium | A | 15 | 2039 | 6 | 3 | 3.5 | 32516 | 28566
Boiler | Atmospheric Gas Burner - Condensing Boiler | Town GZ | 1 | High | B | 16 | 2040 | 5 | 2 | 2.7 | 13834 | 29158
Roller Shutters | External Electric Roller Shutter | Town UT | 1 | High | B | 1 | 2025 | 5 | 2 | 2.7 | 13835 | 3660
Heat Emitters | Gas Fired Natural and Fan Assisted Heaters | Town RA | 1 | Medium | B | 5 | 2029 | 5 | 3 | 3.2 | 24085 | 15052
Roller Shutters | External Window Shutters - Manual | Town QN | 1 | Medium | B | 1 | 2025 | 5 | 3 | 3.2 | 24086 | 7859
General Lighting | General - LED fittings & Luminaires | Town QN | 78 | Medium | B | 14 | 2038 | 5 | 3 | 3.2 | 24087 | 27560
Fire Safety Systems | Fire Extinguishers - Foam | Town QP | 4 | Urgent | B | 7 | 2031 | 5 | 1 | 2.2 | 4489 | 19294
LV Distribution | Main Distribution Board | Town QK | 1 | High | D | 8 | 2032 | 3 | 2 | 2.1 | 1141 | 20247
Roller Shutters | External Manual Roller Shutter | Town GZ | 1 | High | B | 1 | 2025 | 5 | 2 | 2.7 | 13836 | 3661
Access Control | Door Lock / Keypad / Manual | Town QX | 1 | Medium | B | 10 | 2034 | 5 | 3 | 3.2 | 24088 | 22771
General Lighting | General - LED fittings & Luminaires | Town QZ | 48 | Medium | B | 18 | 2042 | 5 | 3 | 3.2 | 24089 | 30942
Emergency Lighting | Self Contained - LED | Town QX | 6 | Urgent | B | 20 | 2044 | 5 | 1 | 2.2 | 4490 | 31469
Boiler | Atmospheric Gas Burner - Condensing Boiler | Town QN | 1 | High | B | 3 | 2027 | 5 | 2 | 2.7 | 13837 | 13358
Local and Special Ventilation | Unit extract fans | Town QS | 1 | Medium | C | 1 | 2025 | 4 | 3 | 2.9 | 18589 | 5514
Multi-System Controls | Control Panel - Electrical Services (excluding Electrical Controllers and Pneumatic Relays) | Town GZ | 1 | Medium | B | 1 | 2025 | 5 | 3 | 3.2 | 24090 | 7860
Heat Emitters | Electric Overdoor Air Curtain/Heater | Town E | 1 | Medium | B | 5 | 2029 | 5 | 3 | 3.2 | 24091 | 15053
Heat Emitters | Electric Heaters | Town QQ | 4 | Medium | B | 3 | 2027 | 5 | 3 | 3.2 | 24092 | 13523
External Lighting | General - LED | Town E | 4 | Medium | B | 5 | 2029 | 5 | 3 | 3.2 | 24093 | 15054
Local and Special Ventilation | Fan - Window / Wall Mounted | Town QO | 1 | Medium | B | 1 | 2025 | 5 | 3 | 3.2 | 24094 | 7861
Heat Emitters | Gas Fired Unit Heaters | Town GZ | 1 | Medium | B | 1 | 2025 | 5 | 3 | 3.2 | 24095 | 7862
Roller Shutters | External Window Shutters - Manual | Town QN | 1 | Medium | B | 1 | 2025 | 5 | 3 | 3.2 | 24096 | 7863
Roller Shutters | External Manual Roller Shutter | Town QO | 1 | High | B | 11 | 2035 | 5 | 2 | 2.7 | 13838 | 24373
General Lighting | General - LED fittings & Luminaires | Town NO | 42 | Medium | B | 10 | 2034 | 5 | 3 | 3.2 | 24097 | 22772
General Lighting | General - LED fittings & Luminaires | Town NO | 19 | Medium | B | 1 | 2025 | 5 | 3 | 3.2 | 24098 | 7864
Fire Safety Systems | Fire Extinguishers - CO2 | Town QW | 2 | Urgent | CX | 6 | 2030 | 2 | 1 | 1.3 | 333 | 15688
Local and Special Ventilation | Fan - General Ventilation | Town QX | 1 | Medium | B | 10 | 2034 | 5 | 3 | 3.2 | 24099 | 22773
LV Distribution | Sub Distribution Board | Town QP | 1 | High | D | 10 | 2034 | 3 | 2 | 2.1 | 1142 | 21957
Roller Shutters | Internal Manual Roller Shutter | Town QN | 1 | Medium | B | 1 | 2025 | 5 | 3 | 3.2 | 24100 | 7865
Fire Safety Systems | Fire Alarm System | Town QO | 1 | Urgent | B | 11 | 2035 | 5 | 1 | 2.2 | 4491 | 23589
Fire Safety Systems | Fire Extinguishers - Foam | Town GZ | 6 | Urgent | B | 7 | 2031 | 5 | 1 | 2.2 | 4492 | 19295
Emergency Lighting | Illuminated Fire Exit Signage | Town QR | 3 | Urgent | B | 15 | 2039 | 5 | 1 | 2.2 | 4493 | 27844
Local and Special Ventilation | Fan - Window / Wall Mounted | Town QM | 1 | Medium | B | 5 | 2029 | 5 | 3 | 3.2 | 24101 | 15055
Local and Special Ventilation | Fan - Axial | Town QP | 1 | Medium | B | 1 | 2025 | 5 | 3 | 3.2 | 24102 | 7866
Local and Special Ventilation | Fan - Axial | Town QP | 1 | Medium | B | 1 | 2025 | 5 | 3 | 3.2 | 24103 | 7867
Emergency Lighting | Self Contained - Non LED | Town QP | 6 | Urgent | B | 15 | 2039 | 5 | 1 | 2.2 | 4494 | 27845
LV Distribution | Sub Distribution Board | Town QK | 1 | High | B | 10 | 2034 | 5 | 2 | 2.7 | 13839 | 22354
Fire Safety Systems | Manual and Automatic Doors - Emergency and Panic Escape Doors | Town QS | 1 | Urgent | CX | 6 | 2030 | 2 | 1 | 1.3 | 334 | 15689
External Doors | Entrance Doors | Town E | 1 | High | B | 16 | 2040 | 5 | 2 | 2.7 | 13840 | 29159
Emergency Lighting | Illuminated Fire Exit Signage | Town QN | 5 | Urgent | B | 14 | 2038 | 5 | 1 | 2.2 | 4495 | 27360
Fire Safety Systems | Fire Extinguishers - CO2 | Town QQ | 4 | Urgent | B | 5 | 2029 | 5 | 1 | 2.2 | 4496 | 14361
Fire Safety Systems | Fire Extinguishers - Foam | Town QX | 2 | Urgent | B | 5 | 2029 | 5 | 1 | 2.2 | 4497 | 14362
Roller Shutters | External Electric Roller Shutter | Town HV | 1 | High | B | 6 | 2030 | 5 | 2 | 2.7 | 13841 | 17561
Emergency Lighting | Self Contained - LED | Town UT | 2 | Urgent | B | 15 | 2039 | 5 | 1 | 2.2 | 4498 | 27846
LV Distribution | Sub Distribution Board | Town GZ | 1 | High | D | 1 | 2025 | 3 | 2 | 2.1 | 1143 | 782
LV Distribution | Sub Distribution Board | Town E | 1 | High | DX | 1 | 2025 | 1 | 2 | 1.5 | 383 | 343
LV Distribution | Feeder Pillar | Town QV | 1 | Urgent | D | 1 | 2025 | 3 | 1 | 1.6 | 438 | 378
Roller Shutters | Internal Electric Roller Shutter | Town QT | 1 | Medium | B | 20 | 2044 | 5 | 3 | 3.2 | 24104 | 31672
Access Control | Gate Access - Local Lock / Keypad / Manual (External) | Town QZ | 1 | Medium | B | 1 | 2025 | 5 | 3 | 3.2 | 24105 | 7868
Emergency Lighting | Illuminated Fire Exit Signage | Town QX | 3 | Urgent | B | 15 | 2039 | 5 | 1 | 2.2 | 4499 | 27847
Heat Emitters | Electric Heaters | Town GZ | 2 | Medium | B | 6 | 2030 | 5 | 3 | 3.2 | 24106 | 18631
Air Conditioning | Multi-Split Evaporator - Split Systems/Heat Pumps - Air-cooled with Direct Expansion Evaporator (DX) | Town QR | 1 | Medium | B | 10 | 2034 | 5 | 3 | 3.2 | 24107 | 22774
Local and Special Ventilation | Unit extract fans | Town GZ | 1 | Medium | D | 1 | 2025 | 3 | 3 | 2.6 | 11109 | 2623
Roller Shutters | External Manual Roller Shutter | Town RC | 1 | High | CX | 1 | 2025 | 2 | 2 | 1.8 | 507 | 406
General Lighting | General - LED fittings & Luminaires | Town QW | 9 | Medium | B | 10 | 2034 | 5 | 3 | 3.2 | 24108 | 22775
General Lighting | General - LED fittings & Luminaires | Town QT | 36 | Medium | B | 15 | 2039 | 5 | 3 | 3.2 | 24109 | 28418
Heat Emitters | Electric Heaters | Town RC | 1 | Medium | DX | 1 | 2025 | 1 | 3 | 2 | 854 | 567
Heat Emitters | Gas Fired Unit Heaters | Town QV | 1 | Medium | B | 6 | 2030 | 5 | 3 | 3.2 | 24110 | 18632
External Doors | Entrance Doors | Town E | 1 | High | B | 11 | 2035 | 5 | 2 | 2.7 | 13842 | 24374
General Lighting | General - LED fittings & Luminaires | Town QQ | 65 | Medium | B | 15 | 2039 | 5 | 3 | 3.2 | 24111 | 28419
General Lighting | General - LED fittings & Luminaires | Town QX | 85 | Medium | B | 15 | 2039 | 5 | 3 | 3.2 | 24112 | 28420
External Lighting | General - Non LED | Town QY | 6 | Medium | B | 5 | 2029 | 5 | 3 | 3.2 | 24113 | 15056
Fire Safety Systems | Fire Alarm System | Town QV | 1 | Urgent | B | 5 | 2029 | 5 | 1 | 2.2 | 4500 | 14363
Local Hot Water | Instantaneous Electric Water Heater - Non-Drinking Water | Town RC | 1 | Medium | B | 5 | 2029 | 5 | 3 | 3.2 | 24114 | 15057
Heat Emitters | Electric Overdoor Air Curtain/Heater | Town E | 1 | Medium | B | 5 | 2029 | 5 | 3 | 3.2 | 24115 | 15058
Fire Safety Systems | Fire Extinguishers - Foam | Town QP | 4 | Urgent | B | 7 | 2031 | 5 | 1 | 2.2 | 4501 | 19296
LV Distribution | Sub Distribution Board | Town QN | 1 | High | B | 1 | 2025 | 5 | 2 | 2.7 | 13843 | 3662
Roller Shutters | External Window Shutters - Manual | Town QN | 1 | Medium | B | 1 | 2025 | 5 | 3 | 3.2 | 24116 | 7869
Multi-System Controls | Control Panel - Electrical Services (excluding Electrical Controllers and Pneumatic Relays) | Town GZ | 1 | Medium | B | 1 | 2025 | 5 | 3 | 3.2 | 24117 | 7870
External Lighting | General - LED | Town QV | 4 | Medium | B | 9 | 2033 | 5 | 3 | 3.2 | 24118 | 21750
Lifts | Disabled Lift - Hydraulic | Town QP | 1 | High | B | 1 | 2025 | 5 | 2 | 2.7 | 13844 | 3663
Local and Special Ventilation | Unit extract fans | Town QP | 1 | Medium | B | 1 | 2025 | 5 | 3 | 3.2 | 24119 | 7871
Fire Safety Systems | Fire Extinguishers - Foam | Town RC | 4 | Urgent | B | 9 | 2033 | 5 | 1 | 2.2 | 4502 | 21316
Emergency Lighting | Self Contained - LED | Town UT | 3 | Urgent | B | 19 | 2043 | 5 | 1 | 2.2 | 4503 | 31061
Local and Special Ventilation | Fan - Axial | Town QR | 1 | Medium | B | 10 | 2034 | 5 | 3 | 3.2 | 24120 | 22776
Fire Safety Systems | Fire Alarm System | Town QW | 1 | Urgent | A | 14 | 2038 | 6 | 1 | 2.5 | 10876 | 27417
Heat Emitters | Electric Heaters | Town RB | 2 | Medium | B | 1 | 2025 | 5 | 3 | 3.2 | 24121 | 7872
Local Hot Water | Instantaneous Electric Water Heater - Non-Drinking Water | Town GZ | 1 | Medium | B | 11 | 2035 | 5 | 3 | 3.2 | 24122 | 25164
Local and Special Ventilation | Fan - Axial | Town QY | 1 | Medium | C | 1 | 2025 | 4 | 3 | 2.9 | 18590 | 5515
Fire Safety Systems | Fire Alarm System | Town E | 1 | Urgent | B | 11 | 2035 | 5 | 1 | 2.2 | 4504 | 23590
Air Conditioning | Multi-Split Evaporator - Split Systems/Heat Pumps - Air-cooled with Direct Expansion Evaporator (DX) | Town QR | 1 | Medium | B | 10 | 2034 | 5 | 3 | 3.2 | 24123 | 22777
Fire Safety Systems | Fire Extinguishers - Foam | Town RA | 5 | Urgent | B | 7 | 2031 | 5 | 1 | 2.2 | 4505 | 19297
Emergency Lighting | Self Contained - LED | Town RC | 1 | Urgent | B | 22 | 2046 | 5 | 1 | 2.2 | 4506 | 32895
Fire Safety Systems | Fire Extinguishers - Powder | Town RC | 1 | Urgent | B | 9 | 2033 | 5 | 1 | 2.2 | 4507 | 21317
Roller Shutters | Internal Manual Roller Shutter | Town QV | 1 | Medium | B | 1 | 2025 | 5 | 3 | 3.2 | 24124 | 7873
Fire Safety Systems | Fire Extinguishers - Foam | Town QS | 2 | Urgent | B | 5 | 2029 | 5 | 1 | 2.2 | 4508 | 14364
Central Ventilation Systems | Fan - Extract | Town HV | 1 | Medium | C | 1 | 2025 | 4 | 3 | 2.9 | 18591 | 5516
Local Hot Water | Instantaneous Electric Water Heater - Non-Drinking Water | Town NO | 1 | Medium | A | 14 | 2038 | 6 | 3 | 3.5 | 32517 | 27670
Heat Emitters | Electric Heaters | Town QL | 6 | Medium | B | 1 | 2025 | 5 | 3 | 3.2 | 24125 | 7874
External Lighting | General - LED | Town QL | 6 | Medium | B | 6 | 2030 | 5 | 3 | 3.2 | 24126 | 18633
Central Ventilation Systems | Fan - General Ventilation | Town QN | 1 | Low | B | 1 | 2025 | 5 | 4 | 3.7 | 32995 | 11958
Local Hot Water | Instantaneous Electric Water Heater - Non-Drinking Water | Town RC | 1 | Medium | DX | 1 | 2025 | 1 | 3 | 2 | 855 | 568
Local Hot Water | Electric Water Heater (Drinking Water) - Instantaneous Potable Combination Hot, Chilled and Carbonated Water Tap (Non-Fluorinated Gas) | Town QO | 1 | Low | B | 6 | 2030 | 5 | 4 | 3.7 | 32996 | 19102
Heat Emitters | Electric Heaters | Town QW | 2 | Medium | B | 1 | 2025 | 5 | 3 | 3.2 | 24127 | 7875
Heat Emitters | Gas Fired Unit Heaters | Town GZ | 1 | Medium | B | 1 | 2025 | 5 | 3 | 3.2 | 24128 | 7876
Local Hot Water | Instantaneous Electric Water Heater - Non-Drinking Water | Town QS | 1 | Medium | C | 1 | 2025 | 4 | 3 | 2.9 | 18592 | 5517
External Lighting | General - Non LED | Town UT | 2 | Medium | CX | 1 | 2025 | 2 | 3 | 2.3 | 10154 | 2099
Fire Safety Systems | Fire Extinguishers - CO2 | Town QY | 4 | Urgent | B | 7 | 2031 | 5 | 1 | 2.2 | 4509 | 19298
Local and Special Ventilation | Fan - Axial | Town QY | 1 | Medium | B | 1 | 2025 | 5 | 3 | 3.2 | 24129 | 7877
External Lighting | General - LED | Town GZ | 2 | Medium | B | 5 | 2029 | 5 | 3 | 3.2 | 24130 | 15059
LV Distribution | Sub Distribution Board | Town QL | 1 | High | B | 6 | 2030 | 5 | 2 | 2.7 | 13845 | 17562
Roller Shutters | External Manual Roller Shutter | Town GZ | 1 | High | B | 1 | 2025 | 5 | 2 | 2.7 | 13846 | 3664
Local Hot Water | Instantaneous Electric Water Heater - Non-Drinking Water | Town QS | 1 | Medium | B | 5 | 2029 | 5 | 3 | 3.2 | 24131 | 15060
Roller Shutters | Internal Electric Roller Shutter | Town QL | 1 | Medium | B | 11 | 2035 | 5 | 3 | 3.2 | 24132 | 25165
BMS | BMS Control Panel | Town HV | 1 | High | B | 7 | 2031 | 5 | 2 | 2.7 | 13847 | 19624
General Lighting | General - LED fittings & Luminaires | Town NO | 2 | Medium | B | 1 | 2025 | 5 | 3 | 3.2 | 24133 | 7878
Fire Safety Systems | Fire Extinguishers - CO2 | Town QP | 2 | Urgent | B | 7 | 2031 | 5 | 1 | 2.2 | 4510 | 19299
Local and Special Ventilation | Unit extract fans | Town NO | 1 | Medium | DX | 1 | 2025 | 1 | 3 | 2 | 856 | 569
Fire Safety Systems | Manual and Automatic Doors - Emergency and Panic Escape Doors | Town RB | 1 | Urgent | C | 6 | 2030 | 4 | 1 | 1.9 | 642 | 15707
External Doors | Manual and Automatic Doors - Auto / Powered Sliding Doors | Town QY | 1 | High | B | 6 | 2030 | 5 | 2 | 2.7 | 13848 | 17563
General Lighting | General - LED fittings & Luminaires | Town E | 5 | Medium | B | 1 | 2025 | 5 | 3 | 3.2 | 24134 | 7879
Local and Special Ventilation | Fan - Axial | Town QY | 1 | Medium | B | 1 | 2025 | 5 | 3 | 3.2 | 24135 | 7880
Fire Safety Systems | Fire Extinguishers - Foam | Town HV | 3 | Urgent | A | 8 | 2032 | 6 | 1 | 2.5 | 10877 | 20655
LV Distribution | Main Distribution Board | Town QM | 1 | High | B | 16 | 2040 | 5 | 2 | 2.7 | 13849 | 29160
Central Ventilation Systems | Fan - General Ventilation | Town QN | 1 | Low | B | 1 | 2025 | 5 | 4 | 3.7 | 32997 | 11959
Heat Emitters | Electric Overdoor Air Curtain/Heater | Town NO | 1 | Medium | B | 12 | 2036 | 5 | 3 | 3.2 | 24136 | 26489
Fire Safety Systems | Automatic Fire Dampers | Town QZ | 1 | Urgent | B | 1 | 2025 | 5 | 1 | 2.2 | 4511 | 1301
LV Distribution | Sub Distribution Board | Town QW | 1 | High | C | 1 | 2025 | 4 | 2 | 2.4 | 10535 | 2395
LV Distribution | Sub Distribution Board | Town QY | 1 | High | D | 1 | 2025 | 3 | 2 | 2.1 | 1144 | 783
Roller Shutters | External Manual Roller Shutter | Town E | 1 | High | B | 1 | 2025 | 5 | 2 | 2.7 | 13850 | 3665
General Lighting | General - LED fittings & Luminaires | Town QS | 4 | Medium | B | 17 | 2041 | 5 | 3 | 3.2 | 24137 | 30464
Fire Safety Systems | Fire Extinguishers - CO2 | Town E | 2 | Urgent | B | 8 | 2032 | 5 | 1 | 2.2 | 4512 | 20392
LV Distribution | Sub Distribution Board | Town QL | 1 | High | B | 8 | 2032 | 5 | 2 | 2.7 | 13851 | 20710
Fire Safety Systems | Manual and Automatic Doors - Emergency and Panic Escape Doors | Town QK | 1 | Urgent | B | 16 | 2040 | 5 | 1 | 2.2 | 4513 | 28774
General Lighting | General - LED fittings & Luminaires | Town E | 8 | Medium | B | 10 | 2034 | 5 | 3 | 3.2 | 24138 | 22778
Emergency Lighting | Illuminated Fire Exit Signage | Town QL | 3 | Urgent | B | 14 | 2038 | 5 | 1 | 2.2 | 4514 | 27361
General Lighting | General - LED fittings & Luminaires | Town HV | 75 | Medium | A | 18 | 2042 | 6 | 3 | 3.5 | 32518 | 31013
Air Conditioning | Multi-Split Evaporator - Split Systems/Heat Pumps - Air-cooled with Direct Expansion Evaporator (DX) | Town QQ | 1 | Medium | B | 10 | 2034 | 5 | 3 | 3.2 | 24139 | 22779
Local Hot Water | Instantaneous Electric Water Heater - Non-Drinking Water | Town QN | 1 | Medium | B | 9 | 2033 | 5 | 3 | 3.2 | 24140 | 21751
Local and Special Ventilation | Fan - Axial | Town QR | 1 | Medium | B | 10 | 2034 | 5 | 3 | 3.2 | 24141 | 22780
Emergency Lighting | Illuminated Fire Exit Signage | Town QR | 1 | Urgent | B | 15 | 2039 | 5 | 1 | 2.2 | 4515 | 27848
Heat Emitters | Electric Heaters | Town UT | 3 | Medium | B | 3 | 2027 | 5 | 3 | 3.2 | 24142 | 13524
Fire Safety Systems | Fire Extinguishers - CO2 | Town QR | 1 | Urgent | B | 5 | 2029 | 5 | 1 | 2.2 | 4516 | 14365
Emergency Lighting | Self Contained - LED | Town E | 1 | Urgent | B | 15 | 2039 | 5 | 1 | 2.2 | 4517 | 27849
LV Distribution | Sub Distribution Board | Town NO | 1 | High | B | 14 | 2038 | 5 | 2 | 2.7 | 13852 | 27448
Heat Emitters | Gas Fired Unit Heaters | Town QN | 1 | Medium | B | 1 | 2025 | 5 | 3 | 3.2 | 24143 | 7881
Roller Shutters | External Automatic Roller Shutter | Town QS | 1 | High | B | 20 | 2044 | 5 | 2 | 2.7 | 13853 | 31618
Roller Shutters | Internal Electric Roller Shutter | Town E | 1 | Medium | B | 13 | 2037 | 5 | 3 | 3.2 | 24144 | 27126
Security Systems | Manual and Automatic Doors - High Security Door | Town QR | 1 | High | B | 30 | 2054 | 5 | 2 | 2.7 | 13854 | 33711
Specialist Lighting | Illuminated External Signs | Town QZ | 1 | Medium | B | 1 | 2025 | 5 | 3 | 3.2 | 24145 | 7882
Fire Safety Systems | Manual and Automatic Doors - Emergency and Panic Escape Doors | Town QW | 1 | Urgent | D | 8 | 2032 | 3 | 1 | 1.6 | 439 | 20230
Heat Emitters | Gas Fired Unit Heaters | Town QN | 1 | Medium | B | 1 | 2025 | 5 | 3 | 3.2 | 24146 | 7883
LV Distribution | Sub Distribution Board | Town E | 1 | High | B | 1 | 2025 | 5 | 2 | 2.7 | 13855 | 3666
Barriers & Guardrails | Vehicle Crash Protection Barrier | Town QZ | 1 | V Low | B | 1 | 2025 | 5 | 4 | 3.7 | 32998 | 11960
Heat Emitters | Electric Heaters | Town QN | 1 | Medium | B | 1 | 2025 | 5 | 3 | 3.2 | 24147 | 7884
LV Distribution | Sub Distribution Board | Town QV | 1 | High | DX | 1 | 2025 | 1 | 2 | 1.5 | 384 | 344
Roller Shutters | External Automatic Roller Shutter | Town QU | 1 | High | B | 1 | 2025 | 5 | 2 | 2.7 | 13856 | 3667
Air Conditioning | Multi-Split Condenser - Split Systems/Heat Pumps - Air-cooled with Direct Expansion Evaporator (DX) | Town QZ | 1 | Medium | B | 1 | 2025 | 5 | 3 | 3.2 | 24148 | 7885
LV Distribution | Sub Distribution Board | Town QW | 1 | High | B | 14 | 2038 | 5 | 2 | 2.7 | 13857 | 27449
Fire Safety Systems | Fire Extinguishers - CO2 | Town QL | 2 | Urgent | B | 8 | 2032 | 5 | 1 | 2.2 | 4518 | 20393
Air Conditioning | Single-Split Condenser - Split Systems/Heat Pumps - Air-cooled with Direct Expansion Evaporator (DX) | Town QR | 1 | Medium | B | 10 | 2034 | 5 | 3 | 3.2 | 24149 | 22781
Local Hot Water | Instantaneous Electric Water Heater - Non-Drinking Water | Town RA | 1 | Medium | B | 10 | 2034 | 5 | 3 | 3.2 | 24150 | 22782
Roller Shutters | External Manual Roller Shutter | Town QO | 1 | High | B | 11 | 2035 | 5 | 2 | 2.7 | 13858 | 24375
Local and Special Ventilation | Unit extract fans | Town QS | 1 | Medium | C | 1 | 2025 | 4 | 3 | 2.9 | 18593 | 5518
Fire Safety Systems | Fire Alarm System | Town QL | 1 | Urgent | B | 6 | 2030 | 5 | 1 | 2.2 | 4519 | 16288
General Lighting | General - LED fittings & Luminaires | Town QP | 76 | Medium | B | 17 | 2041 | 5 | 3 | 3.2 | 24151 | 30465
Emergency Lighting | Self Contained - LED | Town QO | 1 | Urgent | B | 20 | 2044 | 5 | 1 | 2.2 | 4520 | 31470
Heat Emitters | Radiators - Steel | Town GZ | 4 | Medium | B | 1 | 2025 | 5 | 3 | 3.2 | 24152 | 7886
Fire Safety Systems | Fire Extinguishers - Foam | Town QZ | 2 | Urgent | B | 6 | 2030 | 5 | 1 | 2.2 | 4521 | 16289
LV Distribution | Sub Distribution Board | Town QP | 1 | High | C | 1 | 2025 | 4 | 2 | 2.4 | 10536 | 2396
Local and Special Ventilation | Unit extract fans | Town QP | 1 | Medium | B | 1 | 2025 | 5 | 3 | 3.2 | 24153 | 7887
BMS | BMS Operating Station | Town QX | 1 | High | B | 5 | 2029 | 5 | 2 | 2.7 | 13859 | 14634
Heat Emitters | Electric Heaters | Town QO | 5 | Medium | B | 3 | 2027 | 5 | 3 | 3.2 | 24154 | 13525
Burner | Forced draft gas burner | Town HV | 1 | Medium | B | 7 | 2031 | 5 | 3 | 3.2 | 24155 | 19925
Local and Special Ventilation | Unit extract fans | Town QR | 1 | Medium | B | 10 | 2034 | 5 | 3 | 3.2 | 24156 | 22783
Fire Safety Systems | Manual and Automatic Doors - Emergency and Panic Escape Doors | Town QN | 1 | Urgent | B | 11 | 2035 | 5 | 1 | 2.2 | 4522 | 23591
Heat Emitters | Electric Heaters | Town E | 2 | Medium | B | 1 | 2025 | 5 | 3 | 3.2 | 24157 | 7888
Heat Emitters | Gas Fired Unit Heaters | Town RP | 1 | Medium | DX | 9 | 2033 | 1 | 3 | 2 | 857 | 21204
Roller Shutters | External Manual Roller Shutter | Town RL | 1 | High | B | 1 | 2025 | 5 | 2 | 2.7 | 13860 | 3668
Barriers & Guardrails | Manual Vehicle Barrier | Town RP | 1 | Medium | B | 11 | 2035 | 5 | 3 | 3.2 | 24158 | 25166
Roller Shutters | Internal Manual Roller Shutter | Town RN | 1 | Medium | B | 21 | 2045 | 5 | 3 | 3.2 | 24159 | 32794
Barriers & Guardrails | Vehicle Crash Protection Barrier | Town RU | 1 | V Low | B | 6 | 2030 | 5 | 4 | 3.7 | 32999 | 19103
Heat Emitters | Gas Fired Natural and Fan Assisted Heaters | Town RD | 1 | Medium | B | 11 | 2035 | 5 | 3 | 3.2 | 24160 | 25167
Local and Special Ventilation | Fan - Extract | Town RT | 1 | Medium | B | 1 | 2025 | 5 | 3 | 3.2 | 24161 | 7889
Hot Water Distribution | Hot water cylinders | Town RH | 1 | High | B | 16 | 2040 | 5 | 2 | 2.7 | 13861 | 29161
Fire Safety Systems | Fire Alarm Panel / Repeater | Town RM | 1 | Urgent | B | 7 | 2031 | 5 | 1 | 2.2 | 4523 | 19300
Local and Special Ventilation | Fan - General Ventilation | Town RH | 1 | Medium | C | 13 | 2037 | 4 | 3 | 2.9 | 18594 | 27045
Barriers & Guardrails | Vehicle Crash Protection Barrier | Town RL | 1 | V Low | B | 1 | 2025 | 5 | 4 | 3.7 | 33000 | 11961
External Doors | Entrance Doors | Town RP | 1 | High | B | 21 | 2045 | 5 | 2 | 2.7 | 13862 | 32616
Local Hot Water | Instantaneous Electric Water Heater - Non-Drinking Water | Town RF | 1 | Medium | B | 1 | 2025 | 5 | 3 | 3.2 | 24162 | 7890
Heat Emitters | Electric Overdoor Air Curtain/Heater | Town RH | 1 | Medium | B | 1 | 2025 | 5 | 3 | 3.2 | 24163 | 7891
Local and Special Ventilation | Fan - Axial | Town RH | 1 | Medium | B | 13 | 2037 | 5 | 3 | 3.2 | 24164 | 27127
Fire Safety Systems | Manual and Automatic Doors - Emergency and Panic Escape Doors | Town QM | 1 | Urgent | B | 21 | 2045 | 5 | 1 | 2.2 | 4524 | 32018
Fire Safety Systems | Manual and Automatic Doors - Emergency and Panic Escape Doors | Town RK | 1 | Urgent | B | 21 | 2045 | 5 | 1 | 2.2 | 4525 | 32019
Local Hot Water | Package Electric Water Heaters - Non-Drinking Water | Town CQ | 1 | Medium | A | 10 | 2034 | 6 | 3 | 3.5 | 32519 | 23206
Roller Shutters | External Manual Roller Shutter | Town RM | 1 | High | B | 11 | 2035 | 5 | 2 | 2.7 | 13863 | 24376
Fire Safety Systems | Manual and Automatic Doors - Emergency and Panic Escape Doors | Town M | 1 | Urgent | B | 31 | 2055 | 5 | 1 | 2.2 | 4526 | 33745
Fire Safety Systems | Manual and Automatic Doors - Emergency and Panic Escape Doors | Town RN | 1 | Urgent | B | 22 | 2046 | 5 | 1 | 2.2 | 4527 | 32896
Local Hot Water | Instantaneous Electric Water Heater - Non-Drinking Water | Town RG | 1 | Medium | B | 14 | 2038 | 5 | 3 | 3.2 | 24165 | 27561
General Lighting | General - LED fittings & Luminaires | Town RO | 102 | Medium | B | 17 | 2041 | 5 | 3 | 3.2 | 24166 | 30466
External Lighting | General - Non LED | Town RU | 2 | Medium | DX | 1 | 2025 | 1 | 3 | 2 | 858 | 570
External Lighting | General - LED | Town RR | 2 | Medium | B | 12 | 2036 | 5 | 3 | 3.2 | 24167 | 26490
Emergency Lighting | Self Contained - LED | Town RU | 8 | Urgent | B | 21 | 2045 | 5 | 1 | 2.2 | 4528 | 32020
Emergency Lighting | Self Contained - LED | Town RU | 1 | Urgent | B | 23 | 2047 | 5 | 1 | 2.2 | 4529 | 33097
Heat Emitters | Radiators - Steel | Town QM | 2 | Medium | B | 1 | 2025 | 5 | 3 | 3.2 | 24168 | 7892
LV Distribution | Main Distribution Board | Town RI | 1 | High | C | 16 | 2040 | 4 | 2 | 2.4 | 10537 | 29069
Local Hot Water | Package Electric Water Heaters - Non-Drinking Water | Town QM | 1 | Medium | B | 1 | 2025 | 5 | 3 | 3.2 | 24169 | 7893
Fire Safety Systems | Fire Extinguishers - Powder | Town CQ | 5 | Urgent | B | 6 | 2030 | 5 | 1 | 2.2 | 4530 | 16290
Fire Safety Systems | Fire Extinguishers - Dry Chemical | Town RD | 1 | Urgent | B | 7 | 2031 | 5 | 1 | 2.2 | 4531 | 19301
Emergency Lighting | Self Contained - LED | Town RP | 3 | Urgent | B | 21 | 2045 | 5 | 1 | 2.2 | 4532 | 32021
Fire Safety Systems | Fire Extinguishers - CO2 | Town RM | 4 | Urgent | B | 2 | 2026 | 5 | 1 | 2.2 | 4533 | 12578
Fire Safety Systems | Fire Extinguishers - CO2 | Town RH | 4 | Urgent | B | 6 | 2030 | 5 | 1 | 2.2 | 4534 | 16291
Air Conditioning | Single-Split Evaporator - Split Systems/Heat Pumps - Air-cooled with Direct Expansion Evaporator (DX) | Town RG | 1 | Medium | DX | 1 | 2025 | 1 | 3 | 2 | 859 | 571
LV Distribution | Main Distribution Board | Town RO | 1 | High | DX | 1 | 2025 | 1 | 2 | 1.5 | 385 | 345
Local and Special Ventilation | Fan - Extract | Town RE | 1 | Medium | DX | 1 | 2025 | 1 | 3 | 2 | 860 | 572
Communication Systems | PA System | Town RH | 1 | Medium | B | 16 | 2040 | 5 | 3 | 3.2 | 24170 | 29505
Access Control | Door Lock / Keypad / Manual | Town QM | 1 | Medium | B | 11 | 2035 | 5 | 3 | 3.2 | 24171 | 25168
LV Distribution | Main Distribution Board | Town RE | 1 | High | B | 1 | 2025 | 5 | 2 | 2.7 | 13864 | 3669
Fire Safety Systems | Manual and Automatic Doors - Emergency and Panic Escape Doors | Town RL | 1 | Urgent | B | 1 | 2025 | 5 | 1 | 2.2 | 4535 | 1302
Fire Safety Systems | Fire Extinguishers - Foam | Town RP | 5 | Urgent | B | 6 | 2030 | 5 | 1 | 2.2 | 4536 | 16292
Local and Special Ventilation | Fan - General Ventilation | Town QM | 1 | Medium | DX | 1 | 2025 | 1 | 3 | 2 | 861 | 573
General Lighting | General - LED fittings & Luminaires | Town RH | 13 | Medium | B | 16 | 2040 | 5 | 3 | 3.2 | 24172 | 29506
Local and Special Ventilation | Fan - Window / Wall Mounted | Town RP | 1 | Medium | B | 9 | 2033 | 5 | 3 | 3.2 | 24173 | 21752
Local and Special Ventilation | Fan - Window / Wall Mounted | Town CQ | 1 | Medium | CX | 1 | 2025 | 2 | 3 | 2.3 | 10155 | 2100
External Doors | Entrance Doors | Town RM | 1 | High | B | 28 | 2052 | 5 | 2 | 2.7 | 13865 | 33623
Emergency Lighting | Illuminated Fire Exit Signage | Town RI | 1 | Urgent | B | 10 | 2034 | 5 | 1 | 2.2 | 4537 | 22044
Emergency Lighting | Self Contained - Non LED | Town RH | 13 | Urgent | B | 11 | 2035 | 5 | 1 | 2.2 | 4538 | 23592
Emergency Lighting | Self Contained - Non LED | Town RL | 1 | Urgent | B | 11 | 2035 | 5 | 1 | 2.2 | 4539 | 23593
AHU - Internal | Central Air Conditioning - Gas Fired | Town RE | 1 | Medium | B | 13 | 2037 | 5 | 3 | 3.2 | 24174 | 27128
Barriers & Guardrails | Vehicle Crash Protection Barrier | Town RK | 1 | V Low | B | 1 | 2025 | 5 | 4 | 3.7 | 33001 | 11962
Local and Special Ventilation | Fan - Extract | Town RO | 1 | Medium | B | 1 | 2025 | 5 | 3 | 3.2 | 24175 | 7894
Barriers & Guardrails | Vehicle Crash Protection Barrier | Town RE | 1 | V Low | B | 1 | 2025 | 5 | 4 | 3.7 | 33002 | 11963
LV Distribution | Main Distribution Board | Town RD | 1 | High | D | 1 | 2025 | 3 | 2 | 2.1 | 1145 | 784
Barriers & Guardrails | Vehicle Crash Protection Barrier | Town RG | 1 | V Low | B | 1 | 2025 | 5 | 4 | 3.7 | 33003 | 11964
Emergency Lighting | Self Contained - Non LED | Town RL | 1 | Urgent | B | 21 | 2045 | 5 | 1 | 2.2 | 4540 | 32022
General Lighting | General - LED fittings & Luminaires | Town CQ | 2 | Medium | CX | 1 | 2025 | 2 | 3 | 2.3 | 10156 | 2101
Fire Safety Systems | Fire Alarm Panel / Repeater | Town RL | 1 | Urgent | B | 14 | 2038 | 5 | 1 | 2.2 | 4541 | 27362
Fire Safety Systems | Manual and Automatic Doors - Emergency and Panic Escape Doors | Town RH | 1 | Urgent | B | 21 | 2045 | 5 | 1 | 2.2 | 4542 | 32023
Lifts | Disabled Lift - Electric | Town RH | 1 | High | B | 1 | 2025 | 5 | 2 | 2.7 | 13866 | 3670
Roller Shutters | External Electric Roller Shutter | Town CQ | 1 | High | B | 6 | 2030 | 5 | 2 | 2.7 | 13867 | 17564
Heat Emitters | Electric Heaters | Town RM | 3 | Medium | B | 1 | 2025 | 5 | 3 | 3.2 | 24176 | 7895
Roller Shutters | External Manual Roller Shutter | Town CQ | 1 | High | B | 9 | 2033 | 5 | 2 | 2.7 | 13868 | 21589
Local and Special Ventilation | Fan - Extract | Town RI | 1 | Medium | B | 1 | 2025 | 5 | 3 | 3.2 | 24177 | 7896
Barriers & Guardrails | Vehicle Crash Protection Barrier | Town RE | 1 | V Low | B | 1 | 2025 | 5 | 4 | 3.7 | 33004 | 11965
Heat Emitters | Electric Heaters | Town RQ | 1 | Medium | B | 1 | 2025 | 5 | 3 | 3.2 | 24178 | 7897
Security Systems | Manual and Automatic Doors - High Security Door | Town RO | 1 | High | B | 11 | 2035 | 5 | 2 | 2.7 | 13869 | 24377
General Lighting | General - LED fittings & Luminaires | Town RL | 4 | Medium | B | 19 | 2043 | 5 | 3 | 3.2 | 24179 | 31358
Emergency Lighting | Illuminated Fire Exit Signage | Town RO | 2 | Urgent | B | 6 | 2030 | 5 | 1 | 2.2 | 4543 | 16293
Access Control | Door Lock / Keypad / Manual | Town M | 1 | Medium | B | 1 | 2025 | 5 | 3 | 3.2 | 24180 | 7898
Emergency Lighting | Illuminated Fire Exit Signage | Town RT | 3 | Urgent | B | 16 | 2040 | 5 | 1 | 2.2 | 4544 | 28775
General Lighting | General - LED fittings & Luminaires | Town RM | 5 | Medium | CX | 2 | 2026 | 2 | 3 | 2.3 | 10157 | 12836
Roller Shutters | External Electric Roller Shutter | Town RS | 1 | High | B | 11 | 2035 | 5 | 2 | 2.7 | 13870 | 24378
General Lighting | General - LED fittings & Luminaires | Town RP | 98 | Medium | B | 16 | 2040 | 5 | 3 | 3.2 | 24181 | 29507
LV Distribution | Main Distribution Board | Town QM | 1 | High | DX | 1 | 2025 | 1 | 2 | 1.5 | 386 | 346
External Doors | Entrance Doors | Town RK | 1 | High | B | 31 | 2055 | 5 | 2 | 2.7 | 13871 | 33793
Barriers & Guardrails | Vehicle Crash Protection Barrier | Town RD | 1 | V Low | B | 1 | 2025 | 5 | 4 | 3.7 | 33005 | 11966
LV Distribution | Sub Distribution Board | Town RM | 1 | High | CX | 1 | 2025 | 2 | 2 | 1.8 | 508 | 407
Local and Special Ventilation | Fan - Window / Wall Mounted | Town CQ | 1 | Medium | B | 9 | 2033 | 5 | 3 | 3.2 | 24182 | 21753
Local and Special Ventilation | Fan - Extract | Town RD | 1 | Medium | C | 1 | 2025 | 4 | 3 | 2.9 | 18595 | 5519
Air Conditioning | Single-Split Condenser - Split Systems/Heat Pumps - Air-cooled with Direct Expansion Evaporator (DX) | Town QM | 1 | Medium | B | 1 | 2025 | 5 | 3 | 3.2 | 24183 | 7899
External Lighting | General - Non LED | Town RE | 1 | Medium | DX | 1 | 2025 | 1 | 3 | 2 | 862 | 574
Air Conditioning | Single-Split Condenser - Split Systems/Heat Pumps - Air-cooled with Direct Expansion Evaporator (DX) | Town RE | 1 | Medium | B | 9 | 2033 | 5 | 3 | 3.2 | 24184 | 21754
Barriers & Guardrails | Vehicle Crash Protection Barrier | Town RN | 1 | V Low | B | 2 | 2026 | 5 | 4 | 3.7 | 33006 | 13233
External Doors | Entrance Doors | Town RD | 1 | High | B | 22 | 2046 | 5 | 2 | 2.7 | 13872 | 33023
Boiler | Atmospheric Gas Burner/Condensing Combination Boiler (domestic type) | Town QM | 1 | High | B | 6 | 2030 | 5 | 2 | 2.7 | 13873 | 17565
LV Distribution | Sub Distribution Board | Town CQ | 1 | High | B | 12 | 2036 | 5 | 2 | 2.7 | 13874 | 26185
Barriers & Guardrails | Vehicle Crash Protection Barrier | Town RN | 1 | V Low | B | 2 | 2026 | 5 | 4 | 3.7 | 33007 | 13234
Heat Emitters | Gas Fired Unit Heaters | Town M | 1 | Medium | B | 1 | 2025 | 5 | 3 | 3.2 | 24185 | 7900
Local and Special Ventilation | Fan - Window / Wall Mounted | Town RQ | 1 | Medium | B | 6 | 2030 | 5 | 3 | 3.2 | 24186 | 18634
Fire Safety Systems | Manual and Automatic Doors - Emergency and Panic Escape Doors | Town RG | 1 | Urgent | B | 31 | 2055 | 5 | 1 | 2.2 | 4545 | 33746
Emergency Lighting | Self Contained - LED | Town RS | 6 | Urgent | B | 21 | 2045 | 5 | 1 | 2.2 | 4546 | 32024
Fire Safety Systems | Fire Extinguishers - Foam | Town RL | 1 | Urgent | B | 9 | 2033 | 5 | 1 | 2.2 | 4547 | 21318
Local Hot Water | Package Electric Water Heaters - Non-Drinking Water | Town M | 1 | Medium | B | 1 | 2025 | 5 | 3 | 3.2 | 24187 | 7901
Barriers & Guardrails | Vehicle Crash Protection Barrier | Town RE | 1 | V Low | B | 1 | 2025 | 5 | 4 | 3.7 | 33008 | 11967
General Lighting | General - LED fittings & Luminaires | Town RD | 1 | Medium | B | 16 | 2040 | 5 | 3 | 3.2 | 24188 | 29508
General Lighting | General - LED fittings & Luminaires | Town RL | 2 | Medium | CX | 1 | 2025 | 2 | 3 | 2.3 | 10158 | 2102
Emergency Lighting | Self Contained - LED | Town RD | 12 | Urgent | B | 21 | 2045 | 5 | 1 | 2.2 | 4548 | 32025
Local Hot Water | Package Electric Water Heaters - Non-Drinking Water | Town RT | 1 | Medium | B | 1 | 2025 | 5 | 3 | 3.2 | 24189 | 7902
Local and Special Ventilation | Fan - Centrifugal | Town RE | 1 | Medium | B | 1 | 2025 | 5 | 3 | 3.2 | 24190 | 7903
LV Distribution | Main Distribution Board | Town RI | 1 | High | B | 16 | 2040 | 5 | 2 | 2.7 | 13875 | 29162
Lightning Protection | System | Town RH | 1 | High | B | 16 | 2040 | 5 | 2 | 2.7 | 13876 | 29163
Local and Special Ventilation | Fan - Extract | Town RE | 1 | Medium | B | 1 | 2025 | 5 | 3 | 3.2 | 24191 | 7904
Local and Special Ventilation | Fan - Window / Wall Mounted | Town RQ | 1 | Medium | B | 6 | 2030 | 5 | 3 | 3.2 | 24192 | 18635
Fire Safety Systems | Manual and Automatic Doors - Emergency and Panic Escape Doors | Town RL | 1 | Urgent | B | 11 | 2035 | 5 | 1 | 2.2 | 4549 | 23594
Barriers & Guardrails | Vehicle Crash Protection Barrier | Town RL | 1 | V Low | B | 1 | 2025 | 5 | 4 | 3.7 | 33009 | 11968
External Lighting | General - Non LED | Town CQ | 6 | Medium | B | 7 | 2031 | 5 | 3 | 3.2 | 24193 | 19926
Emergency Lighting | Self Contained - LED | Town RQ | 14 | Urgent | B | 21 | 2045 | 5 | 1 | 2.2 | 4550 | 32026
LV Distribution | Main Distribution Board | Town RH | 1 | High | B | 6 | 2030 | 5 | 2 | 2.7 | 13877 | 17566
External Doors | Entrance Doors | Town RP | 1 | High | B | 21 | 2045 | 5 | 2 | 2.7 | 13878 | 32617
Local and Special Ventilation | Fan - Centrifugal | Town RL | 1 | Medium | B | 1 | 2025 | 5 | 3 | 3.2 | 24194 | 7905
Fire Safety Systems | Fire Extinguishers - Foam | Town QM | 3 | Urgent | B | 6 | 2030 | 5 | 1 | 2.2 | 4551 | 16294
Local and Special Ventilation | Fan - Centrifugal | Town RI | 1 | Medium | B | 1 | 2025 | 5 | 3 | 3.2 | 24195 | 7906
External Doors | Entrance Doors | Town RN | 1 | High | B | 22 | 2046 | 5 | 2 | 2.7 | 13879 | 33024
Fire Safety Systems | Manual and Automatic Doors - Emergency and Panic Escape Doors | Town RT | 1 | Urgent | B | 21 | 2045 | 5 | 1 | 2.2 | 4552 | 32027
Roller Shutters | External Manual Roller Shutter | Town RM | 1 | High | B | 11 | 2035 | 5 | 2 | 2.7 | 13880 | 24379
External Lighting | General - Non LED | Town RM | 3 | Medium | C | 1 | 2025 | 4 | 3 | 2.9 | 18596 | 5520
Emergency Lighting | Illuminated Fire Exit Signage | Town RO | 1 | Urgent | B | 6 | 2030 | 5 | 1 | 2.2 | 4553 | 16295
General Lighting | General - LED fittings & Luminaires | Town RH | 2 | Medium | B | 16 | 2040 | 5 | 3 | 3.2 | 24196 | 29509
External Doors | Entrance Doors | Town CQ | 1 | High | C | 14 | 2038 | 4 | 2 | 2.4 | 10538 | 27405
Heat Emitters | Radiators - Steel | Town RI | 3 | Medium | B | 1 | 2025 | 5 | 3 | 3.2 | 24197 | 7907
General Lighting | General - LED fittings & Luminaires | Town CQ | 1 | Medium | B | 14 | 2038 | 5 | 3 | 3.2 | 24198 | 27562
Fire Safety Systems | Fire Extinguishers - CO2 | Town RL | 5 | Urgent | B | 5 | 2029 | 5 | 1 | 2.2 | 4554 | 14366
LV Distribution | Sub Distribution Board | Town RD | 1 | High | B | 16 | 2040 | 5 | 2 | 2.7 | 13881 | 29164
Barriers & Guardrails | Vehicle Crash Protection Barrier | Town RE | 1 | V Low | B | 1 | 2025 | 5 | 4 | 3.7 | 33010 | 11969
Emergency Lighting | Self Contained - LED | Town RM | 8 | Urgent | B | 19 | 2043 | 5 | 1 | 2.2 | 4555 | 31062
General Lighting | General - LED fittings & Luminaires | Town RO | 2 | Medium | CX | 1 | 2025 | 2 | 3 | 2.3 | 10159 | 2103
Roller Shutters | External Manual Roller Shutter | Town C | 1 | High | B | 1 | 2025 | 5 | 2 | 2.7 | 13882 | 3671
Fire Safety Systems | Manual and Automatic Doors - Emergency and Panic Escape Doors | Town QM | 1 | Urgent | B | 21 | 2045 | 5 | 1 | 2.2 | 4556 | 32028
LV Distribution | Main Distribution Board | Town RP | 1 | High | DX | 1 | 2025 | 1 | 2 | 1.5 | 387 | 347
LV Distribution | Sub Distribution Board | Town M | 1 | High | B | 1 | 2025 | 5 | 2 | 2.7 | 13883 | 3672
Fire Safety Systems | Fire Extinguishers - CO2 | Town RI | 2 | Urgent | B | 1 | 2025 | 5 | 1 | 2.2 | 4557 | 1303
Local and Special Ventilation | Fan - General Ventilation | Town RH | 1 | Medium | DX | 1 | 2025 | 1 | 3 | 2 | 863 | 575
External Doors | Manual and Automatic Doors - Auto / Powered Sliding Doors | Town RI | 1 | High | B | 11 | 2035 | 5 | 2 | 2.7 | 13884 | 24380
LV Distribution | Sub Distribution Board | Town RO | 1 | High | A | 18 | 2042 | 6 | 2 | 3 | 19549 | 30907
Barriers & Guardrails | Vehicle Crash Protection Barrier | Town RD | 1 | V Low | B | 1 | 2025 | 5 | 4 | 3.7 | 33011 | 11970
Local and Special Ventilation | Fan - Extract | Town CQ | 1 | Medium | B | 4 | 2028 | 5 | 3 | 3.2 | 24199 | 14110
General Lighting | General - LED fittings & Luminaires | Town RL | 27 | Medium | B | 16 | 2040 | 5 | 3 | 3.2 | 24200 | 29510
External Lighting | General - LED | Town RD | 1 | Medium | B | 11 | 2035 | 5 | 3 | 3.2 | 24201 | 25169
Barriers & Guardrails | Vehicle Crash Protection Barrier | Town RK | 1 | V Low | B | 1 | 2025 | 5 | 4 | 3.7 | 33012 | 11971
LV Distribution | Sub Distribution Board | Town C | 1 | High | B | 19 | 2043 | 5 | 2 | 2.7 | 13885 | 31181
LV Distribution | Main Distribution Board | Town RH | 1 | High | B | 6 | 2030 | 5 | 2 | 2.7 | 13886 | 17567
Roller Shutters | External Electric Roller Shutter | Town QM | 1 | High | B | 19 | 2043 | 5 | 2 | 2.7 | 13887 | 31182
LV Distribution | Main Distribution Board | Town RE | 1 | High | D | 13 | 2037 | 3 | 2 | 2.1 | 1146 | 26809
Specialist Lighting | Illuminated External Signs | Town RQ | 1 | Medium | B | 11 | 2035 | 5 | 3 | 3.2 | 24202 | 25170
Local and Special Ventilation | Fan - General Ventilation | Town RH | 1 | Medium | DX | 1 | 2025 | 1 | 3 | 2 | 864 | 576
Local and Special Ventilation | Fan - Window / Wall Mounted | Town QM | 1 | Medium | B | 11 | 2035 | 5 | 3 | 3.2 | 24203 | 25171
Local and Special Ventilation | Fan - Extract | Town RI | 1 | Medium | B | 11 | 2035 | 5 | 3 | 3.2 | 24204 | 25172
LV Distribution | Main Distribution Board | Town RL | 1 | High | B | 6 | 2030 | 5 | 2 | 2.7 | 13888 | 17568
LV Distribution | Main Distribution Board | Town RO | 1 | High | CX | 1 | 2025 | 2 | 2 | 1.8 | 509 | 408
LV Distribution | Sub Distribution Board | Town RP | 1 | High | A | 19 | 2043 | 6 | 2 | 3 | 19550 | 31299
External Doors | Entrance Doors | Town RD | 1 | High | B | 22 | 2046 | 5 | 2 | 2.7 | 13889 | 33025
General Lighting | General - LED fittings & Luminaires | Town CQ | 34 | Medium | B | 4 | 2028 | 5 | 3 | 3.2 | 24205 | 14111
Heat Emitters | Radiators - Steel | Town RM | 6 | Medium | B | 8 | 2032 | 5 | 3 | 3.2 | 24206 | 20944
LV Distribution | Sub Distribution Board | Town RR | 1 | High | B | 1 | 2025 | 5 | 2 | 2.7 | 13890 | 3673
Heat Emitters | Gas Fired Natural and Fan Assisted Heaters | Town RG | 1 | Medium | B | 11 | 2035 | 5 | 3 | 3.2 | 24207 | 25173
Barriers & Guardrails | Vehicle Crash Protection Barrier | Town RL | 1 | V Low | B | 1 | 2025 | 5 | 4 | 3.7 | 33013 | 11972
External Lighting | General - LED | Town CQ | 1 | Medium | B | 11 | 2035 | 5 | 3 | 3.2 | 24208 | 25174
Air Conditioning | Single-Split Condenser - Split Systems/Heat Pumps - Air-cooled with Direct Expansion Evaporator (DX) | Town RG | 1 | Medium | D | 1 | 2025 | 3 | 3 | 2.6 | 11110 | 2624
Barriers & Guardrails | Manual Vehicle Barrier | Town RP | 1 | Medium | B | 11 | 2035 | 5 | 3 | 3.2 | 24209 | 25175
Fire Safety Systems | Fire Alarm Panel / Repeater | Town CQ | 1 | Urgent | B | 7 | 2031 | 5 | 1 | 2.2 | 4558 | 19302
Local and Special Ventilation | Fan - Centrifugal | Town RL | 1 | Medium | B | 1 | 2025 | 5 | 3 | 3.2 | 24210 | 7908
Emergency Lighting | Illuminated Fire Exit Signage | Town RR | 2 | Urgent | B | 17 | 2041 | 5 | 1 | 2.2 | 4559 | 30088
Emergency Lighting | Self Contained - Non LED | Town RP | 1 | Urgent | B | 19 | 2043 | 5 | 1 | 2.2 | 4560 | 31063
Barriers & Guardrails | Vehicle Crash Protection Barrier | Town RD | 1 | V Low | B | 1 | 2025 | 5 | 4 | 3.7 | 33014 | 11973
Heat Emitters | Radiators - Steel | Town RU | 4 | Medium | B | 1 | 2025 | 5 | 3 | 3.2 | 24211 | 7909
Fire Safety Systems | Fire Extinguishers - Foam | Town RR | 3 | Urgent | B | 7 | 2031 | 5 | 1 | 2.2 | 4561 | 19303
Heat Emitters | Gas Fired Natural and Fan Assisted Heaters | Town RD | 1 | Medium | DX | 1 | 2025 | 1 | 3 | 2 | 865 | 577
Roller Shutters | External Manual Roller Shutter | Town CQ | 1 | High | DX | 1 | 2025 | 1 | 2 | 1.5 | 388 | 348
Emergency Lighting | Illuminated Fire Exit Signage | Town RH | 2 | Urgent | B | 1 | 2025 | 5 | 1 | 2.2 | 4562 | 1304
External Lighting | General - LED | Town RG | 6 | Medium | B | 11 | 2035 | 5 | 3 | 3.2 | 24212 | 25176
Heat Emitters | Gas Fired Natural and Fan Assisted Heaters | Town RL | 1 | Medium | DX | 1 | 2025 | 1 | 3 | 2 | 866 | 578
LV Distribution | Main Distribution Board | Town QM | 1 | High | B | 1 | 2025 | 5 | 2 | 2.7 | 13891 | 3674
External Doors | Manual and Automatic Doors - Auto / Powered Sliding Doors | Town RH | 1 | High | B | 21 | 2045 | 5 | 2 | 2.7 | 13892 | 32618
Barriers & Guardrails | Manual Vehicle Barrier | Town RP | 1 | Medium | B | 11 | 2035 | 5 | 3 | 3.2 | 24213 | 25177
General Lighting | General - LED fittings & Luminaires | Town RG | 53 | Medium | C | 6 | 2030 | 4 | 3 | 2.9 | 18597 | 17934
External Doors | Entrance Doors | Town RD | 1 | High | B | 22 | 2046 | 5 | 2 | 2.7 | 13893 | 33026
LV Distribution | Main Distribution Board | Town RH | 1 | High | B | 1 | 2025 | 5 | 2 | 2.7 | 13894 | 3675
Roller Shutters | External Manual Roller Shutter | Town RE | 1 | High | B | 1 | 2025 | 5 | 2 | 2.7 | 13895 | 3676
Local and Special Ventilation | Fan - Centrifugal | Town RL | 1 | Medium | B | 1 | 2025 | 5 | 3 | 3.2 | 24214 | 7910
Communication Systems | PA System | Town QM | 1 | Medium | B | 16 | 2040 | 5 | 3 | 3.2 | 24215 | 29511
Emergency Lighting | Illuminated Fire Exit Signage | Town C | 1 | Urgent | B | 6 | 2030 | 5 | 1 | 2.2 | 4563 | 16296
Barriers & Guardrails | Vehicle Crash Protection Barrier | Town RN | 1 | V Low | B | 2 | 2026 | 5 | 4 | 3.7 | 33015 | 13235
LV Distribution | Main Distribution Board | Town RL | 1 | High | B | 1 | 2025 | 5 | 2 | 2.7 | 13896 | 3677
Fire Safety Systems | Manual and Automatic Doors - Emergency and Panic Escape Doors | Town RE | 1 | Urgent | B | 21 | 2045 | 5 | 1 | 2.2 | 4564 | 32029
Barriers & Guardrails | Vehicle Crash Protection Barrier | Town RL | 1 | V Low | B | 1 | 2025 | 5 | 4 | 3.7 | 33016 | 11974
Roller Shutters | External Manual Roller Shutter | Town QM | 1 | High | B | 19 | 2043 | 5 | 2 | 2.7 | 13897 | 31183
General Lighting | General - LED fittings & Luminaires | Town RM | 1 | Medium | B | 4 | 2028 | 5 | 3 | 3.2 | 24216 | 14112
LV Distribution | Main Distribution Board | Town RF | 1 | High | B | 19 | 2043 | 5 | 2 | 2.7 | 13898 | 31184
External Doors | Entrance Doors | Town RL | 1 | High | B | 1 | 2025 | 5 | 2 | 2.7 | 13899 | 3678
Air Conditioning | Single-Split Evaporator - Split Systems/Heat Pumps - Air-cooled with Direct Expansion Evaporator (DX) | Town RI | 1 | Medium | B | 1 | 2025 | 5 | 3 | 3.2 | 24217 | 7911
Heat Emitters | Gas Fired Natural and Fan Assisted Heaters | Town RL | 1 | Medium | B | 1 | 2025 | 5 | 3 | 3.2 | 24218 | 7912
External Lighting | General - Non LED | Town RH | 6 | Medium | B | 1 | 2025 | 5 | 3 | 3.2 | 24219 | 7913
Local and Special Ventilation | Fan - Centrifugal | Town RI | 1 | Medium | B | 1 | 2025 | 5 | 3 | 3.2 | 24220 | 7914
Heat Emitters | Gas Radiant Tube Heaters | Town RS | 1 | Medium | DX | 1 | 2025 | 1 | 3 | 2 | 867 | 579
Fire Safety Systems | Manual and Automatic Doors - Emergency and Panic Escape Doors | Town RM | 1 | Urgent | B | 27 | 2051 | 5 | 1 | 2.2 | 4565 | 33545
Emergency Lighting | Illuminated Fire Exit Signage | Town RJ | 3 | Urgent | B | 10 | 2034 | 5 | 1 | 2.2 | 4566 | 22045
Heat Emitters | Gas Radiant Tube Heaters | Town RS | 1 | Medium | DX | 1 | 2025 | 1 | 3 | 2 | 868 | 580
General Lighting | General - LED fittings & Luminaires | Town RU | 10 | Medium | B | 1 | 2025 | 5 | 3 | 3.2 | 24221 | 7915
LV Distribution | Sub Distribution Board | Town RM | 1 | High | B | 1 | 2025 | 5 | 2 | 2.7 | 13900 | 3679
Roller Shutters | External Manual Roller Shutter | Town RK | 1 | High | B | 11 | 2035 | 5 | 2 | 2.7 | 13901 | 24381
General Lighting | General - LED fittings & Luminaires | Town RU | 64 | Medium | B | 16 | 2040 | 5 | 3 | 3.2 | 24222 | 29512
Heat Emitters | Gas Fired Unit Heaters | Town RH | 1 | Medium | B | 1 | 2025 | 5 | 3 | 3.2 | 24223 | 7916
Heat Emitters | Gas Fired Unit Heaters | Town RO | 1 | Medium | B | 11 | 2035 | 5 | 3 | 3.2 | 24224 | 25178
Roller Shutters | External Electric Roller Shutter | Town M | 1 | High | B | 1 | 2025 | 5 | 2 | 2.7 | 13902 | 3680
Heat Emitters | Gas Fired Natural and Fan Assisted Heaters | Town RK | 1 | Medium | D | 13 | 2037 | 3 | 3 | 2.6 | 11111 | 26933
Local and Special Ventilation | Fan - Extract | Town RG | 1 | Medium | B | 1 | 2025 | 5 | 3 | 3.2 | 24225 | 7917
Local and Special Ventilation | Fan - Window / Wall Mounted | Town RU | 1 | Medium | DX | 1 | 2025 | 1 | 3 | 2 | 869 | 581
External Doors | Entrance Doors | Town CQ | 1 | High | B | 23 | 2047 | 5 | 2 | 2.7 | 13903 | 33199
Fire Safety Systems | Fire Extinguishers - Foam | Town RO | 7 | Urgent | B | 6 | 2030 | 5 | 1 | 2.2 | 4567 | 16297
LV Distribution | Main Distribution Board | Town RD | 1 | High | DX | 1 | 2025 | 1 | 2 | 1.5 | 389 | 349
General Lighting | General - LED fittings & Luminaires | Town RH | 55 | Medium | B | 18 | 2042 | 5 | 3 | 3.2 | 24226 | 30943
Emergency Lighting | Self Contained - LED | Town QM | 2 | Urgent | B | 21 | 2045 | 5 | 1 | 2.2 | 4568 | 32030
External Lighting | General - LED | Town RO | 1 | Medium | B | 11 | 2035 | 5 | 3 | 3.2 | 24227 | 25179
Air Conditioning | Single-Split Evaporator - Split Systems/Heat Pumps - Air-cooled with Direct Expansion Evaporator (DX) | Town RD | 1 | Medium | DX | 1 | 2025 | 1 | 3 | 2 | 870 | 582
Roller Shutters | External Manual Roller Shutter | Town CQ | 1 | High | DX | 1 | 2025 | 1 | 2 | 1.5 | 390 | 350
Heat Emitters | Electric Overdoor Air Curtain/Heater | Town RP | 1 | Medium | B | 1 | 2025 | 5 | 3 | 3.2 | 24228 | 7918
Roller Shutters | External Manual Roller Shutter | Town RE | 1 | High | B | 1 | 2025 | 5 | 2 | 2.7 | 13904 | 3681
Fire Safety Systems | Fire Alarm Panel / Repeater | Town RI | 1 | Urgent | B | 1 | 2025 | 5 | 1 | 2.2 | 4569 | 1305
Fire Safety Systems | Fire Extinguishers - Foam | Town RF | 5 | Urgent | B | 6 | 2030 | 5 | 1 | 2.2 | 4570 | 16298
LV Distribution | Sub Distribution Board | Town M | 1 | High | B | 6 | 2030 | 5 | 2 | 2.7 | 13905 | 17569
External Doors | Entrance Doors | Town RE | 1 | High | B | 11 | 2035 | 5 | 2 | 2.7 | 13906 | 24382
General Lighting | General - LED fittings & Luminaires | Town M | 8 | Medium | C | 1 | 2025 | 4 | 3 | 2.9 | 18598 | 5521
Emergency Lighting | Illuminated Fire Exit Signage | Town CQ | 2 | Urgent | B | 16 | 2040 | 5 | 1 | 2.2 | 4571 | 28776
Emergency Lighting | Illuminated Fire Exit Signage | Town RM | 2 | Urgent | B | 16 | 2040 | 5 | 1 | 2.2 | 4572 | 28777
Local and Special Ventilation | Fan - General Ventilation | Town RU | 1 | Medium | B | 6 | 2030 | 5 | 3 | 3.2 | 24229 | 18636
Multi-System Controls | Control Panel - Electrical Services (excluding Electrical Controllers and Pneumatic Relays) | Town RU | 1 | Medium | B | 1 | 2025 | 5 | 3 | 3.2 | 24230 | 7919
Fire Safety Systems | Fire Alarm Panel / Repeater | Town RN | 1 | Urgent | B | 11 | 2035 | 5 | 1 | 2.2 | 4573 | 23595
Fire Safety Systems | Fire Extinguishers - CO2 | Town CQ | 1 | Urgent | B | 6 | 2030 | 5 | 1 | 2.2 | 4574 | 16299
External Lighting | General - LED | Town RH | 5 | Medium | B | 11 | 2035 | 5 | 3 | 3.2 | 24231 | 25180
External Lighting | General - LED | Town RP | 1 | Medium | B | 11 | 2035 | 5 | 3 | 3.2 | 24232 | 25181
Air Conditioning | Single-Split Condenser - Split Systems/Heat Pumps - Air-cooled with Direct Expansion Evaporator (DX) | Town RP | 1 | Medium | B | 9 | 2033 | 5 | 3 | 3.2 | 24233 | 21755
Air Conditioning | Single-Split Evaporator - Split Systems/Heat Pumps - Air-cooled with Direct Expansion Evaporator (DX) | Town RH | 1 | Medium | B | 13 | 2037 | 5 | 3 | 3.2 | 24234 | 27129
General Lighting | General - LED fittings & Luminaires | Town CQ | 3 | Medium | B | 3 | 2027 | 5 | 3 | 3.2 | 24235 | 13526
Barriers & Guardrails | Vehicle Crash Protection Barrier | Town RL | 1 | V Low | B | 1 | 2025 | 5 | 4 | 3.7 | 33017 | 11975
Roller Shutters | External Manual Roller Shutter | Town QM | 1 | High | B | 19 | 2043 | 5 | 2 | 2.7 | 13907 | 31185
Fire Safety Systems | Manual and Automatic Doors - Emergency and Panic Escape Doors | Town RE | 1 | Urgent | D | 21 | 2045 | 3 | 1 | 1.6 | 440 | 31705
Air Conditioning | Fan - Centrifugal | Town RG | 1 | Medium | D | 1 | 2025 | 3 | 3 | 2.6 | 11112 | 2625
Air Conditioning | Fan - Centrifugal | Town RG | 1 | Medium | C | 1 | 2025 | 4 | 3 | 2.9 | 18599 | 5522
Heat Emitters | Electric Heaters | Town RH | 3 | Medium | CX | 1 | 2025 | 2 | 3 | 2.3 | 10160 | 2104
General Lighting | General - LED fittings & Luminaires | Town RR | 60 | Medium | B | 17 | 2041 | 5 | 3 | 3.2 | 24236 | 30467
Barriers & Guardrails | Vehicle Crash Protection Barrier | Town RN | 1 | V Low | B | 2 | 2026 | 5 | 4 | 3.7 | 33018 | 13236
External Doors | Entrance Doors | Town RS | 1 | High | B | 23 | 2047 | 5 | 2 | 2.7 | 13908 | 33200
Barriers & Guardrails | Vehicle Crash Protection Barrier | Town RD | 1 | V Low | B | 1 | 2025 | 5 | 4 | 3.7 | 33019 | 11976
Fire Safety Systems | Manual and Automatic Doors - Emergency and Panic Escape Doors | Town CQ | 1 | Urgent | B | 31 | 2055 | 5 | 1 | 2.2 | 4575 | 33747
Emergency Lighting | Self Contained - Non LED | Town RH | 1 | Urgent | B | 11 | 2035 | 5 | 1 | 2.2 | 4576 | 23596
LV Distribution | Sub Distribution Board | Town K | 1 | High | B | 1 | 2025 | 5 | 2 | 2.7 | 13909 | 3682
Roller Shutters | External Manual Roller Shutter | Town RW | 1 | High | B | 1 | 2025 | 5 | 2 | 2.7 | 13910 | 3683
BMS | BMS Operating Station | Town SD | 1 | High | B | 6 | 2030 | 5 | 2 | 2.7 | 13911 | 17570
Air Conditioning | Multi-Split Evaporator - Split Systems/Heat Pumps - Air-cooled with Direct Expansion Evaporator (DX) | Town RX | 1 | Medium | B | 8 | 2032 | 5 | 3 | 3.2 | 24237 | 20945
LV Distribution | Sub Distribution Board | Town SE | 1 | High | A | 19 | 2043 | 6 | 2 | 3 | 19551 | 31300
Boiler | Atmospheric Gas Burner/Condensing Combination Boiler (domestic type) | Town RY | 1 | High | B | 1 | 2025 | 5 | 2 | 2.7 | 13912 | 3684
Local and Special Ventilation | Unit extract fans | Town RY | 1 | Medium | B | 1 | 2025 | 5 | 3 | 3.2 | 24238 | 7920
LV Distribution | Main Distribution Board | Town RZ | 1 | High | C | 1 | 2025 | 4 | 2 | 2.4 | 10539 | 2397
Local and Special Ventilation | Fan - Extract | Town RV | 1 | Medium | B | 1 | 2025 | 5 | 3 | 3.2 | 24239 | 7921
Fire Safety Systems | Manual and Automatic Doors - Emergency and Panic Escape Doors | Town RZ | 2 | Urgent | B | 26 | 2050 | 5 | 1 | 2.2 | 4577 | 33459
External Doors | Entrance Doors | Town SH | 1 | High | B | 30 | 2054 | 5 | 2 | 2.7 | 13913 | 33712
External Doors | Entrance Doors | Town SC | 1 | High | B | 11 | 2035 | 5 | 2 | 2.7 | 13914 | 24383
Local and Special Ventilation | Fan - Centrifugal | Town SB | 1 | Medium | B | 1 | 2025 | 5 | 3 | 3.2 | 24240 | 7922
External Doors | Manual and Automatic Doors - Auto / Powered Swing Doors | Town RV | 1 | High | B | 11 | 2035 | 5 | 2 | 2.7 | 13915 | 24384
Local and Special Ventilation | Unit extract fans | Town SJ | 1 | Medium | B | 10 | 2034 | 5 | 3 | 3.2 | 24241 | 22784
Roller Shutters | Internal Electric Roller Shutter | Town RZ | 1 | Medium | B | 16 | 2040 | 5 | 3 | 3.2 | 24242 | 29513
Multi-System Controls | Instrumental Control Panel | Town J | 1 | Medium | B | 6 | 2030 | 5 | 3 | 3.2 | 24243 | 18637
LV Distribution | Main Distribution Board | Town RY | 1 | High | B | 1 | 2025 | 5 | 2 | 2.7 | 13916 | 3685
LV Distribution | Sub Distribution Board | Town SJ | 1 | High | B | 15 | 2039 | 5 | 2 | 2.7 | 13917 | 28152
Barriers & Guardrails | Vehicle Crash Protection Barrier | Town RV | 1 | V Low | B | 1 | 2025 | 5 | 4 | 3.7 | 33020 | 11977
LV Distribution | Sub Distribution Board | Town RM | 1 | High | B | 4 | 2028 | 5 | 2 | 2.7 | 13918 | 13939
External Doors | Entrance Doors | Town SE | 1 | High | B | 16 | 2040 | 5 | 2 | 2.7 | 13919 | 29165
Roller Shutters | Internal Electric Roller Shutter | Town SH | 1 | Medium | B | 15 | 2039 | 5 | 3 | 3.2 | 24244 | 28421
Emergency Lighting | Self Contained - LED | Town RY | 3 | Urgent | B | 5 | 2029 | 5 | 1 | 2.2 | 4578 | 14367
Local and Special Ventilation | Fan - Extract | Town RY | 1 | Medium | B | 1 | 2025 | 5 | 3 | 3.2 | 24245 | 7923
Emergency Lighting | Self Contained - LED | Town RZ | 14 | Urgent | B | 22 | 2046 | 5 | 1 | 2.2 | 4579 | 32897
Heat Emitters | Radiators - Steel | Town SF | 1 | Medium | B | 10 | 2034 | 5 | 3 | 3.2 | 24246 | 22785
General Lighting | General - LED fittings & Luminaires | Town SC | 1 | Medium | B | 16 | 2040 | 5 | 3 | 3.2 | 24247 | 29514
General Lighting | General - LED fittings & Luminaires | Town SB | 15 | Medium | B | 14 | 2038 | 5 | 3 | 3.2 | 24248 | 27563
General Lighting | General - LED fittings & Luminaires | Town RX | 27 | Medium | B | 11 | 2035 | 5 | 3 | 3.2 | 24249 | 25182
Emergency Lighting | Self Contained - LED | Town RY | 4 | Urgent | B | 19 | 2043 | 5 | 1 | 2.2 | 4580 | 31064
Fire Safety Systems | Fire Extinguishers - CO2 | Town RX | 3 | Urgent | B | 8 | 2032 | 5 | 1 | 2.2 | 4581 | 20394
Emergency Lighting | Self Contained - LED | Town J | 9 | Urgent | B | 21 | 2045 | 5 | 1 | 2.2 | 4582 | 32031
External Lighting | General - LED | Town SE | 2 | Medium | B | 11 | 2035 | 5 | 3 | 3.2 | 24250 | 25183
LV Distribution | Main Distribution Board | Town SF | 1 | High | CX | 1 | 2025 | 2 | 2 | 1.8 | 510 | 409
LV Distribution | Sub Distribution Board | Town RY | 1 | High | B | 1 | 2025 | 5 | 2 | 2.7 | 13920 | 3686
Roller Shutters | External Manual Roller Shutter | Town SB | 1 | High | B | 1 | 2025 | 5 | 2 | 2.7 | 13921 | 3687
Fire Safety Systems | Fire Extinguishers - CO2 | Town SF | 1 | Urgent | B | 8 | 2032 | 5 | 1 | 2.2 | 4583 | 20395
Air Conditioning | Single-Split Condenser - Split Systems/Heat Pumps - Air-cooled with Direct Expansion Evaporator (DX) | Town RV | 1 | Medium | B | 1 | 2025 | 5 | 3 | 3.2 | 24251 | 7924
LV Distribution | Sub Distribution Board | Town SA | 1 | High | B | 12 | 2036 | 5 | 2 | 2.7 | 13922 | 26186
Lifts | Disabled Lift - Electric | Town RM | 1 | High | B | 5 | 2029 | 5 | 2 | 2.7 | 13923 | 14635
External Doors | Entrance Doors | Town RZ | 1 | High | B | 26 | 2050 | 5 | 2 | 2.7 | 13924 | 33497
Multi-System Controls | Instrumental Control Panel | Town SD | 1 | Medium | B | 1 | 2025 | 5 | 3 | 3.2 | 24252 | 7925
Emergency Lighting | Self Contained - LED | Town SB | 1 | Urgent | B | 19 | 2043 | 5 | 1 | 2.2 | 4584 | 31065
LV Distribution | Main Distribution Board | Town RX | 1 | High | B | 6 | 2030 | 5 | 2 | 2.7 | 13925 | 17571
Emergency Lighting | Illuminated Fire Exit Signage | Town RZ | 7 | Urgent | B | 15 | 2039 | 5 | 1 | 2.2 | 4585 | 27850
Emergency Lighting | Illuminated Fire Exit Signage | Town RX | 4 | Urgent | B | 16 | 2040 | 5 | 1 | 2.2 | 4586 | 28778
External Doors | Manual and Automatic Doors - Auto / Powered Sliding Doors | Town RM | 1 | High | B | 27 | 2051 | 5 | 2 | 2.7 | 13926 | 33569
Local and Special Ventilation | Fan - Extract | Town RM | 1 | Medium | B | 7 | 2031 | 5 | 3 | 3.2 | 24253 | 19927
Local and Special Ventilation | Fan - Extract | Town J | 1 | Medium | B | 7 | 2031 | 5 | 3 | 3.2 | 24254 | 19928
Emergency Lighting | Self Contained - LED | Town RZ | 16 | Urgent | B | 23 | 2047 | 5 | 1 | 2.2 | 4587 | 33098
Fire Safety Systems | Fire Extinguishers - Foam | Town RZ | 2 | Urgent | B | 9 | 2033 | 5 | 1 | 2.2 | 4588 | 21319
Fire Safety Systems | Fire Extinguishers - Foam | Town SJ | 2 | Urgent | B | 8 | 2032 | 5 | 1 | 2.2 | 4589 | 20396
LV Distribution | Main Distribution Board | Town SB | 1 | High | B | 6 | 2030 | 5 | 2 | 2.7 | 13927 | 17572
Heat Emitters | Radiators - Steel | Town SF | 1 | Medium | B | 10 | 2034 | 5 | 3 | 3.2 | 24255 | 22786
General Lighting | General - LED fittings & Luminaires | Town RY | 1 | Medium | B | 10 | 2034 | 5 | 3 | 3.2 | 24256 | 22787
Heat Emitters | Electric Heaters | Town RX | 1 | Medium | B | 2 | 2026 | 5 | 3 | 3.2 | 24257 | 13077
Fire Safety Systems | Fire Extinguishers - Foam | Town RM | 3 | Urgent | B | 6 | 2030 | 5 | 1 | 2.2 | 4590 | 16300
General Lighting | General - LED fittings & Luminaires | Town SC | 7 | Medium | B | 16 | 2040 | 5 | 3 | 3.2 | 24258 | 29515
Local and Special Ventilation | Fan - Extract | Town RV | 1 | Medium | C | 1 | 2025 | 4 | 3 | 2.9 | 18600 | 5523
Emergency Lighting | Self Contained - Non LED | Town SD | 1 | Urgent | B | 1 | 2025 | 5 | 1 | 2.2 | 4591 | 1306
General Lighting | General - LED fittings & Luminaires | Town SB | 12 | Medium | B | 12 | 2036 | 5 | 3 | 3.2 | 24259 | 26491
Fire Safety Systems | Fire Extinguishers - CO2 | Town RV | 2 | Urgent | B | 7 | 2031 | 5 | 1 | 2.2 | 4592 | 19304
Fire Safety Systems | Fire Extinguishers - CO2 | Town RY | 1 | Urgent | B | 8 | 2032 | 5 | 1 | 2.2 | 4593 | 20397
Fire Safety Systems | Fire Extinguishers - CO2 | Town SG | 1 | Urgent | B | 5 | 2029 | 5 | 1 | 2.2 | 4594 | 14368
Fire Safety Systems | Fire Extinguishers - CO2 | Town RY | 4 | Urgent | B | 7 | 2031 | 5 | 1 | 2.2 | 4595 | 19305
General Lighting | General - LED fittings & Luminaires | Town J | 36 | Medium | CX | 1 | 2025 | 2 | 3 | 2.3 | 10161 | 2105
Emergency Lighting | Illuminated Fire Exit Signage | Town J | 2 | Urgent | B | 16 | 2040 | 5 | 1 | 2.2 | 4596 | 28779
Air Conditioning | Single-Split Evaporator - Split Systems/Heat Pumps - Air-cooled with Direct Expansion Evaporator (DX) | Town RV | 1 | Medium | B | 1 | 2025 | 5 | 3 | 3.2 | 24260 | 7926
Air Conditioning | Multi-Split Condenser - Split Systems/Heat Pumps - Air-cooled with Direct Expansion Evaporator (DX) | Town RZ | 1 | Medium | B | 5 | 2029 | 5 | 3 | 3.2 | 24261 | 15061
Emergency Lighting | Illuminated Fire Exit Signage | Town SF | 3 | Urgent | B | 15 | 2039 | 5 | 1 | 2.2 | 4597 | 27851
External Lighting | General - Non LED | Town RY | 5 | Medium | B | 1 | 2025 | 5 | 3 | 3.2 | 24262 | 7927
Air Conditioning | Multi-Split Condenser - Split Systems/Heat Pumps - Air-cooled with Direct Expansion Evaporator (DX) | Town SF | 1 | Medium | B | 9 | 2033 | 5 | 3 | 3.2 | 24263 | 21756
Air Conditioning | Single-Split Condenser - Split Systems/Heat Pumps - Air-cooled with Direct Expansion Evaporator (DX) | Town RZ | 1 | Medium | B | 6 | 2030 | 5 | 3 | 3.2 | 24264 | 18638
LV Distribution | Main Distribution Board | Town RV | 1 | High | B | 1 | 2025 | 5 | 2 | 2.7 | 13928 | 3688
Local and Special Ventilation | Fan - Extract | Town RM | 1 | Medium | B | 7 | 2031 | 5 | 3 | 3.2 | 24265 | 19929
Roller Shutters | Internal Electric Roller Shutter | Town RZ | 1 | Medium | B | 20 | 2044 | 5 | 3 | 3.2 | 24266 | 31673
External Doors | Entrance Doors | Town RW | 1 | High | B | 11 | 2035 | 5 | 2 | 2.7 | 13929 | 24385
Emergency Lighting | Self Contained - LED | Town RZ | 3 | Urgent | B | 22 | 2046 | 5 | 1 | 2.2 | 4598 | 32898
Heat Emitters | Radiators - Steel | Town RZ | 3 | Medium | B | 10 | 2034 | 5 | 3 | 3.2 | 24267 | 22788
LV Distribution | Sub Distribution Board | Town SE | 1 | High | D | 18 | 2042 | 3 | 2 | 2.1 | 1147 | 30601
Air Conditioning | Single-Split Evaporator - Split Systems/Heat Pumps - Air-cooled with Direct Expansion Evaporator (DX) | Town SE | 1 | Medium | B | 9 | 2033 | 5 | 3 | 3.2 | 24268 | 21757
Multi-System Controls | Instrumental Control Panel | Town K | 1 | Medium | B | 1 | 2025 | 5 | 3 | 3.2 | 24269 | 7928
Air Conditioning | Single-Split Evaporator - Split Systems/Heat Pumps - Air-cooled with Direct Expansion Evaporator (DX) | Town RZ | 1 | Medium | B | 5 | 2029 | 5 | 3 | 3.2 | 24270 | 15062
Air Conditioning | Single-Split Evaporator - Split Systems/Heat Pumps - Air-cooled with Direct Expansion Evaporator (DX) | Town RX | 1 | Medium | B | 11 | 2035 | 5 | 3 | 3.2 | 24271 | 25184
Fire Safety Systems | Manual and Automatic Doors - Emergency and Panic Escape Doors | Town RZ | 1 | Urgent | C | 26 | 2050 | 4 | 1 | 1.9 | 643 | 33453
Roller Shutters | External Manual Roller Shutter | Town SB | 1 | High | B | 1 | 2025 | 5 | 2 | 2.7 | 13930 | 3689
Fire Safety Systems | Fire Extinguishers - CO2 | Town RZ | 2 | Urgent | A | 9 | 2033 | 6 | 1 | 2.5 | 10878 | 21536
Heat Emitters | Electric Heaters | Town SG | 3 | Medium | B | 1 | 2025 | 5 | 3 | 3.2 | 24272 | 7929
Emergency Lighting | Self Contained - Non LED | Town SE | 6 | Urgent | CX | 4 | 2028 | 2 | 1 | 1.3 | 335 | 13735
Heat Emitters | Electric Heaters | Town J | 1 | Medium | B | 1 | 2025 | 5 | 3 | 3.2 | 24273 | 7930
Air Conditioning | Single-Split Evaporator - Split Systems/Heat Pumps - Air-cooled with Direct Expansion Evaporator (DX) | Town RV | 1 | Medium | B | 1 | 2025 | 5 | 3 | 3.2 | 24274 | 7931
LV Distribution | Main Distribution Board | Town SI | 1 | High | B | 6 | 2030 | 5 | 2 | 2.7 | 13931 | 17573
Local and Special Ventilation | Fan - Window / Wall Mounted | Town SJ | 1 | Medium | B | 10 | 2034 | 5 | 3 | 3.2 | 24275 | 22789
Local and Special Ventilation | Fan - Toilet Extract | Town RZ | 1 | Medium | B | 9 | 2033 | 5 | 3 | 3.2 | 24276 | 21758
Fire Safety Systems | Manual and Automatic Doors - Emergency and Panic Escape Doors | Town RV | 1 | Urgent | B | 11 | 2035 | 5 | 1 | 2.2 | 4599 | 23597
Roller Shutters | Internal Electric Roller Shutter | Town SE | 1 | Medium | C | 1 | 2025 | 4 | 3 | 2.9 | 18601 | 5524
Fire Safety Systems | Fire Extinguishers - Foam | Town J | 2 | Urgent | B | 9 | 2033 | 5 | 1 | 2.2 | 4600 | 21320
Fire Safety Systems | Fire Extinguishers - CO2 | Town I | 4 | Urgent | B | 8 | 2032 | 5 | 1 | 2.2 | 4601 | 20398
Emergency Lighting | Self Contained - Non LED | Town J | 1 | Urgent | CX | 4 | 2028 | 2 | 1 | 1.3 | 336 | 13736
Emergency Lighting | Self Contained - LED | Town SD | 3 | Urgent | B | 11 | 2035 | 5 | 1 | 2.2 | 4602 | 23598
Fire Safety Systems | Fire Extinguishers - CO2 | Town J | 3 | Urgent | B | 8 | 2032 | 5 | 1 | 2.2 | 4603 | 20399
Access Control | Door Lock / Keypad / Manual | Town RZ | 1 | Medium | B | 10 | 2034 | 5 | 3 | 3.2 | 24277 | 22790
Emergency Lighting | Self Contained - LED | Town J | 1 | Urgent | B | 21 | 2045 | 5 | 1 | 2.2 | 4604 | 32032
Local and Special Ventilation | Fan - Extract | Town RW | 1 | Medium | B | 11 | 2035 | 5 | 3 | 3.2 | 24278 | 25185
General Lighting | General - LED fittings & Luminaires | Town RM | 65 | Medium | B | 16 | 2040 | 5 | 3 | 3.2 | 24279 | 29516
Air Conditioning | Single-Split Condenser - Split Systems/Heat Pumps - Air-cooled with Direct Expansion Evaporator (DX) | Town RM | 1 | Medium | CX | 1 | 2025 | 2 | 3 | 2.3 | 10162 | 2106
Air Conditioning | Single-Split Evaporator - Split Systems/Heat Pumps - Air-cooled with Direct Expansion Evaporator (DX) | Town RZ | 1 | Medium | B | 5 | 2029 | 5 | 3 | 3.2 | 24280 | 15063
LV Distribution | Main Distribution Board | Town RZ | 1 | High | B | 1 | 2025 | 5 | 2 | 2.7 | 13932 | 3690
Local and Special Ventilation | Unit extract fans | Town SJ | 1 | Medium | B | 10 | 2034 | 5 | 3 | 3.2 | 24281 | 22791
Heat Emitters | Gas Fired Unit Heaters | Town RY | 1 | Medium | B | 1 | 2025 | 5 | 3 | 3.2 | 24282 | 7932
Fire Safety Systems | Fire Extinguishers - CO2 | Town RY | 2 | Urgent | B | 7 | 2031 | 5 | 1 | 2.2 | 4605 | 19306
Local Hot Water | Package Electric Water Heaters - Non-Drinking Water | Town J | 1 | Medium | B | 7 | 2031 | 5 | 3 | 3.2 | 24283 | 19930
LV Distribution | Sub Distribution Board | Town SE | 1 | High | CX | 1 | 2025 | 2 | 2 | 1.8 | 511 | 410
LV Distribution | Sub Distribution Board | Town RZ | 1 | High | B | 10 | 2034 | 5 | 2 | 2.7 | 13933 | 22355
Heat Emitters | Radiators - Steel | Town RX | 1 | Medium | B | 10 | 2034 | 5 | 3 | 3.2 | 24284 | 22792
AHU - External | Central Heating & Cooling - Electric & DX | Town RZ | 1 | Medium | B | 6 | 2030 | 5 | 3 | 3.2 | 24285 | 18639
Local and Special Ventilation | Fan - Extract | Town RV | 1 | Medium | C | 1 | 2025 | 4 | 3 | 2.9 | 18602 | 5525
Local and Special Ventilation | Fan - Toilet Extract | Town SB | 1 | Medium | B | 1 | 2025 | 5 | 3 | 3.2 | 24286 | 7933
LV Distribution | Sub Distribution Board | Town RX | 1 | High | B | 17 | 2041 | 5 | 2 | 2.7 | 13934 | 30317
Local and Special Ventilation | Fan - Toilet Extract | Town RZ | 1 | Medium | B | 12 | 2036 | 5 | 3 | 3.2 | 24287 | 26492
Emergency Lighting | Illuminated Fire Exit Signage | Town SJ | 3 | Urgent | B | 15 | 2039 | 5 | 1 | 2.2 | 4606 | 27852
Fire Safety Systems | Manual and Automatic Doors - Emergency and Panic Escape Doors | Town J | 1 | Urgent | B | 11 | 2035 | 5 | 1 | 2.2 | 4607 | 23599
Fire Safety Systems | Fire Extinguishers - Foam | Town SE | 2 | Urgent | B | 8 | 2032 | 5 | 1 | 2.2 | 4608 | 20400
Local and Special Ventilation | Fan - Axial | Town SB | 1 | Medium | B | 1 | 2025 | 5 | 3 | 3.2 | 24288 | 7934
LV Distribution | Sub Distribution Board | Town SH | 1 | High | B | 6 | 2030 | 5 | 2 | 2.7 | 13935 | 17574
General Lighting | General - LED fittings & Luminaires | Town RX | 4 | Medium | B | 17 | 2041 | 5 | 3 | 3.2 | 24289 | 30468
Local Hot Water | Package Electric Water Heaters - Non-Drinking Water | Town SC | 1 | Medium | B | 1 | 2025 | 5 | 3 | 3.2 | 24290 | 7935
Local and Special Ventilation | Fan - Window / Wall Mounted | Town RM | 1 | Medium | B | 10 | 2034 | 5 | 3 | 3.2 | 24291 | 22793
External Lighting | General - Non LED | Town SG | 1 | Medium | B | 10 | 2034 | 5 | 3 | 3.2 | 24292 | 22794
Local Hot Water | Package Electric Water Heaters - Non-Drinking Water | Town J | 1 | Medium | B | 1 | 2025 | 5 | 3 | 3.2 | 24293 | 7936
General Lighting | General - LED fittings & Luminaires | Town K | 72 | Medium | B | 12 | 2036 | 5 | 3 | 3.2 | 24294 | 26493
Emergency Lighting | Self Contained - LED | Town SD | 1 | Urgent | B | 21 | 2045 | 5 | 1 | 2.2 | 4609 | 32033
Emergency Lighting | Self Contained - LED | Town SC | 1 | Urgent | B | 24 | 2048 | 5 | 1 | 2.2 | 4610 | 33237
Emergency Lighting | Self Contained - LED | Town SD | 1 | Urgent | B | 21 | 2045 | 5 | 1 | 2.2 | 4611 | 32034
Fire Safety Systems | Manual and Automatic Doors - Emergency and Panic Escape Doors | Town RY | 1 | Urgent | B | 10 | 2034 | 5 | 1 | 2.2 | 4612 | 22046
Roller Shutters | External Manual Roller Shutter | Town J | 1 | High | C | 7 | 2031 | 4 | 2 | 2.4 | 10540 | 19546
Local and Special Ventilation | Fan - Extract | Town RW | 1 | Medium | B | 11 | 2035 | 5 | 3 | 3.2 | 24295 | 25186
Fire Safety Systems | Fire Extinguishers - Foam | Town J | 4 | Urgent | B | 8 | 2032 | 5 | 1 | 2.2 | 4613 | 20401
Air Conditioning | Single-Split Evaporator - Split Systems/Heat Pumps - Air-cooled with Direct Expansion Evaporator (DX) | Town RX | 1 | Medium | B | 11 | 2035 | 5 | 3 | 3.2 | 24296 | 25187
External Doors | Entrance Doors | Town RZ | 1 | High | B | 29 | 2053 | 5 | 2 | 2.7 | 13936 | 33652
Roller Shutters | External Manual Roller Shutter | Town J | 1 | High | C | 7 | 2031 | 4 | 2 | 2.4 | 10541 | 19547
Fire Safety Systems | Automatic Fire Dampers | Town SD | 1 | Urgent | B | 1 | 2025 | 5 | 1 | 2.2 | 4614 | 1307
Fire Safety Systems | Manual and Automatic Doors - Emergency and Panic Escape Doors | Town RY | 1 | Urgent | B | 15 | 2039 | 5 | 1 | 2.2 | 4615 | 27853
Local and Special Ventilation | Fan - Extract | Town SE | 1 | Medium | B | 1 | 2025 | 5 | 3 | 3.2 | 24297 | 7937
Fire Safety Systems | Fire Alarm Panel / Repeater | Town SG | 1 | Urgent | B | 13 | 2037 | 5 | 1 | 2.2 | 4616 | 26850
External Doors | Manual and Automatic Doors - Auto / Powered Sliding Doors | Town RZ | 1 | High | B | 31 | 2055 | 5 | 2 | 2.7 | 13937 | 33794
Roller Shutters | External Electric Roller Shutter | Town RY | 1 | High | B | 5 | 2029 | 5 | 2 | 2.7 | 13938 | 14636
External Doors | Entrance Doors | Town SC | 1 | High | B | 21 | 2045 | 5 | 2 | 2.7 | 13939 | 32619
Fire Safety Systems | Fire Extinguishers - Foam | Town RX | 4 | Urgent | B | 6 | 2030 | 5 | 1 | 2.2 | 4617 | 16301
Emergency Lighting | Self Contained - LED | Town J | 7 | Urgent | B | 21 | 2045 | 5 | 1 | 2.2 | 4618 | 32035
Air Conditioning | Single-Split Evaporator - Split Systems/Heat Pumps - Air-cooled with Direct Expansion Evaporator (DX) | Town RV | 1 | Medium | B | 11 | 2035 | 5 | 3 | 3.2 | 24298 | 25188
Local Hot Water | Instantaneous Electric Water Heater - Non-Drinking Water | Town SB | 1 | Medium | B | 1 | 2025 | 5 | 3 | 3.2 | 24299 | 7938
Fire Safety Systems | Manual and Automatic Doors - Emergency and Panic Escape Doors | Town RW | 1 | Urgent | B | 31 | 2055 | 5 | 1 | 2.2 | 4619 | 33748
Emergency Lighting | Illuminated Fire Exit Signage | Town RZ | 1 | Urgent | B | 16 | 2040 | 5 | 1 | 2.2 | 4620 | 28780
Heat Emitters | Radiators - Steel | Town RZ | 1 | Medium | B | 10 | 2034 | 5 | 3 | 3.2 | 24300 | 22795
Fire Safety Systems | Manual and Automatic Doors - Emergency and Panic Escape Doors | Town SA | 1 | Urgent | B | 27 | 2051 | 5 | 1 | 2.2 | 4621 | 33546
Heat Emitters | Electric Heaters | Town RZ | 1 | Medium | B | 3 | 2027 | 5 | 3 | 3.2 | 24301 | 13527
General Lighting | General - LED fittings & Luminaires | Town SI | 36 | Medium | C | 14 | 2038 | 4 | 3 | 2.9 | 18603 | 27511
General Lighting | General - LED fittings & Luminaires | Town RY | 15 | Medium | B | 8 | 2032 | 5 | 3 | 3.2 | 24302 | 20946
Emergency Lighting | Self Contained - Non LED | Town RM | 2 | Urgent | CX | 7 | 2031 | 2 | 1 | 1.3 | 337 | 19115
Emergency Lighting | Self Contained - LED | Town SG | 1 | Urgent | B | 18 | 2042 | 5 | 1 | 2.2 | 4622 | 30642
AHU - Internal | Central Heating & Cooling - Electric & DX | Town SF | 1 | Medium | B | 10 | 2034 | 5 | 3 | 3.2 | 24303 | 22796
LV Distribution | Sub Distribution Board | Town RY | 1 | High | B | 6 | 2030 | 5 | 2 | 2.7 | 13940 | 17575
LV Distribution | Main Distribution Board | Town RZ | 1 | High | B | 11 | 2035 | 5 | 2 | 2.7 | 13941 | 24386
Fire Safety Systems | Manual and Automatic Doors - Emergency and Panic Escape Doors | Town RZ | 2 | Urgent | B | 26 | 2050 | 5 | 1 | 2.2 | 4623 | 33460
Heat Emitters | Electric Heaters | Town RY | 2 | Medium | B | 2 | 2026 | 5 | 3 | 3.2 | 24304 | 13078
Fire Safety Systems | Fire Extinguishers - Foam | Town SB | 6 | Urgent | B | 8 | 2032 | 5 | 1 | 2.2 | 4624 | 20402
Air Conditioning | Multi-Split Condenser - DX Split Systems (With Gas, Electric or Hot Water Heaters) | Town SD | 1 | Medium | B | 1 | 2025 | 5 | 3 | 3.2 | 24305 | 7939
Fire Safety Systems | Manual and Automatic Doors - Emergency and Panic Escape Doors | Town RV | 1 | Urgent | B | 4 | 2028 | 5 | 1 | 2.2 | 4625 | 13818
General Lighting | General - LED fittings & Luminaires | Town SC | 1 | Medium | B | 16 | 2040 | 5 | 3 | 3.2 | 24306 | 29517
Air Conditioning | Single-Split Evaporator - Split Systems/Heat Pumps - Air-cooled with Direct Expansion Evaporator (DX) | Town RM | 1 | Medium | CX | 1 | 2025 | 2 | 3 | 2.3 | 10163 | 2107
Air Conditioning | Single-Split Evaporator - Split Systems/Heat Pumps - Air-cooled with Direct Expansion Evaporator (DX) | Town RZ | 1 | Medium | B | 5 | 2029 | 5 | 3 | 3.2 | 24307 | 15064
Roller Shutters | Internal Electric Roller Shutter | Town RV | 1 | Medium | B | 1 | 2025 | 5 | 3 | 3.2 | 24308 | 7940
Fire Safety Systems | Fire Extinguishers - Foam | Town SF | 2 | Urgent | B | 6 | 2030 | 5 | 1 | 2.2 | 4626 | 16302
General Lighting | General - LED fittings & Luminaires | Town I | 29 | Medium | C | 1 | 2025 | 4 | 3 | 2.9 | 18604 | 5526
General Lighting | General - LED fittings & Luminaires | Town SC | 1 | Medium | B | 16 | 2040 | 5 | 3 | 3.2 | 24309 | 29518
Lifts | Disabled Lift - Electric | Town SB | 1 | High | B | 3 | 2027 | 5 | 2 | 2.7 | 13942 | 13359
LV Distribution | Sub Distribution Board | Town SC | 1 | High | B | 14 | 2038 | 5 | 2 | 2.7 | 13943 | 27450
Roller Shutters | External Manual Roller Shutter | Town SH | 1 | High | B | 5 | 2029 | 5 | 2 | 2.7 | 13944 | 14637
Fire Safety Systems | Fire Extinguishers - CO2 | Town J | 2 | Urgent | B | 8 | 2032 | 5 | 1 | 2.2 | 4627 | 20403
Air Conditioning | Single-Split Condenser - Split Systems/Heat Pumps - Air-cooled with Direct Expansion Evaporator (DX) | Town RZ | 1 | Medium | B | 13 | 2037 | 5 | 3 | 3.2 | 24310 | 27130
LV Distribution | Sub Distribution Board | Town SC | 1 | High | B | 16 | 2040 | 5 | 2 | 2.7 | 13945 | 29166
Roller Shutters | External Manual Roller Shutter | Town RW | 1 | High | B | 1 | 2025 | 5 | 2 | 2.7 | 13946 | 3691
Roller Shutters | External Manual Roller Shutter | Town RY | 1 | High | B | 11 | 2035 | 5 | 2 | 2.7 | 13947 | 24387
LV Distribution | Main Distribution Board | Town RZ | 1 | High | B | 11 | 2035 | 5 | 2 | 2.7 | 13948 | 24388
Emergency Lighting | Self Contained - LED | Town SA | 1 | Urgent | B | 17 | 2041 | 5 | 1 | 2.2 | 4628 | 30089
Fire Safety Systems | Fire Extinguishers - CO2 | Town SE | 4 | Urgent | B | 6 | 2030 | 5 | 1 | 2.2 | 4629 | 16303
Heat Emitters | Gas Fired Natural and Fan Assisted Heaters | Town SJ | 1 | Medium | B | 10 | 2034 | 5 | 3 | 3.2 | 24311 | 22797
Central Ventilation Systems | Fan - Axial | Town SI | 1 | Medium | B | 5 | 2029 | 5 | 3 | 3.2 | 24312 | 15065
Fire Safety Systems | Fire Extinguishers - Foam | Town RZ | 4 | Urgent | B | 6 | 2030 | 5 | 1 | 2.2 | 4630 | 16304
Fire Safety Systems | Fire Extinguishers - Foam | Town SH | 1 | Urgent | B | 6 | 2030 | 5 | 1 | 2.2 | 4631 | 16305
Fire Safety Systems | Fire Extinguishers - CO2 | Town SC | 2 | Urgent | B | 1 | 2025 | 5 | 1 | 2.2 | 4632 | 1308
Roller Shutters | External Electric Roller Shutter | Town RX | 1 | High | B | 11 | 2035 | 5 | 2 | 2.7 | 13949 | 24389
Emergency Lighting | Self Contained - LED | Town SD | 1 | Urgent | B | 21 | 2045 | 5 | 1 | 2.2 | 4633 | 32036
Central Ventilation Systems | Fan - Extract | Town SQ | 1 | Medium | B | 11 | 2035 | 5 | 3 | 3.2 | 24313 | 25189
LV Distribution | Main Distribution Board | Town SW | 1 | High | B | 1 | 2025 | 5 | 2 | 2.7 | 13950 | 3692
LV Distribution | Main Distribution Board | Town SL | 1 | High | B | 1 | 2025 | 5 | 2 | 2.7 | 13951 | 3693
LV Distribution | Sub Distribution Board | Town SQ | 1 | High | B | 16 | 2040 | 5 | 2 | 2.7 | 13952 | 29167
LV Distribution | Main Distribution Board | Town SW | 1 | High | B | 15 | 2039 | 5 | 2 | 2.7 | 13953 | 28153
Fire Safety Systems | Fire Extinguishers - Powder | Town SL | 1 | Urgent | A | 8 | 2032 | 6 | 1 | 2.5 | 10879 | 20656
LV Distribution | Sub Distribution Board | Town SO | 1 | High | B | 19 | 2043 | 5 | 2 | 2.7 | 13954 | 31186
LV Distribution | Sub Distribution Board | Town SS | 1 | High | B | 1 | 2025 | 5 | 2 | 2.7 | 13955 | 3694
LV Distribution | Main Distribution Board | Town RX | 1 | High | B | 1 | 2025 | 5 | 2 | 2.7 | 13956 | 3695
LV Distribution | Main Distribution Board | Town SO | 1 | High | B | 1 | 2025 | 5 | 2 | 2.7 | 13957 | 3696
Local and Special Ventilation | Fan - Extract | Town SV | 1 | Medium | B | 1 | 2025 | 5 | 3 | 3.2 | 24314 | 7941
Local and Special Ventilation | Fan - Extract | Town SS | 1 | Medium | B | 1 | 2025 | 5 | 3 | 3.2 | 24315 | 7942
Roller Shutters | Internal Electric Roller Shutter | Town SQ | 1 | Medium | B | 21 | 2045 | 5 | 3 | 3.2 | 24316 | 32795
LV Distribution | Sub Distribution Board | Town AH | 1 | High | B | 10 | 2034 | 5 | 2 | 2.7 | 13958 | 22356
External Lighting | General - LED | Town SO | 2 | Medium | B | 1 | 2025 | 5 | 3 | 3.2 | 24317 | 7943
LV Distribution | Sub Distribution Board | Town SL | 1 | High | B | 18 | 2042 | 5 | 2 | 2.7 | 13959 | 30819
Barriers & Guardrails | Vehicle Crash Protection Barrier | Town SO | 1 | V Low | B | 1 | 2025 | 5 | 4 | 3.7 | 33021 | 11978
Barriers & Guardrails | Vehicle Crash Protection Barrier | Town SO | 1 | V Low | B | 1 | 2025 | 5 | 4 | 3.7 | 33022 | 11979
General Lighting | General - LED fittings & Luminaires | Town SO | 4 | Medium | B | 1 | 2025 | 5 | 3 | 3.2 | 24318 | 7944
Local and Special Ventilation | Fan - General Ventilation | Town SP | 1 | Medium | B | 5 | 2029 | 5 | 3 | 3.2 | 24319 | 15066
LV Distribution | Sub Distribution Board | Town AH | 1 | High | B | 1 | 2025 | 5 | 2 | 2.7 | 13960 | 3697
External Lighting | General - Non LED | Town SX | 1 | Medium | B | 1 | 2025 | 5 | 3 | 3.2 | 24320 | 7945
Fire Safety Systems | Fire Extinguishers - CO2 | Town CA | 1 | Urgent | B | 2 | 2026 | 5 | 1 | 2.2 | 4634 | 12579
Fire Safety Systems | Fire Extinguishers - Foam | Town L | 3 | Urgent | B | 7 | 2031 | 5 | 1 | 2.2 | 4635 | 19307
Heat Emitters | Gas Fired Unit Heaters | Town SL | 1 | Medium | B | 5 | 2029 | 5 | 3 | 3.2 | 24321 | 15067
Roller Shutters | External Electric Roller Shutter | Town SL | 1 | High | B | 21 | 2045 | 5 | 2 | 2.7 | 13961 | 32620
General Lighting | General - LED fittings & Luminaires | Town SS | 14 | Medium | B | 16 | 2040 | 5 | 3 | 3.2 | 24322 | 29519
Emergency Lighting | Self Contained - LED | Town SW | 8 | Urgent | A | 23 | 2047 | 6 | 1 | 2.5 | 10880 | 33167
Roller Shutters | Internal Manual Roller Shutter | Town SR | 1 | Medium | B | 1 | 2025 | 5 | 3 | 3.2 | 24323 | 7946
General Lighting | General - LED fittings & Luminaires | Town SW | 90 | Medium | A | 19 | 2043 | 6 | 3 | 3.5 | 32520 | 31388
Heat Emitters | Electric Heaters | Town SS | 5 | Medium | B | 1 | 2025 | 5 | 3 | 3.2 | 24324 | 7947
Heat Emitters | Electric Heaters | Town SQ | 1 | Medium | B | 1 | 2025 | 5 | 3 | 3.2 | 24325 | 7948
Roller Shutters | External Manual Roller Shutter | Town SS | 1 | High | B | 1 | 2025 | 5 | 2 | 2.7 | 13962 | 3698
Heat Emitters | Gas Fired Unit Heaters | Town SL | 1 | Medium | DX | 1 | 2025 | 1 | 3 | 2 | 871 | 583
Emergency Lighting | Self Contained - LED | Town CA | 1 | Urgent | B | 17 | 2041 | 5 | 1 | 2.2 | 4636 | 30090
Emergency Lighting | Self Contained - LED | Town ST | 3 | Urgent | B | 22 | 2046 | 5 | 1 | 2.2 | 4637 | 32899
Heat Emitters | Electric Heaters | Town SL | 3 | Medium | B | 1 | 2025 | 5 | 3 | 3.2 | 24326 | 7949
Fire Safety Systems | Fire Extinguishers - Foam | Town ST | 1 | Urgent | B | 10 | 2034 | 5 | 1 | 2.2 | 4638 | 22047
Roller Shutters | Internal Electric Roller Shutter | Town SQ | 1 | Medium | B | 21 | 2045 | 5 | 3 | 3.2 | 24327 | 32796
Roller Shutters | External Electric Roller Shutter | Town SL | 1 | High | B | 21 | 2045 | 5 | 2 | 2.7 | 13963 | 32621
Emergency Lighting | Self Contained - LED | Town CA | 2 | Urgent | B | 17 | 2041 | 5 | 1 | 2.2 | 4639 | 30091
Fire Safety Systems | Fire Extinguishers - CO2 | Town CA | 2 | Urgent | B | 2 | 2026 | 5 | 1 | 2.2 | 4640 | 12580
LV Distribution | Sub Distribution Board | Town AH | 1 | High | C | 1 | 2025 | 4 | 2 | 2.4 | 10542 | 2398
Local and Special Ventilation | Fan - Extract | Town M | 1 | Medium | B | 1 | 2025 | 5 | 3 | 3.2 | 24328 | 7950
Local Hot Water | Instantaneous Electric Water Heater - Non-Drinking Water | Town SN | 1 | Medium | B | 1 | 2025 | 5 | 3 | 3.2 | 24329 | 7951
External Doors | Entrance Doors | Town SR | 1 | High | B | 1 | 2025 | 5 | 2 | 2.7 | 13964 | 3699
Fire Safety Systems | Fire Alarm Panel / Repeater | Town SO | 1 | Urgent | B | 14 | 2038 | 5 | 1 | 2.2 | 4641 | 27363
Roller Shutters | External Electric Roller Shutter | Town SL | 1 | High | A | 23 | 2047 | 6 | 2 | 3 | 19552 | 33223
External Lighting | General - LED | Town CA | 2 | Medium | B | 1 | 2025 | 5 | 3 | 3.2 | 24330 | 7952
Air Conditioning | Multi-Split Condenser - Split Systems/Heat Pumps - Air-cooled with Direct Expansion Evaporator (DX) | Town SP | 1 | Medium | B | 1 | 2025 | 5 | 3 | 3.2 | 24331 | 7953
Air Conditioning | Multi-Split Condenser - Split Systems/Heat Pumps - Air-cooled with Direct Expansion Evaporator (DX) | Town SQ | 1 | Medium | B | 11 | 2035 | 5 | 3 | 3.2 | 24332 | 25190
Multi-System Controls | Instrumental Control Panel | Town EN | 1 | Medium | B | 14 | 2038 | 5 | 3 | 3.2 | 24333 | 27564
External Lighting | General - Non LED | Town SQ | 9 | Medium | CX | 1 | 2025 | 2 | 3 | 2.3 | 10164 | 2108
Roller Shutters | Internal Manual Roller Shutter | Town SK | 1 | Medium | B | 1 | 2025 | 5 | 3 | 3.2 | 24334 | 7954
Roller Shutters | External Electric Roller Shutter | Town M | 1 | High | B | 1 | 2025 | 5 | 2 | 2.7 | 13965 | 3700
General Lighting | General - LED fittings & Luminaires | Town CA | 2 | Medium | B | 16 | 2040 | 5 | 3 | 3.2 | 24335 | 29520
General Lighting | General - LED fittings & Luminaires | Town SQ | 42 | Medium | B | 16 | 2040 | 5 | 3 | 3.2 | 24336 | 29521
Emergency Lighting | Illuminated Fire Exit Signage | Town CA | 3 | Urgent | B | 16 | 2040 | 5 | 1 | 2.2 | 4642 | 28781
Emergency Lighting | Self Contained - LED | Town AH | 10 | Urgent | B | 15 | 2039 | 5 | 1 | 2.2 | 4643 | 27854
Fire Safety Systems | Fire Extinguishers - Foam | Town SK | 3 | Urgent | B | 8 | 2032 | 5 | 1 | 2.2 | 4644 | 20404
Fire Safety Systems | Fire Extinguishers - CO2 | Town SS | 2 | Urgent | B | 6 | 2030 | 5 | 1 | 2.2 | 4645 | 16306
Boiler | Atmospheric Gas Burner - Condensing Boiler | Town EN | 1 | High | B | 10 | 2034 | 5 | 2 | 2.7 | 13966 | 22357
Roller Shutters | External Window Shutters - Manual | Town SK | 1 | Medium | B | 1 | 2025 | 5 | 3 | 3.2 | 24337 | 7955
Fire Safety Systems | Fire Extinguishers - Foam | Town RX | 5 | Urgent | B | 6 | 2030 | 5 | 1 | 2.2 | 4646 | 16307
General Lighting | General - LED fittings & Luminaires | Town SP | 106 | Medium | B | 17 | 2041 | 5 | 3 | 3.2 | 24338 | 30469
General Lighting | General - LED fittings & Luminaires | Town CA | 1 | Medium | B | 1 | 2025 | 5 | 3 | 3.2 | 24339 | 7956
Heat Emitters | Electric Heaters | Town CA | 1 | Medium | B | 1 | 2025 | 5 | 3 | 3.2 | 24340 | 7957
LV Distribution | Main Distribution Board | Town SO | 1 | High | B | 19 | 2043 | 5 | 2 | 2.7 | 13967 | 31187
External Lighting | General - LED | Town M | 1 | Medium | B | 11 | 2035 | 5 | 3 | 3.2 | 24341 | 25191
Communication Systems | PA System | Town SQ | 1 | Medium | B | 16 | 2040 | 5 | 3 | 3.2 | 24342 | 29522
Fire Safety Systems | Fire Extinguishers - Foam | Town SS | 4 | Urgent | B | 6 | 2030 | 5 | 1 | 2.2 | 4647 | 16308
Local and Special Ventilation | Fan - Toilet Extract | Town EN | 1 | Medium | B | 5 | 2029 | 5 | 3 | 3.2 | 24343 | 15068
Air Conditioning | Multi-Split Evaporator - Split Systems/Heat Pumps - Air-cooled with Direct Expansion Evaporator (DX) | Town SQ | 1 | Medium | B | 11 | 2035 | 5 | 3 | 3.2 | 24344 | 25192
External Lighting | General - Non LED | Town EN | 3 | Medium | B | 5 | 2029 | 5 | 3 | 3.2 | 24345 | 15069
LV Distribution | Sub Distribution Board | Town AH | 1 | High | B | 14 | 2038 | 5 | 2 | 2.7 | 13968 | 27451
Local and Special Ventilation | Fan - Extract | Town SQ | 1 | Medium | B | 11 | 2035 | 5 | 3 | 3.2 | 24346 | 25193
Fire Safety Systems | Fire Extinguishers - Powder | Town EN | 2 | Urgent | B | 6 | 2030 | 5 | 1 | 2.2 | 4648 | 16309
Emergency Lighting | Self Contained - LED | Town SQ | 19 | Urgent | B | 21 | 2045 | 5 | 1 | 2.2 | 4649 | 32037
Local and Special Ventilation | Fan - Window / Wall Mounted | Town SQ | 1 | Medium | B | 11 | 2035 | 5 | 3 | 3.2 | 24347 | 25194
Local Hot Water | Instantaneous Electric Water Heater - Non-Drinking Water | Town SM | 1 | Medium | B | 5 | 2029 | 5 | 3 | 3.2 | 24348 | 15070
Roller Shutters | External Manual Roller Shutter | Town L | 1 | High | B | 21 | 2045 | 5 | 2 | 2.7 | 13969 | 32622
General Lighting | General - LED fittings & Luminaires | Town SL | 54 | Medium | B | 1 | 2025 | 5 | 3 | 3.2 | 24349 | 7958
Fire Safety Systems | Fire Extinguishers - CO2 | Town SL | 5 | Urgent | A | 8 | 2032 | 6 | 1 | 2.5 | 10881 | 20657
Local and Special Ventilation | Fan - Extract | Town SS | 1 | Medium | B | 1 | 2025 | 5 | 3 | 3.2 | 24350 | 7959
Barriers & Guardrails | Vehicle Crash Protection Barrier | Town SO | 1 | V Low | B | 1 | 2025 | 5 | 4 | 3.7 | 33023 | 11980
Fire Safety Systems | Fire Extinguishers - CO2 | Town SQ | 5 | Urgent | B | 6 | 2030 | 5 | 1 | 2.2 | 4650 | 16310
Boiler | Atmospheric Gas Burner Boiler - Small and/or Wall Hung for Light Commercial Installation | Town RX | 1 | Medium | C | 1 | 2025 | 4 | 3 | 2.9 | 18605 | 5527
Fire Safety Systems | Fire Extinguishers - Foam | Town SU | 1 | Urgent | B | 6 | 2030 | 5 | 1 | 2.2 | 4651 | 16311
Local and Special Ventilation | Fan - General Ventilation | Town SP | 1 | Medium | B | 5 | 2029 | 5 | 3 | 3.2 | 24351 | 15071
Local Hot Water | Instantaneous Electric Water Heater - Non-Drinking Water | Town SO | 1 | Medium | B | 1 | 2025 | 5 | 3 | 3.2 | 24352 | 7960
Lifts | Passenger Lift Hydraulic - Hydraulic | Town SK | 1 | Medium | B | 3 | 2027 | 5 | 3 | 3.2 | 24353 | 13528
Barriers & Guardrails | Vehicle Crash Protection Barrier | Town SO | 1 | V Low | B | 1 | 2025 | 5 | 4 | 3.7 | 33024 | 11981
External Doors | Entrance Doors | Town RX | 1 | High | B | 27 | 2051 | 5 | 2 | 2.7 | 13970 | 33570
Access Control | Door Lock / Keypad / Manual | Town RX | 1 | Medium | B | 11 | 2035 | 5 | 3 | 3.2 | 24354 | 25195
General Lighting | General - LED fittings & Luminaires | Town SN | 7 | Medium | B | 17 | 2041 | 5 | 3 | 3.2 | 24355 | 30470
Air Conditioning | Single-Split Condenser - Split Systems/Heat Pumps - Air-cooled with Direct Expansion Evaporator (DX) | Town SK | 1 | Medium | B | 1 | 2025 | 5 | 3 | 3.2 | 24356 | 7961
Fire Safety Systems | Fire Extinguishers - CO2 | Town SW | 1 | Urgent | B | 6 | 2030 | 5 | 1 | 2.2 | 4652 | 16312
General Lighting | General - LED fittings & Luminaires | Town SL | 1 | Medium | B | 1 | 2025 | 5 | 3 | 3.2 | 24357 | 7962
Barriers & Guardrails | Vehicle Crash Protection Barrier | Town SO | 1 | V Low | B | 1 | 2025 | 5 | 4 | 3.7 | 33025 | 11982
Emergency Lighting | Illuminated Fire Exit Signage | Town EN | 6 | Urgent | B | 10 | 2034 | 5 | 1 | 2.2 | 4653 | 22048
Emergency Lighting | Illuminated Fire Exit Signage | Town SV | 5 | Urgent | B | 16 | 2040 | 5 | 1 | 2.2 | 4654 | 28782
Roller Shutters | Internal Electric Roller Shutter | Town SR | 1 | Medium | B | 1 | 2025 | 5 | 3 | 3.2 | 24358 | 7963
General Lighting | General - LED fittings & Luminaires | Town CA | 1 | Medium | B | 16 | 2040 | 5 | 3 | 3.2 | 24359 | 29523
Access Control | Gate Access - Local Lock / Keypad / Manual (External) | Town SP | 1 | Medium | B | 5 | 2029 | 5 | 3 | 3.2 | 24360 | 15072
External Lighting | General - Non LED | Town CA | 3 | Medium | B | 7 | 2031 | 5 | 3 | 3.2 | 24361 | 19931
Emergency Lighting | Self Contained - LED | Town AH | 2 | Urgent | B | 15 | 2039 | 5 | 1 | 2.2 | 4655 | 27855
Heat Emitters | Electric Heaters | Town SU | 3 | Medium | B | 1 | 2025 | 5 | 3 | 3.2 | 24362 | 7964
Emergency Lighting | Illuminated Fire Exit Signage | Town AH | 4 | Urgent | B | 10 | 2034 | 5 | 1 | 2.2 | 4656 | 22049
External Lighting | General - LED | Town SK | 1 | Medium | B | 1 | 2025 | 5 | 3 | 3.2 | 24363 | 7965
LV Distribution | Sub Distribution Board | Town SP | 1 | High | B | 1 | 2025 | 5 | 2 | 2.7 | 13971 | 3701
Local and Special Ventilation | Fan - Extract | Town SL | 1 | Medium | B | 1 | 2025 | 5 | 3 | 3.2 | 24364 | 7966
LV Distribution | Main Distribution Board | Town SL | 1 | High | DX | 1 | 2025 | 1 | 2 | 1.5 | 391 | 351
Fire Safety Systems | Manual and Automatic Doors - Emergency and Panic Escape Doors | Town SL | 1 | Urgent | B | 15 | 2039 | 5 | 1 | 2.2 | 4657 | 27856
External Lighting | General - Non LED | Town SP | 6 | Medium | B | 1 | 2025 | 5 | 3 | 3.2 | 24365 | 7967
External Lighting | General - LED | Town SU | 3 | Medium | B | 11 | 2035 | 5 | 3 | 3.2 | 24366 | 25196
Fire Safety Systems | Fire Extinguishers - CO2 | Town SO | 4 | Urgent | B | 7 | 2031 | 5 | 1 | 2.2 | 4658 | 19308
Fire Safety Systems | Fire Alarm Panel / Repeater | Town SS | 1 | Urgent | B | 11 | 2035 | 5 | 1 | 2.2 | 4659 | 23600
Central Heating | Fan - Axial | Town SL | 1 | High | B | 5 | 2029 | 5 | 2 | 2.7 | 13972 | 14638
Fire Safety Systems | Fire Extinguishers - Foam | Town EN | 3 | Urgent | B | 6 | 2030 | 5 | 1 | 2.2 | 4660 | 16313
External Lighting | General - LED | Town SO | 2 | Medium | B | 11 | 2035 | 5 | 3 | 3.2 | 24367 | 25197
Access Control | Gate Access - Local Lock / Keypad / Manual (External) | Town SL | 2 | Medium | B | 5 | 2029 | 5 | 3 | 3.2 | 24368 | 15073
Local and Special Ventilation | Fan - Window / Wall Mounted | Town RX | 1 | Medium | B | 9 | 2033 | 5 | 3 | 3.2 | 24369 | 21759
LV Distribution | Sub Distribution Board | Town AH | 1 | High | B | 16 | 2040 | 5 | 2 | 2.7 | 13973 | 29168
Emergency Lighting | Illuminated Fire Exit Signage | Town SP | 2 | Urgent | B | 17 | 2041 | 5 | 1 | 2.2 | 4661 | 30092
Multi-System Controls | Control Panel - Electrical Services (excluding Electrical Controllers and Pneumatic Relays) | Town RX | 1 | Medium | C | 1 | 2025 | 4 | 3 | 2.9 | 18606 | 5528
External Doors | Entrance Doors | Town L | 1 | High | B | 21 | 2045 | 5 | 2 | 2.7 | 13974 | 32623
Emergency Lighting | Self Contained - LED | Town SU | 8 | Urgent | B | 1 | 2025 | 5 | 1 | 2.2 | 4662 | 1309
General Lighting | General - LED fittings & Luminaires | Town SO | 85 | Medium | B | 16 | 2040 | 5 | 3 | 3.2 | 24370 | 29524
External Lighting | General - Non LED | Town SX | 1 | Medium | B | 1 | 2025 | 5 | 3 | 3.2 | 24371 | 7968
Hot Water Distribution | Hot water cylinders | Town SS | 1 | High | B | 1 | 2025 | 5 | 2 | 2.7 | 13975 | 3702
Fire Safety Systems | Manual and Automatic Doors - Emergency and Panic Escape Doors | Town SS | 1 | Urgent | B | 31 | 2055 | 5 | 1 | 2.2 | 4663 | 33749
Central Heating | Fan - Axial | Town SL | 1 | High | B | 1 | 2025 | 5 | 2 | 2.7 | 13976 | 3703
Fire Safety Systems | Fire Extinguishers - CO2 | Town SK | 1 | Urgent | B | 9 | 2033 | 5 | 1 | 2.2 | 4664 | 21321
Local and Special Ventilation | Fan - Extract | Town SX | 1 | Medium | B | 1 | 2025 | 5 | 3 | 3.2 | 24372 | 7969
Roller Shutters | External Electric Roller Shutter | Town SX | 1 | High | B | 1 | 2025 | 5 | 2 | 2.7 | 13977 | 3704
Central Ventilation Systems | Fan - Extract | Town SL | 1 | Medium | B | 1 | 2025 | 5 | 3 | 3.2 | 24373 | 7970
External Doors | Entrance Doors | Town ST | 1 | High | B | 6 | 2030 | 5 | 2 | 2.7 | 13978 | 17576
Fire Safety Systems | Manual and Automatic Doors - Emergency and Panic Escape Doors | Town SO | 1 | Urgent | B | 8 | 2032 | 5 | 1 | 2.2 | 4665 | 20405
Local and Special Ventilation | Fan - Window / Wall Mounted | Town SQ | 1 | Medium | B | 11 | 2035 | 5 | 3 | 3.2 | 24374 | 25198
External Doors | Entrance Doors | Town SQ | 1 | High | B | 31 | 2055 | 5 | 2 | 2.7 | 13979 | 33795
Central Heating | Fan - Axial | Town SL | 1 | High | B | 5 | 2029 | 5 | 2 | 2.7 | 13980 | 14639
Fire Safety Systems | Manual and Automatic Doors - Emergency and Panic Escape Doors | Town AH | 1 | Urgent | B | 6 | 2030 | 5 | 1 | 2.2 | 4666 | 16314
Heat Emitters | Electric Heaters | Town SV | 1 | Medium | C | 3 | 2027 | 4 | 3 | 2.9 | 18607 | 13411
Emergency Lighting | Illuminated Fire Exit Signage | Town SL | 2 | Urgent | B | 18 | 2042 | 5 | 1 | 2.2 | 4667 | 30643
Local and Special Ventilation | Unit extract fans | Town AH | 1 | Medium | B | 11 | 2035 | 5 | 3 | 3.2 | 24375 | 25199
Emergency Lighting | Self Contained - LED | Town EN | 1 | Urgent | B | 16 | 2040 | 5 | 1 | 2.2 | 4668 | 28783
Fire Safety Systems | Fire Extinguishers - Powder | Town SR | 1 | Urgent | B | 7 | 2031 | 5 | 1 | 2.2 | 4669 | 19309
General Lighting | General - LED fittings & Luminaires | Town SK | 2 | Medium | B | 3 | 2027 | 5 | 3 | 3.2 | 24376 | 13529
External Lighting | General - LED | Town SV | 2 | Medium | B | 11 | 2035 | 5 | 3 | 3.2 | 24377 | 25200
Local and Special Ventilation | Fan - Axial | Town SK | 1 | Medium | B | 1 | 2025 | 5 | 3 | 3.2 | 24378 | 7971
Local and Special Ventilation | Fan - Toilet Extract | Town SW | 1 | Medium | B | 10 | 2034 | 5 | 3 | 3.2 | 24379 | 22798
Roller Shutters | External Electric Roller Shutter | Town SN | 1 | High | B | 1 | 2025 | 5 | 2 | 2.7 | 13981 | 3705
LV Distribution | Sub Distribution Board | Town M | 1 | High | B | 1 | 2025 | 5 | 2 | 2.7 | 13982 | 3706
Local Hot Water | Package Electric Water Heaters - Non-Drinking Water | Town SL | 1 | Medium | C | 1 | 2025 | 4 | 3 | 2.9 | 18608 | 5529
External Lighting | General - Non LED | Town EN | 6 | Medium | B | 9 | 2033 | 5 | 3 | 3.2 | 24380 | 21760
Heat Emitters | Radiators - Steel | Town RX | 4 | Medium | C | 11 | 2035 | 4 | 3 | 2.9 | 18609 | 24868
Fire Safety Systems | Fire Extinguishers - CO2 | Town SU | 2 | Urgent | B | 6 | 2030 | 5 | 1 | 2.2 | 4670 | 16315
LV Distribution | Main Distribution Board | Town SO | 1 | High | D | 1 | 2025 | 3 | 2 | 2.1 | 1148 | 785
External Doors | Entrance Doors | Town SV | 1 | High | CX | 1 | 2025 | 2 | 2 | 1.8 | 512 | 411
Emergency Lighting | Self Contained - LED | Town RX | 16 | Urgent | D | 19 | 2043 | 3 | 1 | 1.6 | 441 | 31030
Fire Safety Systems | Fire Extinguishers - CO2 | Town SW | 1 | Urgent | B | 6 | 2030 | 5 | 1 | 2.2 | 4671 | 16316
Heat Emitters | Electric Heaters | Town SQ | 5 | Medium | B | 5 | 2029 | 5 | 3 | 3.2 | 24381 | 15074
LV Distribution | Main Distribution Board | Town SO | 1 | High | C | 1 | 2025 | 4 | 2 | 2.4 | 10543 | 2399
External Doors | Entrance Doors | Town SO | 1 | High | B | 11 | 2035 | 5 | 2 | 2.7 | 13983 | 24390
Emergency Lighting | Self Contained - LED | Town CA | 1 | Urgent | B | 21 | 2045 | 5 | 1 | 2.2 | 4672 | 32038
Heat Emitters | Electric Overdoor Air Curtain/Heater | Town SO | 1 | Medium | B | 1 | 2025 | 5 | 3 | 3.2 | 24382 | 7972
Local and Special Ventilation | Unit extract fans | Town SP | 1 | Medium | B | 5 | 2029 | 5 | 3 | 3.2 | 24383 | 15075
Roller Shutters | External Manual Roller Shutter | Town AH | 1 | High | B | 1 | 2025 | 5 | 2 | 2.7 | 13984 | 3707
General Lighting | General - LED fittings & Luminaires | Town CA | 3 | Medium | B | 1 | 2025 | 5 | 3 | 3.2 | 24384 | 7973
General Lighting | General - LED fittings & Luminaires | Town SV | 26 | Medium | B | 16 | 2040 | 5 | 3 | 3.2 | 24385 | 29525
LV Distribution | Sub Distribution Board | Town SP | 1 | High | B | 1 | 2025 | 5 | 2 | 2.7 | 13985 | 3708
Fire Safety Systems | Manual and Automatic Doors - Emergency and Panic Escape Doors | Town SQ | 1 | Urgent | B | 28 | 2052 | 5 | 1 | 2.2 | 4673 | 33603
Fire Safety Systems | Fire Extinguishers - Foam | Town SO | 1 | Urgent | B | 1 | 2025 | 5 | 1 | 2.2 | 4674 | 1310
Roller Shutters | External Window Shutters - Electric | Town SS | 1 | Medium | B | 1 | 2025 | 5 | 3 | 3.2 | 24386 | 7974
External Doors | Entrance Doors | Town SV | 1 | High | B | 18 | 2042 | 5 | 2 | 2.7 | 13986 | 30820
Emergency Lighting | Illuminated Fire Exit Signage | Town EN | 3 | Urgent | B | 10 | 2034 | 5 | 1 | 2.2 | 4675 | 22050
Emergency Lighting | Self Contained - LED | Town SX | 16 | Urgent | B | 21 | 2045 | 5 | 1 | 2.2 | 4676 | 32039
Heat Emitters | Electric Heaters | Town CA | 1 | Medium | B | 1 | 2025 | 5 | 3 | 3.2 | 24387 | 7975
Heat Emitters | Gas Fired Unit Heaters | Town AH | 1 | Medium | C | 10 | 2034 | 4 | 3 | 2.9 | 18610 | 22532
Local and Special Ventilation | Fan - Kitchen Window / Wall Mounted | Town L | 1 | Medium | B | 12 | 2036 | 5 | 3 | 3.2 | 24388 | 26494
Fire Safety Systems | Fire Extinguishers - Foam | Town SW | 1 | Urgent | B | 6 | 2030 | 5 | 1 | 2.2 | 4677 | 16317
Fire Safety Systems | Fire Extinguishers - CO2 | Town SW | 1 | Urgent | B | 6 | 2030 | 5 | 1 | 2.2 | 4678 | 16318
LV Distribution | Sub Distribution Board | Town SK | 1 | High | B | 3 | 2027 | 5 | 2 | 2.7 | 13987 | 13360
Fire Safety Systems | Fire Extinguishers - Foam | Town AH | 4 | Urgent | B | 8 | 2032 | 5 | 1 | 2.2 | 4679 | 20406
Access Control | Gate Access - Local Lock / Keypad / Manual (External) | Town SO | 1 | Medium | B | 1 | 2025 | 5 | 3 | 3.2 | 24389 | 7976
Local Hot Water | Instantaneous Electric Water Heater - Non-Drinking Water | Town SO | 1 | Medium | C | 1 | 2025 | 4 | 3 | 2.9 | 18611 | 5530
Heat Emitters | Gas Fired Natural and Fan Assisted Heaters | Town SM | 1 | Medium | B | 1 | 2025 | 5 | 3 | 3.2 | 24390 | 7977
External Doors | Entrance Doors | Town SP | 1 | High | B | 6 | 2030 | 5 | 2 | 2.7 | 13988 | 17577
General Lighting | General - LED fittings & Luminaires | Town CA | 7 | Medium | B | 1 | 2025 | 5 | 3 | 3.2 | 24391 | 7978
Fire Safety Systems | Manual and Automatic Doors - Emergency and Panic Escape Doors | Town CU | 1 | Urgent | B | 1 | 2025 | 5 | 1 | 2.2 | 4680 | 1311
Local Hot Water | Package Electric Water Heaters - Non-Drinking Water | Town TE | 1 | Medium | B | 1 | 2025 | 5 | 3 | 3.2 | 24392 | 7979
Air Conditioning | Single-Split Condenser - Split Systems/Heat Pumps - Air-cooled with Direct Expansion Evaporator (DX) | Town TH | 1 | Medium | B | 1 | 2025 | 5 | 3 | 3.2 | 24393 | 7980
Fire Safety Systems | Fire Extinguishers - CO2 | Town E | 3 | Urgent | B | 7 | 2031 | 5 | 1 | 2.2 | 4681 | 19310
Air Conditioning | Multi-Split Evaporator - Split Systems/Heat Pumps - Air-cooled with Direct Expansion Evaporator (DX) | Town TF | 1 | Medium | B | 6 | 2030 | 5 | 3 | 3.2 | 24394 | 18640
LV Distribution | Sub Distribution Board | Town NK | 1 | High | B | 19 | 2043 | 5 | 2 | 2.7 | 13989 | 31188
Heat Emitters | Gas Fired Natural and Fan Assisted Heaters | Town TG | 1 | Medium | B | 1 | 2025 | 5 | 3 | 3.2 | 24395 | 7981
Local and Special Ventilation | Fan - General Ventilation | Town SY | 1 | Medium | B | 5 | 2029 | 5 | 3 | 3.2 | 24396 | 15076
Local and Special Ventilation | Fan - Extract | Town QO | 1 | Medium | C | 1 | 2025 | 4 | 3 | 2.9 | 18612 | 5531
Heat Emitters | Gas Fired Natural and Fan Assisted Heaters | Town TB | 1 | Medium | B | 5 | 2029 | 5 | 3 | 3.2 | 24397 | 15077
Hot Water Distribution | Direct fired Water Heaters | Town II | 1 | Low | B | 1 | 2025 | 5 | 4 | 3.7 | 33026 | 11983
Fire Safety Systems | Manual and Automatic Doors - Emergency and Panic Escape Doors | Town M | 1 | Urgent | B | 11 | 2035 | 5 | 1 | 2.2 | 4682 | 23601
Fire Safety Systems | Manual and Automatic Doors - Emergency and Panic Escape Doors | Town E | 1 | Urgent | B | 16 | 2040 | 5 | 1 | 2.2 | 4683 | 28784
Local and Special Ventilation | Fan - Extract | Town M | 1 | Medium | B | 1 | 2025 | 5 | 3 | 3.2 | 24398 | 7982
Fire Safety Systems | Manual and Automatic Doors - Emergency and Panic Escape Doors | Town QO | 1 | Urgent | B | 21 | 2045 | 5 | 1 | 2.2 | 4684 | 32040
Local and Special Ventilation | Fan - General Ventilation | Town QO | 1 | Medium | A | 14 | 2038 | 6 | 3 | 3.5 | 32521 | 27671
Local and Special Ventilation | Fan - Window / Wall Mounted | Town TA | 1 | Medium | B | 1 | 2025 | 5 | 3 | 3.2 | 24399 | 7983
Roller Shutters | External Window Shutters - Manual | Town M | 1 | Medium | B | 1 | 2025 | 5 | 3 | 3.2 | 24400 | 7984
Communication Systems | PA System | Town TA | 1 | Medium | B | 1 | 2025 | 5 | 3 | 3.2 | 24401 | 7985
Heat Emitters | Gas Fired Unit Heaters | Town DH | 1 | Medium | B | 1 | 2025 | 5 | 3 | 3.2 | 24402 | 7986
General Lighting | General - LED fittings & Luminaires | Town TA | 1 | Medium | B | 16 | 2040 | 5 | 3 | 3.2 | 24403 | 29526
Heat Emitters | Electric Heaters | Town II | 1 | Medium | B | 1 | 2025 | 5 | 3 | 3.2 | 24404 | 7987
Local and Special Ventilation | Unit extract fans | Town DH | 1 | Medium | C | 1 | 2025 | 4 | 3 | 2.9 | 18613 | 5532
Local and Special Ventilation | Unit extract fans | Town SZ | 1 | Medium | B | 1 | 2025 | 5 | 3 | 3.2 | 24405 | 7988
Local and Special Ventilation | Fan - Extract | Town M | 1 | Medium | B | 11 | 2035 | 5 | 3 | 3.2 | 24406 | 25201
Emergency Lighting | Self Contained - LED | Town NM | 20 | Urgent | B | 19 | 2043 | 5 | 1 | 2.2 | 4685 | 31066
Emergency Lighting | Self Contained - LED | Town M | 27 | Urgent | B | 21 | 2045 | 5 | 1 | 2.2 | 4686 | 32041
Heat Emitters | Electric Heaters | Town QO | 5 | Medium | B | 1 | 2025 | 5 | 3 | 3.2 | 24407 | 7989
Air Conditioning | Single-Split Condenser - Split Systems/Heat Pumps - Air-cooled with Direct Expansion Evaporator (DX) | Town QO | 1 | Medium | DX | 1 | 2025 | 1 | 3 | 2 | 872 | 584
Multi-System Controls | Control Panel - Electrical Services (excluding Electrical Controllers and Pneumatic Relays) | Town E | 1 | Medium | D | 1 | 2025 | 3 | 3 | 2.6 | 11113 | 2626
Roller Shutters | External Window Shutters - Manual | Town M | 1 | Medium | B | 1 | 2025 | 5 | 3 | 3.2 | 24408 | 7990
Emergency Lighting | Self Contained - Non LED | Town TA | 2 | Urgent | B | 1 | 2025 | 5 | 1 | 2.2 | 4687 | 1312
Heat Emitters | Electric Heaters | Town QO | 2 | Medium | B | 3 | 2027 | 5 | 3 | 3.2 | 24409 | 13530
External Lighting | General - LED | Town QO | 5 | Medium | B | 10 | 2034 | 5 | 3 | 3.2 | 24410 | 22799
Heat Emitters | Radiators - Steel | Town TD | 3 | Medium | B | 1 | 2025 | 5 | 3 | 3.2 | 24411 | 7991
Local and Special Ventilation | Unit extract fans | Town SZ | 1 | Medium | B | 1 | 2025 | 5 | 3 | 3.2 | 24412 | 7992
Fire Safety Systems | Fire Extinguishers - CO2 | Town TA | 1 | Urgent | B | 2 | 2026 | 5 | 1 | 2.2 | 4688 | 12581
External Lighting | General - LED | Town TA | 1 | Medium | B | 11 | 2035 | 5 | 3 | 3.2 | 24413 | 25202
Local and Special Ventilation | Fan - Extract | Town TE | 1 | Medium | C | 1 | 2025 | 4 | 3 | 2.9 | 18614 | 5533
Local and Special Ventilation | Fan - Window / Wall Mounted | Town TC | 1 | Medium | B | 1 | 2025 | 5 | 3 | 3.2 | 24414 | 7993
Emergency Lighting | Self Contained - LED | Town II | 1 | Urgent | B | 13 | 2037 | 5 | 1 | 2.2 | 4689 | 26851
Fire Safety Systems | Fire Extinguishers - Foam | Town QO | 1 | Urgent | B | 6 | 2030 | 5 | 1 | 2.2 | 4690 | 16319
External Doors | Manual and Automatic Doors - Auto / Powered Sliding Doors | Town CA | 1 | High | B | 21 | 2045 | 5 | 2 | 2.7 | 13990 | 32624
LV Distribution | Sub Distribution Board | Town QO | 1 | High | B | 6 | 2030 | 5 | 2 | 2.7 | 13991 | 17578
External Doors | Entrance Doors | Town M | 1 | High | B | 21 | 2045 | 5 | 2 | 2.7 | 13992 | 32625
Fire Safety Systems | Manual and Automatic Doors - Emergency and Panic Escape Doors | Town TA | 1 | Urgent | B | 11 | 2035 | 5 | 1 | 2.2 | 4691 | 23602
Security Systems | Manual and Automatic Doors - High Security Door | Town CA | 1 | High | B | 11 | 2035 | 5 | 2 | 2.7 | 13993 | 24391
Heat Emitters | Electric Heaters | Town NM | 2 | Medium | B | 1 | 2025 | 5 | 3 | 3.2 | 24415 | 7994
Emergency Lighting | Self Contained - LED | Town TB | 12 | Urgent | B | 15 | 2039 | 5 | 1 | 2.2 | 4692 | 27857
General Lighting | General - LED fittings & Luminaires | Town CA | 13 | Medium | B | 16 | 2040 | 5 | 3 | 3.2 | 24416 | 29527
LV Distribution | Sub Distribution Board | Town DH | 1 | High | B | 3 | 2027 | 5 | 2 | 2.7 | 13994 | 13361
LV Distribution | Main Distribution Board | Town SY | 1 | High | B | 10 | 2034 | 5 | 2 | 2.7 | 13995 | 22358
Roller Shutters | Internal Electric Roller Shutter | Town TF | 1 | Medium | B | 13 | 2037 | 5 | 3 | 3.2 | 24417 | 27131
Access Control | Door Lock / Keypad / Manual | Town E | 1 | Medium | B | 1 | 2025 | 5 | 3 | 3.2 | 24418 | 7995
Emergency Lighting | Illuminated Fire Exit Signage | Town SY | 3 | Urgent | B | 10 | 2034 | 5 | 1 | 2.2 | 4693 | 22051
Emergency Lighting | Illuminated Fire Exit Signage | Town TD | 3 | Urgent | B | 1 | 2025 | 5 | 1 | 2.2 | 4694 | 1313
Local and Special Ventilation | Fan - General Ventilation | Town TC | 1 | Medium | B | 1 | 2025 | 5 | 3 | 3.2 | 24419 | 7996
Fire Safety Systems | Fire Extinguishers - CO2 | Town TE | 2 | Urgent | B | 6 | 2030 | 5 | 1 | 2.2 | 4695 | 16320
Fire Safety Systems | Fire Extinguishers - Foam | Town QO | 3 | Urgent | B | 5 | 2029 | 5 | 1 | 2.2 | 4696 | 14369
Local and Special Ventilation | Fan - Window / Wall Mounted | Town SY | 1 | Medium | B | 5 | 2029 | 5 | 3 | 3.2 | 24420 | 15078
Barriers & Guardrails | Vehicle Crash Protection Barrier | Town TH | 1 | V Low | B | 1 | 2025 | 5 | 4 | 3.7 | 33027 | 11984
Fire Safety Systems | Fire Extinguishers - Foam | Town M | 2 | Urgent | B | 6 | 2030 | 5 | 1 | 2.2 | 4697 | 16321
Fire Safety Systems | Fire Extinguishers - Foam | Town J | 1 | Urgent | B | 6 | 2030 | 5 | 1 | 2.2 | 4698 | 16322
LV Distribution | Main Distribution Board | Town TH | 1 | High | B | 1 | 2025 | 5 | 2 | 2.7 | 13996 | 3709
Local and Special Ventilation | Fan - General Ventilation | Town TC | 1 | Medium | B | 1 | 2025 | 5 | 3 | 3.2 | 24421 | 7997
Central Heating | Fan - Axial | Town E | 1 | High | B | 1 | 2025 | 5 | 2 | 2.7 | 13997 | 3710
LV Distribution | Sub Distribution Board | Town CA | 1 | High | B | 1 | 2025 | 5 | 2 | 2.7 | 13998 | 3711
Central Heating | Fan - Axial | Town SZ | 1 | High | B | 1 | 2025 | 5 | 2 | 2.7 | 13999 | 3712
Emergency Lighting | Self Contained - LED | Town M | 16 | Urgent | B | 21 | 2045 | 5 | 1 | 2.2 | 4699 | 32042
Local and Special Ventilation | Fan - Extract | Town TD | 1 | Medium | B | 1 | 2025 | 5 | 3 | 3.2 | 24422 | 7998
External Doors | Entrance Doors | Town NK | 1 | High | B | 1 | 2025 | 5 | 2 | 2.7 | 14000 | 3713
Heat Emitters | Electric Heaters | Town TF | 2 | Medium | CX | 1 | 2025 | 2 | 3 | 2.3 | 10165 | 2109
Emergency Lighting | Self Contained - Non LED | Town E | 2 | Urgent | B | 6 | 2030 | 5 | 1 | 2.2 | 4700 | 16323
Fire Safety Systems | Fire Extinguishers - Foam | Town TE | 4 | Urgent | B | 6 | 2030 | 5 | 1 | 2.2 | 4701 | 16324
Emergency Lighting | Self Contained - LED | Town CA | 1 | Urgent | B | 21 | 2045 | 5 | 1 | 2.2 | 4702 | 32043
Fire Safety Systems | Fire Extinguishers - Foam | Town CA | 1 | Urgent | B | 1 | 2025 | 5 | 1 | 2.2 | 4703 | 1314
LV Distribution | Sub Distribution Board | Town M | 1 | High | B | 1 | 2025 | 5 | 2 | 2.7 | 14001 | 3714
Local Hot Water | Instantaneous Electric Water Heater - Non-Drinking Water | Town NK | 1 | Medium | B | 1 | 2025 | 5 | 3 | 3.2 | 24423 | 7999
Roller Shutters | External Manual Roller Shutter | Town CU | 1 | High | B | 1 | 2025 | 5 | 2 | 2.7 | 14002 | 3715
Fire Safety Systems | Fire Extinguishers - Foam | Town TA | 1 | Urgent | B | 1 | 2025 | 5 | 1 | 2.2 | 4704 | 1315
General Lighting | General - LED fittings & Luminaires | Town TC | 80 | Medium | B | 15 | 2039 | 5 | 3 | 3.2 | 24424 | 28422
AHU - External | Central Air Conditioning - Gas Fired | Town TA | 1 | Medium | B | 1 | 2025 | 5 | 3 | 3.2 | 24425 | 8000
Fire Safety Systems | Fire Alarm Panel / Repeater | Town CU | 1 | Urgent | B | 1 | 2025 | 5 | 1 | 2.2 | 4705 | 1316
Burner | Atmospheric Gas Burner | Town TA | 1 | Medium | B | 1 | 2025 | 5 | 3 | 3.2 | 24426 | 8001
External Doors | Manual and Automatic Doors - Auto / Powered Sliding Doors | Town QO | 1 | High | B | 32 | 2056 | 5 | 2 | 2.7 | 14003 | 33829
Fire Safety Systems | Fire Extinguishers - CO2 | Town TH | 3 | Urgent | B | 9 | 2033 | 5 | 1 | 2.2 | 4706 | 21322
Local and Special Ventilation | Fan - Window / Wall Mounted | Town SY | 1 | Medium | B | 5 | 2029 | 5 | 3 | 3.2 | 24427 | 15079
Fire Safety Systems | Fire Extinguishers - CO2 | Town DH | 5 | Urgent | B | 6 | 2030 | 5 | 1 | 2.2 | 4707 | 16325
Local Hot Water | Package Electric Water Heaters - Non-Drinking Water | Town TJ | 1 | Medium | B | 6 | 2030 | 5 | 3 | 3.2 | 24428 | 18641
Roller Shutters | External Manual Roller Shutter | Town NK | 1 | High | B | 1 | 2025 | 5 | 2 | 2.7 | 14004 | 3716
Local Hot Water | Package Electric Water Heaters - Non-Drinking Water | Town M | 1 | Medium | B | 6 | 2030 | 5 | 3 | 3.2 | 24429 | 18642
LV Distribution | Sub Distribution Board | Town SZ | 1 | High | D | 3 | 2027 | 3 | 2 | 2.1 | 1149 | 13262
Barriers & Guardrails | Manual Vehicle Barrier | Town NM | 1 | Medium | B | 1 | 2025 | 5 | 3 | 3.2 | 24430 | 8002
Emergency Lighting | Self Contained - Non LED | Town CA | 1 | Urgent | B | 1 | 2025 | 5 | 1 | 2.2 | 4708 | 1317
Emergency Lighting | Illuminated Fire Exit Signage | Town J | 2 | Urgent | B | 11 | 2035 | 5 | 1 | 2.2 | 4709 | 23603
Fire Safety Systems | Fire Alarm System | Town CA | 1 | Urgent | B | 1 | 2025 | 5 | 1 | 2.2 | 4710 | 1318
LV Distribution | Main Distribution Board | Town N | 1 | High | B | 12 | 2036 | 5 | 2 | 2.7 | 14005 | 26187
BMS | BMS Control Panel | Town TC | 1 | High | B | 5 | 2029 | 5 | 2 | 2.7 | 14006 | 14640
Heat Emitters | Electric Heaters | Town E | 2 | Medium | B | 2 | 2026 | 5 | 3 | 3.2 | 24431 | 13079
Emergency Lighting | Self Contained - LED | Town II | 1 | Urgent | D | 16 | 2040 | 3 | 1 | 1.6 | 442 | 28595
Fire Safety Systems | Manual and Automatic Doors - Emergency and Panic Escape Doors | Town TH | 1 | Urgent | B | 12 | 2036 | 5 | 1 | 2.2 | 4711 | 26011
General Lighting | General - LED fittings & Luminaires | Town TA | 2 | Medium | B | 16 | 2040 | 5 | 3 | 3.2 | 24432 | 29528
Fire Safety Systems | Fire Extinguishers - CO2 | Town CA | 1 | Urgent | B | 2 | 2026 | 5 | 1 | 2.2 | 4712 | 12582
LV Distribution | Sub Distribution Board | Town NM | 1 | High | B | 1 | 2025 | 5 | 2 | 2.7 | 14007 | 3717
LV Distribution | Sub Distribution Board | Town E | 1 | High | D | 1 | 2025 | 3 | 2 | 2.1 | 1150 | 786
Roller Shutters | Internal Electric Roller Shutter | Town SY | 1 | Medium | B | 15 | 2039 | 5 | 3 | 3.2 | 24433 | 28423
Central Heating | Fan - Axial | Town SZ | 1 | High | B | 1 | 2025 | 5 | 2 | 2.7 | 14008 | 3718
Roller Shutters | External Manual Roller Shutter | Town N | 1 | High | B | 23 | 2047 | 5 | 2 | 2.7 | 14009 | 33201
General Lighting | General - LED fittings & Luminaires | Town TH | 16 | Medium | B | 18 | 2042 | 5 | 3 | 3.2 | 24434 | 30944
Barriers & Guardrails | Vehicle Crash Protection Barrier | Town NK | 1 | V Low | B | 14 | 2038 | 5 | 4 | 3.7 | 33028 | 27694
Emergency Lighting | Self Contained - LED | Town NM | 3 | Urgent | B | 19 | 2043 | 5 | 1 | 2.2 | 4713 | 31067
Emergency Lighting | Illuminated Fire Exit Signage | Town TC | 2 | Urgent | B | 15 | 2039 | 5 | 1 | 2.2 | 4714 | 27858
Local and Special Ventilation | Fan - Axial | Town TB | 1 | Medium | B | 5 | 2029 | 5 | 3 | 3.2 | 24435 | 15080
Air Conditioning | Multi-Split Evaporator - Split Systems/Heat Pumps - Air-cooled with Direct Expansion Evaporator (DX) | Town TF | 1 | Medium | B | 6 | 2030 | 5 | 3 | 3.2 | 24436 | 18643
External Doors | Entrance Doors | Town TA | 1 | High | B | 11 | 2035 | 5 | 2 | 2.7 | 14010 | 24392
Central Heating | Fan - Axial | Town DH | 1 | High | B | 1 | 2025 | 5 | 2 | 2.7 | 14011 | 3719
General Lighting | General - LED fittings & Luminaires | Town TF | 5 | Medium | B | 16 | 2040 | 5 | 3 | 3.2 | 24437 | 29529
Heat Emitters | Electric Heaters | Town M | 5 | Medium | B | 1 | 2025 | 5 | 3 | 3.2 | 24438 | 8003
Heat Emitters | Electric Heaters | Town M | 4 | Medium | B | 1 | 2025 | 5 | 3 | 3.2 | 24439 | 8004
Local and Special Ventilation | Fan - General Ventilation | Town SY | 1 | Medium | B | 5 | 2029 | 5 | 3 | 3.2 | 24440 | 15081
Fire Safety Systems | Manual and Automatic Doors - Emergency and Panic Escape Doors | Town TI | 1 | Urgent | B | 6 | 2030 | 5 | 1 | 2.2 | 4715 | 16326
Emergency Lighting | Self Contained - LED | Town M | 5 | Urgent | B | 21 | 2045 | 5 | 1 | 2.2 | 4716 | 32044
Heat Emitters | Electric Heaters | Town QO | 1 | Medium | B | 1 | 2025 | 5 | 3 | 3.2 | 24441 | 8005
General Lighting | General - LED fittings & Luminaires | Town II | 2 | Medium | B | 2 | 2026 | 5 | 3 | 3.2 | 24442 | 13080
Fire Safety Systems | Manual and Automatic Doors - Emergency and Panic Escape Doors | Town NK | 1 | Urgent | B | 1 | 2025 | 5 | 1 | 2.2 | 4717 | 1319
Security Systems | Manual and Automatic Doors - High Security Door | Town CA | 1 | High | B | 11 | 2035 | 5 | 2 | 2.7 | 14012 | 24393
Emergency Lighting | Self Contained - LED | Town TA | 2 | Urgent | B | 21 | 2045 | 5 | 1 | 2.2 | 4718 | 32045
Fire Safety Systems | Fire Extinguishers - CO2 | Town N | 3 | Urgent | B | 6 | 2030 | 5 | 1 | 2.2 | 4719 | 16327
General Lighting | General - LED fittings & Luminaires | Town NM | 30 | Medium | B | 6 | 2030 | 5 | 3 | 3.2 | 24443 | 18644
General Lighting | General - LED fittings & Luminaires | Town TF | 2 | Medium | B | 3 | 2027 | 5 | 3 | 3.2 | 24444 | 13531
Emergency Lighting | Self Contained - LED | Town II | 1 | Urgent | B | 17 | 2041 | 5 | 1 | 2.2 | 4720 | 30093
Heat Emitters | Fan Convector - Electric | Town QO | 1 | Medium | B | 10 | 2034 | 5 | 3 | 3.2 | 24445 | 22800
Local and Special Ventilation | Fan - Axial | Town NM | 1 | Medium | B | 1 | 2025 | 5 | 3 | 3.2 | 24446 | 8006
Emergency Lighting | Illuminated Fire Exit Signage | Town NM | 2 | Urgent | B | 14 | 2038 | 5 | 1 | 2.2 | 4721 | 27364
LV Distribution | Sub Distribution Board | Town TA | 1 | High | B | 11 | 2035 | 5 | 2 | 2.7 | 14013 | 24394
Heat Emitters | Radiators - Steel | Town TA | 1 | Medium | B | 6 | 2030 | 5 | 3 | 3.2 | 24447 | 18645
Air Conditioning | Single-Split Condenser - Split Systems/Heat Pumps - Air-cooled with Direct Expansion Evaporator (DX) | Town TF | 1 | Medium | B | 6 | 2030 | 5 | 3 | 3.2 | 24448 | 18646
LV Distribution | Sub Distribution Board | Town NM | 1 | High | B | 6 | 2030 | 5 | 2 | 2.7 | 14014 | 17579
LV Distribution | Sub Distribution Board | Town TF | 1 | High | B | 1 | 2025 | 5 | 2 | 2.7 | 14015 | 3720
Heat Emitters | Fan Convector - Electric | Town TD | 1 | Medium | B | 6 | 2030 | 5 | 3 | 3.2 | 24449 | 18647
Local and Special Ventilation | Fan - Extract | Town CU | 1 | Medium | DX | 1 | 2025 | 1 | 3 | 2 | 873 | 585
External Lighting | General - LED | Town NK | 3 | Medium | B | 1 | 2025 | 5 | 3 | 3.2 | 24450 | 8007
General Lighting | General - LED fittings & Luminaires | Town II | 13 | Medium | B | 1 | 2025 | 5 | 3 | 3.2 | 24451 | 8008
Local Hot Water | Package Electric Water Heaters - Non-Drinking Water | Town QO | 1 | Medium | CX | 1 | 2025 | 2 | 3 | 2.3 | 10166 | 2110
Local and Special Ventilation | Fan - Axial | Town TF | 1 | Medium | B | 1 | 2025 | 5 | 3 | 3.2 | 24452 | 8009
Emergency Lighting | Self Contained - LED | Town TE | 3 | Urgent | B | 21 | 2045 | 5 | 1 | 2.2 | 4722 | 32046
Emergency Lighting | Illuminated Fire Exit Signage | Town TI | 3 | Urgent | B | 10 | 2034 | 5 | 1 | 2.2 | 4723 | 22052
Roller Shutters | External Manual Roller Shutter - 24 High x 25 Wide | Town II | 1 | Urgent | C | 1 | 2025 | 4 | 1 | 1.9 | 644 | 467
Fire Safety Systems | Manual and Automatic Doors - Emergency and Panic Escape Doors | Town II | 1 | Urgent | B | 7 | 2031 | 5 | 1 | 2.2 | 4724 | 19311
General Lighting | General - LED fittings & Luminaires | Town DH | 99 | Medium | B | 10 | 2034 | 5 | 3 | 3.2 | 24453 | 22801
Local Hot Water | Package Electric Water Heaters - Non-Drinking Water | Town TF | 1 | Medium | CX | 1 | 2025 | 2 | 3 | 2.3 | 10167 | 2111
Fire Safety Systems | Fire Alarm System | Town N | 1 | Urgent | B | 11 | 2035 | 5 | 1 | 2.2 | 4725 | 23604
Emergency Lighting | Self Contained - Non LED | Town TH | 2 | Urgent | B | 2 | 2026 | 5 | 1 | 2.2 | 4726 | 12583
Emergency Lighting | Self Contained - LED | Town TC | 10 | Urgent | B | 20 | 2044 | 5 | 1 | 2.2 | 4727 | 31471
Air Conditioning | Multi-Split Condenser - Split Systems/Heat Pumps - Air-cooled with Direct Expansion Evaporator (DX) | Town NM | 1 | Medium | B | 3 | 2027 | 5 | 3 | 3.2 | 24454 | 13532
Air Conditioning | Multi-Split Condenser - Split Systems/Heat Pumps - Air-cooled with Direct Expansion Evaporator (DX) | Town QO | 1 | Medium | B | 10 | 2034 | 5 | 3 | 3.2 | 24455 | 22802
LV Distribution | Main Distribution Board | Town QO | 1 | High | D | 1 | 2025 | 3 | 2 | 2.1 | 1151 | 787
Heat Emitters | Gas Fired Unit Heaters | Town SZ | 1 | Medium | B | 1 | 2025 | 5 | 3 | 3.2 | 24456 | 8010
General Lighting | General - LED fittings & Luminaires | Town TG | 1 | Medium | B | 1 | 2025 | 5 | 3 | 3.2 | 24457 | 8011
General Lighting | General - LED fittings & Luminaires | Town TA | 1 | Medium | B | 16 | 2040 | 5 | 3 | 3.2 | 24458 | 29530
Emergency Lighting | Illuminated Fire Exit Signage | Town II | 1 | Urgent | B | 11 | 2035 | 5 | 1 | 2.2 | 4728 | 23605
Fire Safety Systems | Fire Extinguishers - Foam | Town NM | 3 | Urgent | B | 7 | 2031 | 5 | 1 | 2.2 | 4729 | 19312
General Lighting | General - LED fittings & Luminaires | Town II | 14 | Medium | B | 1 | 2025 | 5 | 3 | 3.2 | 24459 | 8012
Heat Emitters | Gas Fired Natural and Fan Assisted Heaters | Town CA | 1 | Medium | B | 1 | 2025 | 5 | 3 | 3.2 | 24460 | 8013
Roller Shutters | Internal Electric Roller Shutter | Town CA | 1 | Medium | B | 17 | 2041 | 5 | 3 | 3.2 | 24461 | 30471
Roller Shutters | External Window Shutters - Manual | Town M | 1 | Medium | B | 6 | 2030 | 5 | 3 | 3.2 | 24462 | 18648
Emergency Lighting | Externally Powered - LED | Town II | 3 | Urgent | B | 23 | 2047 | 5 | 1 | 2.2 | 4730 | 33099
General Lighting | General - LED fittings & Luminaires | Town CA | 5 | Medium | B | 16 | 2040 | 5 | 3 | 3.2 | 24463 | 29531
Roller Shutters | External Window Shutters - Manual | Town CU | 1 | Medium | B | 1 | 2025 | 5 | 3 | 3.2 | 24464 | 8014
Barriers & Guardrails | Vehicle Crash Protection Barrier | Town TH | 1 | V Low | B | 1 | 2025 | 5 | 4 | 3.7 | 33029 | 11985
Barriers & Guardrails | Vehicle Crash Protection Barrier | Town NK | 1 | V Low | B | 14 | 2038 | 5 | 4 | 3.7 | 33030 | 27695
LV Distribution | Sub Distribution Board | Town M | 1 | High | B | 1 | 2025 | 5 | 2 | 2.7 | 14016 | 3721
Roller Shutters | Internal Electric Roller Shutter | Town QO | 1 | Medium | C | 11 | 2035 | 4 | 3 | 2.9 | 18615 | 24869
LV Distribution | Sub Distribution Board | Town CA | 1 | High | B | 12 | 2036 | 5 | 2 | 2.7 | 14017 | 26188
External Doors | Entrance Doors | Town TA | 1 | High | B | 11 | 2035 | 5 | 2 | 2.7 | 14018 | 24395
Roller Shutters | Internal Electric Roller Shutter | Town TG | 1 | Medium | B | 11 | 2035 | 5 | 3 | 3.2 | 24465 | 25203
Multi-System Controls | Control Panel - Electrical Services (excluding Electrical Controllers and Pneumatic Relays) | Town DH | 1 | Medium | B | 3 | 2027 | 5 | 3 | 3.2 | 24466 | 13533
Fire Safety Systems | Fire Extinguishers - CO2 | Town II | 2 | Urgent | B | 8 | 2032 | 5 | 1 | 2.2 | 4731 | 20407
External Lighting | General - Non LED | Town E | 6 | Medium | B | 1 | 2025 | 5 | 3 | 3.2 | 24467 | 8015
Emergency Lighting | Self Contained - LED | Town SY | 1 | Urgent | B | 15 | 2039 | 5 | 1 | 2.2 | 4732 | 27859
BMS | BMS Control Panel | Town DH | 1 | High | D | 5 | 2029 | 3 | 2 | 2.1 | 1152 | 14291
Fire Safety Systems | Fire Alarm System | Town QO | 1 | Urgent | B | 6 | 2030 | 5 | 1 | 2.2 | 4733 | 16328
AHU - Internal | Central Heating & Cooling - Electric & DX | Town NM | 1 | Medium | B | 6 | 2030 | 5 | 3 | 3.2 | 24468 | 18649
Air Conditioning | Multi-Split Evaporator - Split Systems/Heat Pumps - Air-cooled with Direct Expansion Evaporator (DX) | Town TF | 1 | Medium | B | 6 | 2030 | 5 | 3 | 3.2 | 24469 | 18650
External Doors | Entrance Doors | Town NM | 1 | High | B | 11 | 2035 | 5 | 2 | 2.7 | 14019 | 24396
Emergency Lighting | Illuminated Fire Exit Signage | Town QO | 1 | Urgent | B | 6 | 2030 | 5 | 1 | 2.2 | 4734 | 16329
Emergency Lighting | Illuminated Fire Exit Signage | Town QO | 4 | Urgent | B | 6 | 2030 | 5 | 1 | 2.2 | 4735 | 16330
Roller Shutters | External Manual Roller Shutter | Town SZ | 1 | High | C | 14 | 2038 | 4 | 2 | 2.4 | 10544 | 27406
Local and Special Ventilation | Fan - Window / Wall Mounted | Town TA | 1 | Medium | B | 1 | 2025 | 5 | 3 | 3.2 | 24470 | 8016
Roller Shutters | External Manual Roller Shutter | Town QO | 1 | High | B | 1 | 2025 | 5 | 2 | 2.7 | 14020 | 3722
Air Conditioning | Single-Split Evaporator - Split Systems/Heat Pumps - Air-cooled with Direct Expansion Evaporator (DX) | Town E | 1 | Medium | D | 1 | 2025 | 3 | 3 | 2.6 | 11114 | 2627
LV Distribution | Main Distribution Board | Town QO | 1 | High | B | 15 | 2039 | 5 | 2 | 2.7 | 14021 | 28154
LV Distribution | Main Distribution Board | Town SY | 1 | High | B | 10 | 2034 | 5 | 2 | 2.7 | 14022 | 22359
Boiler | Atmospheric Gas Burner/Condensing Combination Boiler (domestic type) | Town TC | 1 | High | B | 1 | 2025 | 5 | 2 | 2.7 | 14023 | 3723
Fire Safety Systems | Fire Alarm System | Town SY | 1 | Urgent | B | 5 | 2029 | 5 | 1 | 2.2 | 4736 | 14370
Heat Emitters | Electric Heaters | Town TJ | 7 | Medium | C | 1 | 2025 | 4 | 3 | 2.9 | 18616 | 5534
Emergency Lighting | Self Contained - LED | Town E | 4 | Urgent | B | 15 | 2039 | 5 | 1 | 2.2 | 4737 | 27860
Emergency Lighting | Self Contained - LED | Town II | 1 | Urgent | B | 19 | 2043 | 5 | 1 | 2.2 | 4738 | 31068
Heat Emitters | LTHW Overdoor Air Curtain/Heater | Town II | 1 | High | D | 1 | 2025 | 3 | 2 | 2.1 | 1153 | 788
Local Hot Water | Package Electric Water Heaters - Non-Drinking Water | Town J | 1 | Medium | B | 8 | 2032 | 5 | 3 | 3.2 | 24471 | 20947
Roller Shutters | External Electric Roller Shutter | Town N | 1 | High | B | 10 | 2034 | 5 | 2 | 2.7 | 14024 | 22360
Barriers & Guardrails | Vehicle Crash Protection Barrier | Town TH | 1 | V Low | B | 1 | 2025 | 5 | 4 | 3.7 | 33031 | 11986
General Lighting | General - LED fittings & Luminaires | Town TG | 2 | Medium | B | 1 | 2025 | 5 | 3 | 3.2 | 24472 | 8017
Local and Special Ventilation | Unit extract fans | Town E | 1 | Medium | DX | 1 | 2025 | 1 | 3 | 2 | 874 | 586
Local and Special Ventilation | Unit extract fans | Town DH | 1 | Medium | B | 1 | 2025 | 5 | 3 | 3.2 | 24473 | 8018
Fire Safety Systems | Manual and Automatic Doors - Emergency and Panic Escape Doors | Town TD | 1 | Urgent | B | 16 | 2040 | 5 | 1 | 2.2 | 4739 | 28785
Heat Emitters | Electric Heaters | Town TH | 3 | Medium | C | 1 | 2025 | 4 | 3 | 2.9 | 18617 | 5535
LV Distribution | Sub Distribution Board | Town DH | 1 | High | D | 3 | 2027 | 3 | 2 | 2.1 | 1154 | 13263
Fire Safety Systems | Manual and Automatic Doors - Emergency and Panic Escape Doors | Town QO | 1 | Urgent | B | 30 | 2054 | 5 | 1 | 2.2 | 4740 | 33675
Air Conditioning | Single-Split Condenser - Split Systems/Heat Pumps - Air-cooled with Direct Expansion Evaporator (DX) | Town TH | 1 | Medium | B | 9 | 2033 | 5 | 3 | 3.2 | 24474 | 21761
LV Distribution | Sub Distribution Board | Town M | 1 | High | B | 11 | 2035 | 5 | 2 | 2.7 | 14025 | 24397
Roller Shutters | External Window Shutters - Manual | Town M | 1 | Medium | B | 1 | 2025 | 5 | 3 | 3.2 | 24475 | 8019
Emergency Lighting | Self Contained - LED | Town NM | 7 | Urgent | B | 19 | 2043 | 5 | 1 | 2.2 | 4741 | 31069
Roller Shutters | External Electric Roller Shutter | Town E | 1 | High | B | 6 | 2030 | 5 | 2 | 2.7 | 14026 | 17580
Local and Special Ventilation | Unit extract fans | Town E | 1 | Medium | B | 1 | 2025 | 5 | 3 | 3.2 | 24476 | 8020
Roller Shutters | External Window Shutters - Manual | Town M | 1 | Medium | B | 6 | 2030 | 5 | 3 | 3.2 | 24477 | 18651
Barriers & Guardrails | Vehicle Crash Protection Barrier | Town TH | 1 | V Low | B | 1 | 2025 | 5 | 4 | 3.7 | 33032 | 11987
Central Heating | Fan - Axial | Town E | 1 | High | B | 1 | 2025 | 5 | 2 | 2.7 | 14027 | 3724
LV Distribution | Sub Distribution Board | Town E | 1 | High | C | 1 | 2025 | 4 | 2 | 2.4 | 10545 | 2400
Multi-System Controls | Instrumental Control Panel | Town CA | 1 | Medium | B | 16 | 2040 | 5 | 3 | 3.2 | 24478 | 29532
External Doors | Entrance Doors | Town TI | 1 | High | B | 6 | 2030 | 5 | 2 | 2.7 | 14028 | 17581
Fire Safety Systems | Fire Extinguishers - CO2 | Town E | 2 | Urgent | B | 7 | 2031 | 5 | 1 | 2.2 | 4742 | 19313
Fire Safety Systems | Fire Extinguishers - CO2 | Town QO | 3 | Urgent | B | 7 | 2031 | 5 | 1 | 2.2 | 4743 | 19314
Emergency Lighting | Self Contained - Non LED | Town II | 2 | Urgent | B | 19 | 2043 | 5 | 1 | 2.2 | 4744 | 31070
External Doors | Manual and Automatic Doors - Auto / Powered Sliding Doors | Town NM | 1 | High | B | 11 | 2035 | 5 | 2 | 2.7 | 14029 | 24398
Boiler | Atmospheric Gas Burner/Condensing Combination Boiler (domestic type) | Town QO | 1 | High | A | 10 | 2034 | 6 | 2 | 3 | 19553 | 22542
Emergency Lighting | Self Contained - LED | Town QO | 7 | Urgent | B | 20 | 2044 | 5 | 1 | 2.2 | 4745 | 31472
Fire Safety Systems | Fire Extinguishers - Foam | Town QO | 1 | Urgent | B | 5 | 2029 | 5 | 1 | 2.2 | 4746 | 14371
Air Conditioning | Single-Split Evaporator - Split Systems/Heat Pumps - Air-cooled with Direct Expansion Evaporator (DX) | Town TD | 1 | Medium | B | 5 | 2029 | 5 | 3 | 3.2 | 24479 | 15082
Local and Special Ventilation | Unit extract fans | Town E | 1 | Medium | D | 1 | 2025 | 3 | 3 | 2.6 | 11115 | 2628
Heat Emitters | Electric Heaters | Town QO | 2 | Medium | B | 1 | 2025 | 5 | 3 | 3.2 | 24480 | 8021
Heat Emitters | Gas Fired Unit Heaters | Town TE | 1 | Medium | B | 1 | 2025 | 5 | 3 | 3.2 | 24481 | 8022
Roller Shutters | External Manual Roller Shutter | Town QO | 1 | High | B | 20 | 2044 | 5 | 2 | 2.7 | 14030 | 31619
Local Hot Water | Instantaneous Electric Water Heater - Non-Drinking Water | Town TI | 1 | Medium | B | 6 | 2030 | 5 | 3 | 3.2 | 24482 | 18652
Emergency Lighting | Self Contained - Non LED | Town DH | 1 | Urgent | B | 8 | 2032 | 5 | 1 | 2.2 | 4747 | 20408
LV Distribution | Sub Distribution Board | Town TF | 1 | High | CX | 1 | 2025 | 2 | 2 | 1.8 | 513 | 412
Roller Shutters | External Manual Roller Shutter | Town TI | 1 | High | B | 1 | 2025 | 5 | 2 | 2.7 | 14031 | 3725
General Lighting | General - LED fittings & Luminaires | Town NM | 7 | Medium | B | 14 | 2038 | 5 | 3 | 3.2 | 24483 | 27565
Fire Safety Systems | Fire Extinguishers - Foam | Town TB | 3 | Urgent | B | 9 | 2033 | 5 | 1 | 2.2 | 4748 | 21323
LV Distribution | Sub Distribution Board | Town II | 1 | High | B | 14 | 2038 | 5 | 2 | 2.7 | 14032 | 27452
Fire Safety Systems | Fire Alarm Panel / Repeater | Town TB | 1 | Urgent | B | 5 | 2029 | 5 | 1 | 2.2 | 4749 | 14372
LV Distribution | Sub Distribution Board | Town II | 1 | High | B | 1 | 2025 | 5 | 2 | 2.7 | 14033 | 3726
Local and Special Ventilation | Fan - Extract | Town M | 1 | Medium | B | 11 | 2035 | 5 | 3 | 3.2 | 24484 | 25204
Barriers & Guardrails | Vehicle Crash Protection Barrier | Town NK | 1 | V Low | B | 14 | 2038 | 5 | 4 | 3.7 | 33033 | 27696
Heat Emitters | Electric Heaters | Town NK | 3 | Medium | B | 8 | 2032 | 5 | 3 | 3.2 | 24485 | 20948
LV Distribution | Sub Distribution Board | Town TR | 1 | High | B | 10 | 2034 | 5 | 2 | 2.7 | 14034 | 22361
LV Distribution | Sub Distribution Board | Town TO | 1 | High | D | 1 | 2025 | 3 | 2 | 2.1 | 1155 | 789
Local and Special Ventilation | Fan - Kitchen Extract | Town TR | 1 | Low | B | 5 | 2029 | 5 | 4 | 3.7 | 33034 | 15622
Heat Emitters | Gas Fired Natural and Fan Assisted Heaters | Town TO | 1 | Medium | B | 9 | 2033 | 5 | 3 | 3.2 | 24486 | 21762
Local Hot Water | Package Electric Water Heaters - Non-Drinking Water | Town TM | 1 | Medium | B | 4 | 2028 | 5 | 3 | 3.2 | 24487 | 14113
Local and Special Ventilation | Fan - Extract | Town FM | 1 | Medium | CX | 1 | 2025 | 2 | 3 | 2.3 | 10168 | 2112
LV Distribution | Sub Distribution Board | Town TO | 1 | High | B | 12 | 2036 | 5 | 2 | 2.7 | 14035 | 26189
External Doors | Manual and Automatic Doors - Auto / Powered Sliding Doors | Town TK | 1 | High | B | 27 | 2051 | 5 | 2 | 2.7 | 14036 | 33571
Roller Shutters | Internal Electric Roller Shutter | Town TP | 1 | Medium | B | 5 | 2029 | 5 | 3 | 3.2 | 24488 | 15083
Local and Special Ventilation | Fan - Extract | Town TK | 1 | Medium | B | 1 | 2025 | 5 | 3 | 3.2 | 24489 | 8023
LV Distribution | Main Switch Panel at Supply Intake | Town TQ | 1 | Medium | B | 6 | 2030 | 5 | 3 | 3.2 | 24490 | 18653
Roller Shutters | External Electric Roller Shutter | Town FM | 1 | High | B | 7 | 2031 | 5 | 2 | 2.7 | 14037 | 19625
Emergency Lighting | Self Contained - LED | Town TL | 17 | Urgent | B | 23 | 2047 | 5 | 1 | 2.2 | 4750 | 33100
External Lighting | General - Non LED | Town TO | 1 | Medium | B | 1 | 2025 | 5 | 3 | 3.2 | 24491 | 8024
Air Conditioning | Multi-Split Condenser - Split Systems/Heat Pumps - Air-cooled with Direct Expansion Evaporator (DX) | Town TL | 1 | Medium | B | 7 | 2031 | 5 | 3 | 3.2 | 24492 | 19932
General Lighting | General - LED fittings & Luminaires | Town TM | 9 | Medium | B | 14 | 2038 | 5 | 3 | 3.2 | 24493 | 27566
AHU - Internal | Central Heating & Cooling - Electric & DX | Town TR | 1 | Medium | B | 12 | 2036 | 5 | 3 | 3.2 | 24494 | 26495
Central Ventilation Systems | Fan - General Ventilation | Town TR | 1 | Low | B | 1 | 2025 | 5 | 4 | 3.7 | 33035 | 11988
Central Ventilation Systems | Fan - General Ventilation | Town TL | 1 | Low | B | 1 | 2025 | 5 | 4 | 3.7 | 33036 | 11989
Heat Emitters | Fan Convector - Electric | Town TK | 1 | Medium | B | 1 | 2025 | 5 | 3 | 3.2 | 24495 | 8025
Local and Special Ventilation | Unit extract fans | Town TQ | 1 | Medium | B | 5 | 2029 | 5 | 3 | 3.2 | 24496 | 15084
Local and Special Ventilation | Fan - Extract | Town TK | 1 | Medium | B | 1 | 2025 | 5 | 3 | 3.2 | 24497 | 8026
General Lighting | General - LED fittings & Luminaires | Town TK | 59 | Medium | B | 1 | 2025 | 5 | 3 | 3.2 | 24498 | 8027
Local and Special Ventilation | Fan - Axial | Town TQ | 1 | Medium | B | 1 | 2025 | 5 | 3 | 3.2 | 24499 | 8028
Heat Emitters | Electric Heaters | Town TQ | 1 | Medium | A | 8 | 2032 | 6 | 3 | 3.5 | 32522 | 21171
Fire Safety Systems | Fire Extinguishers - Powder | Town TO | 4 | Urgent | B | 2 | 2026 | 5 | 1 | 2.2 | 4751 | 12584
Fire Safety Systems | Fire Extinguishers - Foam | Town TM | 6 | Urgent | B | 2 | 2026 | 5 | 1 | 2.2 | 4752 | 12585
External Doors | Manual and Automatic Doors - Auto / Powered Sliding Doors | Town TQ | 1 | High | C | 21 | 2045 | 4 | 2 | 2.4 | 10546 | 32512
Emergency Lighting | Self Contained - LED | Town TQ | 8 | Urgent | B | 22 | 2046 | 5 | 1 | 2.2 | 4753 | 32900
Heat Emitters | Gas Fired Natural and Fan Assisted Heaters | Town TK | 1 | Medium | B | 1 | 2025 | 5 | 3 | 3.2 | 24500 | 8029
Central Ventilation Systems | Fan - General Ventilation | Town TO | 1 | Low | B | 1 | 2025 | 5 | 4 | 3.7 | 33037 | 11990
LV Distribution | Main Distribution Board | Town TS | 1 | High | B | 1 | 2025 | 5 | 2 | 2.7 | 14038 | 3727
Heat Emitters | Electric Heaters | Town FM | 3 | Medium | B | 1 | 2025 | 5 | 3 | 3.2 | 24501 | 8030
LV Distribution | Main Distribution Board | Town TS | 1 | High | B | 1 | 2025 | 5 | 2 | 2.7 | 14039 | 3728
Fire Safety Systems | Fire Alarm Panel / Repeater | Town TQ | 1 | Urgent | B | 6 | 2030 | 5 | 1 | 2.2 | 4754 | 16331
Central Ventilation Systems | Fan - General Ventilation | Town TL | 1 | Low | B | 1 | 2025 | 5 | 4 | 3.7 | 33038 | 11991
Central Ventilation Systems | Fan - General Ventilation | Town TR | 1 | Low | B | 1 | 2025 | 5 | 4 | 3.7 | 33039 | 11992
Roller Shutters | External Manual Roller Shutter | Town TM | 1 | High | B | 1 | 2025 | 5 | 2 | 2.7 | 14040 | 3729
Roller Shutters | Internal Electric Roller Shutter | Town TQ | 1 | Medium | B | 15 | 2039 | 5 | 3 | 3.2 | 24502 | 28424
Fire Safety Systems | Manual and Automatic Doors - Emergency and Panic Escape Doors | Town TN | 1 | Urgent | B | 30 | 2054 | 5 | 1 | 2.2 | 4755 | 33676
Access Control | Door Lock / Keypad / Manual | Town TR | 1 | Medium | B | 14 | 2038 | 5 | 3 | 3.2 | 24503 | 27567
Emergency Lighting | Illuminated Fire Exit Signage | Town TO | 2 | Urgent | B | 12 | 2036 | 5 | 1 | 2.2 | 4756 | 26012
LV Distribution | Sub Distribution Board | Town TQ | 1 | High | B | 1 | 2025 | 5 | 2 | 2.7 | 14041 | 3730
Emergency Lighting | Illuminated Fire Exit Signage | Town TP | 1 | Urgent | B | 18 | 2042 | 5 | 1 | 2.2 | 4757 | 30644
General Lighting | General - LED fittings & Luminaires | Town TR | 11 | Medium | B | 18 | 2042 | 5 | 3 | 3.2 | 24504 | 30945
General Lighting | General - LED fittings & Luminaires | Town TP | 7 | Medium | B | 18 | 2042 | 5 | 3 | 3.2 | 24505 | 30946
Heat Emitters | Radiators - Steel | Town TP | 3 | Medium | B | 5 | 2029 | 5 | 3 | 3.2 | 24506 | 15085
General Lighting | General - LED fittings & Luminaires | Town TQ | 87 | Medium | B | 15 | 2039 | 5 | 3 | 3.2 | 24507 | 28425
General Lighting | General - LED fittings & Luminaires | Town TK | 17 | Medium | B | 14 | 2038 | 5 | 3 | 3.2 | 24508 | 27568
Emergency Lighting | Self Contained - Non LED | Town TO | 8 | Urgent | B | 1 | 2025 | 5 | 1 | 2.2 | 4758 | 1320
External Lighting | General - Non LED | Town TO | 7 | Medium | B | 1 | 2025 | 5 | 3 | 3.2 | 24509 | 8031
Emergency Lighting | Self Contained - LED | Town TQ | 1 | Urgent | B | 22 | 2046 | 5 | 1 | 2.2 | 4759 | 32901
External Lighting | General - LED | Town TP | 6 | Medium | B | 12 | 2036 | 5 | 3 | 3.2 | 24510 | 26496
Fire Safety Systems | Fire Extinguishers - Foam | Town TQ | 1 | Urgent | B | 7 | 2031 | 5 | 1 | 2.2 | 4760 | 19315
Air Conditioning | Multi-Split Evaporator - Split Systems/Heat Pumps - Air-cooled with Direct Expansion Evaporator (DX) | Town TQ | 1 | Medium | B | 7 | 2031 | 5 | 3 | 3.2 | 24511 | 19933
Emergency Lighting | Self Contained - LED | Town TN | 6 | Urgent | B | 23 | 2047 | 5 | 1 | 2.2 | 4761 | 33101
Local and Special Ventilation | Fan - Kitchen Extract | Town TK | 1 | Low | B | 1 | 2025 | 5 | 4 | 3.7 | 33040 | 11993
LV Distribution | Sub Distribution Board | Town FM | 1 | High | CX | 1 | 2025 | 2 | 2 | 1.8 | 514 | 413
External Doors | Entrance Doors | Town FM | 1 | High | B | 15 | 2039 | 5 | 2 | 2.7 | 14042 | 28155
Emergency Lighting | Self Contained - LED | Town TQ | 18 | Urgent | B | 16 | 2040 | 5 | 1 | 2.2 | 4762 | 28786
Fire Safety Systems | Fire Extinguishers - CO2 | Town TR | 1 | Urgent | B | 6 | 2030 | 5 | 1 | 2.2 | 4763 | 16332
Air Conditioning | Multi-Split Evaporator - Split Systems/Heat Pumps - Air-cooled with Direct Expansion Evaporator (DX) | Town TR | 1 | Medium | DX | 1 | 2025 | 1 | 3 | 2 | 875 | 587
LV Distribution | Main Distribution Board | Town TL | 1 | High | B | 1 | 2025 | 5 | 2 | 2.7 | 14043 | 3731
Boiler | Atmospheric Gas Burner/Condensing Combination Boiler (domestic type) | Town TO | 1 | High | B | 6 | 2030 | 5 | 2 | 2.7 | 14044 | 17582
Local and Special Ventilation | Fan - Extract | Town FM | 1 | Medium | B | 1 | 2025 | 5 | 3 | 3.2 | 24512 | 8032
Access Control | Gate Access - Local Lock / Keypad / Manual (External) | Town TL | 2 | Medium | B | 5 | 2029 | 5 | 3 | 3.2 | 24513 | 15086
LV Distribution | Main Distribution Board | Town TP | 1 | High | B | 1 | 2025 | 5 | 2 | 2.7 | 14045 | 3732
Heat Emitters | Gas Fired Natural and Fan Assisted Heaters | Town TN | 1 | Medium | B | 1 | 2025 | 5 | 3 | 3.2 | 24514 | 8033
Emergency Lighting | Self Contained - LED | Town FM | 11 | Urgent | B | 21 | 2045 | 5 | 1 | 2.2 | 4764 | 32047
Fire Safety Systems | Fire Extinguishers - Foam | Town TL | 1 | Urgent | B | 6 | 2030 | 5 | 1 | 2.2 | 4765 | 16333
LV Distribution | Sub Distribution Board | Town TP | 1 | High | B | 10 | 2034 | 5 | 2 | 2.7 | 14046 | 22362
Multi-System Controls | Instrumental Control Panel | Town TP | 1 | Medium | B | 14 | 2038 | 5 | 3 | 3.2 | 24515 | 27569
General Lighting | General - LED fittings & Luminaires | Town TL | 31 | Medium | B | 18 | 2042 | 5 | 3 | 3.2 | 24516 | 30947
LV Distribution | Main Distribution Board | Town FM | 1 | High | B | 17 | 2041 | 5 | 2 | 2.7 | 14047 | 30318
Heat Emitters | Radiators - Steel | Town TR | 4 | Medium | B | 1 | 2025 | 5 | 3 | 3.2 | 24517 | 8034
Fire Safety Systems | Fire Extinguishers - Foam | Town TQ | 7 | Urgent | B | 8 | 2032 | 5 | 1 | 2.2 | 4766 | 20409
LV Distribution | Sub Distribution Board | Town TK | 1 | High | B | 14 | 2038 | 5 | 2 | 2.7 | 14048 | 27453
LV Distribution | Sub Distribution Board | Town TK | 1 | High | B | 1 | 2025 | 5 | 2 | 2.7 | 14049 | 3733
LV Distribution | Main Distribution Board | Town TQ | 1 | High | B | 10 | 2034 | 5 | 2 | 2.7 | 14050 | 22363
Local and Special Ventilation | Fan - Extract | Town TS | 1 | Medium | B | 6 | 2030 | 5 | 3 | 3.2 | 24518 | 18654
Emergency Lighting | Illuminated Fire Exit Signage | Town TK | 3 | Urgent | B | 12 | 2036 | 5 | 1 | 2.2 | 4767 | 26013
Heat Emitters | Radiators - Steel | Town FM | 10 | Medium | B | 2 | 2026 | 5 | 3 | 3.2 | 24519 | 13081
LV Distribution | Sub Distribution Board | Town TM | 1 | High | D | 1 | 2025 | 3 | 2 | 2.1 | 1156 | 790
Heat Emitters | Gas Fired Unit Heaters | Town TS | 1 | Medium | B | 1 | 2025 | 5 | 3 | 3.2 | 24520 | 8035
Local Hot Water | Package Electric Water Heaters - Non-Drinking Water | Town TK | 1 | Medium | B | 6 | 2030 | 5 | 3 | 3.2 | 24521 | 18655
LV Distribution | Main Distribution Board | Town TQ | 1 | High | B | 10 | 2034 | 5 | 2 | 2.7 | 14051 | 22364
LV Distribution | Main Switch Panel at Supply Intake | Town TQ | 1 | Medium | B | 6 | 2030 | 5 | 3 | 3.2 | 24522 | 18656
Local and Special Ventilation | Fan - Kitchen Extract | Town TL | 1 | Low | B | 5 | 2029 | 5 | 4 | 3.7 | 33041 | 15623
Central Ventilation Systems | Fan - General Ventilation | Town TL | 1 | Low | B | 1 | 2025 | 5 | 4 | 3.7 | 33042 | 11994
LV Distribution | Main Distribution Board | Town TR | 1 | High | B | 1 | 2025 | 5 | 2 | 2.7 | 14052 | 3734
External Doors | Manual and Automatic Doors - Auto / Powered Sliding Doors | Town TS | 1 | High | B | 16 | 2040 | 5 | 2 | 2.7 | 14053 | 29169
External Doors | Entrance Doors | Town FM | 1 | High | CX | 5 | 2029 | 2 | 2 | 1.8 | 515 | 14275
Heat Emitters | Electric Heaters | Town TM | 4 | Medium | B | 2 | 2026 | 5 | 3 | 3.2 | 24523 | 13082
Fire Safety Systems | Fire Extinguishers - Foam | Town TO | 3 | Urgent | B | 2 | 2026 | 5 | 1 | 2.2 | 4768 | 12586
Fire Safety Systems | Fire Extinguishers - Foam | Town TK | 5 | Urgent | B | 2 | 2026 | 5 | 1 | 2.2 | 4769 | 12587
LV Distribution | Main Distribution Board | Town LQ | 1 | High | B | 1 | 2025 | 5 | 2 | 2.7 | 14054 | 3735
Local Hot Water | Instantaneous Electric Water Heater - Non-Drinking Water | Town DE | 1 | Medium | B | 5 | 2029 | 5 | 3 | 3.2 | 24524 | 15087
External Doors | Entrance Doors | Town CW | 1 | High | C | 1 | 2025 | 4 | 2 | 2.4 | 10547 | 2401
Air Conditioning | Single-Split Condenser - Split Systems/Heat Pumps - Air-cooled with Direct Expansion Evaporator (DX) | Town ST | 1 | Medium | B | 5 | 2029 | 5 | 3 | 3.2 | 24525 | 15088
Heat Emitters | Gas Fired Unit Heaters | Town TU | 1 | Medium | B | 6 | 2030 | 5 | 3 | 3.2 | 24526 | 18657
LV Distribution | Sub Distribution Board | Town UB | 1 | High | B | 5 | 2029 | 5 | 2 | 2.7 | 14055 | 14641
Burner | Forced draft gas burner | Town CZ | 1 | Medium | B | 1 | 2025 | 5 | 3 | 3.2 | 24527 | 8036
Local Hot Water | Instantaneous Electric Water Heater - Non-Drinking Water | Town UA | 1 | Medium | B | 1 | 2025 | 5 | 3 | 3.2 | 24528 | 8037
LV Distribution | Main Distribution Board | Town CW | 1 | High | B | 1 | 2025 | 5 | 2 | 2.7 | 14056 | 3736
LV Distribution | Sub Distribution Board | Town CZ | 1 | High | A | 18 | 2042 | 6 | 2 | 3 | 19554 | 30908
Central Ventilation Systems | Fan - General Ventilation | Town TW | 1 | Low | B | 3 | 2027 | 5 | 4 | 3.7 | 33043 | 13722
Roller Shutters | Internal Electric Roller Shutter | Town DC | 1 | Medium | B | 1 | 2025 | 5 | 3 | 3.2 | 24529 | 8038
Fire Safety Systems | Fire Alarm Panel / Repeater | Town UC | 1 | Urgent | B | 1 | 2025 | 5 | 1 | 2.2 | 4770 | 1321
Fire Safety Systems | Manual and Automatic Doors - Emergency and Panic Escape Doors | Town TX | 1 | Urgent | B | 21 | 2045 | 5 | 1 | 2.2 | 4771 | 32048
Roller Shutters | External Window Shutters - Manual | Town TT | 1 | Medium | B | 1 | 2025 | 5 | 3 | 3.2 | 24530 | 8039
AHU - Internal | Central Ventilation Systems - Ventilation Only | Town TW | 1 | Medium | B | 1 | 2025 | 5 | 3 | 3.2 | 24531 | 8040
Lifts | Disabled Lift - Hydraulic | Town ST | 1 | High | B | 1 | 2025 | 5 | 2 | 2.7 | 14057 | 3737
Roller Shutters | External Manual Roller Shutter | Town TX | 1 | High | B | 7 | 2031 | 5 | 2 | 2.7 | 14058 | 19626
Fire Safety Systems | Fire Extinguishers - Foam - P50 | Town TW | 4 | Urgent | B | 6 | 2030 | 5 | 1 | 2.2 | 4772 | 16334
Fire Safety Systems | Fire Extinguishers - Foam | Town LQ | 1 | Urgent | B | 6 | 2030 | 5 | 1 | 2.2 | 4773 | 16335
General Lighting | General - LED fittings & Luminaires | Town TY | 6 | Medium | B | 16 | 2040 | 5 | 3 | 3.2 | 24532 | 29533
Heat Emitters | Electric Heaters | Town RZ | 1 | Medium | B | 1 | 2025 | 5 | 3 | 3.2 | 24533 | 8041
External Lighting | General - LED | Town UA | 2 | Medium | CX | 1 | 2025 | 2 | 3 | 2.3 | 10169 | 2113
Roller Shutters | External Manual Roller Shutter | Town UA | 1 | High | B | 1 | 2025 | 5 | 2 | 2.7 | 14059 | 3738
Roller Shutters | External Manual Roller Shutter | Town LQ | 1 | High | B | 1 | 2025 | 5 | 2 | 2.7 | 14060 | 3739
Emergency Lighting | Illuminated Fire Exit Signage | Town DC | 2 | Urgent | B | 16 | 2040 | 5 | 1 | 2.2 | 4774 | 28787
Fire Safety Systems | Fire Extinguishers - Foam | Town UB | 2 | Urgent | B | 6 | 2030 | 5 | 1 | 2.2 | 4775 | 16336
LV Distribution | Sub Distribution Board | Town UD | 1 | High | B | 6 | 2030 | 5 | 2 | 2.7 | 14061 | 17583
Lightning Protection | System | Town TU | 1 | High | B | 21 | 2045 | 5 | 2 | 2.7 | 14062 | 32626
General Lighting | General - LED fittings & Luminaires | Town DE | 79 | Medium | B | 17 | 2041 | 5 | 3 | 3.2 | 24534 | 30472
Heat Emitters | Electric Heaters | Town TV | 1 | Medium | B | 1 | 2025 | 5 | 3 | 3.2 | 24535 | 8042
LV Distribution | Main Distribution Board | Town UB | 1 | High | B | 1 | 2025 | 5 | 2 | 2.7 | 14063 | 3740
External Doors | Manual and Automatic Doors - Auto / Powered Sliding Doors | Town UB | 1 | High | B | 20 | 2044 | 5 | 2 | 2.7 | 14064 | 31620
Security Systems | Manual and Automatic Doors - High Security Door | Town LQ | 1 | High | B | 11 | 2035 | 5 | 2 | 2.7 | 14065 | 24399
Roller Shutters | Internal Electric Roller Shutter | Town TY | 1 | Medium | B | 11 | 2035 | 5 | 3 | 3.2 | 24536 | 25205
General Lighting | General - LED fittings & Luminaires | Town TZ | 36 | Medium | B | 12 | 2036 | 5 | 3 | 3.2 | 24537 | 26497
Local and Special Ventilation | Fan - Kitchen Extract | Town LQ | 1 | Low | B | 1 | 2025 | 5 | 4 | 3.7 | 33044 | 11995
General Lighting | General - LED fittings & Luminaires | Town UD | 2 | Medium | B | 6 | 2030 | 5 | 3 | 3.2 | 24538 | 18658
LV Distribution | Sub Distribution Board | Town TZ | 1 | High | B | 4 | 2028 | 5 | 2 | 2.7 | 14066 | 13940
LV Distribution | Sub Distribution Board | Town UC | 1 | High | B | 1 | 2025 | 5 | 2 | 2.7 | 14067 | 3741
Central Ventilation Systems | Fan - General Ventilation | Town TW | 1 | Low | B | 3 | 2027 | 5 | 4 | 3.7 | 33045 | 13723
General Lighting | General - LED fittings & Luminaires | Town CW | 11 | Medium | B | 15 | 2039 | 5 | 3 | 3.2 | 24539 | 28426
Fire Safety Systems | Fire Extinguishers - Foam | Town DC | 1 | Urgent | B | 6 | 2030 | 5 | 1 | 2.2 | 4776 | 16337
Air Conditioning | Multi-Split Condenser - Split Systems/Heat Pumps - Air-cooled with Direct Expansion Evaporator (DX) | Town TW | 1 | Medium | B | 7 | 2031 | 5 | 3 | 3.2 | 24540 | 19934
Roller Shutters | Internal Electric Roller Shutter | Town TT | 1 | Medium | B | 1 | 2025 | 5 | 3 | 3.2 | 24541 | 8043
Local and Special Ventilation | Fan - Window / Wall Mounted | Town RZ | 1 | Medium | B | 5 | 2029 | 5 | 3 | 3.2 | 24542 | 15089
General Lighting | General - LED fittings & Luminaires | Town TW | 16 | Medium | B | 17 | 2041 | 5 | 3 | 3.2 | 24543 | 30473
Emergency Lighting | Self Contained - Non LED | Town CZ | 12 | Urgent | B | 8 | 2032 | 5 | 1 | 2.2 | 4777 | 20410
Air Conditioning | Single-Split Condenser - Split Systems/Heat Pumps - Air-cooled with Direct Expansion Evaporator (DX) | Town CZ | 1 | Medium | B | 1 | 2025 | 5 | 3 | 3.2 | 24544 | 8044
Multi-System Controls | Instrumental Control Panel | Town TT | 1 | Medium | B | 1 | 2025 | 5 | 3 | 3.2 | 24545 | 8045
LV Distribution | Sub Distribution Board | Town DC | 1 | High | B | 16 | 2040 | 5 | 2 | 2.7 | 14068 | 29170
Fire Safety Systems | Manual and Automatic Doors - Emergency and Panic Escape Doors | Town LQ | 1 | Urgent | B | 11 | 2035 | 5 | 1 | 2.2 | 4778 | 23606
Fire Safety Systems | Fire Alarm System | Town LQ | 1 | Urgent | B | 11 | 2035 | 5 | 1 | 2.2 | 4779 | 23607
Emergency Lighting | Illuminated Fire Exit Signage | Town LQ | 1 | Urgent | B | 6 | 2030 | 5 | 1 | 2.2 | 4780 | 16338
Fire Safety Systems | Fire Extinguishers - CO2 | Town TX | 2 | Urgent | B | 2 | 2026 | 5 | 1 | 2.2 | 4781 | 12588
LV Distribution | Sub Distribution Board | Town CW | 1 | High | B | 1 | 2025 | 5 | 2 | 2.7 | 14069 | 3742
LV Distribution | Sub Distribution Board | Town DC | 1 | High | B | 4 | 2028 | 5 | 2 | 2.7 | 14070 | 13941
External Doors | Entrance Doors | Town TU | 1 | High | B | 26 | 2050 | 5 | 2 | 2.7 | 14071 | 33498
Roller Shutters | Internal Electric Roller Shutter | Town TY | 1 | Medium | B | 11 | 2035 | 5 | 3 | 3.2 | 24546 | 25206
General Lighting | General - LED fittings & Luminaires | Town TW | 17 | Medium | B | 10 | 2034 | 5 | 3 | 3.2 | 24547 | 22803
Emergency Lighting | Self Contained - Non LED | Town UC | 1 | Urgent | B | 1 | 2025 | 5 | 1 | 2.2 | 4782 | 1322
Fire Safety Systems | Fire Extinguishers - CO2 | Town DC | 2 | Urgent | B | 6 | 2030 | 5 | 1 | 2.2 | 4783 | 16339
Heat Emitters | Radiators - Steel | Town UC | 3 | Medium | B | 1 | 2025 | 5 | 3 | 3.2 | 24548 | 8046
Emergency Lighting | Illuminated Fire Exit Signage | Town LQ | 4 | Urgent | B | 6 | 2030 | 5 | 1 | 2.2 | 4784 | 16340
Fire Safety Systems | Fire Extinguishers - Foam | Town UB | 3 | Urgent | B | 6 | 2030 | 5 | 1 | 2.2 | 4785 | 16341
Fire Safety Systems | Fire Extinguishers - CO2 | Town UE | 1 | Urgent | B | 6 | 2030 | 5 | 1 | 2.2 | 4786 | 16342
Fire Safety Systems | Fire Extinguishers - CO2 | Town DG | 2 | Urgent | B | 5 | 2029 | 5 | 1 | 2.2 | 4787 | 14373
AHU - Internal | Central Air Conditioning - Gas Fired | Town UC | 1 | Medium | C | 1 | 2025 | 4 | 3 | 2.9 | 18618 | 5536
Roller Shutters | External Electric Roller Shutter | Town TV | 1 | High | B | 16 | 2040 | 5 | 2 | 2.7 | 14072 | 29171
General Lighting | General - LED fittings & Luminaires | Town TX | 4 | Medium | B | 1 | 2025 | 5 | 3 | 3.2 | 24549 | 8047
AHU - Internal | Central Heating & Cooling - LTHW & DX | Town TT | 1 | High | B | 1 | 2025 | 5 | 2 | 2.7 | 14073 | 3743
Lifts | Passenger Lift Hydraulic - Electric | Town UC | 1 | Medium | B | 1 | 2025 | 5 | 3 | 3.2 | 24550 | 8048
Fire Safety Systems | Fire Alarm System | Town TY | 1 | Urgent | B | 1 | 2025 | 5 | 1 | 2.2 | 4788 | 1323
Emergency Lighting | Illuminated Fire Exit Signage | Town DC | 1 | Urgent | B | 16 | 2040 | 5 | 1 | 2.2 | 4789 | 28788
Fire Safety Systems | Fire Extinguishers - CO2 | Town TT | 5 | Urgent | B | 6 | 2030 | 5 | 1 | 2.2 | 4790 | 16343
LV Distribution | Main Distribution Board | Town UE | 1 | High | B | 4 | 2028 | 5 | 2 | 2.7 | 14074 | 13942
LV Distribution | Sub Distribution Board | Town TZ | 1 | High | B | 5 | 2029 | 5 | 2 | 2.7 | 14075 | 14642
Emergency Lighting | Self Contained - LED | Town DE | 4 | Urgent | B | 22 | 2046 | 5 | 1 | 2.2 | 4791 | 32902
Local and Special Ventilation | Fan - Axial | Town CZ | 1 | Medium | B | 4 | 2028 | 5 | 3 | 3.2 | 24551 | 14114
Central Ventilation Systems | Fan - Extract | Town DC | 1 | Medium | B | 1 | 2025 | 5 | 3 | 3.2 | 24552 | 8049
Lifts | Disabled Lift - Electric | Town CZ | 1 | High | B | 4 | 2028 | 5 | 2 | 2.7 | 14076 | 13943
Fire Safety Systems | Fire Blanket | Town RZ | 1 | Urgent | B | 2 | 2026 | 5 | 1 | 2.2 | 4792 | 12589
Fire Safety Systems | Fire Extinguishers - Powder | Town LQ | 2 | Urgent | B | 6 | 2030 | 5 | 1 | 2.2 | 4793 | 16344
General Lighting | General - LED fittings & Luminaires | Town UE | 1 | Medium | B | 1 | 2025 | 5 | 3 | 3.2 | 24553 | 8050
Air Conditioning | Single-Split Condenser - Split Systems/Heat Pumps - Air-cooled with Direct Expansion Evaporator (DX) | Town ST | 1 | Medium | B | 5 | 2029 | 5 | 3 | 3.2 | 24554 | 15090
Local and Special Ventilation | Fan - Axial | Town LQ | 1 | Medium | B | 1 | 2025 | 5 | 3 | 3.2 | 24555 | 8051
Local Hot Water | Instantaneous Electric Water Heater - Non-Drinking Water | Town UD | 1 | Medium | B | 1 | 2025 | 5 | 3 | 3.2 | 24556 | 8052
BMS | BMS Operating Station | Town TZ | 1 | High | B | 6 | 2030 | 5 | 2 | 2.7 | 14077 | 17584
Fire Safety Systems | Fire Blanket | Town UB | 1 | Urgent | B | 4 | 2028 | 5 | 1 | 2.2 | 4794 | 13819
Local and Special Ventilation | Fan - Toilet Extract | Town LQ | 1 | Medium | B | 1 | 2025 | 5 | 3 | 3.2 | 24557 | 8053
Roller Shutters | External Electric Roller Shutter | Town LQ | 1 | High | B | 1 | 2025 | 5 | 2 | 2.7 | 14078 | 3744
External Doors | Entrance Doors | Town DE | 1 | High | B | 25 | 2049 | 5 | 2 | 2.7 | 14079 | 33388
Local and Special Ventilation | Fan - Extract | Town TT | 1 | Medium | B | 1 | 2025 | 5 | 3 | 3.2 | 24558 | 8054
Access Control | Gate Access - Local Lock / Keypad / Manual (External) | Town DE | 1 | Medium | B | 5 | 2029 | 5 | 3 | 3.2 | 24559 | 15091
Roller Shutters | External Electric Roller Shutter | Town UA | 1 | High | B | 21 | 2045 | 5 | 2 | 2.7 | 14080 | 32627
Roller Shutters | External Manual Roller Shutter | Town RZ | 1 | High | B | 5 | 2029 | 5 | 2 | 2.7 | 14081 | 14643
Emergency Lighting | Self Contained - Non LED | Town TT | 2 | Urgent | B | 1 | 2025 | 5 | 1 | 2.2 | 4795 | 1324
General Lighting | General - LED fittings & Luminaires | Town DC | 3 | Medium | A | 18 | 2042 | 6 | 3 | 3.5 | 32523 | 31014
Air Conditioning | Single-Split Condenser - Split Systems/Heat Pumps - Air-cooled with Direct Expansion Evaporator (DX) | Town TV | 1 | Medium | B | 9 | 2033 | 5 | 3 | 3.2 | 24560 | 21763
LV Distribution | Sub Distribution Board | Town TT | 1 | High | B | 1 | 2025 | 5 | 2 | 2.7 | 14082 | 3745
Central Ventilation Systems | Fan - General Ventilation | Town TW | 1 | Low | B | 3 | 2027 | 5 | 4 | 3.7 | 33046 | 13724
Roller Shutters | External Manual Roller Shutter | Town RZ | 1 | High | B | 5 | 2029 | 5 | 2 | 2.7 | 14083 | 14644
Heat Emitters | Gas Fired Unit Heaters | Town TU | 1 | Medium | B | 1 | 2025 | 5 | 3 | 3.2 | 24561 | 8055
Air Conditioning | Single-Split Condenser - Split Systems/Heat Pumps - Air-cooled with Direct Expansion Evaporator (DX) | Town TU | 1 | Medium | B | 7 | 2031 | 5 | 3 | 3.2 | 24562 | 19935
Local and Special Ventilation | Fan - Axial | Town CZ | 1 | Medium | B | 4 | 2028 | 5 | 3 | 3.2 | 24563 | 14115
BMS | BMS Control Panel | Town ST | 1 | High | B | 1 | 2025 | 5 | 2 | 2.7 | 14084 | 3746
External Doors | Entrance Doors | Town TT | 1 | High | B | 6 | 2030 | 5 | 2 | 2.7 | 14085 | 17585
Local and Special Ventilation | Fan - Window / Wall Mounted | Town TY | 1 | Medium | B | 1 | 2025 | 5 | 3 | 3.2 | 24564 | 8056
Security Systems | Manual and Automatic Doors - High Security Door | Town TZ | 1 | High | B | 11 | 2035 | 5 | 2 | 2.7 | 14086 | 24400
Access Control | Door Lock / Keypad / Manual | Town TV | 1 | Medium | B | 1 | 2025 | 5 | 3 | 3.2 | 24565 | 8057
External Lighting | General - LED | Town TY | 1 | Medium | B | 7 | 2031 | 5 | 3 | 3.2 | 24566 | 19936
LV Distribution | Sub Distribution Board | Town CZ | 1 | High | B | 12 | 2036 | 5 | 2 | 2.7 | 14087 | 26190
LV Distribution | Sub Distribution Board | Town CZ | 1 | High | B | 1 | 2025 | 5 | 2 | 2.7 | 14088 | 3747
Roller Shutters | External Manual Roller Shutter | Town UD | 1 | High | B | 1 | 2025 | 5 | 2 | 2.7 | 14089 | 3748
Emergency Lighting | Illuminated Fire Exit Signage | Town TY | 1 | Urgent | B | 12 | 2036 | 5 | 1 | 2.2 | 4796 | 26014
LV Distribution | Sub Distribution Board | Town ST | 1 | High | B | 1 | 2025 | 5 | 2 | 2.7 | 14090 | 3749
Boiler | Combination Atmospheric Burner Gas Boiler | Town TW | 1 | High | B | 1 | 2025 | 5 | 2 | 2.7 | 14091 | 3750
Local Hot Water | Package Electric Water Heaters - Non-Drinking Water | Town TU | 1 | Medium | B | 9 | 2033 | 5 | 3 | 3.2 | 24567 | 21764
Local and Special Ventilation | Fan - Window / Wall Mounted | Town TY | 1 | Medium | B | 1 | 2025 | 5 | 3 | 3.2 | 24568 | 8058
LV Distribution | Main Switch Panel at Supply Intake | Town TT | 1 | Medium | B | 1 | 2025 | 5 | 3 | 3.2 | 24569 | 8059
Roller Shutters | External Electric Roller Shutter | Town TV | 1 | High | B | 16 | 2040 | 5 | 2 | 2.7 | 14092 | 29172
Heat Emitters | Electric Heaters | Town RZ | 1 | Medium | B | 3 | 2027 | 5 | 3 | 3.2 | 24570 | 13534
LV Distribution | Sub Distribution Board | Town CW | 1 | High | B | 17 | 2041 | 5 | 2 | 2.7 | 14093 | 30319
Roller Shutters | External Manual Roller Shutter | Town LQ | 1 | High | B | 1 | 2025 | 5 | 2 | 2.7 | 14094 | 3751
Fire Safety Systems | Fire Extinguishers - Foam | Town RZ | 4 | Urgent | B | 7 | 2031 | 5 | 1 | 2.2 | 4797 | 19316
Local Hot Water | Instantaneous Electric Water Heater - Non-Drinking Water | Town DG | 1 | Medium | B | 14 | 2038 | 5 | 3 | 3.2 | 24571 | 27570
Local and Special Ventilation | Fan - Axial | Town LQ | 1 | Medium | B | 1 | 2025 | 5 | 3 | 3.2 | 24572 | 8060
Local and Special Ventilation | Fan - Extract | Town UB | 1 | Medium | B | 1 | 2025 | 5 | 3 | 3.2 | 24573 | 8061
Emergency Lighting | Illuminated Fire Exit Signage | Town TT | 2 | Urgent | B | 16 | 2040 | 5 | 1 | 2.2 | 4798 | 28789
Air Conditioning | Single-Split Evaporator - Split Systems/Heat Pumps - Air-cooled with Direct Expansion Evaporator (DX) | Town TV | 1 | Medium | B | 9 | 2033 | 5 | 3 | 3.2 | 24574 | 21765
Emergency Lighting | Illuminated Fire Exit Signage | Town UC | 3 | Urgent | B | 10 | 2034 | 5 | 1 | 2.2 | 4799 | 22053
Fire Safety Systems | Fire Extinguishers - Foam | Town TT | 5 | Urgent | B | 6 | 2030 | 5 | 1 | 2.2 | 4800 | 16345
Heat Emitters | Electric Heaters | Town UD | 2 | Medium | B | 1 | 2025 | 5 | 3 | 3.2 | 24575 | 8062
Heat Emitters | Gas Fired Unit Heaters | Town TU | 1 | Medium | B | 1 | 2025 | 5 | 3 | 3.2 | 24576 | 8063
Boiler | Atmospheric Gas Burner Boiler - Small and/or Wall Hung for Domestic Installation | Town TT | 1 | Medium | B | 6 | 2030 | 5 | 3 | 3.2 | 24577 | 18659
External Doors | Entrance Doors | Town CW | 1 | High | B | 1 | 2025 | 5 | 2 | 2.7 | 14095 | 3752
Security Systems | Manual and Automatic Doors - High Security Door | Town DE | 1 | High | B | 6 | 2030 | 5 | 2 | 2.7 | 14096 | 17586
External Doors | Manual and Automatic Doors - Auto / Powered Sliding Doors | Town TZ | 1 | High | B | 21 | 2045 | 5 | 2 | 2.7 | 14097 | 32628
Fire Safety Systems | Fire Extinguishers - Foam | Town TY | 2 | Urgent | B | 1 | 2025 | 5 | 1 | 2.2 | 4801 | 1325
LV Distribution | Sub Distribution Board | Town TU | 1 | High | B | 6 | 2030 | 5 | 2 | 2.7 | 14098 | 17587
Central Heating | Fan - Axial | Town UB | 1 | High | B | 1 | 2025 | 5 | 2 | 2.7 | 14099 | 3753
External Doors | Entrance Doors | Town RZ | 1 | High | B | 11 | 2035 | 5 | 2 | 2.7 | 14100 | 24401
Air Conditioning | Single-Split Evaporator - Split Systems/Heat Pumps - Air-cooled with Direct Expansion Evaporator (DX) | Town TU | 1 | Medium | B | 7 | 2031 | 5 | 3 | 3.2 | 24578 | 19937
Roller Shutters | External Electric Roller Shutter | Town DG | 1 | High | B | 1 | 2025 | 5 | 2 | 2.7 | 14101 | 3754
Emergency Lighting | Self Contained - LED | Town DG | 5 | Urgent | B | 24 | 2048 | 5 | 1 | 2.2 | 4802 | 33238
Security Systems | Manual and Automatic Doors - High Security Door | Town LQ | 1 | High | B | 11 | 2035 | 5 | 2 | 2.7 | 14102 | 24402
Emergency Lighting | Self Contained - LED | Town DC | 6 | Urgent | B | 21 | 2045 | 5 | 1 | 2.2 | 4803 | 32049
Fire Safety Systems | Fire Extinguishers - Foam | Town RZ | 2 | Urgent | B | 9 | 2033 | 5 | 1 | 2.2 | 4804 | 21324
Multi-System Controls | Control Panel - Electrical Services (excluding Electrical Controllers and Pneumatic Relays) | Town LQ | 1 | Medium | B | 1 | 2025 | 5 | 3 | 3.2 | 24579 | 8064
LV Distribution | Main Distribution Board | Town LQ | 1 | High | B | 1 | 2025 | 5 | 2 | 2.7 | 14103 | 3755
Local and Special Ventilation | Fan - Extract | Town TV | 1 | Medium | B | 1 | 2025 | 5 | 3 | 3.2 | 24580 | 8065
Local and Special Ventilation | Unit extract fans | Town DE | 1 | Medium | B | 12 | 2036 | 5 | 3 | 3.2 | 24581 | 26498
External Doors | Entrance Doors | Town DC | 1 | High | B | 15 | 2039 | 5 | 2 | 2.7 | 14104 | 28156
Emergency Lighting | Self Contained - LED | Town LQ | 2 | Urgent | B | 21 | 2045 | 5 | 1 | 2.2 | 4805 | 32050
External Doors | Manual and Automatic Doors - Auto / Powered Sliding Doors | Town ST | 1 | High | B | 6 | 2030 | 5 | 2 | 2.7 | 14105 | 17588
Fire Safety Systems | Fire Extinguishers - Foam | Town DE | 1 | Urgent | B | 7 | 2031 | 5 | 1 | 2.2 | 4806 | 19317
Roller Shutters | External Manual Roller Shutter | Town LQ | 1 | High | B | 1 | 2025 | 5 | 2 | 2.7 | 14106 | 3756
Local and Special Ventilation | Fan - Window / Wall Mounted | Town LQ | 1 | Medium | B | 1 | 2025 | 5 | 3 | 3.2 | 24582 | 8066
Emergency Lighting | Illuminated Fire Exit Signage | Town DG | 2 | Urgent | B | 1 | 2025 | 5 | 1 | 2.2 | 4807 | 1326
Fire Safety Systems | Fire Extinguishers - Foam | Town CW | 1 | Urgent | B | 5 | 2029 | 5 | 1 | 2.2 | 4808 | 14374
Access Control | Door Lock / Keypad / Manual | Town LQ | 2 | Medium | B | 1 | 2025 | 5 | 3 | 3.2 | 24583 | 8067
Hot Water Distribution | Tank - Break Tank and Pump (Fluid Category 5 Backflow Protection) | Town RZ | 1 | Urgent | B | 1 | 2025 | 5 | 1 | 2.2 | 4809 | 1327
General Lighting | General - LED fittings & Luminaires | Town LQ | 1 | Medium | B | 16 | 2040 | 5 | 3 | 3.2 | 24584 | 29534
Local and Special Ventilation | Fan - Extract | Town TV | 1 | Medium | B | 11 | 2035 | 5 | 3 | 3.2 | 24585 | 25207
Heat Emitters | Electric Heaters | Town TY | 1 | Medium | B | 1 | 2025 | 5 | 3 | 3.2 | 24586 | 8068
General Lighting | General - LED fittings & Luminaires | Town TY | 40 | Medium | B | 12 | 2036 | 5 | 3 | 3.2 | 24587 | 26499
Fire Safety Systems | Fire Alarm Panel / Repeater | Town DE | 1 | Urgent | B | 5 | 2029 | 5 | 1 | 2.2 | 4810 | 14375
Fire Safety Systems | Fire Extinguishers - CO2 | Town DC | 2 | Urgent | B | 6 | 2030 | 5 | 1 | 2.2 | 4811 | 16346
Fire Safety Systems | Fire Extinguishers - Foam | Town UE | 1 | Urgent | B | 6 | 2030 | 5 | 1 | 2.2 | 4812 | 16347
Emergency Lighting | Illuminated Fire Exit Signage | Town UD | 2 | Urgent | B | 16 | 2040 | 5 | 1 | 2.2 | 4813 | 28790
External Doors | Entrance Doors | Town TN | 1 | High | B | 15 | 2039 | 5 | 2 | 2.7 | 14107 | 28157
Roller Shutters | External Manual Roller Shutter | Town ET | 1 | High | B | 1 | 2025 | 5 | 2 | 2.7 | 14108 | 3757
Fire Safety Systems | Automatic Fire Dampers | Town UM | 1 | Urgent | B | 1 | 2025 | 5 | 1 | 2.2 | 4814 | 1328
Fire Safety Systems | Automatic Fire Dampers | Town UM | 1 | Urgent | B | 1 | 2025 | 5 | 1 | 2.2 | 4815 | 1329
Local and Special Ventilation | Fan - Kitchen Window / Wall Mounted | Town TN | 1 | Medium | B | 10 | 2034 | 5 | 3 | 3.2 | 24588 | 22804
Fire Safety Systems | Manual and Automatic Doors - Emergency and Panic Escape Doors | Town ET | 1 | Urgent | B | 16 | 2040 | 5 | 1 | 2.2 | 4816 | 28791
Security Systems | Manual and Automatic Doors - High Security Door | Town UJ | 1 | High | B | 21 | 2045 | 5 | 2 | 2.7 | 14109 | 32629
Fire Safety Systems | Fire Extinguishers - CO2 | Town UR | 1 | Urgent | B | 5 | 2029 | 5 | 1 | 2.2 | 4817 | 14376
Heat Emitters | Electric Heaters | Town UR | 1 | Medium | B | 1 | 2025 | 5 | 3 | 3.2 | 24589 | 8069
External Lighting | General - Non LED | Town UM | 2 | Medium | B | 1 | 2025 | 5 | 3 | 3.2 | 24590 | 8070
Heat Emitters | Gas Fired Natural and Fan Assisted Heaters | Town UL | 1 | Medium | B | 6 | 2030 | 5 | 3 | 3.2 | 24591 | 18660
Local and Special Ventilation | Fan - Kitchen Window / Wall Mounted | Town TN | 1 | Medium | B | 1 | 2025 | 5 | 3 | 3.2 | 24592 | 8071
Multi-System Controls | Motor Control Centre | Town UN | 1 | Low | B | 1 | 2025 | 5 | 4 | 3.7 | 33047 | 11996
External Doors | Entrance Doors | Town TN | 1 | High | B | 15 | 2039 | 5 | 2 | 2.7 | 14110 | 28158
External Lighting | General - LED | Town UF | 1 | Medium | B | 11 | 2035 | 5 | 3 | 3.2 | 24593 | 25208
Local and Special Ventilation | Fan - Window / Wall Mounted | Town UG | 1 | Medium | CX | 1 | 2025 | 2 | 3 | 2.3 | 10170 | 2114
Local and Special Ventilation | Fan - Extract | Town UJ | 1 | Medium | B | 1 | 2025 | 5 | 3 | 3.2 | 24594 | 8072
Heat Emitters | Radiators - Aluminium | Town UI | 7 | Medium | B | 1 | 2025 | 5 | 3 | 3.2 | 24595 | 8073
Fire Safety Systems | Fire Extinguishers - CO2 | Town UI | 2 | Urgent | B | 2 | 2026 | 5 | 1 | 2.2 | 4818 | 12590
Local and Special Ventilation | Fan - Extract | Town UM | 1 | Medium | B | 1 | 2025 | 5 | 3 | 3.2 | 24596 | 8074
General Lighting | General - LED fittings & Luminaires | Town UR | 10 | Medium | B | 1 | 2025 | 5 | 3 | 3.2 | 24597 | 8075
Fire Safety Systems | Manual and Automatic Doors - Emergency and Panic Escape Doors | Town UI | 1 | Urgent | B | 17 | 2041 | 5 | 1 | 2.2 | 4819 | 30094
LV Distribution | Sub Distribution Board | Town UM | 1 | High | D | 1 | 2025 | 3 | 2 | 2.1 | 1157 | 791
Roller Shutters | External Manual Roller Shutter | Town UI | 1 | High | B | 1 | 2025 | 5 | 2 | 2.7 | 14111 | 3758
LV Distribution | Sub Distribution Board | Town UG | 1 | High | B | 1 | 2025 | 5 | 2 | 2.7 | 14112 | 3759
Fire Safety Systems | Manual and Automatic Doors - Emergency and Panic Escape Doors | Town UF | 1 | Urgent | A | 34 | 2058 | 6 | 1 | 2.5 | 10882 | 33863
Emergency Lighting | Illuminated Fire Exit Signage | Town UM | 1 | Urgent | C | 1 | 2025 | 4 | 1 | 1.9 | 645 | 468
Heat Emitters | Electric Heaters | Town UF | 2 | Medium | B | 1 | 2025 | 5 | 3 | 3.2 | 24598 | 8076
Air Conditioning | Multi-Split Condenser - Split Systems/Heat Pumps - Air-cooled with Direct Expansion Evaporator (DX) | Town UN | 1 | Medium | B | 1 | 2025 | 5 | 3 | 3.2 | 24599 | 8077
LV Distribution | Sub Distribution Board | Town UI | 1 | High | D | 10 | 2034 | 3 | 2 | 2.1 | 1158 | 21958
Fire Safety Systems | Fire Extinguishers - CO2 | Town UP | 1 | Urgent | B | 10 | 2034 | 5 | 1 | 2.2 | 4820 | 22054
Air Conditioning | Single-Split Evaporator - Split Systems/Heat Pumps - Air-cooled with Direct Expansion Evaporator (DX) | Town HT | 1 | Medium | B | 5 | 2029 | 5 | 3 | 3.2 | 24600 | 15092
Local and Special Ventilation | Fan - Window / Wall Mounted | Town CA | 1 | Medium | B | 1 | 2025 | 5 | 3 | 3.2 | 24601 | 8078
Local and Special Ventilation | Fan - Window / Wall Mounted | Town CA | 1 | Medium | B | 1 | 2025 | 5 | 3 | 3.2 | 24602 | 8079
Central Ventilation Systems | Fan - General Ventilation | Town JC | 1 | Low | B | 1 | 2025 | 5 | 4 | 3.7 | 33048 | 11997
External Doors | Entrance Doors | Town DP | 1 | High | B | 11 | 2035 | 5 | 2 | 2.7 | 14113 | 24403
Heat Emitters | Gas Fired Natural and Fan Assisted Heaters | Town CA | 1 | Medium | B | 1 | 2025 | 5 | 3 | 3.2 | 24603 | 8080
Local and Special Ventilation | Fan - Window / Wall Mounted | Town CA | 1 | Medium | B | 1 | 2025 | 5 | 3 | 3.2 | 24604 | 8081
Local Hot Water | Package Electric Water Heaters - Non-Drinking Water | Town JC | 1 | Medium | B | 8 | 2032 | 5 | 3 | 3.2 | 24605 | 20949
External Doors | Entrance Doors | Town CA | 1 | High | B | 11 | 2035 | 5 | 2 | 2.7 | 14114 | 24404
Fire Safety Systems | Manual and Automatic Doors - Emergency and Panic Escape Doors | Town EN | 1 | Urgent | B | 6 | 2030 | 5 | 1 | 2.2 | 4821 | 16348
Local and Special Ventilation | Unit extract fans | Town FY | 1 | Medium | B | 1 | 2025 | 5 | 3 | 3.2 | 24606 | 8082
LV Distribution | Sub Distribution Board | Town KW | 1 | High | B | 1 | 2025 | 5 | 2 | 2.7 | 14115 | 3760
Local and Special Ventilation | Fan - Extract | Town FY | 1 | Medium | B | 1 | 2025 | 5 | 3 | 3.2 | 24607 | 8083
Local and Special Ventilation | Fan - General Ventilation | Town QQ | 1 | Medium | C | 1 | 2025 | 4 | 3 | 2.9 | 18619 | 5537
Local and Special Ventilation | Fan - General Ventilation | Town QX | 1 | Medium | C | 1 | 2025 | 4 | 3 | 2.9 | 18620 | 5538
Access Control | Gate Access - Local Lock / Keypad / Manual (External) | Town QN | 1 | Medium | C | 1 | 2025 | 4 | 3 | 2.9 | 18621 | 5539
External Lighting | General - Non LED | Town RF | 1 | Medium | CX | 1 | 2025 | 2 | 3 | 2.3 | 10171 | 2115
Heat Emitters | Gas Fired Unit Heaters | Town GL | 1 | Medium | B | 1 | 2025 | 5 | 3 | 3.2 | 24608 | 8084
Fire Safety Systems | Fire Extinguishers - CO2 | Town E | 1 | Urgent | A | 10 | 2034 | 6 | 1 | 2.5 | 10883 | 22215
Heat Emitters | Electric Heaters | Town E | 1 | Medium | B | 2 | 2026 | 5 | 3 | 3.2 | 24609 | 13083
LV Distribution | Sub Distribution Board | Town EW | 1 | High | C | 1 | 2025 | 4 | 2 | 2.4 | 10548 | 2402
Air Conditioning | Single-Split Condenser - Split Systems/Heat Pumps - Air-cooled with Direct Expansion Evaporator (DX) | Town O | 1 | Medium | B | 1 | 2025 | 5 | 3 | 3.2 | 24610 | 8085
General Lighting | General - LED fittings & Luminaires | Town MX | 23 | Medium | B | 1 | 2025 | 5 | 3 | 3.2 | 24611 | 8086
External Doors | Entrance Doors | Town MP | 1 | High | B | 11 | 2035 | 5 | 2 | 2.7 | 14116 | 24405
Local and Special Ventilation | Unit extract fans | Town MI | 1 | Medium | B | 6 | 2030 | 5 | 3 | 3.2 | 24612 | 18661
Heat Emitters | Electric Heaters | Town H | 2 | Medium | B | 1 | 2025 | 5 | 3 | 3.2 | 24613 | 8087
Emergency Lighting | Self Contained - Non LED | Town LR | 1 | Urgent | B | 1 | 2025 | 5 | 1 | 2.2 | 4822 | 1330
Access Control | Gate Access - Local Lock / Keypad / Manual (External) | Town GP | 2 | Medium | C | 1 | 2025 | 4 | 3 | 2.9 | 18622 | 5540
General Lighting | General - LED fittings & Luminaires | Town BI | 10 | Medium | B | 1 | 2025 | 5 | 3 | 3.2 | 24614 | 8088
Emergency Lighting | Illuminated Fire Exit Signage | Town QL | 3 | Urgent | B | 6 | 2030 | 5 | 1 | 2.2 | 4823 | 16349
Local and Special Ventilation | Fan - Window / Wall Mounted | Town BL | 1 | Medium | B | 5 | 2029 | 5 | 3 | 3.2 | 24615 | 15093
Fire Safety Systems | Fire Alarm System | Town TP | 1 | Urgent | B | 1 | 2025 | 5 | 1 | 2.2 | 4824 | 1331
General Lighting | General - LED fittings & Luminaires | Town E | 15 | Medium | B | 1 | 2025 | 5 | 3 | 3.2 | 24616 | 8089
Lifts | Disabled Lift - Hydraulic | Town FY | 1 | High | C | 6 | 2030 | 4 | 2 | 2.4 | 10549 | 17328
Fire Safety Systems | Manual and Automatic Doors - Emergency and Panic Escape Doors | Town EJ | 1 | Urgent | B | 25 | 2049 | 5 | 1 | 2.2 | 4825 | 33302
General Lighting | General - LED fittings & Luminaires | Town LX | 1 | Medium | B | 10 | 2034 | 5 | 3 | 3.2 | 24617 | 22805
Heat Emitters | Electric Heaters | Town H | 1 | Medium | B | 1 | 2025 | 5 | 3 | 3.2 | 24618 | 8090
Air Conditioning | Single-Split Condenser - Split Systems/Heat Pumps - Air-cooled with Direct Expansion Evaporator (DX) | Town JR | 1 | Medium | B | 4 | 2028 | 5 | 3 | 3.2 | 24619 | 14116
Fire Safety Systems | Manual and Automatic Doors - Emergency and Panic Escape Doors | Town GM | 1 | Urgent | B | 21 | 2045 | 5 | 1 | 2.2 | 4826 | 32051
Local and Special Ventilation | Unit extract fans | Town H | 1 | Medium | B | 1 | 2025 | 5 | 3 | 3.2 | 24620 | 8091
Local and Special Ventilation | Unit extract fans | Town GB | 1 | Medium | B | 1 | 2025 | 5 | 3 | 3.2 | 24621 | 8092
Roller Shutters | External Manual Roller Shutter | Town TE | 1 | High | C | 1 | 2025 | 4 | 2 | 2.4 | 10550 | 2403
Heat Emitters | Electric Overdoor Air Curtain/Heater | Town RV | 1 | Medium | C | 6 | 2030 | 4 | 3 | 2.9 | 18623 | 17935
Local and Special Ventilation | Fan - Extract | Town KU | 1 | Medium | B | 1 | 2025 | 5 | 3 | 3.2 | 24622 | 8093
External Lighting | General - Non LED | Town QW | 2 | Medium | B | 1 | 2025 | 5 | 3 | 3.2 | 24623 | 8094
Fire Safety Systems | Fire Extinguishers - Powder | Town TI | 1 | Urgent | A | 9 | 2033 | 6 | 1 | 2.5 | 10884 | 21537
LV Distribution | Main Distribution Board | Town AS | 1 | High | B | 1 | 2025 | 5 | 2 | 2.7 | 14117 | 3761
General Lighting | General - LED fittings & Luminaires | Town EE | 2 | Medium | B | 8 | 2032 | 5 | 3 | 3.2 | 24624 | 20950
Air Conditioning | Single-Split Condenser - Split Systems/Heat Pumps - Air-cooled with Direct Expansion Evaporator (DX) | Town HM | 1 | Medium | CX | 1 | 2025 | 2 | 3 | 2.3 | 10172 | 2116
Emergency Lighting | Self Contained - LED | Town II | 2 | Urgent | B | 13 | 2037 | 5 | 1 | 2.2 | 4827 | 26852
Air Conditioning | Multi-Split Condenser - Split Systems/Heat Pumps - Air-cooled with Direct Expansion Evaporator (DX) | Town JI | 1 | Medium | B | 1 | 2025 | 5 | 3 | 3.2 | 24625 | 8095
Heat Emitters | Gas Fired Natural and Fan Assisted Heaters | Town JK | 1 | Medium | B | 8 | 2032 | 5 | 3 | 3.2 | 24626 | 20951
Multi-System Controls | Instrumental Control Panel | Town M | 1 | Medium | B | 1 | 2025 | 5 | 3 | 3.2 | 24627 | 8096
Central Cooling | Fan - Axial | Town AB | 1 | Medium | B | 1 | 2025 | 5 | 3 | 3.2 | 24628 | 8097
Roller Shutters | Internal Electric Roller Shutter | Town UN | 1 | Medium | B | 5 | 2029 | 5 | 3 | 3.2 | 24629 | 15094
Emergency Lighting | Self Contained - LED | Town ET | 11 | Urgent | B | 20 | 2044 | 5 | 1 | 2.2 | 4828 | 31473
Fire Safety Systems | Fire Extinguishers - Foam | Town UI | 1 | Urgent | B | 2 | 2026 | 5 | 1 | 2.2 | 4829 | 12591
Central Ventilation Systems | Fan - General Ventilation | Town UQ | 1 | Low | B | 1 | 2025 | 5 | 4 | 3.7 | 33049 | 11998
LV Distribution | Main Distribution Board | Town UQ | 1 | High | B | 1 | 2025 | 5 | 2 | 2.7 | 14118 | 3762
Fire Safety Systems | Fire Alarm Panel / Repeater | Town UJ | 1 | Urgent | B | 7 | 2031 | 5 | 1 | 2.2 | 4830 | 19318
General Lighting | General - LED fittings & Luminaires | Town UM | 1 | Medium | B | 1 | 2025 | 5 | 3 | 3.2 | 24630 | 8098
General Lighting | General - LED fittings & Luminaires | Town UM | 7 | Medium | B | 6 | 2030 | 5 | 3 | 3.2 | 24631 | 18662
Roller Shutters | Internal Electric Roller Shutter | Town UL | 1 | Medium | C | 16 | 2040 | 4 | 3 | 2.9 | 18624 | 29289
Roller Shutters | Internal Manual Roller Shutter | Town ET | 1 | Medium | B | 1 | 2025 | 5 | 3 | 3.2 | 24632 | 8099
Local and Special Ventilation | Fan - Kitchen Extract | Town UQ | 1 | Low | B | 5 | 2029 | 5 | 4 | 3.7 | 33050 | 15624
Multi-System Controls | Control Panel - Electrical Services (excluding Electrical Controllers and Pneumatic Relays) | Town UO | 1 | Medium | B | 17 | 2041 | 5 | 3 | 3.2 | 24633 | 30474
General Lighting | General - LED fittings & Luminaires | Town UR | 34 | Medium | B | 1 | 2025 | 5 | 3 | 3.2 | 24634 | 8100
Fire Safety Systems | Fire Extinguishers - Foam | Town UF | 3 | Urgent | B | 2 | 2026 | 5 | 1 | 2.2 | 4831 | 12592
AHU - Internal | Central Heating & Cooling - Electric & DX | Town TN | 1 | Medium | B | 1 | 2025 | 5 | 3 | 3.2 | 24635 | 8101
External Doors | Manual and Automatic Doors - Auto / Powered Sliding Doors | Town UJ | 1 | High | B | 21 | 2045 | 5 | 2 | 2.7 | 14119 | 32630
LV Distribution | Main Switch Panel at Supply Intake | Town TN | 1 | Medium | B | 1 | 2025 | 5 | 3 | 3.2 | 24636 | 8102
Heat Emitters | Electric Heaters | Town UK | 5 | Medium | B | 2 | 2026 | 5 | 3 | 3.2 | 24637 | 13084
General Lighting | General - LED fittings & Luminaires | Town UF | 8 | Medium | B | 6 | 2030 | 5 | 3 | 3.2 | 24638 | 18663
LV Distribution | Main Distribution Board | Town UL | 1 | High | B | 11 | 2035 | 5 | 2 | 2.7 | 14120 | 24406
Roller Shutters | External Manual Roller Shutter | Town UK | 1 | High | B | 1 | 2025 | 5 | 2 | 2.7 | 14121 | 3763
LV Distribution | Sub Distribution Board | Town UI | 1 | High | B | 12 | 2036 | 5 | 2 | 2.7 | 14122 | 26191
LV Distribution | Main Switch Panel at Supply Intake | Town UR | 1 | Medium | B | 1 | 2025 | 5 | 3 | 3.2 | 24639 | 8103
Emergency Lighting | Illuminated Fire Exit Signage | Town ET | 1 | Urgent | B | 15 | 2039 | 5 | 1 | 2.2 | 4832 | 27861
Fire Safety Systems | Fire Extinguishers - Foam | Town UQ | 3 | Urgent | B | 6 | 2030 | 5 | 1 | 2.2 | 4833 | 16350
Fire Safety Systems | Fire Alarm Panel / Repeater | Town HZ | 1 | Urgent | B | 1 | 2025 | 5 | 1 | 2.2 | 4834 | 1332
Air Conditioning | Single-Split Condenser - Split Systems/Heat Pumps - Air-cooled with Direct Expansion Evaporator (DX) | Town KZ | 1 | Medium | B | 5 | 2029 | 5 | 3 | 3.2 | 24640 | 15095
Local Hot Water | Instantaneous Electric Water Heater - Non-Drinking Water | Town HT | 1 | Medium | B | 1 | 2025 | 5 | 3 | 3.2 | 24641 | 8104
Local and Special Ventilation | Fan - Window / Wall Mounted | Town CA | 1 | Medium | B | 1 | 2025 | 5 | 3 | 3.2 | 24642 | 8105
Roller Shutters | External Manual Roller Shutter | Town CA | 1 | High | B | 1 | 2025 | 5 | 2 | 2.7 | 14123 | 3764
Air Conditioning | Single-Split Condenser - Split Systems/Heat Pumps - Air-cooled with Direct Expansion Evaporator (DX) | Town KZ | 1 | Medium | B | 5 | 2029 | 5 | 3 | 3.2 | 24643 | 15096
LV Distribution | Sub Distribution Board | Town CA | 1 | High | B | 5 | 2029 | 5 | 2 | 2.7 | 14124 | 14645
Roller Shutters | External Manual Roller Shutter | Town CA | 1 | High | B | 1 | 2025 | 5 | 2 | 2.7 | 14125 | 3765
Local and Special Ventilation | Fan - Centrifugal | Town SO | 1 | Medium | B | 1 | 2025 | 5 | 3 | 3.2 | 24644 | 8106
Heat Emitters | Gas Fired Natural and Fan Assisted Heaters | Town CA | 1 | Medium | B | 1 | 2025 | 5 | 3 | 3.2 | 24645 | 8107
Fire Safety Systems | Fire Alarm System | Town CA | 1 | Urgent | B | 1 | 2025 | 5 | 1 | 2.2 | 4835 | 1333
Heat Emitters | Gas Fired Natural and Fan Assisted Heaters | Town CA | 1 | Medium | B | 1 | 2025 | 5 | 3 | 3.2 | 24646 | 8108
Local Hot Water | Instantaneous Electric Water Heater - Non-Drinking Water | Town HB | 1 | Medium | B | 5 | 2029 | 5 | 3 | 3.2 | 24647 | 15097
External Doors | Entrance Doors | Town CA | 1 | High | B | 1 | 2025 | 5 | 2 | 2.7 | 14126 | 3766
Air Conditioning | Single-Split Condenser - Split Systems/Heat Pumps - Air-cooled with Direct Expansion Evaporator (DX) | Town EN | 1 | Medium | B | 13 | 2037 | 5 | 3 | 3.2 | 24648 | 27132
Air Conditioning | Single-Split Condenser - Split Systems/Heat Pumps - Air-cooled with Direct Expansion Evaporator (DX) | Town EN | 1 | Medium | B | 13 | 2037 | 5 | 3 | 3.2 | 24649 | 27133
LV Distribution | Sub Distribution Board | Town EN | 1 | High | B | 10 | 2034 | 5 | 2 | 2.7 | 14127 | 22365
Fire Safety Systems | Fire Alarm System | Town QT | 1 | Urgent | C | 5 | 2029 | 4 | 1 | 1.9 | 646 | 14278
Fire Safety Systems | Manual and Automatic Doors - Emergency and Panic Escape Doors | Town RZ | 2 | Urgent | B | 31 | 2055 | 5 | 1 | 2.2 | 4836 | 33750
LV Distribution | Main Distribution Board | Town JS | 1 | High | B | 1 | 2025 | 5 | 2 | 2.7 | 14128 | 3767
Fire Safety Systems | Smoke Extract - Control Panel | Town JS | 1 | Urgent | B | 10 | 2034 | 5 | 1 | 2.2 | 4837 | 22055
Multi-System Controls | Control Panel - Electrical Services (excluding Electrical Controllers and Pneumatic Relays) | Town JS | 1 | Medium | B | 16 | 2040 | 5 | 3 | 3.2 | 24650 | 29535
Local Hot Water | Package Electric Water Heaters - Non-Drinking Water | Town CY | 1 | Medium | B | 1 | 2025 | 5 | 3 | 3.2 | 24651 | 8109
Local and Special Ventilation | Fan - Kitchen Extract | Town LY | 1 | Low | B | 5 | 2029 | 5 | 4 | 3.7 | 33051 | 15625
Heat Emitters | Gas Fired Unit Heaters | Town GL | 1 | Medium | CX | 1 | 2025 | 2 | 3 | 2.3 | 10173 | 2117
Local and Special Ventilation | Fan - Extract | Town PI | 1 | Medium | B | 1 | 2025 | 5 | 3 | 3.2 | 24652 | 8110
Heat Emitters | Fan Convector - Electric | Town DU | 1 | Medium | B | 1 | 2025 | 5 | 3 | 3.2 | 24653 | 8111
Air Conditioning | Multi-Split Evaporator - Split Systems/Heat Pumps - Air-cooled with Direct Expansion Evaporator (DX) | Town OE | 1 | Medium | B | 1 | 2025 | 5 | 3 | 3.2 | 24654 | 8112
Local and Special Ventilation | Fan - Window / Wall Mounted | Town CQ | 1 | Medium | C | 6 | 2030 | 4 | 3 | 2.9 | 18625 | 17936
Local and Special Ventilation | Fan - Window / Wall Mounted | Town MF | 1 | Medium | C | 1 | 2025 | 4 | 3 | 2.9 | 18626 | 5541
Local and Special Ventilation | Fan - Extract | Town MU | 1 | Medium | B | 1 | 2025 | 5 | 3 | 3.2 | 24655 | 8113
Local and Special Ventilation | Fan - Window / Wall Mounted | Town HH | 1 | Medium | C | 1 | 2025 | 4 | 3 | 2.9 | 18627 | 5542
External Doors | Manual and Automatic Doors - Auto / Powered Sliding Doors | Town HF | 1 | High | C | 18 | 2042 | 4 | 2 | 2.4 | 10551 | 30732
Heat Emitters | Gas Fired Natural and Fan Assisted Heaters | Town CA | 1 | Medium | C | 1 | 2025 | 4 | 3 | 2.9 | 18628 | 5543
External Doors | Entrance Doors | Town JE | 1 | High | B | 20 | 2044 | 5 | 2 | 2.7 | 14129 | 31621
Roller Shutters | Internal Electric Roller Shutter | Town JZ | 1 | Medium | B | 1 | 2025 | 5 | 3 | 3.2 | 24656 | 8114
General Lighting | General - LED fittings & Luminaires | Town E | 1 | Medium | B | 10 | 2034 | 5 | 3 | 3.2 | 24657 | 22806
Emergency Lighting | Self Contained - LED | Town PV | 4 | Urgent | C | 22 | 2046 | 4 | 1 | 1.9 | 647 | 32815
Emergency Lighting | Self Contained - LED | Town RY | 2 | Urgent | CX | 5 | 2029 | 2 | 1 | 1.3 | 338 | 14271
LV Distribution | Main Distribution Board | Town LP | 1 | High | B | 1 | 2025 | 5 | 2 | 2.7 | 14130 | 3768
Local and Special Ventilation | Fan - Kitchen Extract | Town LY | 1 | Low | B | 5 | 2029 | 5 | 4 | 3.7 | 33052 | 15626
Local and Special Ventilation | Fan - Window / Wall Mounted | Town GI | 1 | Medium | D | 5 | 2029 | 3 | 3 | 2.6 | 11116 | 14550
Emergency Lighting | Self Contained - LED | Town DK | 1 | Urgent | B | 11 | 2035 | 5 | 1 | 2.2 | 4838 | 23608
Air Conditioning | Single-Split Evaporator - Split Systems/Heat Pumps - Air-cooled with Direct Expansion Evaporator (DX) | Town LX | 1 | Medium | B | 1 | 2025 | 5 | 3 | 3.2 | 24658 | 8115
Roller Shutters | External Manual Roller Shutter | Town OP | 1 | High | B | 1 | 2025 | 5 | 2 | 2.7 | 14131 | 3769
Heat Emitters | Radiators - Steel | Town LL | 1 | Medium | CX | 1 | 2025 | 2 | 3 | 2.3 | 10174 | 2118
Hot Water Distribution | Direct fired Water Heaters | Town NM | 1 | Low | D | 1 | 2025 | 3 | 4 | 3.1 | 19652 | 5872
External Lighting | General - Non LED | Town SM | 1 | Medium | CX | 1 | 2025 | 2 | 3 | 2.3 | 10175 | 2119
Heat Emitters | Electric Heaters | Town QD | 1 | Medium | B | 1 | 2025 | 5 | 3 | 3.2 | 24659 | 8116
Local Hot Water | Package Electric Water Heaters - Non-Drinking Water | Town OW | 1 | Medium | B | 5 | 2029 | 5 | 3 | 3.2 | 24660 | 15098
Local and Special Ventilation | Unit extract fans | Town MO | 1 | Medium | B | 1 | 2025 | 5 | 3 | 3.2 | 24661 | 8117
Central Heating | Circulating Pump | Town NM | 1 | High | D | 1 | 2025 | 3 | 2 | 2.1 | 1159 | 792
General Lighting | General - LED fittings & Luminaires | Town H | 6 | Medium | B | 1 | 2025 | 5 | 3 | 3.2 | 24662 | 8118
Heat Emitters | Gas Fired Unit Heaters | Town GJ | 1 | Medium | D | 1 | 2025 | 3 | 3 | 2.6 | 11117 | 2629
Local Hot Water | Package Electric Water Heaters - Non-Drinking Water | Town TF | 1 | Medium | CX | 1 | 2025 | 2 | 3 | 2.3 | 10176 | 2120
Local and Special Ventilation | Fan - Window / Wall Mounted | Town GS | 1 | Medium | B | 1 | 2025 | 5 | 3 | 3.2 | 24663 | 8119
Air Conditioning | Single-Split Evaporator - Split Systems/Heat Pumps - Air-cooled with Direct Expansion Evaporator (DX) | Town LC | 1 | Medium | B | 1 | 2025 | 5 | 3 | 3.2 | 24664 | 8120
Central Cooling | Fan - Axial | Town KX | 1 | Medium | B | 1 | 2025 | 5 | 3 | 3.2 | 24665 | 8121
LV Distribution | Sub Distribution Board | Town UI | 1 | High | B | 12 | 2036 | 5 | 2 | 2.7 | 14132 | 26192
Multi-System Controls | Control Panel - Electrical Services (excluding Electrical Controllers and Pneumatic Relays) | Town UM | 1 | Medium | B | 1 | 2025 | 5 | 3 | 3.2 | 24666 | 8122
Roller Shutters | Internal Electric Roller Shutter | Town UJ | 1 | Medium | B | 22 | 2046 | 5 | 3 | 3.2 | 24667 | 33051
Emergency Lighting | Illuminated Fire Exit Signage | Town UL | 4 | Urgent | B | 11 | 2035 | 5 | 1 | 2.2 | 4839 | 23609
Heat Emitters | Electric Heaters | Town ET | 1 | Medium | B | 1 | 2025 | 5 | 3 | 3.2 | 24668 | 8123
Roller Shutters | External Manual Roller Shutter | Town UP | 1 | High | B | 1 | 2025 | 5 | 2 | 2.7 | 14133 | 3770
General Lighting | General - LED fittings & Luminaires | Town ET | 1 | Medium | B | 15 | 2039 | 5 | 3 | 3.2 | 24669 | 28427
LV Distribution | Sub Distribution Board | Town UM | 1 | High | B | 1 | 2025 | 5 | 2 | 2.7 | 14134 | 3771
Lifts | Passenger Lift Hydraulic - Electric | Town UH | 1 | Medium | B | 1 | 2025 | 5 | 3 | 3.2 | 24670 | 8124
Heat Emitters | Electric Heaters | Town UG | 1 | Medium | B | 5 | 2029 | 5 | 3 | 3.2 | 24671 | 15099
Fire Safety Systems | Fire Extinguishers - Foam | Town UH | 4 | Urgent | B | 6 | 2030 | 5 | 1 | 2.2 | 4840 | 16351
LV Distribution | Main Distribution Board | Town UP | 1 | High | B | 13 | 2037 | 5 | 2 | 2.7 | 14135 | 26972
General Lighting | General - LED fittings & Luminaires | Town TN | 48 | Medium | B | 18 | 2042 | 5 | 3 | 3.2 | 24672 | 30948
Multi-System Controls | Control Panel - Electrical Services (excluding Electrical Controllers and Pneumatic Relays) | Town TN | 1 | Medium | B | 17 | 2041 | 5 | 3 | 3.2 | 24673 | 30475
Burner | Forced draft gas burner | Town UM | 1 | Medium | B | 1 | 2025 | 5 | 3 | 3.2 | 24674 | 8125
External Doors | Entrance Doors | Town UN | 1 | High | B | 15 | 2039 | 5 | 2 | 2.7 | 14136 | 28159
Emergency Lighting | Illuminated Fire Exit Signage | Town UO | 4 | Urgent | B | 17 | 2041 | 5 | 1 | 2.2 | 4841 | 30095
Emergency Lighting | Self Contained - Non LED | Town UJ | 1 | Urgent | B | 11 | 2035 | 5 | 1 | 2.2 | 4842 | 23610
Fire Safety Systems | Fire Extinguishers - Foam | Town ET | 5 | Urgent | B | 9 | 2033 | 5 | 1 | 2.2 | 4843 | 21325
Heat Emitters | Gas Fired Natural and Fan Assisted Heaters | Town UH | 1 | Medium | A | 15 | 2039 | 6 | 3 | 3.5 | 32524 | 28567
Roller Shutters | Internal Electric Roller Shutter | Town UM | 1 | Medium | B | 11 | 2035 | 5 | 3 | 3.2 | 24675 | 25209
General Lighting | General - LED fittings & Luminaires | Town UF | 2 | Medium | B | 16 | 2040 | 5 | 3 | 3.2 | 24676 | 29536
Local and Special Ventilation | Fan - Window / Wall Mounted | Town UO | 1 | Medium | CX | 9 | 2033 | 2 | 3 | 2.3 | 10177 | 21518
LV Distribution | Main Distribution Board | Town ET | 1 | High | B | 1 | 2025 | 5 | 2 | 2.7 | 14137 | 3772
LV Distribution | Main Switch Panel at Supply Intake | Town ET | 1 | Medium | B | 1 | 2025 | 5 | 3 | 3.2 | 24677 | 8126
Local and Special Ventilation | Fan - Kitchen Extract | Town UN | 1 | Low | B | 5 | 2029 | 5 | 4 | 3.7 | 33053 | 15627
Roller Shutters | External Manual Roller Shutter | Town UK | 1 | High | B | 1 | 2025 | 5 | 2 | 2.7 | 14138 | 3773
Local and Special Ventilation | Fan - Extract | Town UJ | 1 | Medium | B | 1 | 2025 | 5 | 3 | 3.2 | 24678 | 8127
General Lighting | General - LED fittings & Luminaires | Town UM | 5 | Medium | B | 16 | 2040 | 5 | 3 | 3.2 | 24679 | 29537
Access Control | Door Lock / Keypad / Manual | Town TN | 1 | Medium | B | 5 | 2029 | 5 | 3 | 3.2 | 24680 | 15100
LV Distribution | Main Distribution Board | Town UQ | 1 | High | B | 1 | 2025 | 5 | 2 | 2.7 | 14139 | 3774
Fire Safety Systems | Fire Alarm Panel / Repeater | Town UL | 1 | Urgent | B | 6 | 2030 | 5 | 1 | 2.2 | 4844 | 16352
Roller Shutters | Internal Electric Roller Shutter | Town CA | 1 | Medium | B | 1 | 2025 | 5 | 3 | 3.2 | 24681 | 8128
Heat Emitters | Gas Fired Unit Heaters | Town RZ | 1 | Medium | B | 5 | 2029 | 5 | 3 | 3.2 | 24682 | 15101
Central Heating & Cooling | Fan - Mixed Flow | Town CA | 1 | Medium | B | 1 | 2025 | 5 | 3 | 3.2 | 24683 | 8129
LV Distribution | Sub Distribution Board | Town EN | 1 | High | B | 1 | 2025 | 5 | 2 | 2.7 | 14140 | 3775
LV Distribution | Sub Distribution Board | Town CA | 1 | High | B | 1 | 2025 | 5 | 2 | 2.7 | 14141 | 3776
LV Distribution | Sub Distribution Board | Town EL | 1 | High | B | 5 | 2029 | 5 | 2 | 2.7 | 14142 | 14646
External Doors | Entrance Doors | Town HT | 1 | High | B | 11 | 2035 | 5 | 2 | 2.7 | 14143 | 24407
LV Distribution | Main Switch Panel at Supply Intake | Town RZ | 1 | Medium | B | 1 | 2025 | 5 | 3 | 3.2 | 24684 | 8130
Roller Shutters | External Manual Roller Shutter | Town RZ | 1 | High | B | 5 | 2029 | 5 | 2 | 2.7 | 14144 | 14647
Air Conditioning | Single-Split Evaporator - Split Systems/Heat Pumps - Air-cooled with Direct Expansion Evaporator (DX) | Town EN | 1 | Medium | B | 5 | 2029 | 5 | 3 | 3.2 | 24685 | 15102
Heat Emitters | Gas Fired Natural and Fan Assisted Heaters | Town EN | 1 | Medium | B | 5 | 2029 | 5 | 3 | 3.2 | 24686 | 15103
LV Distribution | Sub Distribution Board | Town PS | 1 | High | B | 1 | 2025 | 5 | 2 | 2.7 | 14145 | 3777
Local and Special Ventilation | Fan - Window / Wall Mounted | Town HL | 1 | Medium | D | 1 | 2025 | 3 | 3 | 2.6 | 11118 | 2630
Local and Special Ventilation | Unit extract fans | Town EK | 1 | Medium | B | 1 | 2025 | 5 | 3 | 3.2 | 24687 | 8131
Roller Shutters | External Manual Roller Shutter | Town PL | 1 | High | B | 11 | 2035 | 5 | 2 | 2.7 | 14146 | 24408
Roller Shutters | External Manual Roller Shutter | Town HV | 1 | High | B | 1 | 2025 | 5 | 2 | 2.7 | 14147 | 3778
Multi-System Controls | Control Panel - Electrical Services (excluding Electrical Controllers and Pneumatic Relays) | Town CO | 1 | Medium | C | 6 | 2030 | 4 | 3 | 2.9 | 18629 | 17937
LV Distribution | Sub Distribution Board | Town HO | 1 | High | B | 4 | 2028 | 5 | 2 | 2.7 | 14148 | 13944
General Lighting | General - LED fittings & Luminaires | Town H | 1 | Medium | B | 10 | 2034 | 5 | 3 | 3.2 | 24688 | 22807
Emergency Lighting | Illuminated Fire Exit Signage | Town SB | 4 | Urgent | CX | 12 | 2036 | 2 | 1 | 1.3 | 339 | 25908
Local and Special Ventilation | Fan - Centrifugal | Town CD | 1 | Medium | C | 1 | 2025 | 4 | 3 | 2.9 | 18630 | 5544
General Lighting | General - LED fittings & Luminaires | Town ND | 35 | Medium | B | 1 | 2025 | 5 | 3 | 3.2 | 24689 | 8132
Air Conditioning | Multi-Split Condenser - Split Systems/Heat Pumps - Air-cooled with Direct Expansion Evaporator (DX) | Town PN | 1 | Medium | B | 1 | 2025 | 5 | 3 | 3.2 | 24690 | 8133
Fire Safety Systems | Fire Extinguishers - Foam | Town GN | 2 | Urgent | A | 9 | 2033 | 6 | 1 | 2.5 | 10885 | 21538
Fire Safety Systems | Fire Extinguishers - CO2 | Town TI | 9 | Urgent | A | 9 | 2033 | 6 | 1 | 2.5 | 10886 | 21539
Local and Special Ventilation | Fan - Window / Wall Mounted | Town T | 1 | Medium | CX | 9 | 2033 | 2 | 3 | 2.3 | 10178 | 21519
Local and Special Ventilation | Fan - Window / Wall Mounted | Town OP | 1 | Medium | B | 1 | 2025 | 5 | 3 | 3.2 | 24691 | 8134
Fire Safety Systems | Fire Extinguishers - Foam | Town E | 5 | Urgent | A | 9 | 2033 | 6 | 1 | 2.5 | 10887 | 21540
Burner | Forced draft gas burner | Town CE | 1 | Medium | C | 1 | 2025 | 4 | 3 | 2.9 | 18631 | 5545
General Lighting | General - LED fittings & Luminaires | Town NJ | 30 | Medium | C | 1 | 2025 | 4 | 3 | 2.9 | 18632 | 5546
Local and Special Ventilation | Fan - Window / Wall Mounted | Town OA | 1 | Medium | B | 5 | 2029 | 5 | 3 | 3.2 | 24692 | 15104
Local and Special Ventilation | Unit extract fans | Town EE | 1 | Medium | B | 1 | 2025 | 5 | 3 | 3.2 | 24693 | 8135
Local and Special Ventilation | Unit extract fans | Town LX | 1 | Medium | B | 1 | 2025 | 5 | 3 | 3.2 | 24694 | 8136
General Lighting | General - LED fittings & Luminaires | Town CB | 19 | Medium | C | 1 | 2025 | 4 | 3 | 2.9 | 18633 | 5547
Local and Special Ventilation | Unit extract fans | Town CD | 1 | Medium | C | 7 | 2031 | 4 | 3 | 2.9 | 18634 | 19724
Heat Emitters | Electric Heaters | Town TZ | 1 | Medium | B | 1 | 2025 | 5 | 3 | 3.2 | 24695 | 8137
Emergency Lighting | Self Contained - Non LED | Town NU | 1 | Urgent | CX | 1 | 2025 | 2 | 1 | 1.3 | 340 | 316
Local and Special Ventilation | Unit extract fans | Town OG | 1 | Medium | B | 5 | 2029 | 5 | 3 | 3.2 | 24696 | 15105
Heat Emitters | Radiators - Steel | Town IY | 1 | Medium | B | 1 | 2025 | 5 | 3 | 3.2 | 24697 | 8138
LV Distribution | Sub Distribution Board | Town PP | 1 | High | B | 1 | 2025 | 5 | 2 | 2.7 | 14149 | 3779
Roller Shutters | External Manual Roller Shutter | Town UB | 1 | High | B | 11 | 2035 | 5 | 2 | 2.7 | 14150 | 24409
Local and Special Ventilation | Fan - Kitchen Window / Wall Mounted | Town IT | 1 | Medium | B | 1 | 2025 | 5 | 3 | 3.2 | 24698 | 8139
General Lighting | General - LED fittings & Luminaires | Town AQ | 32 | Medium | B | 6 | 2030 | 5 | 3 | 3.2 | 24699 | 18664
Air Conditioning | Single-Split Condenser - Split Systems/Heat Pumps - Air-cooled with Direct Expansion Evaporator (DX) | Town GN | 1 | Medium | B | 1 | 2025 | 5 | 3 | 3.2 | 24700 | 8140
Heat Emitters | Electric Heaters | Town MZ | 2 | Medium | B | 1 | 2025 | 5 | 3 | 3.2 | 24701 | 8141
Communication Systems | PA System | Town IB | 1 | Medium | CX | 1 | 2025 | 2 | 3 | 2.3 | 10179 | 2121
General Lighting | General - LED fittings & Luminaires | Town IJ | 20 | Medium | C | 1 | 2025 | 4 | 3 | 2.9 | 18635 | 5548
General Lighting | General - LED fittings & Luminaires | Town QK | 35 | Medium | A | 18 | 2042 | 6 | 3 | 3.5 | 32525 | 31015
Local and Special Ventilation | Unit extract fans | Town MO | 1 | Medium | B | 1 | 2025 | 5 | 3 | 3.2 | 24702 | 8142
Heat Emitters | Electric Heaters | Town KD | 3 | Medium | B | 1 | 2025 | 5 | 3 | 3.2 | 24703 | 8143
Air Conditioning | Multi-Split Condenser - Split Systems/Heat Pumps - Air-cooled with Direct Expansion Evaporator (DX) | Town MH | 1 | Medium | B | 1 | 2025 | 5 | 3 | 3.2 | 24704 | 8144
Roller Shutters | External Manual Roller Shutter | Town UE | 1 | High | C | 1 | 2025 | 4 | 2 | 2.4 | 10552 | 2404
Local and Special Ventilation | Fan - Extract | Town A | 1 | Medium | C | 1 | 2025 | 4 | 3 | 2.9 | 18636 | 5549
Fire Safety Systems | Fire Alarm System | Town IF | 1 | Urgent | B | 9 | 2033 | 5 | 1 | 2.2 | 4845 | 21326
Fire Safety Systems | Fire Sounder | Town A | 1 | Urgent | B | 8 | 2032 | 5 | 1 | 2.2 | 4846 | 20411
CCTV | Digital Recorder | Town A | 1 | High | B | 8 | 2032 | 5 | 2 | 2.7 | 14151 | 20711
Sanitary | WC Toilet Standard / All Types | Town A | 2 | Medium | B | 6 | 2030 | 5 | 3 | 3.2 | 24705 | 18665
Sanitary | Stainless Steel Sink | Town A | 2 | Medium | B | 26 | 2050 | 5 | 3 | 3.2 | 24706 | 33536
Specialist Piped Systems | Air Compressors | Town A | 1 | Medium | B | 16 | 2040 | 5 | 3 | 3.2 | 24707 | 29538
Fire Safety Systems | Internal Fire Doors - Double | Town A | 1 | Urgent | B | 28 | 2052 | 5 | 1 | 2.2 | 4847 | 33604
Lifts | Scissor Lift | Town A | 1 | Medium | B | 2 | 2026 | 5 | 3 | 3.2 | 24708 | 13085
Fire Safety Systems | Internal Fire Doors - Single | Town A | 1 | Urgent | B | 21 | 2045 | 5 | 1 | 2.2 | 4848 | 32052
Heat Emitters | Fan Convector - Electric | Town A | 3 | Medium | B | 8 | 2032 | 5 | 3 | 3.2 | 24709 | 20952
Local and Special Ventilation | Fan - Window / Wall Mounted | Town A | 1 | Medium | CX | 1 | 2025 | 2 | 3 | 2.3 | 10180 | 2122
Heat Emitters | Gas Fired Unit Heaters | Town A | 1 | Medium | B | 12 | 2036 | 5 | 3 | 3.2 | 24710 | 26500
Lifts | Scissor Lift | Town A | 1 | Medium | B | 2 | 2026 | 5 | 3 | 3.2 | 24711 | 13086
Lifts | Scissor Lift | Town A | 1 | Medium | B | 2 | 2026 | 5 | 3 | 3.2 | 24712 | 13087
Heat Emitters | Electric Heaters | Town A | 1 | Medium | B | 1 | 2025 | 5 | 3 | 3.2 | 24713 | 8145
Fire Safety Systems | Fire Blanket | Town A | 1 | Urgent | B | 5 | 2029 | 5 | 1 | 2.2 | 4849 | 14377
Multi-System Controls | Instrumental Control Panel | Town B | 1 | Medium | B | 1 | 2025 | 5 | 3 | 3.2 | 24714 | 8146
Local and Special Ventilation | Fan - Axial | Town B | 1 | Medium | C | 1 | 2025 | 4 | 3 | 2.9 | 18637 | 5550
Heat Emitters | Electric Heaters | Town B | 1 | Medium | B | 1 | 2025 | 5 | 3 | 3.2 | 24715 | 8147
Fire Safety Systems | Fire Extinguishers - CO2 | Town B | 3 | Urgent | B | 6 | 2030 | 5 | 1 | 2.2 | 4850 | 16353
Emergency Lighting | Self Contained - LED | Town B | 4 | Urgent | B | 21 | 2045 | 5 | 1 | 2.2 | 4851 | 32053
External Lighting | General - LED | Town B | 2 | Medium | B | 11 | 2035 | 5 | 3 | 3.2 | 24716 | 25210
Local and Special Ventilation | Fan - Extract | Town C | 1 | Medium | B | 11 | 2035 | 5 | 3 | 3.2 | 24717 | 25211
Barriers & Guardrails | Vehicle Crash Protection Barrier | Town C | 1 | V Low | B | 1 | 2025 | 5 | 4 | 3.7 | 33054 | 11999
Barriers & Guardrails | Vehicle Crash Protection Barrier | Town C | 1 | V Low | B | 1 | 2025 | 5 | 4 | 3.7 | 33055 | 12000
Fire Safety Systems | Internal Fire Doors - Single | Town A | 1 | Urgent | B | 28 | 2052 | 5 | 1 | 2.2 | 4852 | 33605
Domestic Kitchen | Stainless Steel Sink | Town A | 1 | Medium | B | 33 | 2057 | 5 | 3 | 3.2 | 24718 | 33857
CCTV | Camera - Bullet | Town A | 2 | High | B | 8 | 2032 | 5 | 2 | 2.7 | 14152 | 20712
Fuel Systems | Internal Gas Meters | Town A | 1 | Medium | B | 13 | 2037 | 5 | 3 | 3.2 | 24719 | 27134
Fire Safety Systems | Fire Alarm System | Town A | 1 | Urgent | B | 1 | 2025 | 5 | 1 | 2.2 | 4853 | 1334
Domestic Kitchen | Fridge | Town A | 1 | Medium | B | 6 | 2030 | 5 | 3 | 3.2 | 24720 | 18666
General Lighting | General - LED fittings & Luminaires | Town A | 47 | Medium | B | 16 | 2040 | 5 | 3 | 3.2 | 24721 | 29539
Fire Safety Systems | Internal Fire Doors - Single | Town A | 1 | Urgent | B | 21 | 2045 | 5 | 1 | 2.2 | 4854 | 32054
Emergency Lighting | Illuminated Fire Exit Signage | Town A | 3 | Urgent | B | 13 | 2037 | 5 | 1 | 2.2 | 4855 | 26853
Communication Systems | PA System | Town A | 1 | Medium | B | 6 | 2030 | 5 | 3 | 3.2 | 24722 | 18667
Local and Special Ventilation | Fan - Extract | Town A | 1 | Medium | B | 1 | 2025 | 5 | 3 | 3.2 | 24723 | 8148
Local Hot Water | Package Electric Water Heaters - Non-Drinking Water | Town A | 1 | Medium | B | 6 | 2030 | 5 | 3 | 3.2 | 24724 | 18668
Heat Emitters | Electric Heaters | Town A | 4 | Medium | CX | 1 | 2025 | 2 | 3 | 2.3 | 10181 | 2123
Emergency Lighting | Illuminated Fire Exit Signage | Town D | 5 | Urgent | B | 11 | 2035 | 5 | 1 | 2.2 | 4856 | 23611
Heat Emitters | Radiators - Steel | Town D | 1 | Medium | B | 1 | 2025 | 5 | 3 | 3.2 | 24725 | 8149
Roller Shutters | Internal Automatic Roller Shutter | Town C | 1 | High | B | 1 | 2025 | 5 | 2 | 2.7 | 14153 | 3780
Local and Special Ventilation | Fan - Centrifugal | Town C | 1 | Medium | B | 1 | 2025 | 5 | 3 | 3.2 | 24726 | 8150
Local and Special Ventilation | Fan - Centrifugal | Town C | 1 | Medium | B | 1 | 2025 | 5 | 3 | 3.2 | 24727 | 8151
Local and Special Ventilation | Fan - Extract | Town C | 1 | Medium | B | 13 | 2037 | 5 | 3 | 3.2 | 24728 | 27135
Local and Special Ventilation | Fan - Extract | Town C | 1 | Medium | B | 11 | 2035 | 5 | 3 | 3.2 | 24729 | 25212
Air Conditioning | Single-Split Condenser - Split Systems/Heat Pumps - Air-cooled with Direct Expansion Evaporator (DX) | Town F | 1 | Medium | B | 12 | 2036 | 5 | 3 | 3.2 | 24730 | 26501
Local and Special Ventilation | Fan - General Ventilation | Town J | 1 | Medium | D | 5 | 2029 | 3 | 3 | 2.6 | 11119 | 14551
Heat Emitters | Gas Fired Unit Heaters | Town B | 1 | Medium | B | 1 | 2025 | 5 | 3 | 3.2 | 24731 | 8152
Barriers & Guardrails | Automatic Vehicle Raising Bollard | Town B | 1 | High | B | 1 | 2025 | 5 | 2 | 2.7 | 14154 | 3781
Fire Safety Systems | Fire Extinguishers - Dry Chemical | Town C | 1 | Urgent | B | 4 | 2028 | 5 | 1 | 2.2 | 4857 | 13820
Roller Shutters | External Window Shutters - Manual | Town B | 1 | Medium | B | 1 | 2025 | 5 | 3 | 3.2 | 24732 | 8153
Roller Shutters | Internal Electric Roller Shutter | Town I | 1 | Medium | B | 17 | 2041 | 5 | 3 | 3.2 | 24733 | 30476
Emergency Lighting | Self Contained - LED | Town E | 1 | Urgent | B | 15 | 2039 | 5 | 1 | 2.2 | 4858 | 27862
Air Conditioning | Multi-Split Evaporator - DX Split Systems (With Gas, Electric or Hot Water Heaters) | Town C | 1 | High | DX | 10 | 2034 | 1 | 2 | 1.5 | 392 | 21941
Local and Special Ventilation | Fan - Window / Wall Mounted | Town F | 1 | Medium | B | 6 | 2030 | 5 | 3 | 3.2 | 24734 | 18669
General Lighting | General - LED fittings & Luminaires | Town C | 14 | Medium | B | 7 | 2031 | 5 | 3 | 3.2 | 24735 | 19938
Heat Emitters | Gas Fired Unit Heaters | Town D | 1 | Medium | B | 1 | 2025 | 5 | 3 | 3.2 | 24736 | 8154
Local Hot Water | Package Electric Water Heaters - Non-Drinking Water | Town C | 1 | Medium | B | 1 | 2025 | 5 | 3 | 3.2 | 24737 | 8155
Local Hot Water | Package Electric Water Heaters - Non-Drinking Water | Town I | 1 | Medium | B | 5 | 2029 | 5 | 3 | 3.2 | 24738 | 15106
Fire Safety Systems | Fire Alarm Panel / Repeater (Vesda) | Town B | 1 | Urgent | B | 1 | 2025 | 5 | 1 | 2.2 | 4859 | 1335
Roller Shutters | Internal Manual Roller Shutter | Town D | 1 | Medium | B | 1 | 2025 | 5 | 3 | 3.2 | 24739 | 8156
Local and Special Ventilation | Fan - Extract | Town G | 1 | Medium | B | 5 | 2029 | 5 | 3 | 3.2 | 24740 | 15107
External Lighting | General - LED | Town F | 1 | Medium | B | 6 | 2030 | 5 | 3 | 3.2 | 24741 | 18670
Fire Safety Systems | Fire Extinguishers - CO2 | Town G | 4 | Urgent | B | 1 | 2025 | 5 | 1 | 2.2 | 4860 | 1336
Fire Safety Systems | Manual and Automatic Doors - Emergency and Panic Escape Doors | Town I | 1 | Urgent | B | 16 | 2040 | 5 | 1 | 2.2 | 4861 | 28792
Roller Shutters | External Manual Roller Shutter | Town E | 1 | High | B | 1 | 2025 | 5 | 2 | 2.7 | 14155 | 3782
Fire Safety Systems | Fire Extinguishers - Foam | Town C | 3 | Urgent | B | 7 | 2031 | 5 | 1 | 2.2 | 4862 | 19319
Fire Safety Systems | Fire Extinguishers - CO2 | Town B | 3 | Urgent | B | 6 | 2030 | 5 | 1 | 2.2 | 4863 | 16354
Air Conditioning | Multi-Split Condenser - Split Systems/Heat Pumps - Air-cooled with Direct Expansion Evaporator (DX) | Town I | 1 | Medium | C | 1 | 2025 | 4 | 3 | 2.9 | 18638 | 5551
Heat Emitters | Electric Overdoor Air Curtain/Heater | Town J | 1 | Medium | D | 5 | 2029 | 3 | 3 | 2.6 | 11120 | 14552
Fire Safety Systems | Fire Extinguishers - Foam | Town B | 5 | Urgent | B | 6 | 2030 | 5 | 1 | 2.2 | 4864 | 16355
LV Distribution | Main Distribution Board | Town C | 1 | High | B | 7 | 2031 | 5 | 2 | 2.7 | 14156 | 19627
Roller Shutters | Internal Electric Roller Shutter | Town J | 1 | Medium | B | 20 | 2044 | 5 | 3 | 3.2 | 24742 | 31674
Roller Shutters | External Electric Roller Shutter | Town D | 1 | High | B | 16 | 2040 | 5 | 2 | 2.7 | 14157 | 29173
Fire Safety Systems | Fire Alarm System | Town E | 1 | Urgent | B | 5 | 2029 | 5 | 1 | 2.2 | 4865 | 14378
Fire Safety Systems | Fire Extinguishers - Foam | Town H | 4 | Urgent | B | 7 | 2031 | 5 | 1 | 2.2 | 4866 | 19320
Local and Special Ventilation | Fan - Extract | Town I | 1 | Medium | B | 8 | 2032 | 5 | 3 | 3.2 | 24743 | 20953
Roller Shutters | Internal Automatic Fabric Roll Up Door | Town D | 1 | High | B | 1 | 2025 | 5 | 2 | 2.7 | 14158 | 3783
Fire Safety Systems | Fire Extinguishers - Foam | Town C | 3 | Urgent | B | 7 | 2031 | 5 | 1 | 2.2 | 4867 | 19321
Fire Safety Systems | Fire Extinguishers - CO2 | Town C | 3 | Urgent | B | 7 | 2031 | 5 | 1 | 2.2 | 4868 | 19322
Emergency Lighting | Illuminated Fire Exit Signage | Town J | 4 | Urgent | B | 17 | 2041 | 5 | 1 | 2.2 | 4869 | 30096
Air Conditioning | Multi-Split Evaporator - Split Systems/Heat Pumps - Air-cooled with Direct Expansion Evaporator (DX) | Town G | 1 | Medium | D | 5 | 2029 | 3 | 3 | 2.6 | 11121 | 14553
Fire Safety Systems | Fire Alarm Panel / Repeater | Town D | 1 | Urgent | B | 1 | 2025 | 5 | 1 | 2.2 | 4870 | 1337
LV Distribution | Sub Distribution Board | Town I | 1 | High | B | 4 | 2028 | 5 | 2 | 2.7 | 14159 | 13945
LV Distribution | Main Distribution Board | Town C | 1 | High | B | 7 | 2031 | 5 | 2 | 2.7 | 14160 | 19628
LV Distribution | Sub Distribution Board | Town D | 1 | High | B | 1 | 2025 | 5 | 2 | 2.7 | 14161 | 3784
Emergency Lighting | Self Contained - LED | Town D | 38 | Urgent | B | 16 | 2040 | 5 | 1 | 2.2 | 4871 | 28793
Air Conditioning | Single-Split Evaporator - Split Systems/Heat Pumps - Air-cooled with Direct Expansion Evaporator (DX) | Town B | 1 | Medium | B | 1 | 2025 | 5 | 3 | 3.2 | 24744 | 8157
Air Conditioning | Single-Split Condenser - Split Systems/Heat Pumps - Air-cooled with Direct Expansion Evaporator (DX) | Town F | 1 | Medium | B | 12 | 2036 | 5 | 3 | 3.2 | 24745 | 26502
LV Distribution | Main Distribution Board | Town C | 1 | High | C | 1 | 2025 | 4 | 2 | 2.4 | 10553 | 2405
Roller Shutters | External Manual Roller Shutter | Town E | 1 | High | C | 1 | 2025 | 4 | 2 | 2.4 | 10554 | 2406
LV Distribution | Sub Distribution Board | Town B | 1 | High | C | 1 | 2025 | 4 | 2 | 2.4 | 10555 | 2407
Barriers & Guardrails | Vehicle Crash Protection Barrier | Town C | 1 | V Low | B | 1 | 2025 | 5 | 4 | 3.7 | 33056 | 12001
Fire Safety Systems | Fire Extinguishers - Foam | Town I | 3 | Urgent | B | 8 | 2032 | 5 | 1 | 2.2 | 4872 | 20412
Fire Safety Systems | Fire Extinguishers - Foam | Town E | 4 | Urgent | B | 7 | 2031 | 5 | 1 | 2.2 | 4873 | 19323
Heat Emitters | Gas Fired Unit Heaters | Town B | 1 | Medium | B | 1 | 2025 | 5 | 3 | 3.2 | 24746 | 8158
Heat Emitters | Gas Fired Unit Heaters | Town I | 1 | Medium | B | 4 | 2028 | 5 | 3 | 3.2 | 24747 | 14117
Roller Shutters | External Manual Roller Shutter | Town E | 1 | High | C | 1 | 2025 | 4 | 2 | 2.4 | 10556 | 2408
Security Systems | Manual and Automatic Doors - High Security Door | Town J | 1 | High | B | 30 | 2054 | 5 | 2 | 2.7 | 14162 | 33713
Access Control | Door Lock / Keypad / Manual | Town B | 1 | Medium | B | 1 | 2025 | 5 | 3 | 3.2 | 24748 | 8159
External Lighting | General - Non LED | Town I | 1 | Medium | B | 3 | 2027 | 5 | 3 | 3.2 | 24749 | 13535
Emergency Lighting | Self Contained - LED | Town I | 1 | Urgent | B | 20 | 2044 | 5 | 1 | 2.2 | 4874 | 31474
Roller Shutters | Internal Electric Roller Shutter | Town C | 1 | Medium | B | 12 | 2036 | 5 | 3 | 3.2 | 24750 | 26503
Roller Shutters | Internal Electric Roller Shutter | Town C | 1 | Medium | B | 12 | 2036 | 5 | 3 | 3.2 | 24751 | 26504
General Lighting | General - LED fittings & Luminaires | Town E | 26 | Medium | B | 10 | 2034 | 5 | 3 | 3.2 | 24752 | 22808
Roller Shutters | Internal Manual Roller Shutter | Town D | 1 | Medium | B | 1 | 2025 | 5 | 3 | 3.2 | 24753 | 8160
General Lighting | General - LED fittings & Luminaires | Town I | 36 | Medium | B | 13 | 2037 | 5 | 3 | 3.2 | 24754 | 27136
Communication Systems | PA System | Town F | 1 | Medium | B | 13 | 2037 | 5 | 3 | 3.2 | 24755 | 27137
Fire Safety Systems | Fire Extinguishers - CO2 | Town C | 3 | Urgent | B | 9 | 2033 | 5 | 1 | 2.2 | 4875 | 21327
Local and Special Ventilation | Unit extract fans | Town E | 1 | Medium | DX | 1 | 2025 | 1 | 3 | 2 | 876 | 588
Local and Special Ventilation | Unit extract fans | Town G | 1 | Medium | B | 5 | 2029 | 5 | 3 | 3.2 | 24756 | 15108
Fire Safety Systems | Manual and Automatic Doors - Emergency and Panic Escape Doors | Town C | 1 | Urgent | B | 22 | 2046 | 5 | 1 | 2.2 | 4876 | 32903
Lifts | Disabled Lift - Electric | Town J | 1 | High | B | 5 | 2029 | 5 | 2 | 2.7 | 14163 | 14648
Barriers & Guardrails | Vehicle Crash Protection Barrier | Town C | 1 | V Low | B | 1 | 2025 | 5 | 4 | 3.7 | 33057 | 12002
Local Hot Water | Package Electric Water Heaters - Non-Drinking Water | Town F | 1 | Medium | B | 6 | 2030 | 5 | 3 | 3.2 | 24757 | 18671
General Lighting | General - LED fittings & Luminaires | Town E | 40 | Medium | B | 10 | 2034 | 5 | 3 | 3.2 | 24758 | 22809
Emergency Lighting | Self Contained - LED | Town I | 9 | Urgent | B | 21 | 2045 | 5 | 1 | 2.2 | 4877 | 32055
Local and Special Ventilation | Fan - Axial | Town I | 1 | Medium | B | 6 | 2030 | 5 | 3 | 3.2 | 24759 | 18672
Access Control | Gate Access - Local Lock / Keypad / Manual (External) | Town C | 1 | Medium | B | 14 | 2038 | 5 | 3 | 3.2 | 24760 | 27571
Fire Safety Systems | Fire Alarm System | Town H | 1 | Urgent | B | 5 | 2029 | 5 | 1 | 2.2 | 4878 | 14379
LV Distribution | Main Distribution Board | Town L | 1 | High | B | 15 | 2039 | 5 | 2 | 2.7 | 14164 | 28160
Heat Emitters | Electric Overdoor Air Curtain/Heater | Town J | 1 | Medium | D | 5 | 2029 | 3 | 3 | 2.6 | 11122 | 14554
LV Distribution | Sub Distribution Board | Town E | 1 | High | B | 11 | 2035 | 5 | 2 | 2.7 | 14165 | 24410
BMS | BMS Control Panel | Town B | 1 | High | B | 1 | 2025 | 5 | 2 | 2.7 | 14166 | 3785
Emergency Lighting | Self Contained - Non LED | Town F | 4 | Urgent | B | 6 | 2030 | 5 | 1 | 2.2 | 4879 | 16356
Air Conditioning | Multi-Split Condenser - DX Split Systems (With Gas, Electric or Hot Water Heaters) | Town J | 1 | Medium | B | 5 | 2029 | 5 | 3 | 3.2 | 24761 | 15109
LV Distribution | Sub Distribution Board | Town G | 1 | High | B | 1 | 2025 | 5 | 2 | 2.7 | 14167 | 3786
Local and Special Ventilation | Fan - General Ventilation | Town D | 1 | Medium | DX | 1 | 2025 | 1 | 3 | 2 | 877 | 589
Local and Special Ventilation | Fan - Axial | Town G | 1 | Medium | B | 5 | 2029 | 5 | 3 | 3.2 | 24762 | 15110
Emergency Lighting | Illuminated Fire Exit Signage | Town I | 2 | Urgent | B | 14 | 2038 | 5 | 1 | 2.2 | 4880 | 27365
Fire Safety Systems | Manual and Automatic Doors - Emergency and Panic Escape Doors | Town C | 1 | Urgent | B | 22 | 2046 | 5 | 1 | 2.2 | 4881 | 32904
Emergency Lighting | Self Contained - LED | Town I | 6 | Urgent | B | 21 | 2045 | 5 | 1 | 2.2 | 4882 | 32056
Lifts | Disabled Lift - Electric | Town G | 1 | High | D | 10 | 2034 | 3 | 2 | 2.1 | 1160 | 21959
Lifts | Disabled Lift - Electric | Town C | 1 | High | B | 16 | 2040 | 5 | 2 | 2.7 | 14168 | 29174
Local and Special Ventilation | Fan - Centrifugal | Town K | 1 | Medium | B | 1 | 2025 | 5 | 3 | 3.2 | 24763 | 8161
External Doors | Entrance Doors | Town K | 1 | High | C | 13 | 2037 | 4 | 2 | 2.4 | 10557 | 26910
LV Distribution | Main Distribution Board | Town K | 1 | High | B | 1 | 2025 | 5 | 2 | 2.7 | 14169 | 3787
Heat Emitters | Electric Heaters | Town K | 1 | Medium | B | 1 | 2025 | 5 | 3 | 3.2 | 24764 | 8162
Local Hot Water | Instantaneous Electric Water Heater - Non-Drinking Water | Town US | 1 | Medium | B | 10 | 2034 | 5 | 3 | 3.2 | 24765 | 22810
Emergency Lighting | Self Contained - Non LED | Town US | 2 | Urgent | B | 1 | 2025 | 5 | 1 | 2.2 | 4883 | 1338
LV Distribution | Sub Distribution Board | Town US | 1 | High | B | 10 | 2034 | 5 | 2 | 2.7 | 14170 | 22366
Roller Shutters | External Manual Roller Shutter | Town US | 1 | High | C | 1 | 2025 | 4 | 2 | 2.4 | 10558 | 2409
General Lighting | General - LED fittings & Luminaires | Town US | 2 | Medium | B | 1 | 2025 | 5 | 3 | 3.2 | 24766 | 8163
Fire Safety Systems | Fire Extinguishers - CO2 | Town US | 1 | Urgent | B | 8 | 2032 | 5 | 1 | 2.2 | 4884 | 20413
Emergency Lighting | Illuminated Fire Exit Signage | Town US | 1 | Urgent | B | 17 | 2041 | 5 | 1 | 2.2 | 4885 | 30097
Fire Safety Systems | Fire Extinguishers - Water | Town US | 1 | Urgent | B | 8 | 2032 | 5 | 1 | 2.2 | 4886 | 20414
Fire Safety Systems | Fire Extinguishers - CO2 | Town M | 5 | Urgent | B | 6 | 2030 | 5 | 1 | 2.2 | 4887 | 16357
Heat Emitters | Unit Heaters | Town M | 1 | Medium | B | 1 | 2025 | 5 | 3 | 3.2 | 24767 | 8164
Access Control | Door Lock / Keypad / Manual | Town M | 1 | Medium | B | 1 | 2025 | 5 | 3 | 3.2 | 24768 | 8165
LV Distribution | Sub Distribution Board | Town M | 1 | High | B | 1 | 2025 | 5 | 2 | 2.7 | 14171 | 3788
LV Distribution | Sub Distribution Board | Town M | 1 | High | B | 16 | 2040 | 5 | 2 | 2.7 | 14172 | 29175
Local Hot Water | Package Electric Water Heaters - Non-Drinking Water | Town M | 1 | Medium | B | 3 | 2027 | 5 | 3 | 3.2 | 24769 | 13536
Emergency Lighting | Illuminated Fire Exit Signage | Town C | 3 | Urgent | B | 7 | 2031 | 5 | 1 | 2.2 | 4888 | 19324
Emergency Lighting | Illuminated Fire Exit Signage | Town C | 2 | Urgent | B | 7 | 2031 | 5 | 1 | 2.2 | 4889 | 19325
Local and Special Ventilation | Fan - Window / Wall Mounted | Town L | 1 | Medium | B | 10 | 2034 | 5 | 3 | 3.2 | 24770 | 22811
Local and Special Ventilation | Fan - Window / Wall Mounted | Town L | 1 | Medium | B | 10 | 2034 | 5 | 3 | 3.2 | 24771 | 22812
Fire Safety Systems | Fire Blanket | Town N | 1 | Urgent | B | 4 | 2028 | 5 | 1 | 2.2 | 4890 | 13821
Roller Shutters | Internal Electric Roller Shutter | Town N | 1 | Medium | B | 8 | 2032 | 5 | 3 | 3.2 | 24772 | 20954
Fire Safety Systems | Fire Alarm System | Town N | 1 | Urgent | B | 12 | 2036 | 5 | 1 | 2.2 | 4891 | 26015
Local and Special Ventilation | Fan - Bifurcated | Town N | 1 | Medium | B | 1 | 2025 | 5 | 3 | 3.2 | 24773 | 8166
Local and Special Ventilation | Fan - Bifurcated | Town N | 1 | Medium | B | 1 | 2025 | 5 | 3 | 3.2 | 24774 | 8167
Multi-System Controls | Control Panel - Electrical Services (excluding Electrical Controllers and Pneumatic Relays) | Town N | 1 | Medium | B | 1 | 2025 | 5 | 3 | 3.2 | 24775 | 8168
Fire Safety Systems | Manual and Automatic Doors - Emergency and Panic Escape Doors | Town N | 1 | Urgent | B | 15 | 2039 | 5 | 1 | 2.2 | 4892 | 27863
LV Distribution | Main Distribution Board | Town N | 1 | High | B | 1 | 2025 | 5 | 2 | 2.7 | 14173 | 3789
LV Distribution | Sub Distribution Board | Town N | 1 | High | B | 6 | 2030 | 5 | 2 | 2.7 | 14174 | 17589
Local and Special Ventilation | Fan - Extract | Town N | 1 | Medium | C | 1 | 2025 | 4 | 3 | 2.9 | 18639 | 5552
Local and Special Ventilation | Fan - Extract | Town N | 1 | Medium | C | 1 | 2025 | 4 | 3 | 2.9 | 18640 | 5553
Local Hot Water | Instantaneous Electric Water Heater - Non-Drinking Water | Town O | 1 | Medium | B | 1 | 2025 | 5 | 3 | 3.2 | 24776 | 8169
Local Hot Water | Instantaneous Electric Water Heater - Non-Drinking Water | Town O | 1 | Medium | B | 1 | 2025 | 5 | 3 | 3.2 | 24777 | 8170
Fire Safety Systems | Manual and Automatic Doors - Emergency and Panic Escape Doors | Town O | 1 | Urgent | B | 1 | 2025 | 5 | 1 | 2.2 | 4893 | 1339
Emergency Lighting | Self Contained - LED | Town O | 1 | Urgent | CX | 1 | 2025 | 2 | 1 | 1.3 | 341 | 317
Fire Safety Systems | Fire Alarm System | Town P | 1 | Urgent | A | 13 | 2037 | 6 | 1 | 2.5 | 10888 | 26917
Heat Emitters | Gas Fired Unit Heaters | Town P | 1 | Medium | B | 1 | 2025 | 5 | 3 | 3.2 | 24778 | 8171
External Doors | Entrance Doors | Town P | 1 | High | B | 20 | 2044 | 5 | 2 | 2.7 | 14175 | 31622
Fire Safety Systems | Fire Extinguishers - Foam | Town P | 4 | Urgent | B | 6 | 2030 | 5 | 1 | 2.2 | 4894 | 16358
LV Distribution | Main Distribution Board | Town O | 1 | High | B | 4 | 2028 | 5 | 2 | 2.7 | 14176 | 13946
LV Distribution | Main Distribution Board | Town O | 1 | High | B | 4 | 2028 | 5 | 2 | 2.7 | 14177 | 13947
LV Distribution | Main Distribution Board | Town O | 1 | High | B | 19 | 2043 | 5 | 2 | 2.7 | 14178 | 31189
Multi-System Controls | Control Panel - Electrical Services (excluding Electrical Controllers and Pneumatic Relays) | Town O | 1 | Medium | B | 4 | 2028 | 5 | 3 | 3.2 | 24779 | 14118
Local and Special Ventilation | Fan - Extract | Town O | 1 | Medium | B | 1 | 2025 | 5 | 3 | 3.2 | 24780 | 8172
Barriers & Guardrails | Vehicle Crash Protection Barrier | Town O | 1 | V Low | B | 1 | 2025 | 5 | 4 | 3.7 | 33058 | 12003
Roller Shutters | External Electric Roller Shutter | Town O | 1 | High | B | 1 | 2025 | 5 | 2 | 2.7 | 14179 | 3790
Local and Special Ventilation | Fan - Centrifugal | Town O | 1 | Medium | B | 1 | 2025 | 5 | 3 | 3.2 | 24781 | 8173
Barriers & Guardrails | Vehicle Crash Protection Barrier | Town O | 1 | V Low | B | 1 | 2025 | 5 | 4 | 3.7 | 33059 | 12004
Barriers & Guardrails | Vehicle Crash Protection Barrier | Town O | 1 | V Low | B | 1 | 2025 | 5 | 4 | 3.7 | 33060 | 12005
Barriers & Guardrails | Vehicle Crash Protection Barrier | Town O | 1 | V Low | B | 1 | 2025 | 5 | 4 | 3.7 | 33061 | 12006
Burner | Forced draft gas burner | Town O | 1 | Medium | B | 1 | 2025 | 5 | 3 | 3.2 | 24782 | 8174
Access Control | Gate Access - Local Lock / Keypad / Manual (External) | Town O | 3 | Medium | B | 1 | 2025 | 5 | 3 | 3.2 | 24783 | 8175
Emergency Lighting | Self Contained - LED | Town O | 4 | Urgent | B | 11 | 2035 | 5 | 1 | 2.2 | 4895 | 23612
Heat Emitters | Radiators - Steel | Town O | 4 | Medium | B | 1 | 2025 | 5 | 3 | 3.2 | 24784 | 8176
Fire Safety Systems | Fire Extinguishers - Foam | Town L | 4 | Urgent | B | 7 | 2031 | 5 | 1 | 2.2 | 4896 | 19326
Central Cooling | Fan - Axial | Town AB | 1 | Medium | B | 1 | 2025 | 5 | 3 | 3.2 | 24785 | 8177
Fire Safety Systems | Fire Extinguishers - CO2 | Town AE | 1 | Urgent | B | 6 | 2030 | 5 | 1 | 2.2 | 4897 | 16359
Fire Safety Systems | Fire Extinguishers - Foam | Town AA | 5 | Urgent | B | 8 | 2032 | 5 | 1 | 2.2 | 4898 | 20415
Barriers & Guardrails | Vehicle Crash Protection Barrier | Town T | 2 | V Low | B | 1 | 2025 | 5 | 4 | 3.7 | 33062 | 12007
General Lighting | General - LED fittings & Luminaires | Town X | 70 | Medium | B | 12 | 2036 | 5 | 3 | 3.2 | 24786 | 26505
Emergency Lighting | Illuminated Fire Exit Signage | Town Q | 1 | Urgent | B | 17 | 2041 | 5 | 1 | 2.2 | 4899 | 30098
Fire Safety Systems | Fire Extinguishers - Foam | Town V | 2 | Urgent | B | 6 | 2030 | 5 | 1 | 2.2 | 4900 | 16360
Roller Shutters | Internal Electric Roller Shutter | Town AF | 1 | Medium | B | 1 | 2025 | 5 | 3 | 3.2 | 24787 | 8178
LV Distribution | Main Distribution Board | Town Y | 1 | High | B | 1 | 2025 | 5 | 2 | 2.7 | 14180 | 3791
Roller Shutters | Internal Electric Roller Shutter | Town AJ | 1 | Medium | B | 10 | 2034 | 5 | 3 | 3.2 | 24788 | 22813
Local and Special Ventilation | Fan - Axial | Town T | 1 | Medium | B | 5 | 2029 | 5 | 3 | 3.2 | 24789 | 15111
External Doors | Manual and Automatic Doors - Auto / Powered Sliding Doors | Town Z | 1 | High | B | 11 | 2035 | 5 | 2 | 2.7 | 14181 | 24411
Roller Shutters | External Manual Roller Shutter | Town AA | 1 | High | B | 1 | 2025 | 5 | 2 | 2.7 | 14182 | 3792
Roller Shutters | External Electric Roller Shutter | Town U | 1 | High | B | 19 | 2043 | 5 | 2 | 2.7 | 14183 | 31190
Emergency Lighting | Self Contained - LED | Town Y | 4 | Urgent | B | 11 | 2035 | 5 | 1 | 2.2 | 4901 | 23613
Security Systems | Manual and Automatic Doors - High Security Door | Town X | 1 | High | C | 11 | 2035 | 4 | 2 | 2.4 | 10559 | 24050
External Doors | Entrance Doors | Town S | 1 | High | B | 11 | 2035 | 5 | 2 | 2.7 | 14184 | 24412
External Doors | Entrance Doors | Town S | 1 | High | B | 18 | 2042 | 5 | 2 | 2.7 | 14185 | 30821
Fire Safety Systems | Fire Extinguishers - CO2 | Town AA | 6 | Urgent | B | 5 | 2029 | 5 | 1 | 2.2 | 4902 | 14380
Local and Special Ventilation | Fan - Axial | Town S | 1 | Medium | B | 1 | 2025 | 5 | 3 | 3.2 | 24790 | 8179
Heat Emitters | Electric Heaters | Town AI | 3 | Medium | B | 1 | 2025 | 5 | 3 | 3.2 | 24791 | 8180
Central Ventilation Systems | Fan - General Ventilation | Town V | 1 | Low | B | 5 | 2029 | 5 | 4 | 3.7 | 33063 | 15628
Local and Special Ventilation | Fan - Axial | Town S | 1 | Medium | B | 1 | 2025 | 5 | 3 | 3.2 | 24792 | 8181
Multi-System Controls | Instrumental Control Panel | Town AF | 1 | Medium | B | 14 | 2038 | 5 | 3 | 3.2 | 24793 | 27572
Roller Shutters | External Manual Roller Shutter | Town S | 1 | High | B | 1 | 2025 | 5 | 2 | 2.7 | 14186 | 3793
Fire Safety Systems | Fire Alarm Panel / Repeater | Town X | 1 | Urgent | B | 1 | 2025 | 5 | 1 | 2.2 | 4903 | 1340
LV Distribution | Sub Distribution Board | Town AG | 1 | High | B | 1 | 2025 | 5 | 2 | 2.7 | 14187 | 3794
Fire Safety Systems | Fire Extinguishers - Foam | Town S | 2 | Urgent | B | 9 | 2033 | 5 | 1 | 2.2 | 4904 | 21328
Air Conditioning | Multi-Split Condenser - Split Systems/Heat Pumps - Air-cooled with Direct Expansion Evaporator (DX) | Town W | 1 | Medium | B | 1 | 2025 | 5 | 3 | 3.2 | 24794 | 8182
Heat Emitters | Electric Overdoor Air Curtain/Heater | Town AF | 1 | Medium | B | 10 | 2034 | 5 | 3 | 3.2 | 24795 | 22814
Emergency Lighting | Self Contained - LED | Town S | 11 | Urgent | B | 21 | 2045 | 5 | 1 | 2.2 | 4905 | 32057
Local and Special Ventilation | Fan - Window / Wall Mounted | Town AA | 1 | Medium | B | 6 | 2030 | 5 | 3 | 3.2 | 24796 | 18673
General Lighting | General - LED fittings & Luminaires | Town X | 23 | Medium | C | 1 | 2025 | 4 | 3 | 2.9 | 18641 | 5554
LV Distribution | Sub Distribution Board | Town R | 1 | High | B | 1 | 2025 | 5 | 2 | 2.7 | 14188 | 3795
Emergency Lighting | Self Contained - Non LED | Town X | 4 | Urgent | B | 1 | 2025 | 5 | 1 | 2.2 | 4906 | 1341
Local and Special Ventilation | Fan - Window / Wall Mounted | Town S | 1 | Medium | B | 11 | 2035 | 5 | 3 | 3.2 | 24797 | 25213
Roller Shutters | Internal Electric Roller Shutter | Town AA | 1 | Medium | B | 11 | 2035 | 5 | 3 | 3.2 | 24798 | 25214
Fire Safety Systems | Fire Alarm System | Town AF | 1 | Urgent | B | 5 | 2029 | 5 | 1 | 2.2 | 4907 | 14381
Fire Safety Systems | Fire Extinguishers - CO2 | Town R | 4 | Urgent | B | 6 | 2030 | 5 | 1 | 2.2 | 4908 | 16361
General Lighting | General - LED fittings & Luminaires | Town AB | 71 | Medium | B | 13 | 2037 | 5 | 3 | 3.2 | 24799 | 27138
General Lighting | General - LED fittings & Luminaires | Town U | 9 | Medium | B | 6 | 2030 | 5 | 3 | 3.2 | 24800 | 18674
Emergency Lighting | Self Contained - Non LED | Town AJ | 4 | Urgent | B | 1 | 2025 | 5 | 1 | 2.2 | 4909 | 1342
Heat Emitters | Electric Heaters | Town R | 2 | Medium | B | 1 | 2025 | 5 | 3 | 3.2 | 24801 | 8183
Fire Safety Systems | Manual and Automatic Doors - Emergency and Panic Escape Doors | Town T | 1 | Urgent | B | 16 | 2040 | 5 | 1 | 2.2 | 4910 | 28794
Fire Safety Systems | Fire Alarm Panel / Repeater | Town T | 1 | Urgent | B | 9 | 2033 | 5 | 1 | 2.2 | 4911 | 21329
Local and Special Ventilation | Fan - Axial | Town AI | 1 | Medium | B | 5 | 2029 | 5 | 3 | 3.2 | 24802 | 15112
LV Distribution | LV Switch Panel | Town X | 1 | High | B | 1 | 2025 | 5 | 2 | 2.7 | 14189 | 3796
External Doors | Entrance Doors | Town AI | 1 | High | B | 19 | 2043 | 5 | 2 | 2.7 | 14190 | 31191
Local and Special Ventilation | Fan - Axial | Town AI | 1 | Medium | B | 8 | 2032 | 5 | 3 | 3.2 | 24803 | 20955
External Doors | Manual and Automatic Doors - Auto / Powered Sliding Doors | Town Q | 1 | High | B | 17 | 2041 | 5 | 2 | 2.7 | 14191 | 30320
LV Distribution | Sub Distribution Board | Town X | 1 | High | B | 1 | 2025 | 5 | 2 | 2.7 | 14192 | 3797
LV Distribution | Sub Distribution Board | Town AA | 1 | High | DX | 1 | 2025 | 1 | 2 | 1.5 | 393 | 352
Central Cooling | Fan - Axial | Town Q | 1 | Medium | B | 9 | 2033 | 5 | 3 | 3.2 | 24804 | 21766
Fire Safety Systems | Fire Extinguishers - CO2 | Town X | 4 | Urgent | B | 1 | 2025 | 5 | 1 | 2.2 | 4912 | 1343
Roller Shutters | External Electric Roller Shutter | Town T | 1 | High | B | 7 | 2031 | 5 | 2 | 2.7 | 14193 | 19629
External Lighting | General - LED | Town V | 3 | Medium | B | 5 | 2029 | 5 | 3 | 3.2 | 24805 | 15113
Fire Safety Systems | Fire Extinguishers - Foam | Town AI | 3 | Urgent | B | 6 | 2030 | 5 | 1 | 2.2 | 4913 | 16362
Central Ventilation Systems | Fan - General Ventilation | Town W | 1 | Low | B | 1 | 2025 | 5 | 4 | 3.7 | 33064 | 12008
General Lighting | General - LED fittings & Luminaires | Town X | 5 | Medium | B | 16 | 2040 | 5 | 3 | 3.2 | 24806 | 29540
Fire Safety Systems | Fire Extinguishers - CO2 | Town W | 1 | Urgent | B | 6 | 2030 | 5 | 1 | 2.2 | 4914 | 16363
Local Hot Water | Package Electric Water Heaters - Non-Drinking Water | Town AA | 1 | Medium | B | 6 | 2030 | 5 | 3 | 3.2 | 24807 | 18675
Emergency Lighting | Self Contained - LED | Town U | 2 | Urgent | B | 11 | 2035 | 5 | 1 | 2.2 | 4915 | 23614
Heat Emitters | Electric Heaters | Town X | 4 | Medium | B | 1 | 2025 | 5 | 3 | 3.2 | 24808 | 8184
Emergency Lighting | Self Contained - LED | Town Q | 4 | Urgent | B | 19 | 2043 | 5 | 1 | 2.2 | 4916 | 31071
Local Hot Water | Package Electric Water Heaters - Non-Drinking Water | Town R | 1 | Medium | B | 4 | 2028 | 5 | 3 | 3.2 | 24809 | 14119
LV Distribution | Sub Distribution Board | Town AF | 1 | High | B | 10 | 2034 | 5 | 2 | 2.7 | 14194 | 22367
External Doors | Manual and Automatic Doors - Auto / Powered Sliding Doors | Town AC | 1 | High | B | 11 | 2035 | 5 | 2 | 2.7 | 14195 | 24413
Specialist Lighting | Illuminated External Signs | Town O | 1 | Medium | C | 1 | 2025 | 4 | 3 | 2.9 | 18642 | 5555
Fire Safety Systems | Manual and Automatic Doors - Emergency and Panic Escape Doors | Town AB | 1 | Urgent | DX | 17 | 2041 | 1 | 1 | 1 | 10 | 29961
Local and Special Ventilation | Fan - Axial | Town T | 1 | Medium | B | 5 | 2029 | 5 | 3 | 3.2 | 24810 | 15114
Local and Special Ventilation | Fan - Axial | Town AI | 1 | Medium | B | 8 | 2032 | 5 | 3 | 3.2 | 24811 | 20956
Roller Shutters | External Electric Roller Shutter | Town AJ | 1 | High | B | 9 | 2033 | 5 | 2 | 2.7 | 14196 | 21590
Heat Emitters | Electric Heaters | Town O | 2 | Medium | B | 4 | 2028 | 5 | 3 | 3.2 | 24812 | 14120
Fire Safety Systems | Fire Blanket | Town Q | 1 | Urgent | B | 2 | 2026 | 5 | 1 | 2.2 | 4917 | 12593
Local Hot Water | Package Electric Water Heaters - Non-Drinking Water | Town T | 1 | Medium | B | 4 | 2028 | 5 | 3 | 3.2 | 24813 | 14121
LV Distribution | Main Distribution Board | Town AG | 1 | High | B | 1 | 2025 | 5 | 2 | 2.7 | 14197 | 3798
Roller Shutters | Internal Electric Roller Shutter | Town AF | 1 | Medium | B | 1 | 2025 | 5 | 3 | 3.2 | 24814 | 8185
Roller Shutters | Internal Electric Roller Shutter | Town AF | 1 | Medium | B | 1 | 2025 | 5 | 3 | 3.2 | 24815 | 8186
Emergency Lighting | Illuminated Fire Exit Signage | Town AI | 1 | Urgent | B | 16 | 2040 | 5 | 1 | 2.2 | 4918 | 28795
Fire Safety Systems | Fire Extinguishers - Foam | Town S | 2 | Urgent | B | 8 | 2032 | 5 | 1 | 2.2 | 4919 | 20416
Roller Shutters | Internal Manual Roller Shutter | Town W | 1 | Medium | B | 5 | 2029 | 5 | 3 | 3.2 | 24816 | 15115
LV Distribution | Sub Distribution Board | Town Q | 1 | High | B | 2 | 2026 | 5 | 2 | 2.7 | 14198 | 12894
LV Distribution | Sub Distribution Board | Town R | 1 | High | A | 18 | 2042 | 6 | 2 | 3 | 19555 | 30909
Heat Emitters | Gas Fired Unit Heaters | Town T | 1 | Medium | B | 6 | 2030 | 5 | 3 | 3.2 | 24817 | 18676
General Lighting | General - LED fittings & Luminaires | Town AA | 26 | Medium | B | 16 | 2040 | 5 | 3 | 3.2 | 24818 | 29541
Emergency Lighting | Self Contained - LED | Town AI | 8 | Urgent | B | 18 | 2042 | 5 | 1 | 2.2 | 4920 | 30645
Air Conditioning | Single-Split Condenser - Split Systems/Heat Pumps - Air-cooled with Direct Expansion Evaporator (DX) | Town AB | 1 | Medium | CX | 1 | 2025 | 2 | 3 | 2.3 | 10182 | 2124
Barriers & Guardrails | Manual Vehicle Barrier | Town AA | 1 | Medium | B | 1 | 2025 | 5 | 3 | 3.2 | 24819 | 8187
External Doors | Manual and Automatic Doors - Auto / Powered Sliding Doors | Town S | 1 | High | B | 33 | 2057 | 5 | 2 | 2.7 | 14199 | 33853
Multi-System Controls | Control Panel - Electrical Services (excluding Electrical Controllers and Pneumatic Relays) | Town X | 1 | Medium | B | 1 | 2025 | 5 | 3 | 3.2 | 24820 | 8188
Emergency Lighting | Illuminated Fire Exit Signage | Town Q | 3 | Urgent | B | 2 | 2026 | 5 | 1 | 2.2 | 4921 | 12594
Local and Special Ventilation | Fan - Window / Wall Mounted | Town Q | 1 | Medium | B | 1 | 2025 | 5 | 3 | 3.2 | 24821 | 8189
Local Hot Water | Instantaneous Electric Water Heater - Non-Drinking Water | Town AH | 1 | Medium | C | 1 | 2025 | 4 | 3 | 2.9 | 18643 | 5556
Fire Safety Systems | Fire Extinguishers - Powder | Town AF | 3 | Urgent | B | 6 | 2030 | 5 | 1 | 2.2 | 4922 | 16364
Emergency Lighting | Self Contained - Non LED | Town Q | 3 | Urgent | B | 7 | 2031 | 5 | 1 | 2.2 | 4923 | 19327
LV Distribution | Sub Distribution Board | Town AB | 1 | High | B | 2 | 2026 | 5 | 2 | 2.7 | 14200 | 12895
LV Distribution | Sub Distribution Board | Town AF | 1 | High | C | 1 | 2025 | 4 | 2 | 2.4 | 10560 | 2410
Local and Special Ventilation | Fan - Kitchen Extract | Town X | 1 | Low | B | 1 | 2025 | 5 | 4 | 3.7 | 33065 | 12009
Roller Shutters | External Manual Roller Shutter | Town O | 1 | High | B | 1 | 2025 | 5 | 2 | 2.7 | 14201 | 3799
Local and Special Ventilation | Fan - Axial | Town AB | 1 | Medium | B | 1 | 2025 | 5 | 3 | 3.2 | 24822 | 8190
Emergency Lighting | Self Contained - LED | Town S | 7 | Urgent | B | 21 | 2045 | 5 | 1 | 2.2 | 4924 | 32058
Fire Safety Systems | Fire Extinguishers - Foam | Town AF | 3 | Urgent | B | 6 | 2030 | 5 | 1 | 2.2 | 4925 | 16365
Air Conditioning | Single-Split Condenser - Split Systems/Heat Pumps - Air-cooled with Direct Expansion Evaporator (DX) | Town S | 1 | Medium | B | 6 | 2030 | 5 | 3 | 3.2 | 24823 | 18677
Central Cooling | Fan - Axial | Town AB | 1 | Medium | B | 1 | 2025 | 5 | 3 | 3.2 | 24824 | 8191
Security Systems | Manual and Automatic Doors - High Security Door | Town AI | 1 | High | B | 19 | 2043 | 5 | 2 | 2.7 | 14202 | 31192
General Lighting | General - LED fittings & Luminaires | Town V | 51 | Medium | B | 15 | 2039 | 5 | 3 | 3.2 | 24825 | 28428
Local Hot Water | Instantaneous Electric Water Heater - Non-Drinking Water | Town AC | 1 | Medium | C | 1 | 2025 | 4 | 3 | 2.9 | 18644 | 5557
General Lighting | General - LED fittings & Luminaires | Town O | 24 | Medium | B | 6 | 2030 | 5 | 3 | 3.2 | 24826 | 18678
General Lighting | General - LED fittings & Luminaires | Town AE | 34 | Medium | B | 10 | 2034 | 5 | 3 | 3.2 | 24827 | 22815
Heat Emitters | Electric Heaters | Town Y | 1 | Medium | B | 1 | 2025 | 5 | 3 | 3.2 | 24828 | 8192
Fire Safety Systems | Fire Blanket | Town AC | 1 | Urgent | B | 4 | 2028 | 5 | 1 | 2.2 | 4926 | 13822
Central Ventilation Systems | Fan - General Ventilation | Town Z | 1 | Low | B | 1 | 2025 | 5 | 4 | 3.7 | 33066 | 12010
Local Hot Water | Package Electric Water Heaters - Non-Drinking Water | Town AB | 1 | Medium | B | 1 | 2025 | 5 | 3 | 3.2 | 24829 | 8193
Roller Shutters | External Manual Roller Shutter | Town S | 1 | High | B | 1 | 2025 | 5 | 2 | 2.7 | 14203 | 3800
Emergency Lighting | Externally Powered - LED | Town U | 2 | Urgent | B | 19 | 2043 | 5 | 1 | 2.2 | 4927 | 31072
Fire Safety Systems | Fire Extinguishers - CO2 | Town W | 6 | Urgent | B | 6 | 2030 | 5 | 1 | 2.2 | 4928 | 16366
Local and Special Ventilation | Fan - Window / Wall Mounted | Town Q | 1 | Medium | B | 1 | 2025 | 5 | 3 | 3.2 | 24830 | 8194
Local and Special Ventilation | Fan - Kitchen Extract | Town V | 1 | Low | B | 5 | 2029 | 5 | 4 | 3.7 | 33067 | 15629
Central Cooling | Fan - Axial | Town AB | 1 | Medium | B | 1 | 2025 | 5 | 3 | 3.2 | 24831 | 8195
Roller Shutters | External Manual Roller Shutter | Town AJ | 1 | High | B | 1 | 2025 | 5 | 2 | 2.7 | 14204 | 3801
Heat Emitters | Electric Heaters | Town W | 1 | Medium | A | 7 | 2031 | 6 | 3 | 3.5 | 32526 | 20209
External Lighting | General - LED | Town S | 1 | Medium | B | 11 | 2035 | 5 | 3 | 3.2 | 24832 | 25215
Fire Safety Systems | Fire Blanket | Town AI | 1 | Urgent | B | 5 | 2029 | 5 | 1 | 2.2 | 4929 | 14382
Local Hot Water | Instantaneous Electric Water Heater - Non-Drinking Water | Town O | 1 | Medium | C | 1 | 2025 | 4 | 3 | 2.9 | 18645 | 5558
Fire Safety Systems | Fire Alarm Panel / Repeater | Town AG | 1 | Urgent | B | 11 | 2035 | 5 | 1 | 2.2 | 4930 | 23615
Roller Shutters | External Manual Roller Shutter | Town AJ | 1 | High | B | 1 | 2025 | 5 | 2 | 2.7 | 14205 | 3802
Fire Safety Systems | Fire Alarm System | Town AJ | 1 | Urgent | B | 11 | 2035 | 5 | 1 | 2.2 | 4931 | 23616
General Lighting | General - LED fittings & Luminaires | Town R | 6 | Medium | B | 1 | 2025 | 5 | 3 | 3.2 | 24833 | 8196
External Lighting | General - LED | Town AA | 4 | Medium | B | 11 | 2035 | 5 | 3 | 3.2 | 24834 | 25216
Local Hot Water | Instantaneous Electric Water Heater - Non-Drinking Water | Town Y | 1 | Medium | B | 1 | 2025 | 5 | 3 | 3.2 | 24835 | 8197
Fire Safety Systems | Fire Alarm System | Town AF | 1 | Urgent | B | 9 | 2033 | 5 | 1 | 2.2 | 4932 | 21330
General Lighting | General - LED fittings & Luminaires | Town R | 5 | Medium | B | 18 | 2042 | 5 | 3 | 3.2 | 24836 | 30949
Fire Safety Systems | Fire Extinguishers - Foam | Town AB | 1 | Urgent | B | 6 | 2030 | 5 | 1 | 2.2 | 4933 | 16367
LV Distribution | Sub Distribution Board | Town AH | 1 | High | B | 1 | 2025 | 5 | 2 | 2.7 | 14206 | 3803
LV Distribution | Main Distribution Board | Town X | 1 | High | B | 6 | 2030 | 5 | 2 | 2.7 | 14207 | 17590
Local Hot Water | Package Electric Water Heaters - Non-Drinking Water | Town S | 1 | Medium | B | 9 | 2033 | 5 | 3 | 3.2 | 24837 | 21767
Fire Safety Systems | Fire Extinguishers - CO2 | Town U | 4 | Urgent | B | 6 | 2030 | 5 | 1 | 2.2 | 4934 | 16368
Fire Safety Systems | Fire Extinguishers - Powder | Town Y | 1 | Urgent | B | 6 | 2030 | 5 | 1 | 2.2 | 4935 | 16369
Fire Safety Systems | Fire Extinguishers - CO2 | Town S | 4 | Urgent | B | 4 | 2028 | 5 | 1 | 2.2 | 4936 | 13823
LV Distribution | Sub Distribution Board | Town AA | 1 | High | DX | 1 | 2025 | 1 | 2 | 1.5 | 394 | 353
Roller Shutters | External Electric Roller Shutter | Town AJ | 1 | High | B | 9 | 2033 | 5 | 2 | 2.7 | 14208 | 21591
Local and Special Ventilation | Fan - Extract | Town Z | 1 | Medium | B | 1 | 2025 | 5 | 3 | 3.2 | 24838 | 8198
Fire Safety Systems | Fire Alarm System | Town R | 1 | Urgent | A | 13 | 2037 | 6 | 1 | 2.5 | 10889 | 26918
Local and Special Ventilation | Fan - Kitchen Extract | Town X | 1 | Low | B | 1 | 2025 | 5 | 4 | 3.7 | 33068 | 12011
Access Control | Door Lock / Keypad / Manual | Town Z | 1 | Medium | B | 1 | 2025 | 5 | 3 | 3.2 | 24839 | 8199
Fire Safety Systems | Fire Extinguishers - Powder | Town AD | 1 | Urgent | B | 6 | 2030 | 5 | 1 | 2.2 | 4937 | 16370
Fire Safety Systems | Fire Blanket | Town X | 1 | Urgent | B | 1 | 2025 | 5 | 1 | 2.2 | 4938 | 1344
Air Conditioning | Multi-Split Condenser - Split Systems/Heat Pumps - Air-cooled with Direct Expansion Evaporator (DX) | Town W | 1 | Medium | B | 1 | 2025 | 5 | 3 | 3.2 | 24840 | 8200
Multi-System Controls | Control Panel - Electrical Services (excluding Electrical Controllers and Pneumatic Relays) | Town AB | 1 | Medium | B | 2 | 2026 | 5 | 3 | 3.2 | 24841 | 13088
Fire Safety Systems | Manual and Automatic Doors - Emergency and Panic Escape Doors | Town S | 1 | Urgent | B | 14 | 2038 | 5 | 1 | 2.2 | 4939 | 27366
External Doors | Entrance Doors | Town S | 1 | High | B | 16 | 2040 | 5 | 2 | 2.7 | 14209 | 29176
Emergency Lighting | Illuminated Fire Exit Signage | Town R | 3 | Urgent | B | 16 | 2040 | 5 | 1 | 2.2 | 4940 | 28796
Access Control | Gate Access - Local Lock / Keypad / Manual (External) | Town V | 1 | Medium | A | 14 | 2038 | 6 | 3 | 3.5 | 32527 | 27672
Central Ventilation Systems | Fan - General Ventilation | Town V | 1 | Low | B | 5 | 2029 | 5 | 4 | 3.7 | 33069 | 15630
Roller Shutters | Internal Electric Roller Shutter | Town V | 1 | Medium | B | 15 | 2039 | 5 | 3 | 3.2 | 24842 | 28429
External Doors | Entrance Doors | Town O | 1 | High | B | 1 | 2025 | 5 | 2 | 2.7 | 14210 | 3804
External Doors | Entrance Doors | Town U | 1 | High | B | 29 | 2053 | 5 | 2 | 2.7 | 14211 | 33653
General Lighting | General - LED fittings & Luminaires | Town AG | 6 | Medium | B | 12 | 2036 | 5 | 3 | 3.2 | 24843 | 26506
Central Ventilation Systems | Fan - General Ventilation | Town V | 1 | Low | B | 5 | 2029 | 5 | 4 | 3.7 | 33070 | 15631
General Lighting | General - LED fittings & Luminaires | Town R | 1 | Medium | B | 18 | 2042 | 5 | 3 | 3.2 | 24844 | 30950
Local Hot Water | Package Electric Water Heaters - Non-Drinking Water | Town AK | 1 | Medium | B | 6 | 2030 | 5 | 3 | 3.2 | 24845 | 18679
Fire Safety Systems | Fire Extinguishers - Powder | Town AK | 1 | Urgent | A | 10 | 2034 | 6 | 1 | 2.5 | 10890 | 22216
LV Distribution | Main Distribution Board | Town AK | 1 | High | B | 6 | 2030 | 5 | 2 | 2.7 | 14212 | 17591
External Lighting | General - Non LED | Town AL | 3 | Medium | B | 1 | 2025 | 5 | 3 | 3.2 | 24846 | 8201
General Lighting | General - LED fittings & Luminaires | Town AL | 35 | Medium | B | 1 | 2025 | 5 | 3 | 3.2 | 24847 | 8202
LV Distribution | Main Distribution Board | Town AL | 1 | High | B | 4 | 2028 | 5 | 2 | 2.7 | 14213 | 13948
Local and Special Ventilation | Fan - Extract | Town AL | 1 | Medium | CX | 1 | 2025 | 2 | 3 | 2.3 | 10183 | 2125
LV Distribution | Main Distribution Board | Town AL | 1 | High | C | 1 | 2025 | 4 | 2 | 2.4 | 10561 | 2411
External Doors | Entrance Doors | Town AL | 1 | High | C | 11 | 2035 | 4 | 2 | 2.4 | 10562 | 24051
Roller Shutters | External Manual Roller Shutter | Town AL | 1 | High | B | 1 | 2025 | 5 | 2 | 2.7 | 14214 | 3805
LV Distribution | Main Distribution Board | Town AR | 1 | High | B | 6 | 2030 | 5 | 2 | 2.7 | 14215 | 17592
Local and Special Ventilation | Fan - Extract | Town AU | 1 | Medium | B | 12 | 2036 | 5 | 3 | 3.2 | 24848 | 26507
Roller Shutters | External Manual Roller Shutter | Town AS | 1 | High | DX | 1 | 2025 | 1 | 2 | 1.5 | 395 | 354
Heat Emitters | Gas Fired Natural and Fan Assisted Heaters | Town AT | 1 | Medium | B | 1 | 2025 | 5 | 3 | 3.2 | 24849 | 8203
Fire Safety Systems | Manual and Automatic Doors - Emergency and Panic Escape Doors | Town BB | 1 | Urgent | B | 18 | 2042 | 5 | 1 | 2.2 | 4941 | 30646
Fire Safety Systems | Manual and Automatic Doors - Emergency and Panic Escape Doors | Town AS | 1 | Urgent | B | 11 | 2035 | 5 | 1 | 2.2 | 4942 | 23617
Fire Safety Systems | Manual and Automatic Doors - Emergency and Panic Escape Doors | Town AS | 1 | Urgent | B | 11 | 2035 | 5 | 1 | 2.2 | 4943 | 23618
AHU - Internal | Central Ventilation Systems - Ventilation Only | Town AO | 1 | Medium | B | 1 | 2025 | 5 | 3 | 3.2 | 24850 | 8204
Roller Shutters | Internal Electric Roller Shutter | Town AX | 1 | Medium | B | 15 | 2039 | 5 | 3 | 3.2 | 24851 | 28430
Local and Special Ventilation | Fan - Extract | Town AJ | 1 | Medium | B | 1 | 2025 | 5 | 3 | 3.2 | 24852 | 8205
Fire Safety Systems | Fire Alarm System | Town AS | 1 | Urgent | B | 9 | 2033 | 5 | 1 | 2.2 | 4944 | 21331
Local Hot Water | Instantaneous Electric Water Heater - Non-Drinking Water | Town AY | 1 | Medium | B | 1 | 2025 | 5 | 3 | 3.2 | 24853 | 8206
Roller Shutters | External Electric Roller Shutter | Town AZ | 1 | High | B | 1 | 2025 | 5 | 2 | 2.7 | 14216 | 3806
Roller Shutters | Internal Electric Roller Shutter | Town AT | 1 | Medium | B | 11 | 2035 | 5 | 3 | 3.2 | 24854 | 25217
Local and Special Ventilation | Fan - Centrifugal | Town AU | 1 | Medium | B | 1 | 2025 | 5 | 3 | 3.2 | 24855 | 8207
Air Conditioning | Multi-Split Evaporator - Split Systems/Heat Pumps - Air-cooled with Direct Expansion Evaporator (DX) | Town AX | 1 | Medium | B | 11 | 2035 | 5 | 3 | 3.2 | 24856 | 25218
Fire Safety Systems | Manual and Automatic Doors - Emergency and Panic Escape Doors | Town AJ | 1 | Urgent | B | 20 | 2044 | 5 | 1 | 2.2 | 4945 | 31475
Fire Safety Systems | Manual and Automatic Doors - Emergency and Panic Escape Doors | Town AT | 1 | Urgent | B | 11 | 2035 | 5 | 1 | 2.2 | 4946 | 23619
Barriers & Guardrails | Vehicle Crash Protection Barrier | Town AZ | 1 | V Low | B | 1 | 2025 | 5 | 4 | 3.7 | 33071 | 12012
Boiler | Combination Atmospheric Burner Gas Boiler | Town AR | 1 | High | CX | 1 | 2025 | 2 | 2 | 1.8 | 516 | 414
External Doors | Entrance Doors | Town BD | 1 | High | C | 11 | 2035 | 4 | 2 | 2.4 | 10563 | 24052
Boiler | Atmospheric Gas Burner/Condensing Combination Boiler (domestic type) | Town AM | 1 | High | B | 7 | 2031 | 5 | 2 | 2.7 | 14217 | 19630
Roller Shutters | Internal Electric Roller Shutter | Town AU | 1 | Medium | B | 1 | 2025 | 5 | 3 | 3.2 | 24857 | 8208
Local and Special Ventilation | Fan - Window / Wall Mounted | Town BB | 1 | Medium | DX | 4 | 2028 | 1 | 3 | 2 | 878 | 13752
Central Ventilation Systems | Fan - Axial | Town AT | 1 | Medium | B | 1 | 2025 | 5 | 3 | 3.2 | 24858 | 8209
Security Systems | Manual and Automatic Doors - High Security Door | Town AQ | 1 | High | B | 1 | 2025 | 5 | 2 | 2.7 | 14218 | 3807
General Lighting | General - LED fittings & Luminaires | Town AR | 2 | Medium | B | 11 | 2035 | 5 | 3 | 3.2 | 24859 | 25219
Emergency Lighting | Illuminated Fire Exit Signage | Town BA | 2 | Urgent | B | 6 | 2030 | 5 | 1 | 2.2 | 4947 | 16371
Emergency Lighting | Self Contained - LED | Town AR | 1 | Urgent | B | 11 | 2035 | 5 | 1 | 2.2 | 4948 | 23620
Heat Emitters | Electric Heaters | Town AR | 3 | Medium | C | 1 | 2025 | 4 | 3 | 2.9 | 18646 | 5559
General Lighting | General - LED fittings & Luminaires | Town AX | 37 | Medium | B | 18 | 2042 | 5 | 3 | 3.2 | 24860 | 30951
Heat Emitters | Radiators - Steel | Town AX | 2 | Medium | B | 5 | 2029 | 5 | 3 | 3.2 | 24861 | 15116
Fire Safety Systems | Fire Extinguishers - Foam | Town AX | 4 | Urgent | B | 6 | 2030 | 5 | 1 | 2.2 | 4949 | 16372
General Lighting | General - LED fittings & Luminaires | Town AV | 36 | Medium | B | 13 | 2037 | 5 | 3 | 3.2 | 24862 | 27139
Emergency Lighting | Self Contained - LED | Town AM | 11 | Urgent | B | 21 | 2045 | 5 | 1 | 2.2 | 4950 | 32059
Emergency Lighting | Self Contained - LED | Town AQ | 2 | Urgent | B | 20 | 2044 | 5 | 1 | 2.2 | 4951 | 31476
Emergency Lighting | Self Contained - Non LED | Town AO | 5 | Urgent | B | 7 | 2031 | 5 | 1 | 2.2 | 4952 | 19328
General Lighting | General - LED fittings & Luminaires | Town AO | 6 | Medium | B | 2 | 2026 | 5 | 3 | 3.2 | 24863 | 13089
Fire Safety Systems | Fire Extinguishers - Foam | Town AQ | 5 | Urgent | B | 2 | 2026 | 5 | 1 | 2.2 | 4953 | 12595
Fire Safety Systems | Fire Extinguishers - Foam | Town AP | 1 | Urgent | B | 5 | 2029 | 5 | 1 | 2.2 | 4954 | 14383
Access Control | Gate Access - Local Lock / Keypad / Manual (External) | Town AO | 1 | Medium | DX | 1 | 2025 | 1 | 3 | 2 | 879 | 590
Emergency Lighting | Illuminated Fire Exit Signage | Town BC | 3 | Urgent | B | 6 | 2030 | 5 | 1 | 2.2 | 4955 | 16373
Local Hot Water | Instantaneous Electric Water Heater - Non-Drinking Water | Town BC | 1 | Medium | B | 1 | 2025 | 5 | 3 | 3.2 | 24864 | 8210
Local and Special Ventilation | Fan - Kitchen Extract | Town AX | 1 | Low | B | 5 | 2029 | 5 | 4 | 3.7 | 33072 | 15632
Roller Shutters | External Manual Roller Shutter | Town AZ | 1 | High | B | 1 | 2025 | 5 | 2 | 2.7 | 14219 | 3808
Fire Safety Systems | Manual and Automatic Doors - Emergency and Panic Escape Doors | Town AS | 1 | Urgent | B | 11 | 2035 | 5 | 1 | 2.2 | 4956 | 23621
External Doors | Entrance Doors | Town AQ | 1 | High | B | 1 | 2025 | 5 | 2 | 2.7 | 14220 | 3809
General Lighting | General - LED fittings & Luminaires | Town AX | 1 | Medium | B | 17 | 2041 | 5 | 3 | 3.2 | 24865 | 30477
General Lighting | General - LED fittings & Luminaires | Town AN | 24 | Medium | B | 17 | 2041 | 5 | 3 | 3.2 | 24866 | 30478
Local and Special Ventilation | Fan - Window / Wall Mounted | Town AR | 1 | Medium | B | 1 | 2025 | 5 | 3 | 3.2 | 24867 | 8211
Security Systems | Manual and Automatic Doors - High Security Door | Town AV | 1 | High | B | 17 | 2041 | 5 | 2 | 2.7 | 14221 | 30321
Barriers & Guardrails | Vehicle Crash Protection Barrier | Town AN | 1 | V Low | B | 1 | 2025 | 5 | 4 | 3.7 | 33073 | 12013
Emergency Lighting | Illuminated Fire Exit Signage | Town AX | 3 | Urgent | B | 16 | 2040 | 5 | 1 | 2.2 | 4957 | 28797
External Doors | Entrance Doors | Town BB | 1 | High | B | 18 | 2042 | 5 | 2 | 2.7 | 14222 | 30822
Fire Safety Systems | Manual and Automatic Doors - Emergency and Panic Escape Doors | Town AX | 1 | Urgent | B | 10 | 2034 | 5 | 1 | 2.2 | 4958 | 22056
External Lighting | General - LED | Town AX | 1 | Medium | B | 11 | 2035 | 5 | 3 | 3.2 | 24868 | 25220
Fire Safety Systems | Fire Extinguishers - Powder | Town AS | 1 | Urgent | B | 6 | 2030 | 5 | 1 | 2.2 | 4959 | 16374
Emergency Lighting | Self Contained - Non LED | Town AT | 2 | Urgent | B | 1 | 2025 | 5 | 1 | 2.2 | 4960 | 1345
Heat Emitters | Electric Heaters | Town AT | 3 | Medium | B | 1 | 2025 | 5 | 3 | 3.2 | 24869 | 8212
Fire Safety Systems | Fire Extinguishers - CO2 | Town AO | 4 | Urgent | B | 6 | 2030 | 5 | 1 | 2.2 | 4961 | 16375
Barriers & Guardrails | Vehicle Crash Protection Barrier | Town AZ | 1 | V Low | B | 1 | 2025 | 5 | 4 | 3.7 | 33074 | 12014
External Lighting | General - Non LED | Town AU | 2 | Medium | B | 1 | 2025 | 5 | 3 | 3.2 | 24870 | 8213
Fire Safety Systems | Fire Extinguishers - CO2 | Town AQ | 3 | Urgent | B | 2 | 2026 | 5 | 1 | 2.2 | 4962 | 12596
BMS | BMS Control Panel | Town AV | 1 | High | B | 7 | 2031 | 5 | 2 | 2.7 | 14223 | 19631
General Lighting | General - LED fittings & Luminaires | Town AR | 2 | Medium | B | 6 | 2030 | 5 | 3 | 3.2 | 24871 | 18680
Heat Emitters | Electric Heaters | Town AR | 6 | Medium | B | 1 | 2025 | 5 | 3 | 3.2 | 24872 | 8214
Central Ventilation Systems | Fan - General Ventilation | Town AX | 1 | Low | B | 1 | 2025 | 5 | 4 | 3.7 | 33075 | 12015
LV Distribution | Sub Distribution Board | Town AY | 1 | High | C | 1 | 2025 | 4 | 2 | 2.4 | 10564 | 2412
Emergency Lighting | Illuminated Fire Exit Signage | Town AT | 1 | Urgent | B | 12 | 2036 | 5 | 1 | 2.2 | 4963 | 26016
Emergency Lighting | Self Contained - LED | Town AN | 6 | Urgent | B | 22 | 2046 | 5 | 1 | 2.2 | 4964 | 32905
Fire Safety Systems | Fire Extinguishers - CO2 | Town AT | 1 | Urgent | B | 2 | 2026 | 5 | 1 | 2.2 | 4965 | 12597
General Lighting | General - LED fittings & Luminaires | Town AY | 7 | Medium | C | 1 | 2025 | 4 | 3 | 2.9 | 18647 | 5560
Emergency Lighting | Illuminated Fire Exit Signage | Town BD | 1 | Urgent | B | 16 | 2040 | 5 | 1 | 2.2 | 4966 | 28798
Local and Special Ventilation | Fan - Window / Wall Mounted | Town AR | 1 | Medium | B | 1 | 2025 | 5 | 3 | 3.2 | 24873 | 8215
Emergency Lighting | Self Contained - LED | Town BB | 2 | Urgent | B | 21 | 2045 | 5 | 1 | 2.2 | 4967 | 32060
LV Distribution | Sub Distribution Board | Town BB | 1 | High | B | 1 | 2025 | 5 | 2 | 2.7 | 14224 | 3810
Heat Emitters | Gas Fired Natural and Fan Assisted Heaters | Town AR | 1 | Medium | B | 1 | 2025 | 5 | 3 | 3.2 | 24874 | 8216
Local and Special Ventilation | Fan - Kitchen Extract | Town AX | 1 | Low | B | 5 | 2029 | 5 | 4 | 3.7 | 33076 | 15633
Local and Special Ventilation | Fan - Axial | Town AO | 1 | Medium | B | 7 | 2031 | 5 | 3 | 3.2 | 24875 | 19939
Heat Emitters | Electric Heaters | Town BA | 2 | Medium | B | 1 | 2025 | 5 | 3 | 3.2 | 24876 | 8217
Emergency Lighting | Self Contained - Non LED | Town AW | 3 | Urgent | B | 1 | 2025 | 5 | 1 | 2.2 | 4968 | 1346
Fire Safety Systems | Fire Extinguishers - CO2 | Town AT | 2 | Urgent | B | 2 | 2026 | 5 | 1 | 2.2 | 4969 | 12598
Air Conditioning | Single-Split Evaporator - Split Systems/Heat Pumps - Air-cooled with Direct Expansion Evaporator (DX) | Town AZ | 1 | Medium | B | 6 | 2030 | 5 | 3 | 3.2 | 24877 | 18681
Roller Shutters | External Electric Roller Shutter | Town BA | 1 | High | B | 11 | 2035 | 5 | 2 | 2.7 | 14225 | 24414
Emergency Lighting | Illuminated Fire Exit Signage | Town AT | 2 | Urgent | B | 1 | 2025 | 5 | 1 | 2.2 | 4970 | 1347
Fire Safety Systems | Fire Extinguishers - Foam | Town AR | 10 | Urgent | B | 6 | 2030 | 5 | 1 | 2.2 | 4971 | 16376
LV Distribution | Main Distribution Board | Town AX | 1 | High | B | 1 | 2025 | 5 | 2 | 2.7 | 14226 | 3811
Local and Special Ventilation | Fan - Axial | Town AR | 1 | Medium | B | 1 | 2025 | 5 | 3 | 3.2 | 24878 | 8218
External Doors | Entrance Doors | Town AX | 1 | High | B | 11 | 2035 | 5 | 2 | 2.7 | 14227 | 24415
Heat Emitters | Gas Fired Natural and Fan Assisted Heaters | Town AP | 1 | Medium | B | 13 | 2037 | 5 | 3 | 3.2 | 24879 | 27140
LV Distribution | Sub Distribution Board | Town BA | 1 | High | B | 1 | 2025 | 5 | 2 | 2.7 | 14228 | 3812
Local and Special Ventilation | Fan - Extract | Town AU | 1 | Medium | B | 12 | 2036 | 5 | 3 | 3.2 | 24880 | 26508
Local and Special Ventilation | Fan - Centrifugal | Town AN | 1 | Medium | B | 12 | 2036 | 5 | 3 | 3.2 | 24881 | 26509
External Lighting | General - Non LED | Town AM | 1 | Medium | B | 1 | 2025 | 5 | 3 | 3.2 | 24882 | 8219
LV Distribution | Main Distribution Board | Town AR | 1 | High | B | 1 | 2025 | 5 | 2 | 2.7 | 14229 | 3813
BMS | BMS Control Panel | Town AR | 1 | High | B | 1 | 2025 | 5 | 2 | 2.7 | 14230 | 3814
General Lighting | General - LED fittings & Luminaires | Town AW | 6 | Medium | B | 12 | 2036 | 5 | 3 | 3.2 | 24883 | 26510
Fire Safety Systems | Fire Extinguishers - Foam | Town AV | 1 | Urgent | B | 6 | 2030 | 5 | 1 | 2.2 | 4972 | 16377
LV Distribution | Sub Distribution Board | Town AQ | 1 | High | D | 1 | 2025 | 3 | 2 | 2.1 | 1161 | 793
Local Hot Water | Instantaneous Electric Water Heater - Non-Drinking Water | Town BA | 1 | Medium | B | 1 | 2025 | 5 | 3 | 3.2 | 24884 | 8220
General Lighting | General - LED fittings & Luminaires | Town AW | 3 | Medium | B | 12 | 2036 | 5 | 3 | 3.2 | 24885 | 26511
Specialist Lighting | Illuminated External Signs | Town AW | 1 | Medium | B | 6 | 2030 | 5 | 3 | 3.2 | 24886 | 18682
Fire Safety Systems | Fire Extinguishers - Foam | Town AX | 2 | Urgent | B | 6 | 2030 | 5 | 1 | 2.2 | 4973 | 16378
Fire Safety Systems | Fire Extinguishers - Powder | Town AR | 1 | Urgent | B | 6 | 2030 | 5 | 1 | 2.2 | 4974 | 16379
Roller Shutters | Internal Electric Roller Shutter | Town AR | 1 | Medium | B | 1 | 2025 | 5 | 3 | 3.2 | 24887 | 8221
Heat Emitters | Radiators - Steel | Town BA | 3 | Medium | B | 6 | 2030 | 5 | 3 | 3.2 | 24888 | 18683
Emergency Lighting | Illuminated Fire Exit Signage | Town AM | 3 | Urgent | B | 16 | 2040 | 5 | 1 | 2.2 | 4975 | 28799
General Lighting | General - LED fittings & Luminaires | Town AM | 12 | Medium | B | 16 | 2040 | 5 | 3 | 3.2 | 24889 | 29542
Emergency Lighting | Illuminated Fire Exit Signage | Town BA | 2 | Urgent | B | 6 | 2030 | 5 | 1 | 2.2 | 4976 | 16380
Emergency Lighting | Illuminated Fire Exit Signage | Town AZ | 1 | Urgent | B | 1 | 2025 | 5 | 1 | 2.2 | 4977 | 1348
Emergency Lighting | Illuminated Fire Exit Signage | Town AP | 1 | Urgent | B | 6 | 2030 | 5 | 1 | 2.2 | 4978 | 16381
Local and Special Ventilation | Fan - Window / Wall Mounted | Town AR | 1 | Medium | B | 1 | 2025 | 5 | 3 | 3.2 | 24890 | 8222
Emergency Lighting | Self Contained - Non LED | Town AP | 1 | Urgent | B | 1 | 2025 | 5 | 1 | 2.2 | 4979 | 1349
LV Distribution | Main Distribution Board | Town AS | 1 | High | B | 5 | 2029 | 5 | 2 | 2.7 | 14231 | 14649
Local and Special Ventilation | Fan - Window / Wall Mounted | Town AR | 1 | Medium | B | 1 | 2025 | 5 | 3 | 3.2 | 24891 | 8223
LV Distribution | Sub Distribution Board | Town AX | 1 | High | C | 10 | 2034 | 4 | 2 | 2.4 | 10565 | 22193
External Doors | Manual and Automatic Doors - Auto / Powered Sliding Doors | Town AP | 1 | High | B | 21 | 2045 | 5 | 2 | 2.7 | 14232 | 32631
Roller Shutters | Internal Electric Roller Shutter | Town AO | 1 | Medium | B | 7 | 2031 | 5 | 3 | 3.2 | 24892 | 19940
General Lighting | General - LED fittings & Luminaires | Town AJ | 20 | Medium | B | 1 | 2025 | 5 | 3 | 3.2 | 24893 | 8224
Local Hot Water | Instantaneous Electric Water Heater - Non-Drinking Water | Town BC | 1 | Medium | B | 1 | 2025 | 5 | 3 | 3.2 | 24894 | 8225
Central Ventilation Systems | Fan - Axial | Town AT | 1 | Medium | B | 1 | 2025 | 5 | 3 | 3.2 | 24895 | 8226
External Doors | Entrance Doors | Town AS | 1 | High | B | 18 | 2042 | 5 | 2 | 2.7 | 14233 | 30823
Local and Special Ventilation | Fan - Extract | Town AU | 1 | Medium | B | 1 | 2025 | 5 | 3 | 3.2 | 24896 | 8227
Local and Special Ventilation | Fan - Extract | Town AP | 1 | Medium | B | 1 | 2025 | 5 | 3 | 3.2 | 24897 | 8228
LV Distribution | Main Distribution Board | Town AR | 1 | High | B | 1 | 2025 | 5 | 2 | 2.7 | 14234 | 3815
External Lighting | General - LED | Town AZ | 1 | Medium | B | 14 | 2038 | 5 | 3 | 3.2 | 24898 | 27573
General Lighting | General - LED fittings & Luminaires | Town AT | 21 | Medium | B | 1 | 2025 | 5 | 3 | 3.2 | 24899 | 8229
General Lighting | General - LED fittings & Luminaires | Town AP | 1 | Medium | B | 1 | 2025 | 5 | 3 | 3.2 | 24900 | 8230
LV Distribution | Sub Distribution Board | Town AT | 1 | High | C | 6 | 2030 | 4 | 2 | 2.4 | 10566 | 17329
Central Heating | Fan - General Ventilation | Town AX | 1 | Medium | B | 1 | 2025 | 5 | 3 | 3.2 | 24901 | 8231
Local Hot Water | Package Electric Water Heaters - Non-Drinking Water | Town BA | 1 | Medium | A | 12 | 2036 | 6 | 3 | 3.5 | 32528 | 26786
Local and Special Ventilation | Fan - Extract | Town AM | 1 | Medium | B | 1 | 2025 | 5 | 3 | 3.2 | 24902 | 8232
Fire Safety Systems | Fire Extinguishers - CO2 | Town AP | 6 | Urgent | B | 5 | 2029 | 5 | 1 | 2.2 | 4980 | 14384
LV Distribution | Sub Distribution Board | Town BB | 1 | High | B | 5 | 2029 | 5 | 2 | 2.7 | 14235 | 14650
Local and Special Ventilation | Fan - Axial | Town AR | 1 | Medium | B | 1 | 2025 | 5 | 3 | 3.2 | 24903 | 8233
Fire Safety Systems | Fire Extinguishers - CO2 | Town AP | 1 | Urgent | B | 5 | 2029 | 5 | 1 | 2.2 | 4981 | 14385
Boiler | Atmospheric Gas Burner Boiler - Small and/or Wall Hung for Domestic Installation | Town AW | 1 | Medium | B | 6 | 2030 | 5 | 3 | 3.2 | 24904 | 18684
Multi-System Controls | Control Panel - Electrical Services (excluding Electrical Controllers and Pneumatic Relays) | Town AX | 1 | Medium | B | 14 | 2038 | 5 | 3 | 3.2 | 24905 | 27574
Local and Special Ventilation | Fan - Axial | Town AO | 1 | Medium | B | 1 | 2025 | 5 | 3 | 3.2 | 24906 | 8234
Emergency Lighting | Illuminated Fire Exit Signage | Town AS | 4 | Urgent | B | 18 | 2042 | 5 | 1 | 2.2 | 4982 | 30647
Roller Shutters | Internal Electric Roller Shutter | Town AX | 1 | Medium | B | 15 | 2039 | 5 | 3 | 3.2 | 24907 | 28431
Emergency Lighting | Self Contained - LED | Town AO | 1 | Urgent | B | 18 | 2042 | 5 | 1 | 2.2 | 4983 | 30648
LV Distribution | Sub Distribution Board | Town AX | 1 | High | A | 19 | 2043 | 6 | 2 | 3 | 19556 | 31301
Heat Emitters | Electric Heaters | Town AT | 1 | Medium | B | 1 | 2025 | 5 | 3 | 3.2 | 24908 | 8235
Heat Emitters | Gas Fired Natural and Fan Assisted Heaters | Town AR | 1 | Medium | B | 1 | 2025 | 5 | 3 | 3.2 | 24909 | 8236
Central Ventilation Systems | Fan Mixed Flow | Town AM | 1 | Medium | B | 1 | 2025 | 5 | 3 | 3.2 | 24910 | 8237
Fire Safety Systems | Fire Extinguishers - Foam - P50 | Town AT | 2 | Urgent | B | 2 | 2026 | 5 | 1 | 2.2 | 4984 | 12599
LV Distribution | Main Distribution Board | Town AR | 1 | High | B | 1 | 2025 | 5 | 2 | 2.7 | 14236 | 3816
Roller Shutters | External Electric Roller Shutter | Town AR | 1 | High | C | 1 | 2025 | 4 | 2 | 2.4 | 10567 | 2413
Roller Shutters | External Electric Roller Shutter | Town AJ | 1 | High | B | 10 | 2034 | 5 | 2 | 2.7 | 14237 | 22368
Local and Special Ventilation | Fan - Extract | Town AJ | 1 | Medium | B | 1 | 2025 | 5 | 3 | 3.2 | 24911 | 8238
Roller Shutters | External Manual Roller Shutter | Town BD | 1 | High | C | 1 | 2025 | 4 | 2 | 2.4 | 10568 | 2414
Fire Safety Systems | Fire Extinguishers - Foam | Town AV | 2 | Urgent | B | 6 | 2030 | 5 | 1 | 2.2 | 4985 | 16382
Roller Shutters | External Electric Roller Shutter | Town AR | 1 | High | B | 11 | 2035 | 5 | 2 | 2.7 | 14238 | 24416
LV Distribution | Sub Distribution Board | Town AV | 1 | High | B | 2 | 2026 | 5 | 2 | 2.7 | 14239 | 12896
Barriers & Guardrails | Vehicle Crash Protection Barrier | Town AU | 1 | V Low | B | 1 | 2025 | 5 | 4 | 3.7 | 33077 | 12016
Fire Safety Systems | Fire Extinguishers - CO2 | Town AS | 3 | Urgent | B | 6 | 2030 | 5 | 1 | 2.2 | 4986 | 16383
Barriers & Guardrails | Vehicle Crash Protection Barrier | Town AN | 1 | V Low | B | 1 | 2025 | 5 | 4 | 3.7 | 33078 | 12017
Heat Emitters | Electric Heaters | Town AJ | 2 | Medium | B | 4 | 2028 | 5 | 3 | 3.2 | 24912 | 14122
Emergency Lighting | Self Contained - Non LED | Town BB | 2 | Urgent | B | 3 | 2027 | 5 | 1 | 2.2 | 4987 | 13286
External Lighting | General - LED | Town BA | 4 | Medium | B | 11 | 2035 | 5 | 3 | 3.2 | 24913 | 25221
Heat Emitters | Radiators - Steel | Town AT | 1 | Medium | B | 1 | 2025 | 5 | 3 | 3.2 | 24914 | 8239
Local and Special Ventilation | Fan - Window / Wall Mounted | Town AT | 1 | Medium | B | 1 | 2025 | 5 | 3 | 3.2 | 24915 | 8240
Roller Shutters | External Manual Roller Shutter | Town AS | 1 | High | B | 1 | 2025 | 5 | 2 | 2.7 | 14240 | 3817
Emergency Lighting | Illuminated Fire Exit Signage | Town AR | 1 | Urgent | B | 11 | 2035 | 5 | 1 | 2.2 | 4988 | 23622
Heat Emitters | Electric Heaters | Town AY | 1 | Medium | B | 1 | 2025 | 5 | 3 | 3.2 | 24916 | 8241
Fire Safety Systems | Fire Extinguishers - CO2 | Town AR | 8 | Urgent | B | 6 | 2030 | 5 | 1 | 2.2 | 4989 | 16384
Air Conditioning | Single-Split Condenser - Split Systems/Heat Pumps - Air-cooled with Direct Expansion Evaporator (DX) | Town AZ | 1 | Medium | B | 6 | 2030 | 5 | 3 | 3.2 | 24917 | 18685
Heat Emitters | Gas Fired Unit Heaters | Town AM | 1 | Medium | B | 6 | 2030 | 5 | 3 | 3.2 | 24918 | 18686
Local and Special Ventilation | Fan - Axial | Town AR | 1 | Medium | C | 1 | 2025 | 4 | 3 | 2.9 | 18648 | 5561
Fire Safety Systems | Manual and Automatic Doors - Emergency and Panic Escape Doors | Town AR | 1 | Urgent | B | 11 | 2035 | 5 | 1 | 2.2 | 4990 | 23623
Fire Safety Systems | Fire Extinguishers - CO2 | Town AS | 2 | Urgent | B | 6 | 2030 | 5 | 1 | 2.2 | 4991 | 16385
Local Hot Water | Package Electric Water Heaters - Non-Drinking Water | Town AR | 1 | Medium | B | 1 | 2025 | 5 | 3 | 3.2 | 24919 | 8242
LV Distribution | Main Distribution Board | Town AU | 1 | High | B | 2 | 2026 | 5 | 2 | 2.7 | 14241 | 12897
LV Distribution | Main Distribution Board | Town AR | 1 | High | B | 1 | 2025 | 5 | 2 | 2.7 | 14242 | 3818
Barriers & Guardrails | Vehicle Crash Protection Barrier | Town AN | 1 | V Low | B | 1 | 2025 | 5 | 4 | 3.7 | 33079 | 12018
Heat Emitters | Gas Fired Natural and Fan Assisted Heaters | Town AT | 1 | Medium | B | 1 | 2025 | 5 | 3 | 3.2 | 24920 | 8243
LV Distribution | Sub Distribution Board | Town AX | 1 | High | B | 1 | 2025 | 5 | 2 | 2.7 | 14243 | 3819
LV Distribution | Sub Distribution Board | Town AT | 1 | High | B | 9 | 2033 | 5 | 2 | 2.7 | 14244 | 21592
Barriers & Guardrails | Vehicle Crash Protection Barrier | Town AN | 1 | V Low | B | 1 | 2025 | 5 | 4 | 3.7 | 33080 | 12019
Central Ventilation Systems | Fan - General Ventilation | Town AX | 1 | Low | B | 1 | 2025 | 5 | 4 | 3.7 | 33081 | 12020
General Lighting | General - LED fittings & Luminaires | Town AO | 39 | Medium | B | 13 | 2037 | 5 | 3 | 3.2 | 24921 | 27141
Air Conditioning | Single-Split Condenser - Split Systems/Heat Pumps - Air-cooled with Direct Expansion Evaporator (DX) | Town AR | 1 | Medium | B | 1 | 2025 | 5 | 3 | 3.2 | 24922 | 8244
BMS | BMS Operating Station | Town AT | 1 | High | B | 1 | 2025 | 5 | 2 | 2.7 | 14245 | 3820
Fire Safety Systems | Fire Alarm System | Town AY | 1 | Urgent | B | 1 | 2025 | 5 | 1 | 2.2 | 4992 | 1350
Access Control | Door Lock / Keypad / Manual | Town AX | 1 | Medium | A | 14 | 2038 | 6 | 3 | 3.5 | 32529 | 27673
Emergency Lighting | Self Contained - LED | Town AO | 1 | Urgent | B | 18 | 2042 | 5 | 1 | 2.2 | 4993 | 30649
Lifts | Passenger Lift Hydraulic - Electric | Town AO | 1 | Medium | B | 2 | 2026 | 5 | 3 | 3.2 | 24923 | 13090
Roller Shutters | External Manual Roller Shutter | Town BC | 1 | High | B | 11 | 2035 | 5 | 2 | 2.7 | 14246 | 24417
Roller Shutters | External Electric Roller Shutter | Town AR | 1 | High | B | 11 | 2035 | 5 | 2 | 2.7 | 14247 | 24418
External Lighting | General - Non LED | Town AX | 1 | Medium | B | 1 | 2025 | 5 | 3 | 3.2 | 24924 | 8245
Fire Safety Systems | Fire Extinguishers - CO2 | Town AO | 3 | Urgent | B | 6 | 2030 | 5 | 1 | 2.2 | 4994 | 16386
LV Distribution | Main Distribution Board | Town AN | 1 | High | B | 17 | 2041 | 5 | 2 | 2.7 | 14248 | 30322
Access Control | Door Lock / Keypad / Manual | Town BB | 1 | Medium | B | 9 | 2033 | 5 | 3 | 3.2 | 24925 | 21768
Heat Emitters | Gas Fired Unit Heaters | Town AV | 1 | Medium | C | 1 | 2025 | 4 | 3 | 2.9 | 18649 | 5562
Air Conditioning | Single-Split Condenser - Split Systems/Heat Pumps - Air-cooled with Direct Expansion Evaporator (DX) | Town AV | 1 | Medium | C | 1 | 2025 | 4 | 3 | 2.9 | 18650 | 5563
LV Distribution | Sub Distribution Board | Town AV | 1 | High | B | 2 | 2026 | 5 | 2 | 2.7 | 14249 | 12898
Central Cooling | Fan - Axial | Town AV | 1 | Medium | C | 1 | 2025 | 4 | 3 | 2.9 | 18651 | 5564
Local Hot Water | Package Electric Water Heaters - Non-Drinking Water | Town BE | 1 | Medium | B | 8 | 2032 | 5 | 3 | 3.2 | 24926 | 20957
General Lighting | General - LED fittings & Luminaires | Town BE | 17 | Medium | B | 16 | 2040 | 5 | 3 | 3.2 | 24927 | 29543
Emergency Lighting | Illuminated Fire Exit Signage | Town BE | 2 | Urgent | B | 16 | 2040 | 5 | 1 | 2.2 | 4995 | 28800
Local and Special Ventilation | Fan - Extract | Town BF | 1 | Medium | B | 1 | 2025 | 5 | 3 | 3.2 | 24928 | 8246
Fire Safety Systems | Manual and Automatic Doors - Emergency and Panic Escape Doors | Town BF | 1 | Urgent | B | 1 | 2025 | 5 | 1 | 2.2 | 4996 | 1351
External Lighting | General - Non LED | Town BF | 2 | Medium | B | 1 | 2025 | 5 | 3 | 3.2 | 24929 | 8247
Emergency Lighting | Illuminated Fire Exit Signage | Town BF | 2 | Urgent | B | 1 | 2025 | 5 | 1 | 2.2 | 4997 | 1352
LV Distribution | Sub Distribution Board | Town BG | 1 | High | B | 10 | 2034 | 5 | 2 | 2.7 | 14250 | 22369
Roller Shutters | External Electric Roller Shutter | Town BG | 1 | High | B | 15 | 2039 | 5 | 2 | 2.7 | 14251 | 28161
Emergency Lighting | Self Contained - LED | Town BG | 10 | Urgent | B | 21 | 2045 | 5 | 1 | 2.2 | 4998 | 32061
Fire Safety Systems | Fire Extinguishers - CO2 | Town BG | 3 | Urgent | B | 6 | 2030 | 5 | 1 | 2.2 | 4999 | 16387
External Doors | Entrance Doors | Town BG | 1 | High | B | 25 | 2049 | 5 | 2 | 2.7 | 14252 | 33389
Fire Safety Systems | Fire Extinguishers - Foam | Town BG | 3 | Urgent | B | 6 | 2030 | 5 | 1 | 2.2 | 5000 | 16388
Local Hot Water | Package Electric Water Heaters - Non-Drinking Water | Town BH | 1 | Medium | C | 1 | 2025 | 4 | 3 | 2.9 | 18652 | 5565
LV Distribution | Sub Distribution Board | Town BH | 1 | High | B | 6 | 2030 | 5 | 2 | 2.7 | 14253 | 17593
External Doors | Entrance Doors | Town BH | 1 | High | B | 11 | 2035 | 5 | 2 | 2.7 | 14254 | 24419
Fire Safety Systems | Fire Alarm System | Town BH | 1 | Urgent | B | 1 | 2025 | 5 | 1 | 2.2 | 5001 | 1353
Roller Shutters | External Window Shutters - Manual | Town BH | 1 | Medium | B | 1 | 2025 | 5 | 3 | 3.2 | 24930 | 8248
Roller Shutters | External Window Shutters - Manual | Town BH | 1 | Medium | B | 1 | 2025 | 5 | 3 | 3.2 | 24931 | 8249
Roller Shutters | External Manual Roller Shutter | Town BH | 1 | High | B | 1 | 2025 | 5 | 2 | 2.7 | 14255 | 3821
Roller Shutters | External Manual Roller Shutter | Town BH | 1 | High | B | 1 | 2025 | 5 | 2 | 2.7 | 14256 | 3822
Fire Safety Systems | Fire Extinguishers - CO2 | Town BH | 7 | Urgent | B | 6 | 2030 | 5 | 1 | 2.2 | 5002 | 16389
Air Conditioning | Single-Split Condenser - Split Systems/Heat Pumps - Air-cooled with Direct Expansion Evaporator (DX) | Town BF | 1 | Medium | B | 7 | 2031 | 5 | 3 | 3.2 | 24932 | 19941
Air Conditioning | Single-Split Condenser - Split Systems/Heat Pumps - Air-cooled with Direct Expansion Evaporator (DX) | Town BF | 1 | Medium | B | 7 | 2031 | 5 | 3 | 3.2 | 24933 | 19942
Fire Safety Systems | Manual and Automatic Doors - Emergency and Panic Escape Doors | Town BF | 1 | Urgent | B | 31 | 2055 | 5 | 1 | 2.2 | 5003 | 33751
External Lighting | General - LED | Town BF | 1 | Medium | B | 11 | 2035 | 5 | 3 | 3.2 | 24934 | 25222
AHU - Internal | Central Air Conditioning - Gas Fired | Town BF | 1 | Medium | B | 1 | 2025 | 5 | 3 | 3.2 | 24935 | 8250
Boiler | Combination Atmospheric Burner Gas Boiler | Town BF | 1 | High | B | 2 | 2026 | 5 | 2 | 2.7 | 14257 | 12899
Burner | Forced draft gas burner | Town BF | 1 | Medium | B | 1 | 2025 | 5 | 3 | 3.2 | 24936 | 8251
Emergency Lighting | Self Contained - LED | Town BF | 3 | Urgent | B | 21 | 2045 | 5 | 1 | 2.2 | 5004 | 32062
Local and Special Ventilation | Fan - Centrifugal | Town BF | 1 | Medium | B | 1 | 2025 | 5 | 3 | 3.2 | 24937 | 8252
Multi-System Controls | Control Panel - Electrical Services (excluding Electrical Controllers and Pneumatic Relays) | Town BF | 1 | Medium | B | 1 | 2025 | 5 | 3 | 3.2 | 24938 | 8253
LV Distribution | Main Distribution Board | Town BF | 1 | High | B | 19 | 2043 | 5 | 2 | 2.7 | 14258 | 31193
LV Distribution | Main Distribution Board | Town BF | 1 | High | B | 1 | 2025 | 5 | 2 | 2.7 | 14259 | 3823
Fire Safety Systems | Fire Alarm Panel / Repeater | Town BF | 1 | Urgent | B | 11 | 2035 | 5 | 1 | 2.2 | 5005 | 23624
Local and Special Ventilation | Fan - Centrifugal | Town BF | 1 | Medium | C | 1 | 2025 | 4 | 3 | 2.9 | 18653 | 5566
Emergency Lighting | Self Contained - LED | Town BF | 6 | Urgent | B | 21 | 2045 | 5 | 1 | 2.2 | 5006 | 32063
Emergency Lighting | Self Contained - LED | Town BI | 18 | Urgent | B | 21 | 2045 | 5 | 1 | 2.2 | 5007 | 32064
Fire Safety Systems | Fire Extinguishers - CO2 | Town BI | 2 | Urgent | B | 6 | 2030 | 5 | 1 | 2.2 | 5008 | 16390
Heat Emitters | Gas Fired Unit Heaters | Town BI | 1 | Medium | B | 5 | 2029 | 5 | 3 | 3.2 | 24939 | 15117
External Doors | Entrance Doors | Town BI | 1 | High | B | 25 | 2049 | 5 | 2 | 2.7 | 14260 | 33390
Fire Safety Systems | Fire Alarm System | Town BI | 1 | Urgent | B | 11 | 2035 | 5 | 1 | 2.2 | 5009 | 23625
LV Distribution | Sub Distribution Board | Town BI | 1 | High | B | 19 | 2043 | 5 | 2 | 2.7 | 14261 | 31194
LV Distribution | Sub Distribution Board | Town BJ | 1 | High | B | 6 | 2030 | 5 | 2 | 2.7 | 14262 | 17594
LV Distribution | Sub Distribution Board | Town BI | 1 | High | C | 1 | 2025 | 4 | 2 | 2.4 | 10569 | 2415
LV Distribution | Sub Distribution Board | Town BI | 1 | High | C | 1 | 2025 | 4 | 2 | 2.4 | 10570 | 2416
Heat Emitters | Electric Heaters | Town BJ | 1 | Medium | B | 1 | 2025 | 5 | 3 | 3.2 | 24940 | 8254
General Lighting | General - LED fittings & Luminaires | Town BJ | 1 | Medium | B | 1 | 2025 | 5 | 3 | 3.2 | 24941 | 8255
Fire Safety Systems | Fire Extinguishers - CO2 | Town BJ | 2 | Urgent | B | 2 | 2026 | 5 | 1 | 2.2 | 5010 | 12600
General Lighting | General - LED fittings & Luminaires | Town BJ | 10 | Medium | B | 12 | 2036 | 5 | 3 | 3.2 | 24942 | 26512
Emergency Lighting | Illuminated Fire Exit Signage | Town BJ | 2 | Urgent | B | 6 | 2030 | 5 | 1 | 2.2 | 5011 | 16391
Local and Special Ventilation | Fan - Extract | Town BI | 1 | Medium | CX | 1 | 2025 | 2 | 3 | 2.3 | 10184 | 2126
Local and Special Ventilation | Fan - Axial | Town BJ | 1 | Medium | B | 1 | 2025 | 5 | 3 | 3.2 | 24943 | 8256
Lifts | Passenger Lift Hydraulic - Electric | Town BJ | 1 | Medium | B | 6 | 2030 | 5 | 3 | 3.2 | 24944 | 18687
External Doors | Manual and Automatic Doors - Auto / Powered Sliding Doors | Town BJ | 1 | High | B | 21 | 2045 | 5 | 2 | 2.7 | 14263 | 32632
Roller Shutters | Internal Electric Roller Shutter | Town BJ | 1 | Medium | B | 11 | 2035 | 5 | 3 | 3.2 | 24945 | 25223
Emergency Lighting | Illuminated Fire Exit Signage | Town BJ | 2 | Urgent | B | 12 | 2036 | 5 | 1 | 2.2 | 5012 | 26017
Heat Emitters | Unit Heaters | Town BJ | 1 | Medium | B | 1 | 2025 | 5 | 3 | 3.2 | 24946 | 8257
Heat Emitters | Unit Heaters | Town BJ | 1 | Medium | B | 1 | 2025 | 5 | 3 | 3.2 | 24947 | 8258
Local Hot Water | Instantaneous Electric Water Heater - Non-Drinking Water | Town BJ | 1 | Medium | B | 1 | 2025 | 5 | 3 | 3.2 | 24948 | 8259
Local and Special Ventilation | Fan - Window / Wall Mounted | Town BJ | 1 | Medium | B | 1 | 2025 | 5 | 3 | 3.2 | 24949 | 8260
LV Distribution | Sub Distribution Board | Town BJ | 1 | High | B | 6 | 2030 | 5 | 2 | 2.7 | 14264 | 17595
Roller Shutters | External Manual Roller Shutter | Town BJ | 1 | High | B | 11 | 2035 | 5 | 2 | 2.7 | 14265 | 24420
General Lighting | General - LED fittings & Luminaires | Town BJ | 18 | Medium | B | 12 | 2036 | 5 | 3 | 3.2 | 24950 | 26513
General Lighting | General - LED fittings & Luminaires | Town BJ | 6 | Medium | B | 12 | 2036 | 5 | 3 | 3.2 | 24951 | 26514
Roller Shutters | External Electric Roller Shutter | Town BJ | 1 | High | B | 11 | 2035 | 5 | 2 | 2.7 | 14266 | 24421
Emergency Lighting | Illuminated Fire Exit Signage | Town BJ | 2 | Urgent | B | 6 | 2030 | 5 | 1 | 2.2 | 5013 | 16392
Air Conditioning | Multi-Split Condenser - Split Systems/Heat Pumps - Air-cooled with Direct Expansion Evaporator (DX) | Town AS | 1 | Medium | B | 7 | 2031 | 5 | 3 | 3.2 | 24952 | 19943
External Lighting | General - Non LED | Town AS | 1 | Medium | B | 1 | 2025 | 5 | 3 | 3.2 | 24953 | 8261
Heat Emitters | Radiators - Steel | Town AS | 5 | Medium | B | 1 | 2025 | 5 | 3 | 3.2 | 24954 | 8262
Fire Safety Systems | Fire Extinguishers - CO2 | Town AS | 3 | Urgent | B | 6 | 2030 | 5 | 1 | 2.2 | 5014 | 16393
Local Hot Water | Package Electric Water Heaters - Non-Drinking Water | Town AS | 1 | Medium | B | 1 | 2025 | 5 | 3 | 3.2 | 24955 | 8263
Central Heating | Circulating Pump | Town AS | 1 | High | C | 1 | 2025 | 4 | 2 | 2.4 | 10571 | 2417
Fire Safety Systems | Fire Alarm System | Town AS | 1 | Urgent | B | 6 | 2030 | 5 | 1 | 2.2 | 5015 | 16394
AHU - Internal | Central Air Conditioning - Gas Fired | Town AS | 1 | Medium | B | 6 | 2030 | 5 | 3 | 3.2 | 24956 | 18688
Central Heating & Cooling | Fan - Mixed Flow | Town AS | 1 | Medium | B | 1 | 2025 | 5 | 3 | 3.2 | 24957 | 8264
Central Heating & Cooling | Fan - Mixed Flow | Town AS | 1 | Medium | B | 1 | 2025 | 5 | 3 | 3.2 | 24958 | 8265
Heat Emitters | Radiators - Steel | Town BK | 3 | Medium | B | 1 | 2025 | 5 | 3 | 3.2 | 24959 | 8266
Fire Safety Systems | Fire Alarm Panel / Repeater | Town BM | 1 | Urgent | B | 7 | 2031 | 5 | 1 | 2.2 | 5016 | 19329
Emergency Lighting | Self Contained - LED | Town BL | 3 | Urgent | B | 22 | 2046 | 5 | 1 | 2.2 | 5017 | 32906
External Doors | Entrance Doors | Town BM | 1 | High | B | 11 | 2035 | 5 | 2 | 2.7 | 14267 | 24422
General Lighting | General - LED fittings & Luminaires | Town BL | 18 | Medium | B | 10 | 2034 | 5 | 3 | 3.2 | 24960 | 22816
Roller Shutters | External Manual Roller Shutter | Town BM | 1 | High | B | 1 | 2025 | 5 | 2 | 2.7 | 14268 | 3824
Emergency Lighting | Self Contained - LED | Town BK | 2 | Urgent | B | 21 | 2045 | 5 | 1 | 2.2 | 5018 | 32065
Fire Safety Systems | Fire Extinguishers - Foam | Town BL | 6 | Urgent | B | 9 | 2033 | 5 | 1 | 2.2 | 5019 | 21332
LV Distribution | Sub Distribution Board | Town BM | 1 | High | C | 1 | 2025 | 4 | 2 | 2.4 | 10572 | 2418
Central Heating & Cooling | Fan - Mixed Flow | Town BK | 1 | Medium | B | 1 | 2025 | 5 | 3 | 3.2 | 24961 | 8267
Fire Safety Systems | Manual and Automatic Doors - Emergency and Panic Escape Doors | Town BK | 1 | Urgent | B | 11 | 2035 | 5 | 1 | 2.2 | 5020 | 23626
LV Distribution | Sub Distribution Board | Town BN | 1 | High | B | 16 | 2040 | 5 | 2 | 2.7 | 14269 | 29177
Fire Safety Systems | Fire Extinguishers - Foam | Town BN | 2 | Urgent | B | 6 | 2030 | 5 | 1 | 2.2 | 5021 | 16395
Fire Safety Systems | Fire Extinguishers - CO2 | Town BM | 4 | Urgent | B | 2 | 2026 | 5 | 1 | 2.2 | 5022 | 12601
General Lighting | General - LED fittings & Luminaires | Town BM | 41 | Medium | B | 1 | 2025 | 5 | 3 | 3.2 | 24962 | 8268
LV Distribution | Sub Distribution Board | Town BK | 1 | High | A | 19 | 2043 | 6 | 2 | 3 | 19557 | 31302
Local and Special Ventilation | Fan - General Ventilation | Town BL | 1 | Medium | B | 1 | 2025 | 5 | 3 | 3.2 | 24963 | 8269
Boiler | Combination Atmospheric Burner Gas Boiler | Town BL | 1 | High | B | 1 | 2025 | 5 | 2 | 2.7 | 14270 | 3825
Local Hot Water | Package Electric Water Heaters - Non-Drinking Water | Town BN | 1 | Medium | B | 11 | 2035 | 5 | 3 | 3.2 | 24964 | 25224
Fire Safety Systems | Manual and Automatic Doors - Emergency and Panic Escape Doors | Town BM | 1 | Urgent | B | 34 | 2058 | 5 | 1 | 2.2 | 5023 | 33860
Fire Safety Systems | Fire Alarm System | Town BN | 1 | Urgent | B | 1 | 2025 | 5 | 1 | 2.2 | 5024 | 1354
Fire Safety Systems | Manual and Automatic Doors - Emergency and Panic Escape Doors | Town BK | 1 | Urgent | B | 6 | 2030 | 5 | 1 | 2.2 | 5025 | 16396
Security Systems | Manual and Automatic Doors - High Security Door | Town BK | 1 | High | B | 6 | 2030 | 5 | 2 | 2.7 | 14271 | 17596
LV Distribution | Sub Distribution Board | Town BK | 1 | High | B | 15 | 2039 | 5 | 2 | 2.7 | 14272 | 28162
External Doors | Entrance Doors | Town BP | 1 | High | B | 20 | 2044 | 5 | 2 | 2.7 | 14273 | 31623
Boiler | Atmospheric Gas Burner/Condensing Combination Boiler (domestic type) | Town BK | 1 | High | B | 5 | 2029 | 5 | 2 | 2.7 | 14274 | 14651
External Doors | Entrance Doors | Town BO | 1 | High | B | 11 | 2035 | 5 | 2 | 2.7 | 14275 | 24423
Fire Safety Systems | Manual and Automatic Doors - Emergency and Panic Escape Doors | Town BO | 1 | Urgent | C | 9 | 2033 | 4 | 1 | 1.9 | 648 | 21203
General Lighting | General - LED fittings & Luminaires | Town BO | 30 | Medium | B | 16 | 2040 | 5 | 3 | 3.2 | 24965 | 29544
Heat Emitters | Electric Overdoor Air Curtain/Heater | Town BN | 1 | Medium | DX | 1 | 2025 | 1 | 3 | 2 | 880 | 591
General Lighting | General - LED fittings & Luminaires | Town BN | 10 | Medium | B | 16 | 2040 | 5 | 3 | 3.2 | 24966 | 29545
Emergency Lighting | Self Contained - LED | Town BN | 2 | Urgent | B | 21 | 2045 | 5 | 1 | 2.2 | 5026 | 32066
Fire Safety Systems | Fire Extinguishers - Foam | Town BN | 2 | Urgent | B | 6 | 2030 | 5 | 1 | 2.2 | 5027 | 16397
Heat Emitters | Radiators - Aluminium | Town BM | 4 | Medium | B | 1 | 2025 | 5 | 3 | 3.2 | 24967 | 8270
Heat Emitters | Gas Fired Unit Heaters | Town BO | 1 | Medium | B | 3 | 2027 | 5 | 3 | 3.2 | 24968 | 13537
External Lighting | General - Non LED | Town BP | 6 | Medium | B | 1 | 2025 | 5 | 3 | 3.2 | 24969 | 8271
Roller Shutters | External Manual Roller Shutter | Town BM | 1 | High | B | 1 | 2025 | 5 | 2 | 2.7 | 14276 | 3826
Fire Safety Systems | Fire Extinguishers - Powder | Town BP | 5 | Urgent | B | 6 | 2030 | 5 | 1 | 2.2 | 5028 | 16398
Fire Safety Systems | Fire Extinguishers - CO2 | Town BP | 2 | Urgent | B | 6 | 2030 | 5 | 1 | 2.2 | 5029 | 16399
Local and Special Ventilation | Fan - General Ventilation | Town BR | 1 | Medium | B | 12 | 2036 | 5 | 3 | 3.2 | 24970 | 26515
Local and Special Ventilation | Fan - General Ventilation | Town BR | 1 | Medium | B | 12 | 2036 | 5 | 3 | 3.2 | 24971 | 26516
Fire Safety Systems | Fire Extinguishers - Foam | Town BM | 2 | Urgent | B | 2 | 2026 | 5 | 1 | 2.2 | 5030 | 12602
Air Conditioning | Single-Split Evaporator - Split Systems/Heat Pumps - Air-cooled with Direct Expansion Evaporator (DX) | Town BM | 1 | Medium | B | 1 | 2025 | 5 | 3 | 3.2 | 24972 | 8272
General Lighting | General - LED fittings & Luminaires | Town BM | 25 | Medium | B | 12 | 2036 | 5 | 3 | 3.2 | 24973 | 26517
Heat Emitters | Gas Fired Natural and Fan Assisted Heaters | Town BM | 1 | Medium | B | 1 | 2025 | 5 | 3 | 3.2 | 24974 | 8273
Fire Safety Systems | Fire Alarm Panel / Repeater | Town BM | 1 | Urgent | B | 7 | 2031 | 5 | 1 | 2.2 | 5031 | 19330
Heat Emitters | Electric Heaters | Town BQ | 1 | Medium | B | 1 | 2025 | 5 | 3 | 3.2 | 24975 | 8274
Lifts | Passenger Lift Hydraulic - Electric | Town BM | 1 | Medium | B | 6 | 2030 | 5 | 3 | 3.2 | 24976 | 18689
External Doors | Entrance Doors | Town BQ | 1 | High | B | 13 | 2037 | 5 | 2 | 2.7 | 14277 | 26973
Fire Safety Systems | Fire Extinguishers - CO2 | Town BM | 5 | Urgent | B | 2 | 2026 | 5 | 1 | 2.2 | 5032 | 12603
Emergency Lighting | Illuminated Fire Exit Signage | Town BR | 5 | Urgent | B | 10 | 2034 | 5 | 1 | 2.2 | 5033 | 22057
Fire Safety Systems | Fire Extinguishers - CO2 | Town BR | 1 | Urgent | B | 9 | 2033 | 5 | 1 | 2.2 | 5034 | 21333
Fire Safety Systems | Fire Alarm System | Town BH | 1 | Urgent | B | 1 | 2025 | 5 | 1 | 2.2 | 5035 | 1355
Emergency Lighting | Illuminated Fire Exit Signage | Town BH | 3 | Urgent | B | 16 | 2040 | 5 | 1 | 2.2 | 5036 | 28801
Fire Safety Systems | Fire Extinguishers - CO2 | Town BH | 4 | Urgent | B | 6 | 2030 | 5 | 1 | 2.2 | 5037 | 16400
Fire Safety Systems | Manual and Automatic Doors - Emergency and Panic Escape Doors | Town BH | 1 | Urgent | B | 21 | 2045 | 5 | 1 | 2.2 | 5038 | 32067
Local and Special Ventilation | Fan - Extract | Town BH | 1 | Medium | C | 1 | 2025 | 4 | 3 | 2.9 | 18654 | 5567
General Lighting | General - LED fittings & Luminaires | Town BH | 11 | Medium | B | 16 | 2040 | 5 | 3 | 3.2 | 24977 | 29546
Air Conditioning | Single-Split Condenser - Split Systems/Heat Pumps - Air-cooled with Direct Expansion Evaporator (DX) | Town BM | 1 | Medium | B | 1 | 2025 | 5 | 3 | 3.2 | 24978 | 8275
Fire Safety Systems | Fire Alarm System | Town BT | 1 | Urgent | A | 13 | 2037 | 6 | 1 | 2.5 | 10891 | 26919
Air Conditioning | Single-Split Evaporator - Split Systems/Heat Pumps - Air-cooled with Direct Expansion Evaporator (DX) | Town BR | 1 | Medium | B | 12 | 2036 | 5 | 3 | 3.2 | 24979 | 26518
LV Distribution | Sub Distribution Board | Town BT | 1 | High | B | 16 | 2040 | 5 | 2 | 2.7 | 14278 | 29178
Roller Shutters | External Manual Roller Shutter | Town BQ | 1 | High | C | 1 | 2025 | 4 | 2 | 2.4 | 10573 | 2419
Local and Special Ventilation | Fan - General Ventilation | Town BR | 1 | Medium | B | 12 | 2036 | 5 | 3 | 3.2 | 24980 | 26519
Local and Special Ventilation | Fan - General Ventilation | Town BR | 1 | Medium | B | 12 | 2036 | 5 | 3 | 3.2 | 24981 | 26520
Local and Special Ventilation | Fan - General Ventilation | Town BR | 1 | Medium | B | 12 | 2036 | 5 | 3 | 3.2 | 24982 | 26521
Emergency Lighting | Self Contained - Non LED | Town BR | 4 | Urgent | B | 15 | 2039 | 5 | 1 | 2.2 | 5039 | 27864
Fuel Systems | Internal Fuel Transfer Pump - Diesel | Town BS | 1 | Medium | B | 1 | 2025 | 5 | 3 | 3.2 | 24983 | 8276
Central Cooling | Fan - Axial | Town BS | 1 | Medium | B | 1 | 2025 | 5 | 3 | 3.2 | 24984 | 8277
Roller Shutters | Internal Electric Roller Shutter | Town BT | 1 | Medium | B | 5 | 2029 | 5 | 3 | 3.2 | 24985 | 15118
Roller Shutters | Internal Electric Roller Shutter | Town BT | 1 | Medium | B | 5 | 2029 | 5 | 3 | 3.2 | 24986 | 15119
Roller Shutters | External Manual Roller Shutter | Town BT | 1 | High | B | 15 | 2039 | 5 | 2 | 2.7 | 14279 | 28163
External Doors | Entrance Doors | Town BS | 1 | High | B | 15 | 2039 | 5 | 2 | 2.7 | 14280 | 28164
Local and Special Ventilation | Unit extract fans | Town BR | 1 | Medium | D | 1 | 2025 | 3 | 3 | 2.6 | 11123 | 2631
Local and Special Ventilation | Unit extract fans | Town BM | 1 | Medium | B | 1 | 2025 | 5 | 3 | 3.2 | 24987 | 8278
Fire Safety Systems | Manual and Automatic Doors - Emergency and Panic Escape Doors | Town BT | 1 | Urgent | B | 20 | 2044 | 5 | 1 | 2.2 | 5040 | 31477
Emergency Lighting | Self Contained - LED | Town BM | 7 | Urgent | B | 17 | 2041 | 5 | 1 | 2.2 | 5041 | 30099
General Lighting | General - LED fittings & Luminaires | Town BM | 19 | Medium | B | 2 | 2026 | 5 | 3 | 3.2 | 24988 | 13091
Fire Safety Systems | Fire Extinguishers - CO2 | Town BS | 4 | Urgent | B | 6 | 2030 | 5 | 1 | 2.2 | 5042 | 16401
Emergency Lighting | Illuminated Fire Exit Signage | Town BM | 5 | Urgent | B | 12 | 2036 | 5 | 1 | 2.2 | 5043 | 26018
External Lighting | General - LED | Town BM | 5 | Medium | B | 1 | 2025 | 5 | 3 | 3.2 | 24989 | 8279
Air Conditioning | Single-Split Condenser - Split Systems/Heat Pumps - Air-cooled with Direct Expansion Evaporator (DX) | Town BR | 1 | Medium | B | 14 | 2038 | 5 | 3 | 3.2 | 24990 | 27575
Air Conditioning | Single-Split Condenser - Split Systems/Heat Pumps - Air-cooled with Direct Expansion Evaporator (DX) | Town BR | 1 | Medium | B | 13 | 2037 | 5 | 3 | 3.2 | 24991 | 27142
External Lighting | General - Non LED | Town BR | 1 | Medium | B | 1 | 2025 | 5 | 3 | 3.2 | 24992 | 8280
LV Distribution | Main Distribution Board | Town BW | 1 | High | B | 1 | 2025 | 5 | 2 | 2.7 | 14281 | 3827
LV Distribution | Main Distribution Board | Town BW | 1 | High | B | 1 | 2025 | 5 | 2 | 2.7 | 14282 | 3828
Roller Shutters | External Manual Roller Shutter | Town BU | 1 | High | B | 1 | 2025 | 5 | 2 | 2.7 | 14283 | 3829
Fire Safety Systems | Fire Alarm Panel / Repeater | Town BQ | 1 | Urgent | B | 11 | 2035 | 5 | 1 | 2.2 | 5044 | 23627
LV Distribution | Main Distribution Board | Town BW | 1 | High | C | 4 | 2028 | 4 | 2 | 2.4 | 10574 | 13887
LV Distribution | Main Distribution Board | Town BW | 1 | High | C | 4 | 2028 | 4 | 2 | 2.4 | 10575 | 13888
Local and Special Ventilation | Fan - Window / Wall Mounted | Town BV | 1 | Medium | B | 1 | 2025 | 5 | 3 | 3.2 | 24993 | 8281
Fire Safety Systems | Fire Extinguishers - Foam | Town BV | 1 | Urgent | B | 1 | 2025 | 5 | 1 | 2.2 | 5045 | 1356
LV Distribution | Sub Distribution Board | Town BW | 1 | High | A | 19 | 2043 | 6 | 2 | 3 | 19558 | 31303
Local and Special Ventilation | Fan - Window / Wall Mounted | Town BV | 1 | Medium | B | 1 | 2025 | 5 | 3 | 3.2 | 24994 | 8282
Heat Emitters | Electric Heaters | Town BV | 1 | Medium | B | 1 | 2025 | 5 | 3 | 3.2 | 24995 | 8283
LV Distribution | Sub Distribution Board | Town BV | 1 | High | B | 1 | 2025 | 5 | 2 | 2.7 | 14284 | 3830
General Lighting | General - LED fittings & Luminaires | Town BU | 18 | Medium | B | 16 | 2040 | 5 | 3 | 3.2 | 24996 | 29547
General Lighting | General - LED fittings & Luminaires | Town BV | 20 | Medium | B | 12 | 2036 | 5 | 3 | 3.2 | 24997 | 26522
Fire Safety Systems | Fire Extinguishers - Foam | Town BV | 3 | Urgent | B | 1 | 2025 | 5 | 1 | 2.2 | 5046 | 1357
Local and Special Ventilation | Fan - Kitchen Extract | Town BW | 1 | Low | B | 10 | 2034 | 5 | 4 | 3.7 | 33082 | 23216
Emergency Lighting | Illuminated Fire Exit Signage | Town BV | 2 | Urgent | B | 6 | 2030 | 5 | 1 | 2.2 | 5047 | 16402
Boiler | Atmospheric Gas Burner/Condensing Combination Boiler (domestic type) | Town BW | 1 | High | B | 7 | 2031 | 5 | 2 | 2.7 | 14285 | 19632
General Lighting | General - LED fittings & Luminaires | Town BU | 35 | Medium | C | 1 | 2025 | 4 | 3 | 2.9 | 18655 | 5568
Multi-System Controls | Motor Control Centre | Town BW | 1 | Low | B | 3 | 2027 | 5 | 4 | 3.7 | 33083 | 13725
Central Ventilation Systems | Fan - General Ventilation | Town BW | 1 | Low | B | 1 | 2025 | 5 | 4 | 3.7 | 33084 | 12021
Central Ventilation Systems | Fan - General Ventilation | Town BW | 1 | Low | B | 1 | 2025 | 5 | 4 | 3.7 | 33085 | 12022
Lifts | Passenger Lift Hydraulic - Electric | Town BW | 1 | Medium | B | 5 | 2029 | 5 | 3 | 3.2 | 24998 | 15120
Central Ventilation Systems | Fan - General Ventilation | Town BW | 1 | Low | B | 1 | 2025 | 5 | 4 | 3.7 | 33086 | 12023
Heat Emitters | Gas Fired Natural and Fan Assisted Heaters | Town BW | 1 | Medium | B | 7 | 2031 | 5 | 3 | 3.2 | 24999 | 19944
LV Distribution | Sub Distribution Board | Town BX | 1 | High | B | 14 | 2038 | 5 | 2 | 2.7 | 14286 | 27454
Roller Shutters | Internal Electric Roller Shutter | Town BW | 1 | Medium | B | 10 | 2034 | 5 | 3 | 3.2 | 25000 | 22817
Air Conditioning | Multi-Split Condenser - Split Systems/Heat Pumps - Air-cooled with Direct Expansion Evaporator (DX) | Town BW | 1 | Medium | B | 1 | 2025 | 5 | 3 | 3.2 | 25001 | 8284
General Lighting | General - LED fittings & Luminaires | Town BX | 24 | Medium | B | 14 | 2038 | 5 | 3 | 3.2 | 25002 | 27576
Local and Special Ventilation | Fan - Axial | Town BX | 1 | Medium | B | 9 | 2033 | 5 | 3 | 3.2 | 25003 | 21769
Access Control | Door Lock / Keypad / Manual | Town BW | 1 | Medium | A | 14 | 2038 | 6 | 3 | 3.5 | 32530 | 27674
Fire Safety Systems | Fire Extinguishers - Foam | Town BW | 5 | Urgent | B | 6 | 2030 | 5 | 1 | 2.2 | 5048 | 16403
Fire Safety Systems | Fire Extinguishers - CO2 | Town BW | 5 | Urgent | B | 6 | 2030 | 5 | 1 | 2.2 | 5049 | 16404
Heat Emitters | Radiators - Steel | Town BW | 4 | Medium | B | 10 | 2034 | 5 | 3 | 3.2 | 25004 | 22818
LV Distribution | Sub Distribution Board | Town BX | 1 | High | B | 14 | 2038 | 5 | 2 | 2.7 | 14287 | 27455
LV Distribution | Sub Distribution Board | Town BS | 1 | High | B | 1 | 2025 | 5 | 2 | 2.7 | 14288 | 3831
Roller Shutters | Internal Automatic Roller Shutter | Town BN | 1 | High | B | 5 | 2029 | 5 | 2 | 2.7 | 14289 | 14652
Roller Shutters | Internal Manual Roller Shutter | Town BS | 1 | Medium | B | 5 | 2029 | 5 | 3 | 3.2 | 25005 | 15121
Fuel Systems | Internal Fuel Transfer Pump - Oil | Town BN | 1 | Medium | A | 15 | 2039 | 6 | 3 | 3.5 | 32531 | 28568
Air Conditioning | Multi-Split Condenser - DX Split Systems (With Gas, Electric or Hot Water Heaters) | Town BA | 1 | Medium | B | 9 | 2033 | 5 | 3 | 3.2 | 25006 | 21770
Air Conditioning | Multi-Split Condenser - DX Split Systems (With Gas, Electric or Hot Water Heaters) | Town BA | 1 | Medium | B | 9 | 2033 | 5 | 3 | 3.2 | 25007 | 21771
General Lighting | General - LED fittings & Luminaires | Town BA | 16 | Medium | B | 6 | 2030 | 5 | 3 | 3.2 | 25008 | 18690
Fire Safety Systems | Fire Extinguishers - Foam | Town BA | 4 | Urgent | B | 6 | 2030 | 5 | 1 | 2.2 | 5050 | 16405
External Doors | Manual and Automatic Doors - Auto / Powered Sliding Doors | Town W | 1 | High | B | 25 | 2049 | 5 | 2 | 2.7 | 14290 | 33391
Heat Emitters | Gas Fired Unit Heaters | Town ED | 1 | Medium | B | 6 | 2030 | 5 | 3 | 3.2 | 25009 | 18691
Local and Special Ventilation | Unit extract fans | Town BY | 1 | Medium | B | 1 | 2025 | 5 | 3 | 3.2 | 25010 | 8285
General Lighting | General - LED fittings & Luminaires | Town BY | 10 | Medium | B | 16 | 2040 | 5 | 3 | 3.2 | 25011 | 29548
Emergency Lighting | Self Contained - Non LED | Town BY | 2 | Urgent | B | 11 | 2035 | 5 | 1 | 2.2 | 5051 | 23628
Local Hot Water | Electric Water Heater (Drinking Water) - Pressurised | Town BY | 1 | Medium | B | 8 | 2032 | 5 | 3 | 3.2 | 25012 | 20958
LV Distribution | Sub Distribution Board | Town BY | 1 | High | B | 6 | 2030 | 5 | 2 | 2.7 | 14291 | 17597
Heat Emitters | Radiators - Steel | Town BY | 1 | Medium | B | 12 | 2036 | 5 | 3 | 3.2 | 25013 | 26523
Local Hot Water | Package Electric Water Heaters - Non-Drinking Water | Town DR | 1 | Medium | C | 3 | 2027 | 4 | 3 | 2.9 | 18656 | 13412
Heat Emitters | Gas Fired Unit Heaters | Town EE | 1 | Medium | B | 3 | 2027 | 5 | 3 | 3.2 | 25014 | 13538
Local and Special Ventilation | Fan - Window / Wall Mounted | Town DU | 1 | Medium | B | 13 | 2037 | 5 | 3 | 3.2 | 25015 | 27143
Local and Special Ventilation | Fan - Window / Wall Mounted | Town DO | 1 | Medium | B | 5 | 2029 | 5 | 3 | 3.2 | 25016 | 15122
Heat Emitters | Electric Heaters | Town BU | 4 | Medium | C | 1 | 2025 | 4 | 3 | 2.9 | 18657 | 5569
LV Distribution | Sub Distribution Board | Town EE | 1 | High | B | 4 | 2028 | 5 | 2 | 2.7 | 14292 | 13949
Emergency Lighting | Illuminated Fire Exit Signage | Town DV | 5 | Urgent | B | 16 | 2040 | 5 | 1 | 2.2 | 5052 | 28802
Air Conditioning | Single-Split Condenser - Split Systems/Heat Pumps - Air-cooled with Direct Expansion Evaporator (DX) | Town EF | 1 | Medium | B | 6 | 2030 | 5 | 3 | 3.2 | 25017 | 18692
Local and Special Ventilation | Fan - Window / Wall Mounted | Town EG | 1 | Medium | B | 8 | 2032 | 5 | 3 | 3.2 | 25018 | 20959
Fire Safety Systems | Fire Alarm Panel / Repeater | Town EA | 1 | Urgent | B | 1 | 2025 | 5 | 1 | 2.2 | 5053 | 1358
Roller Shutters | Internal Electric Roller Shutter | Town DZ | 1 | Medium | B | 15 | 2039 | 5 | 3 | 3.2 | 25019 | 28432
Local Hot Water | Package Electric Water Heaters - Non-Drinking Water | Town DY | 1 | Medium | B | 8 | 2032 | 5 | 3 | 3.2 | 25020 | 20960
Central Heating | Fan - Axial | Town EE | 1 | High | B | 1 | 2025 | 5 | 2 | 2.7 | 14293 | 3832
Fire Safety Systems | Fire Alarm Panel / Repeater | Town DO | 1 | Urgent | B | 1 | 2025 | 5 | 1 | 2.2 | 5054 | 1359
LV Distribution | Main Switch Panel at Supply Intake | Town DZ | 1 | Medium | C | 1 | 2025 | 4 | 3 | 2.9 | 18658 | 5570
Roller Shutters | Internal Electric Roller Shutter | Town EA | 1 | Medium | B | 11 | 2035 | 5 | 3 | 3.2 | 25021 | 25225
Roller Shutters | External Automatic Roller Shutter | Town ED | 1 | High | B | 11 | 2035 | 5 | 2 | 2.7 | 14294 | 24424
General Lighting | General - LED fittings & Luminaires | Town EH | 16 | Medium | B | 16 | 2040 | 5 | 3 | 3.2 | 25022 | 29549
Emergency Lighting | Illuminated Fire Exit Signage | Town DN | 4 | Urgent | A | 19 | 2043 | 6 | 1 | 2.5 | 10892 | 31128
Heat Emitters | Gas Fired Natural and Fan Assisted Heaters | Town DQ | 1 | Medium | D | 1 | 2025 | 3 | 3 | 2.6 | 11124 | 2632
Access Control | Gate Access - Local Lock / Keypad / Manual (External) | Town EE | 1 | Medium | B | 1 | 2025 | 5 | 3 | 3.2 | 25023 | 8286
Emergency Lighting | Illuminated Fire Exit Signage | Town DO | 7 | Urgent | B | 15 | 2039 | 5 | 1 | 2.2 | 5055 | 27865
Emergency Lighting | Self Contained - LED | Town EF | 1 | Urgent | B | 21 | 2045 | 5 | 1 | 2.2 | 5056 | 32068
Boiler | Atmospheric Gas Burner Boiler - Small and/or Wall Hung for Domestic Installation | Town DO | 1 | Medium | B | 5 | 2029 | 5 | 3 | 3.2 | 25024 | 15123
Local and Special Ventilation | Fan - Kitchen Window / Wall Mounted | Town DP | 1 | Medium | B | 9 | 2033 | 5 | 3 | 3.2 | 25025 | 21772
LV Distribution | Sub Distribution Board | Town DX | 1 | High | C | 1 | 2025 | 4 | 2 | 2.4 | 10576 | 2420
LV Distribution | Main Distribution Board | Town DT | 1 | High | B | 9 | 2033 | 5 | 2 | 2.7 | 14295 | 21593
Burner | Forced draft gas burner | Town DT | 1 | Medium | B | 5 | 2029 | 5 | 3 | 3.2 | 25026 | 15124
Emergency Lighting | Self Contained - LED | Town DZ | 1 | Urgent | B | 20 | 2044 | 5 | 1 | 2.2 | 5057 | 31478
Fire Safety Systems | Fire Extinguishers - Foam | Town EA | 2 | Urgent | B | 7 | 2031 | 5 | 1 | 2.2 | 5058 | 19331
Local Hot Water | Package Electric Water Heaters - Non-Drinking Water | Town DW | 1 | Medium | C | 1 | 2025 | 4 | 3 | 2.9 | 18659 | 5571
Fire Safety Systems | Smoke Extract - Control Panel | Town EG | 1 | Urgent | B | 3 | 2027 | 5 | 1 | 2.2 | 5059 | 13287
LV Distribution | Main Distribution Board | Town EI | 1 | High | B | 1 | 2025 | 5 | 2 | 2.7 | 14296 | 3833
Roller Shutters | Internal Electric Roller Shutter | Town EI | 1 | Medium | B | 15 | 2039 | 5 | 3 | 3.2 | 25027 | 28433
General Lighting | General - LED fittings & Luminaires | Town DO | 7 | Medium | B | 10 | 2034 | 5 | 3 | 3.2 | 25028 | 22819
Fire Safety Systems | Fire Extinguishers - CO2 | Town DR | 1 | Urgent | B | 6 | 2030 | 5 | 1 | 2.2 | 5060 | 16406
Central Cooling | Fan - Axial | Town EG | 1 | Medium | B | 1 | 2025 | 5 | 3 | 3.2 | 25029 | 8287
LV Distribution | Sub Distribution Board | Town DR | 1 | High | B | 16 | 2040 | 5 | 2 | 2.7 | 14297 | 29179
Local and Special Ventilation | Fan - Extract | Town DV | 1 | Medium | B | 1 | 2025 | 5 | 3 | 3.2 | 25030 | 8288
External Doors | Entrance Doors | Town DT | 1 | High | B | 11 | 2035 | 5 | 2 | 2.7 | 14298 | 24425
Barriers & Guardrails | Fixed Edge Protection | Town EB | 1 | High | B | 1 | 2025 | 5 | 2 | 2.7 | 14299 | 3834
Heat Emitters | Electric Heaters | Town DR | 1 | Medium | B | 1 | 2025 | 5 | 3 | 3.2 | 25031 | 8289
LV Distribution | Sub Distribution Board | Town DN | 1 | High | B | 15 | 2039 | 5 | 2 | 2.7 | 14300 | 28165
Access Control | Gate Access - Local Lock / Keypad / Manual (External) | Town DS | 1 | Medium | B | 5 | 2029 | 5 | 3 | 3.2 | 25032 | 15125
LV Distribution | Sub Distribution Board | Town BU | 1 | High | B | 18 | 2042 | 5 | 2 | 2.7 | 14301 | 30824
LV Distribution | Main Distribution Board | Town DT | 1 | High | B | 19 | 2043 | 5 | 2 | 2.7 | 14302 | 31195
Fire Safety Systems | Manual and Automatic Doors - Emergency and Panic Escape Doors | Town DY | 1 | Urgent | B | 16 | 2040 | 5 | 1 | 2.2 | 5061 | 28803
Fire Safety Systems | Manual and Automatic Doors - Emergency and Panic Escape Doors | Town DO | 1 | Urgent | B | 11 | 2035 | 5 | 1 | 2.2 | 5062 | 23629
Heat Emitters | Radiators - Steel | Town DT | 4 | Medium | B | 1 | 2025 | 5 | 3 | 3.2 | 25033 | 8290
Emergency Lighting | Self Contained - LED | Town DQ | 2 | Urgent | B | 15 | 2039 | 5 | 1 | 2.2 | 5063 | 27866
Local and Special Ventilation | Fan - Window / Wall Mounted | Town EB | 1 | Medium | B | 5 | 2029 | 5 | 3 | 3.2 | 25034 | 15126
Local and Special Ventilation | Fan - Axial | Town EF | 1 | Medium | B | 3 | 2027 | 5 | 3 | 3.2 | 25035 | 13539
Barriers & Guardrails | Vehicle Crash Protection Barrier | Town DT | 1 | V Low | B | 1 | 2025 | 5 | 4 | 3.7 | 33087 | 12024
Fire Safety Systems | Fire Extinguishers - Foam | Town DW | 3 | Urgent | B | 6 | 2030 | 5 | 1 | 2.2 | 5064 | 16407
General Lighting | General - LED fittings & Luminaires | Town EG | 53 | Medium | B | 13 | 2037 | 5 | 3 | 3.2 | 25036 | 27144
Emergency Lighting | Self Contained - LED | Town DT | 7 | Urgent | B | 21 | 2045 | 5 | 1 | 2.2 | 5065 | 32069
Fire Safety Systems | Fire Extinguishers - CO2 | Town DN | 4 | Urgent | B | 6 | 2030 | 5 | 1 | 2.2 | 5066 | 16408
Fire Safety Systems | Fire Extinguishers - CO2 | Town DM | 2 | Urgent | B | 6 | 2030 | 5 | 1 | 2.2 | 5067 | 16409
LV Distribution | Sub Distribution Board | Town DQ | 1 | High | D | 1 | 2025 | 3 | 2 | 2.1 | 1162 | 794
LV Distribution | Sub Distribution Board | Town EG | 1 | High | B | 3 | 2027 | 5 | 2 | 2.7 | 14303 | 13362
LV Distribution | Main Distribution Board | Town DO | 1 | High | B | 1 | 2025 | 5 | 2 | 2.7 | 14304 | 3835
AHU - Internal | Central Heating - Gas Fired (Internally Sourced) | Town EB | 1 | Medium | B | 1 | 2025 | 5 | 3 | 3.2 | 25037 | 8291
Local and Special Ventilation | Fan - Axial | Town EF | 1 | Medium | B | 3 | 2027 | 5 | 3 | 3.2 | 25038 | 13540
Roller Shutters | Internal Automatic Roller Shutter | Town DU | 1 | High | B | 4 | 2028 | 5 | 2 | 2.7 | 14305 | 13950
Access Control | Door Lock / Keypad / Manual | Town DY | 1 | Medium | B | 9 | 2033 | 5 | 3 | 3.2 | 25039 | 21773
Roller Shutters | External Electric Roller Shutter | Town EC | 1 | High | B | 2 | 2026 | 5 | 2 | 2.7 | 14306 | 12900
General Lighting | General - LED fittings & Luminaires | Town EF | 1 | Medium | B | 4 | 2028 | 5 | 3 | 3.2 | 25040 | 14123
Fire Safety Systems | Fire Extinguishers - CO2 | Town EC | 2 | Urgent | B | 8 | 2032 | 5 | 1 | 2.2 | 5068 | 20417
LV Distribution | Sub Distribution Board | Town DQ | 1 | High | C | 1 | 2025 | 4 | 2 | 2.4 | 10577 | 2421
AHU - Internal | Central Air Conditioning - Gas Fired | Town EF | 1 | Medium | B | 16 | 2040 | 5 | 3 | 3.2 | 25041 | 29550
Access Control | Gate Access - Local Lock / Keypad / Manual (External) | Town EE | 1 | Medium | B | 1 | 2025 | 5 | 3 | 3.2 | 25042 | 8292
Local and Special Ventilation | Fan - Window / Wall Mounted | Town DU | 1 | Medium | B | 12 | 2036 | 5 | 3 | 3.2 | 25043 | 26524
LV Distribution | Sub Distribution Board | Town DV | 1 | High | B | 16 | 2040 | 5 | 2 | 2.7 | 14307 | 29180
General Lighting | General - LED fittings & Luminaires | Town DN | 37 | Medium | B | 16 | 2040 | 5 | 3 | 3.2 | 25044 | 29551
LV Distribution | Main Distribution Board | Town DN | 1 | High | C | 10 | 2034 | 4 | 2 | 2.4 | 10578 | 22194
LV Distribution | Main Switch Panel at Supply Intake | Town EI | 1 | Medium | B | 1 | 2025 | 5 | 3 | 3.2 | 25045 | 8293
Multi-System Controls | Control Panel - Electrical Services (excluding Electrical Controllers and Pneumatic Relays) | Town EF | 1 | Medium | B | 6 | 2030 | 5 | 3 | 3.2 | 25046 | 18693
Fire Safety Systems | Fire Alarm Panel / Repeater | Town DZ | 1 | Urgent | B | 11 | 2035 | 5 | 1 | 2.2 | 5069 | 23630
LV Distribution | Main Switch Panel at Supply Intake | Town DZ | 1 | Medium | B | 10 | 2034 | 5 | 3 | 3.2 | 25047 | 22820
External Doors | Entrance Doors | Town EE | 1 | High | B | 23 | 2047 | 5 | 2 | 2.7 | 14308 | 33202
Local and Special Ventilation | Unit extract fans | Town EE | 1 | Medium | B | 3 | 2027 | 5 | 3 | 3.2 | 25048 | 13541
Central Cooling | Fan - Axial | Town EG | 1 | Medium | B | 1 | 2025 | 5 | 3 | 3.2 | 25049 | 8294
Heat Emitters | Radiators - Steel | Town DO | 1 | Medium | B | 10 | 2034 | 5 | 3 | 3.2 | 25050 | 22821
Roller Shutters | Internal Electric Roller Shutter | Town EA | 1 | Medium | B | 11 | 2035 | 5 | 3 | 3.2 | 25051 | 25226
Local and Special Ventilation | Fan - Kitchen Extract | Town DN | 1 | Low | B | 7 | 2031 | 5 | 4 | 3.7 | 33088 | 20221
Barriers & Guardrails | Vehicle Crash Protection Barrier | Town DT | 1 | V Low | B | 1 | 2025 | 5 | 4 | 3.7 | 33089 | 12025
Fire Safety Systems | Fire Extinguishers - Foam | Town EG | 3 | Urgent | B | 9 | 2033 | 5 | 1 | 2.2 | 5070 | 21334
Air Conditioning | Multi-Split Condenser - Split Systems/Heat Pumps - Air-cooled with Direct Expansion Evaporator (DX) | Town DT | 1 | Medium | B | 1 | 2025 | 5 | 3 | 3.2 | 25052 | 8295
Fire Safety Systems | Manual and Automatic Doors - Emergency and Panic Escape Doors | Town DV | 1 | Urgent | B | 11 | 2035 | 5 | 1 | 2.2 | 5071 | 23631
Local Hot Water | Package Electric Water Heaters - Non-Drinking Water | Town DU | 1 | Medium | B | 5 | 2029 | 5 | 3 | 3.2 | 25053 | 15127
Central Ventilation Systems | Fan - Axial | Town EE | 1 | Medium | B | 3 | 2027 | 5 | 3 | 3.2 | 25054 | 13542
Barriers & Guardrails | Fixed Edge Protection | Town EG | 1 | High | B | 3 | 2027 | 5 | 2 | 2.7 | 14309 | 13363
Fire Safety Systems | Fire Alarm Panel / Repeater | Town EH | 1 | Urgent | B | 11 | 2035 | 5 | 1 | 2.2 | 5072 | 23632
Central Heating | Fan - Axial | Town EE | 1 | High | B | 1 | 2025 | 5 | 2 | 2.7 | 14310 | 3836
Heat Emitters | Electric Heaters | Town EA | 1 | Medium | B | 3 | 2027 | 5 | 3 | 3.2 | 25055 | 13543
Heat Emitters | Electric Heaters | Town DQ | 1 | Medium | B | 1 | 2025 | 5 | 3 | 3.2 | 25056 | 8296
Fire Safety Systems | Fire Extinguishers - Foam | Town EF | 2 | Urgent | B | 7 | 2031 | 5 | 1 | 2.2 | 5073 | 19332
Fire Safety Systems | Fire Extinguishers - CO2 | Town EG | 4 | Urgent | B | 6 | 2030 | 5 | 1 | 2.2 | 5074 | 16410
External Doors | Entrance Doors | Town DW | 1 | High | B | 16 | 2040 | 5 | 2 | 2.7 | 14311 | 29181
Fire Safety Systems | Fire Extinguishers - Foam | Town DR | 5 | Urgent | B | 6 | 2030 | 5 | 1 | 2.2 | 5075 | 16411
External Lighting | General - LED | Town EF | 2 | Medium | B | 11 | 2035 | 5 | 3 | 3.2 | 25057 | 25227
Emergency Lighting | Self Contained - LED | Town EE | 1 | Urgent | B | 15 | 2039 | 5 | 1 | 2.2 | 5076 | 27867
Local Hot Water | Package Electric Water Heaters - Non-Drinking Water | Town BU | 1 | Medium | B | 1 | 2025 | 5 | 3 | 3.2 | 25058 | 8297
Central Ventilation Systems | Fan - Axial | Town EE | 1 | Medium | B | 3 | 2027 | 5 | 3 | 3.2 | 25059 | 13544
General Lighting | General - LED fittings & Luminaires | Town DN | 50 | Medium | B | 11 | 2035 | 5 | 3 | 3.2 | 25060 | 25228
Emergency Lighting | Self Contained - LED | Town DN | 8 | Urgent | A | 23 | 2047 | 6 | 1 | 2.5 | 10893 | 33168
Fire Safety Systems | Fire Extinguishers - CO2 | Town DZ | 1 | Urgent | B | 5 | 2029 | 5 | 1 | 2.2 | 5077 | 14386
Fire Safety Systems | Fire Extinguishers - Foam | Town DT | 2 | Urgent | B | 9 | 2033 | 5 | 1 | 2.2 | 5078 | 21335
Fire Safety Systems | Fire Alarm System | Town DN | 1 | Urgent | B | 5 | 2029 | 5 | 1 | 2.2 | 5079 | 14387
LV Distribution | Sub Distribution Board | Town DM | 1 | High | B | 4 | 2028 | 5 | 2 | 2.7 | 14312 | 13951
Central Cooling | Fan - Axial | Town EG | 1 | Medium | B | 1 | 2025 | 5 | 3 | 3.2 | 25061 | 8298
Access Control | Gate Access - Local Lock / Keypad / Manual (External) | Town DT | 1 | Medium | B | 1 | 2025 | 5 | 3 | 3.2 | 25062 | 8299
Emergency Lighting | Externally Powered - LED | Town EI | 5 | Urgent | B | 21 | 2045 | 5 | 1 | 2.2 | 5080 | 32070
General Lighting | General - LED fittings & Luminaires | Town DM | 5 | Medium | B | 4 | 2028 | 5 | 3 | 3.2 | 25063 | 14124
Air Conditioning | Multi-Split Evaporator - Split Systems/Heat Pumps - Air-cooled with Direct Expansion Evaporator (DX) | Town DN | 1 | Medium | B | 6 | 2030 | 5 | 3 | 3.2 | 25064 | 18694
External Doors | Entrance Doors | Town DZ | 1 | High | B | 25 | 2049 | 5 | 2 | 2.7 | 14313 | 33392
Barriers & Guardrails | Vehicle Crash Protection Barrier | Town DT | 1 | V Low | B | 1 | 2025 | 5 | 4 | 3.7 | 33090 | 12026
General Lighting | General - LED fittings & Luminaires | Town DW | 3 | Medium | B | 1 | 2025 | 5 | 3 | 3.2 | 25065 | 8300
General Lighting | General - LED fittings & Luminaires | Town DM | 3 | Medium | B | 16 | 2040 | 5 | 3 | 3.2 | 25066 | 29552
Heat Emitters | Radiators - Steel | Town DO | 1 | Medium | B | 10 | 2034 | 5 | 3 | 3.2 | 25067 | 22822
Local and Special Ventilation | Fan - Window / Wall Mounted | Town DS | 1 | Medium | B | 1 | 2025 | 5 | 3 | 3.2 | 25068 | 8301
Fire Safety Systems | Manual and Automatic Doors - Emergency and Panic Escape Doors | Town DT | 1 | Urgent | B | 31 | 2055 | 5 | 1 | 2.2 | 5081 | 33752
Local and Special Ventilation | Fan - Window / Wall Mounted | Town EA | 1 | Medium | CX | 1 | 2025 | 2 | 3 | 2.3 | 10185 | 2127
Central Cooling | Fan - Axial | Town DS | 1 | Medium | B | 1 | 2025 | 5 | 3 | 3.2 | 25069 | 8302
Local and Special Ventilation | Fan - Window / Wall Mounted | Town EF | 1 | Medium | B | 8 | 2032 | 5 | 3 | 3.2 | 25070 | 20961
Access Control | Door Lock / Keypad / Manual | Town DP | 2 | Medium | B | 5 | 2029 | 5 | 3 | 3.2 | 25071 | 15128
Air Conditioning | Single-Split Condenser - Split Systems/Heat Pumps - Air-cooled with Direct Expansion Evaporator (DX) | Town DV | 1 | Medium | C | 1 | 2025 | 4 | 3 | 2.9 | 18660 | 5572
Roller Shutters | Internal Electric Roller Shutter | Town EA | 1 | Medium | B | 11 | 2035 | 5 | 3 | 3.2 | 25072 | 25229
Boiler | Atmospheric Gas Burner - Free Standing Boiler | Town DO | 1 | Medium | B | 1 | 2025 | 5 | 3 | 3.2 | 25073 | 8303
Local and Special Ventilation | Fan - Centrifugal | Town DT | 1 | Medium | B | 1 | 2025 | 5 | 3 | 3.2 | 25074 | 8304
Fire Safety Systems | Fire Extinguishers - CO2 | Town DR | 3 | Urgent | B | 6 | 2030 | 5 | 1 | 2.2 | 5082 | 16412
Emergency Lighting | Self Contained - Non LED | Town BU | 1 | Urgent | B | 6 | 2030 | 5 | 1 | 2.2 | 5083 | 16413
LV Distribution | Main Distribution Board | Town DN | 1 | High | B | 11 | 2035 | 5 | 2 | 2.7 | 14314 | 24426
Local and Special Ventilation | Fan - Window / Wall Mounted | Town DY | 1 | Medium | B | 7 | 2031 | 5 | 3 | 3.2 | 25075 | 19945
Central Ventilation Systems | Fan - General Ventilation | Town DN | 1 | Low | B | 5 | 2029 | 5 | 4 | 3.7 | 33091 | 15634
LV Distribution | Main Distribution Board | Town DZ | 1 | High | B | 10 | 2034 | 5 | 2 | 2.7 | 14315 | 22370
Local and Special Ventilation | Fan - Window / Wall Mounted | Town EF | 1 | Medium | B | 11 | 2035 | 5 | 3 | 3.2 | 25076 | 25230
Local and Special Ventilation | Fan - Kitchen Extract | Town DN | 1 | Low | B | 5 | 2029 | 5 | 4 | 3.7 | 33092 | 15635
Local and Special Ventilation | Unit extract fans | Town DP | 1 | Medium | B | 9 | 2033 | 5 | 3 | 3.2 | 25077 | 21774
General Lighting | General - LED fittings & Luminaires | Town EF | 30 | Medium | B | 16 | 2040 | 5 | 3 | 3.2 | 25078 | 29553
Air Conditioning | Single-Split Evaporator - Split Systems/Heat Pumps - Air-cooled with Direct Expansion Evaporator (DX) | Town BU | 1 | Medium | B | 13 | 2037 | 5 | 3 | 3.2 | 25079 | 27145
Roller Shutters | Internal Electric Roller Shutter | Town EA | 1 | Medium | B | 11 | 2035 | 5 | 3 | 3.2 | 25080 | 25231
Roller Shutters | Internal Electric Roller Shutter | Town EF | 1 | Medium | B | 11 | 2035 | 5 | 3 | 3.2 | 25081 | 25232
Fire Safety Systems | Manual and Automatic Doors - Emergency and Panic Escape Doors | Town DT | 1 | Urgent | B | 11 | 2035 | 5 | 1 | 2.2 | 5084 | 23633
General Lighting | General - LED fittings & Luminaires | Town DU | 1 | Medium | B | 16 | 2040 | 5 | 3 | 3.2 | 25082 | 29554
Local Hot Water | Package Electric Water Heaters - Non-Drinking Water | Town EA | 1 | Medium | B | 1 | 2025 | 5 | 3 | 3.2 | 25083 | 8305
Central Cooling | Fan - Axial | Town DS | 1 | Medium | B | 1 | 2025 | 5 | 3 | 3.2 | 25084 | 8306
Fire Safety Systems | Manual and Automatic Doors - Emergency and Panic Escape Doors | Town DN | 1 | Urgent | B | 15 | 2039 | 5 | 1 | 2.2 | 5085 | 27868
Barriers & Guardrails | Vehicle Crash Protection Barrier | Town DT | 1 | V Low | B | 1 | 2025 | 5 | 4 | 3.7 | 33093 | 12027
Heat Emitters | Electric Heaters | Town DZ | 1 | Medium | B | 1 | 2025 | 5 | 3 | 3.2 | 25085 | 8307
BMS | BMS Control Panel | Town DS | 1 | High | B | 9 | 2033 | 5 | 2 | 2.7 | 14316 | 21594
Central Cooling | Fan - Axial | Town DM | 1 | Medium | B | 1 | 2025 | 5 | 3 | 3.2 | 25086 | 8308
Emergency Lighting | Illuminated Fire Exit Signage | Town EF | 3 | Urgent | B | 16 | 2040 | 5 | 1 | 2.2 | 5086 | 28804
Fire Safety Systems | Fire Extinguishers - Foam | Town DO | 1 | Urgent | B | 6 | 2030 | 5 | 1 | 2.2 | 5087 | 16414
Fire Safety Systems | Fire Extinguishers - Foam | Town EA | 1 | Urgent | B | 9 | 2033 | 5 | 1 | 2.2 | 5088 | 21336
LV Distribution | Sub Distribution Board | Town BU | 1 | High | B | 1 | 2025 | 5 | 2 | 2.7 | 14317 | 3837
Fire Safety Systems | Manual and Automatic Doors - Emergency and Panic Escape Doors | Town BU | 1 | Urgent | B | 20 | 2044 | 5 | 1 | 2.2 | 5089 | 31479
Local Hot Water | Package Electric Water Heaters - Non-Drinking Water | Town DN | 1 | Medium | B | 6 | 2030 | 5 | 3 | 3.2 | 25087 | 18695
General Lighting | General - LED fittings & Luminaires | Town DZ | 1 | Medium | B | 18 | 2042 | 5 | 3 | 3.2 | 25088 | 30952
Fire Safety Systems | Manual and Automatic Doors - Emergency and Panic Escape Doors | Town BZ | 1 | Urgent | B | 27 | 2051 | 5 | 1 | 2.2 | 5090 | 33547
LV Distribution | Main Distribution Board | Town BZ | 1 | High | B | 1 | 2025 | 5 | 2 | 2.7 | 14318 | 3838
Barriers & Guardrails | Vehicle Crash Protection Barrier | Town CD | 1 | V Low | B | 1 | 2025 | 5 | 4 | 3.7 | 33094 | 12028
General Lighting | General - LED fittings & Luminaires | Town CB | 2 | Medium | B | 16 | 2040 | 5 | 3 | 3.2 | 25089 | 29555
Heat Emitters | Electric Heaters | Town CA | 1 | Medium | B | 1 | 2025 | 5 | 3 | 3.2 | 25090 | 8309
LV Distribution | Sub Distribution Board | Town CB | 1 | High | B | 1 | 2025 | 5 | 2 | 2.7 | 14319 | 3839
LV Distribution | Sub Distribution Board | Town CP | 1 | High | B | 5 | 2029 | 5 | 2 | 2.7 | 14320 | 14653
Roller Shutters | External Manual Roller Shutter | Town CP | 1 | High | B | 1 | 2025 | 5 | 2 | 2.7 | 14321 | 3840
Emergency Lighting | Illuminated Fire Exit Signage | Town BZ | 1 | Urgent | B | 18 | 2042 | 5 | 1 | 2.2 | 5091 | 30650
Local Hot Water | Instantaneous Electric Water Heater - Non-Drinking Water | Town CH | 1 | Medium | B | 1 | 2025 | 5 | 3 | 3.2 | 25091 | 8310
Local Hot Water | Instantaneous Electric Water Heater - Non-Drinking Water | Town CP | 1 | Medium | B | 11 | 2035 | 5 | 3 | 3.2 | 25092 | 25233
Fire Safety Systems | Fire Alarm System | Town CH | 1 | Urgent | B | 1 | 2025 | 5 | 1 | 2.2 | 5092 | 1360
Fire Safety Systems | Fire Extinguishers - Foam | Town CE | 6 | Urgent | B | 6 | 2030 | 5 | 1 | 2.2 | 5093 | 16415
LV Distribution | Main Distribution Board | Town CT | 1 | High | B | 1 | 2025 | 5 | 2 | 2.7 | 14322 | 3841
LV Distribution | Sub Distribution Board | Town CB | 1 | High | C | 1 | 2025 | 4 | 2 | 2.4 | 10579 | 2422
Fire Safety Systems | Fire Extinguishers - Dry Chemical | Town BZ | 1 | Urgent | B | 3 | 2027 | 5 | 1 | 2.2 | 5094 | 13288
Roller Shutters | External Electric Roller Shutter | Town CD | 1 | High | B | 1 | 2025 | 5 | 2 | 2.7 | 14323 | 3842
Local and Special Ventilation | Fan - Extract | Town CG | 1 | Medium | B | 1 | 2025 | 5 | 3 | 3.2 | 25093 | 8311
General Lighting | General - LED fittings & Luminaires | Town CA | 2 | Medium | B | 6 | 2030 | 5 | 3 | 3.2 | 25094 | 18696
External Lighting | General - LED | Town CM | 2 | Medium | B | 7 | 2031 | 5 | 3 | 3.2 | 25095 | 19946
General Lighting | General - LED fittings & Luminaires | Town CD | 2 | Medium | B | 12 | 2036 | 5 | 3 | 3.2 | 25096 | 26525
Local and Special Ventilation | Fan - Window / Wall Mounted | Town CE | 1 | Medium | B | 9 | 2033 | 5 | 3 | 3.2 | 25097 | 21775
Local and Special Ventilation | Fan - Extract | Town CD | 1 | Medium | B | 1 | 2025 | 5 | 3 | 3.2 | 25098 | 8312
External Lighting | General - Non LED | Town CG | 1 | Medium | B | 11 | 2035 | 5 | 3 | 3.2 | 25099 | 25234
Fire Safety Systems | Fire Extinguishers - Foam | Town CM | 1 | Urgent | B | 1 | 2025 | 5 | 1 | 2.2 | 5095 | 1361
Fire Safety Systems | Fire Extinguishers - CO2 | Town CD | 3 | Urgent | B | 1 | 2025 | 5 | 1 | 2.2 | 5096 | 1362
Local and Special Ventilation | Fan - Extract | Town CG | 1 | Medium | B | 1 | 2025 | 5 | 3 | 3.2 | 25100 | 8313
External Doors | Entrance Doors | Town CH | 1 | High | B | 11 | 2035 | 5 | 2 | 2.7 | 14324 | 24427
Security Systems | Manual and Automatic Doors - High Security Door | Town CO | 1 | High | B | 11 | 2035 | 5 | 2 | 2.7 | 14325 | 24428
Local and Special Ventilation | Fan - Extract | Town CJ | 1 | Medium | B | 1 | 2025 | 5 | 3 | 3.2 | 25101 | 8314
Security Systems | Manual and Automatic Doors - High Security Door | Town CI | 1 | High | B | 11 | 2035 | 5 | 2 | 2.7 | 14326 | 24429
Barriers & Guardrails | Vehicle Crash Protection Barrier | Town BZ | 1 | V Low | B | 1 | 2025 | 5 | 4 | 3.7 | 33095 | 12029
Heat Emitters | Electric Heaters | Town CS | 1 | Medium | B | 1 | 2025 | 5 | 3 | 3.2 | 25102 | 8315
Local and Special Ventilation | Fan - Extract | Town CL | 1 | Medium | CX | 1 | 2025 | 2 | 3 | 2.3 | 10186 | 2128
External Doors | Entrance Doors | Town BZ | 1 | High | B | 1 | 2025 | 5 | 2 | 2.7 | 14327 | 3843
General Lighting | General - LED fittings & Luminaires | Town CQ | 78 | Medium | B | 16 | 2040 | 5 | 3 | 3.2 | 25103 | 29556
External Doors | Manual and Automatic Doors - Auto / Powered Sliding Doors | Town CN | 1 | High | B | 21 | 2045 | 5 | 2 | 2.7 | 14328 | 32633
Local and Special Ventilation | Fan - Extract | Town CD | 1 | Medium | B | 7 | 2031 | 5 | 3 | 3.2 | 25104 | 19947
General Lighting | General - LED fittings & Luminaires | Town CB | 21 | Medium | B | 12 | 2036 | 5 | 3 | 3.2 | 25105 | 26526
Barriers & Guardrails | Vehicle Crash Protection Barrier | Town CD | 1 | V Low | B | 1 | 2025 | 5 | 4 | 3.7 | 33096 | 12030
Local and Special Ventilation | Fan - Window / Wall Mounted | Town CH | 1 | Medium | B | 1 | 2025 | 5 | 3 | 3.2 | 25106 | 8316
Local Hot Water | Instantaneous Electric Water Heater - Non-Drinking Water | Town CP | 1 | Medium | B | 11 | 2035 | 5 | 3 | 3.2 | 25107 | 25235
Security Systems | Manual and Automatic Doors - High Security Door | Town CM | 1 | High | B | 11 | 2035 | 5 | 2 | 2.7 | 14329 | 24430
Multi-System Controls | Instrumental Control Panel | Town CI | 1 | Medium | B | 6 | 2030 | 5 | 3 | 3.2 | 25108 | 18697
Emergency Lighting | Illuminated Fire Exit Signage | Town CM | 1 | Urgent | B | 12 | 2036 | 5 | 1 | 2.2 | 5097 | 26019
LV Distribution | Sub Distribution Board | Town CH | 1 | High | B | 6 | 2030 | 5 | 2 | 2.7 | 14330 | 17598
Central Heating & Cooling | Fan - Axial | Town CN | 1 | Medium | B | 1 | 2025 | 5 | 3 | 3.2 | 25109 | 8317
General Lighting | General - LED fittings & Luminaires | Town CK | 22 | Medium | B | 10 | 2034 | 5 | 3 | 3.2 | 25110 | 22823
Heat Emitters | Electric Heaters | Town CH | 1 | Medium | B | 1 | 2025 | 5 | 3 | 3.2 | 25111 | 8318
LV Distribution | Sub Distribution Board | Town CT | 1 | High | B | 1 | 2025 | 5 | 2 | 2.7 | 14331 | 3844
Local and Special Ventilation | Fan - Extract | Town CL | 1 | Medium | B | 1 | 2025 | 5 | 3 | 3.2 | 25112 | 8319
Emergency Lighting | Self Contained - LED | Town CK | 2 | Urgent | B | 15 | 2039 | 5 | 1 | 2.2 | 5098 | 27869
Emergency Lighting | Self Contained - LED | Town CH | 6 | Urgent | B | 11 | 2035 | 5 | 1 | 2.2 | 5099 | 23634
Central Ventilation Systems | Fan - General Ventilation | Town CI | 1 | Low | B | 1 | 2025 | 5 | 4 | 3.7 | 33097 | 12031
LV Distribution | Sub Distribution Board | Town CN | 1 | High | B | 6 | 2030 | 5 | 2 | 2.7 | 14332 | 17599
Barriers & Guardrails | Vehicle Crash Protection Barrier | Town CD | 1 | V Low | B | 1 | 2025 | 5 | 4 | 3.7 | 33098 | 12032
Local and Special Ventilation | Fan - Extract | Town CB | 1 | Medium | B | 1 | 2025 | 5 | 3 | 3.2 | 25113 | 8320
LV Distribution | Main Distribution Board | Town CD | 1 | High | B | 1 | 2025 | 5 | 2 | 2.7 | 14333 | 3845
Emergency Lighting | Illuminated Fire Exit Signage | Town CE | 1 | Urgent | B | 3 | 2027 | 5 | 1 | 2.2 | 5100 | 13289
General Lighting | General - LED fittings & Luminaires | Town CN | 7 | Medium | B | 12 | 2036 | 5 | 3 | 3.2 | 25114 | 26527
General Lighting | General - LED fittings & Luminaires | Town CG | 12 | Medium | B | 16 | 2040 | 5 | 3 | 3.2 | 25115 | 29557
Heat Emitters | Radiators - Steel | Town CR | 6 | Medium | B | 6 | 2030 | 5 | 3 | 3.2 | 25116 | 18698
External Lighting | General - Non LED | Town CD | 2 | Medium | CX | 3 | 2027 | 2 | 3 | 2.3 | 10187 | 13316
LV Distribution | Main Distribution Board | Town CS | 1 | High | B | 1 | 2025 | 5 | 2 | 2.7 | 14334 | 3846
Local Hot Water | Instantaneous Electric Water Heater - Non-Drinking Water | Town CA | 1 | Medium | B | 7 | 2031 | 5 | 3 | 3.2 | 25117 | 19948
Local and Special Ventilation | Fan - Axial | Town CO | 1 | Medium | B | 1 | 2025 | 5 | 3 | 3.2 | 25118 | 8321
LV Distribution | Sub Distribution Board | Town BZ | 1 | High | B | 1 | 2025 | 5 | 2 | 2.7 | 14335 | 3847
Barriers & Guardrails | Vehicle Crash Protection Barrier | Town BZ | 1 | V Low | C | 1 | 2025 | 4 | 4 | 3.4 | 32415 | 11697
Emergency Lighting | Externally Powered - LED | Town CB | 3 | Urgent | B | 17 | 2041 | 5 | 1 | 2.2 | 5101 | 30100
Fire Safety Systems | Fire Extinguishers - Powder | Town BZ | 1 | Urgent | B | 6 | 2030 | 5 | 1 | 2.2 | 5102 | 16416
Local and Special Ventilation | Unit extract fans | Town CD | 1 | Medium | B | 1 | 2025 | 5 | 3 | 3.2 | 25119 | 8322
Roller Shutters | External Electric Roller Shutter | Town BZ | 1 | High | B | 1 | 2025 | 5 | 2 | 2.7 | 14336 | 3848
Local and Special Ventilation | Fan - Centrifugal | Town CD | 1 | Medium | B | 7 | 2031 | 5 | 3 | 3.2 | 25120 | 19949
LV Distribution | Sub Distribution Board | Town CG | 1 | High | B | 1 | 2025 | 5 | 2 | 2.7 | 14337 | 3849
Local and Special Ventilation | Fan - Window / Wall Mounted | Town CN | 1 | Medium | B | 1 | 2025 | 5 | 3 | 3.2 | 25121 | 8323
Boiler | Atmospheric Gas Burner Boiler - Small and/or Wall Hung for Light Commercial Installation | Town CE | 1 | Medium | B | 4 | 2028 | 5 | 3 | 3.2 | 25122 | 14125
Roller Shutters | Internal Electric Roller Shutter | Town CR | 1 | Medium | B | 11 | 2035 | 5 | 3 | 3.2 | 25123 | 25236
Security Systems | Manual and Automatic Doors - High Security Door | Town CI | 1 | High | B | 11 | 2035 | 5 | 2 | 2.7 | 14338 | 24431
Access Control | Door Lock / Keypad / Manual | Town CJ | 1 | Medium | B | 1 | 2025 | 5 | 3 | 3.2 | 25124 | 8324
Emergency Lighting | Self Contained - LED | Town CJ | 1 | Urgent | B | 21 | 2045 | 5 | 1 | 2.2 | 5103 | 32071
Fire Safety Systems | Fire Extinguishers - CO2 | Town CH | 1 | Urgent | B | 2 | 2026 | 5 | 1 | 2.2 | 5104 | 12604
Local Hot Water | Instantaneous Electric Water Heater - Non-Drinking Water | Town CB | 1 | Medium | B | 7 | 2031 | 5 | 3 | 3.2 | 25125 | 19950
Local and Special Ventilation | Fan - Extract | Town CB | 1 | Medium | B | 1 | 2025 | 5 | 3 | 3.2 | 25126 | 8325
External Doors | Entrance Doors | Town CS | 1 | High | B | 11 | 2035 | 5 | 2 | 2.7 | 14339 | 24432
External Doors | Entrance Doors | Town CF | 1 | High | B | 11 | 2035 | 5 | 2 | 2.7 | 14340 | 24433
Heat Emitters | Electric Heaters | Town CB | 1 | Medium | B | 1 | 2025 | 5 | 3 | 3.2 | 25127 | 8326
Roller Shutters | Internal Electric Roller Shutter | Town CT | 1 | Medium | C | 1 | 2025 | 4 | 3 | 2.9 | 18661 | 5573
Local Hot Water | Instantaneous Electric Water Heater - Non-Drinking Water | Town CD | 1 | Medium | B | 1 | 2025 | 5 | 3 | 3.2 | 25128 | 8327
LV Distribution | Sub Distribution Board | Town CP | 1 | High | B | 1 | 2025 | 5 | 2 | 2.7 | 14341 | 3850
Heat Emitters | Radiators - Steel | Town CH | 1 | Medium | B | 1 | 2025 | 5 | 3 | 3.2 | 25129 | 8328
LV Distribution | Sub Distribution Board | Town CH | 1 | High | B | 1 | 2025 | 5 | 2 | 2.7 | 14342 | 3851
General Lighting | General - LED fittings & Luminaires | Town CE | 5 | Medium | B | 6 | 2030 | 5 | 3 | 3.2 | 25130 | 18699
General Lighting | General - LED fittings & Luminaires | Town CE | 2 | Medium | B | 6 | 2030 | 5 | 3 | 3.2 | 25131 | 18700
AHU - External | Central Air Conditioning - Electric & DX | Town CO | 1 | Medium | B | 7 | 2031 | 5 | 3 | 3.2 | 25132 | 19951
LV Distribution | Sub Distribution Board | Town CJ | 1 | High | B | 6 | 2030 | 5 | 2 | 2.7 | 14343 | 17600
Roller Shutters | External Window Shutters - Manual | Town CL | 1 | Medium | B | 1 | 2025 | 5 | 3 | 3.2 | 25133 | 8329
Local Hot Water | Instantaneous Electric Water Heater - Non-Drinking Water | Town CP | 1 | Medium | B | 11 | 2035 | 5 | 3 | 3.2 | 25134 | 25237
Emergency Lighting | Illuminated Fire Exit Signage | Town CS | 3 | Urgent | B | 16 | 2040 | 5 | 1 | 2.2 | 5105 | 28805
General Lighting | General - LED fittings & Luminaires | Town CA | 2 | Medium | B | 1 | 2025 | 5 | 3 | 3.2 | 25135 | 8330
Heat Emitters | Radiators - Steel | Town CG | 3 | Medium | B | 1 | 2025 | 5 | 3 | 3.2 | 25136 | 8331
Heat Emitters | Gas Fired Unit Heaters | Town CQ | 1 | Medium | B | 9 | 2033 | 5 | 3 | 3.2 | 25137 | 21776
Local and Special Ventilation | Fan - Extract | Town CD | 1 | Medium | B | 1 | 2025 | 5 | 3 | 3.2 | 25138 | 8332
LV Distribution | Sub Distribution Board | Town CB | 1 | High | B | 1 | 2025 | 5 | 2 | 2.7 | 14344 | 3852
Local and Special Ventilation | Fan - Axial | Town CH | 1 | Medium | B | 1 | 2025 | 5 | 3 | 3.2 | 25139 | 8333
Roller Shutters | External Manual Roller Shutter | Town CB | 1 | High | B | 1 | 2025 | 5 | 2 | 2.7 | 14345 | 3853
Local and Special Ventilation | Fan - Extract | Town CO | 1 | Medium | B | 1 | 2025 | 5 | 3 | 3.2 | 25140 | 8334
External Lighting | General - Non LED | Town CA | 3 | Medium | B | 1 | 2025 | 5 | 3 | 3.2 | 25141 | 8335
Fire Safety Systems | Fire Extinguishers - Foam | Town CJ | 5 | Urgent | B | 6 | 2030 | 5 | 1 | 2.2 | 5106 | 16417
Emergency Lighting | Self Contained - LED | Town CH | 5 | Urgent | B | 17 | 2041 | 5 | 1 | 2.2 | 5107 | 30101
Local and Special Ventilation | Fan - Window / Wall Mounted | Town CE | 1 | Medium | B | 11 | 2035 | 5 | 3 | 3.2 | 25142 | 25238
External Doors | Entrance Doors | Town BZ | 1 | High | B | 11 | 2035 | 5 | 2 | 2.7 | 14346 | 24434
External Doors | Entrance Doors | Town CO | 1 | High | B | 1 | 2025 | 5 | 2 | 2.7 | 14347 | 3854
Barriers & Guardrails | Vehicle Crash Protection Barrier | Town CD | 1 | V Low | B | 1 | 2025 | 5 | 4 | 3.7 | 33099 | 12033
General Lighting | General - LED fittings & Luminaires | Town CM | 1 | Medium | B | 12 | 2036 | 5 | 3 | 3.2 | 25143 | 26528
Heat Emitters | Unit Heaters | Town CB | 1 | Medium | C | 1 | 2025 | 4 | 3 | 2.9 | 18662 | 5574
Emergency Lighting | Self Contained - LED | Town CB | 3 | Urgent | B | 17 | 2041 | 5 | 1 | 2.2 | 5108 | 30102
Specialist Lighting | Illuminated External Signs | Town CN | 1 | Medium | B | 6 | 2030 | 5 | 3 | 3.2 | 25144 | 18701
Heat Emitters | Electric Heaters | Town CI | 2 | Medium | B | 1 | 2025 | 5 | 3 | 3.2 | 25145 | 8336
Local and Special Ventilation | Fan - Window / Wall Mounted | Town CN | 1 | Medium | B | 1 | 2025 | 5 | 3 | 3.2 | 25146 | 8337
Local and Special Ventilation | Fan - Extract | Town CJ | 1 | Medium | B | 1 | 2025 | 5 | 3 | 3.2 | 25147 | 8338
Local and Special Ventilation | Fan - Axial | Town CM | 1 | Medium | B | 1 | 2025 | 5 | 3 | 3.2 | 25148 | 8339
BMS | BMS Operating Station | Town CH | 1 | High | B | 6 | 2030 | 5 | 2 | 2.7 | 14348 | 17601
Roller Shutters | External Manual Roller Shutter | Town CK | 1 | High | B | 1 | 2025 | 5 | 2 | 2.7 | 14349 | 3855
Heat Emitters | Electric Heaters | Town CN | 1 | Medium | B | 1 | 2025 | 5 | 3 | 3.2 | 25149 | 8340
Local and Special Ventilation | Fan - Extract | Town CG | 1 | Medium | B | 1 | 2025 | 5 | 3 | 3.2 | 25150 | 8341
Barriers & Guardrails | Vehicle Crash Protection Barrier | Town CD | 1 | V Low | B | 1 | 2025 | 5 | 4 | 3.7 | 33100 | 12034
Roller Shutters | External Window Shutters - Electric | Town CG | 1 | Medium | B | 6 | 2030 | 5 | 3 | 3.2 | 25151 | 18702
General Lighting | General - LED fittings & Luminaires | Town CA | 13 | Medium | B | 6 | 2030 | 5 | 3 | 3.2 | 25152 | 18703
General Lighting | General - LED fittings & Luminaires | Town CH | 18 | Medium | B | 12 | 2036 | 5 | 3 | 3.2 | 25153 | 26529
Fire Safety Systems | Fire Extinguishers - Foam | Town CH | 2 | Urgent | B | 1 | 2025 | 5 | 1 | 2.2 | 5109 | 1363
LV Distribution | Sub Distribution Board | Town CM | 1 | High | B | 1 | 2025 | 5 | 2 | 2.7 | 14350 | 3856
Boiler | Atmospheric Gas Burner Boiler - Small and/or Wall Hung for Light Commercial Installation | Town CD | 1 | Medium | B | 8 | 2032 | 5 | 3 | 3.2 | 25154 | 20962
LV Distribution | Sub Distribution Board | Town CO | 1 | High | B | 6 | 2030 | 5 | 2 | 2.7 | 14351 | 17602
LV Distribution | Sub Distribution Board | Town CK | 1 | High | B | 1 | 2025 | 5 | 2 | 2.7 | 14352 | 3857
External Doors | Entrance Doors | Town CB | 1 | High | B | 11 | 2035 | 5 | 2 | 2.7 | 14353 | 24435
Emergency Lighting | Self Contained - LED | Town CA | 2 | Urgent | B | 17 | 2041 | 5 | 1 | 2.2 | 5110 | 30103
Heat Emitters | Gas Fired Unit Heaters | Town CP | 1 | Medium | B | 5 | 2029 | 5 | 3 | 3.2 | 25155 | 15129
Roller Shutters | External Manual Roller Shutter | Town BZ | 1 | High | B | 1 | 2025 | 5 | 2 | 2.7 | 14354 | 3858
BMS | BMS Operating Station | Town CN | 1 | High | B | 6 | 2030 | 5 | 2 | 2.7 | 14355 | 17603
Boiler | Atmospheric Gas Burner Boiler - Small and/or Wall Hung for Domestic Installation | Town CH | 1 | Medium | B | 2 | 2026 | 5 | 3 | 3.2 | 25156 | 13092
Communication Systems | PA System | Town CB | 1 | Medium | B | 1 | 2025 | 5 | 3 | 3.2 | 25157 | 8342
Emergency Lighting | Illuminated Fire Exit Signage | Town CI | 1 | Urgent | B | 16 | 2040 | 5 | 1 | 2.2 | 5111 | 28806
Heat Emitters | Radiators - Steel | Town CH | 1 | Medium | B | 1 | 2025 | 5 | 3 | 3.2 | 25158 | 8343
External Lighting | General - LED | Town CL | 2 | Medium | B | 11 | 2035 | 5 | 3 | 3.2 | 25159 | 25239
Fire Safety Systems | Fire Extinguishers - CO2 | Town CG | 4 | Urgent | B | 6 | 2030 | 5 | 1 | 2.2 | 5112 | 16418
Barriers & Guardrails | Vehicle Crash Protection Barrier | Town BZ | 1 | V Low | B | 1 | 2025 | 5 | 4 | 3.7 | 33101 | 12035
Local and Special Ventilation | Fan - Extract | Town CR | 1 | Medium | B | 1 | 2025 | 5 | 3 | 3.2 | 25160 | 8344
Air Conditioning | Single-Split Condenser - Split Systems/Heat Pumps - Air-cooled with Direct Expansion Evaporator (DX) | Town CJ | 1 | Medium | B | 3 | 2027 | 5 | 3 | 3.2 | 25161 | 13545
LV Distribution | Sub Distribution Board | Town BZ | 1 | High | B | 19 | 2043 | 5 | 2 | 2.7 | 14356 | 31196
Heat Emitters | Electric Heaters | Town CD | 1 | Medium | CX | 1 | 2025 | 2 | 3 | 2.3 | 10188 | 2129
LV Distribution | Main Distribution Board | Town CD | 1 | High | B | 1 | 2025 | 5 | 2 | 2.7 | 14357 | 3859
Heat Emitters | Electric Overdoor Air Curtain/Heater | Town CD | 1 | Medium | C | 7 | 2031 | 4 | 3 | 2.9 | 18663 | 19725
Fire Safety Systems | Fire Alarm Panel / Repeater | Town CE | 1 | Urgent | C | 1 | 2025 | 4 | 1 | 1.9 | 649 | 469
General Lighting | General - LED fittings & Luminaires | Town BZ | 98 | Medium | B | 16 | 2040 | 5 | 3 | 3.2 | 25162 | 29558
LV Distribution | Main Distribution Board | Town CR | 1 | High | B | 6 | 2030 | 5 | 2 | 2.7 | 14358 | 17604
Local and Special Ventilation | Fan - Extract | Town CD | 1 | Medium | B | 1 | 2025 | 5 | 3 | 3.2 | 25163 | 8345
Emergency Lighting | Illuminated Fire Exit Signage | Town CE | 1 | Urgent | C | 1 | 2025 | 4 | 1 | 1.9 | 650 | 470
Fire Safety Systems | Fire Extinguishers - Foam | Town CF | 1 | Urgent | B | 1 | 2025 | 5 | 1 | 2.2 | 5113 | 1364
Heat Emitters | Radiators - Steel | Town CM | 1 | Medium | B | 1 | 2025 | 5 | 3 | 3.2 | 25164 | 8346
Local Hot Water | Instantaneous Electric Water Heater - Non-Drinking Water | Town BZ | 1 | Medium | B | 1 | 2025 | 5 | 3 | 3.2 | 25165 | 8347
Emergency Lighting | Self Contained - Non LED | Town CN | 5 | Urgent | B | 1 | 2025 | 5 | 1 | 2.2 | 5114 | 1365
Fire Safety Systems | Fire Extinguishers - Powder | Town CK | 3 | Urgent | B | 7 | 2031 | 5 | 1 | 2.2 | 5115 | 19333
Emergency Lighting | Self Contained - LED | Town CD | 5 | Urgent | B | 21 | 2045 | 5 | 1 | 2.2 | 5116 | 32072
Local and Special Ventilation | Fan - Extract | Town CL | 1 | Medium | B | 1 | 2025 | 5 | 3 | 3.2 | 25166 | 8348
LV Distribution | Sub Distribution Board | Town CF | 1 | High | B | 1 | 2025 | 5 | 2 | 2.7 | 14359 | 3860
Heat Emitters | Electric Heaters | Town CF | 2 | Medium | B | 1 | 2025 | 5 | 3 | 3.2 | 25167 | 8349
Heat Emitters | Gas Fired Natural and Fan Assisted Heaters | Town BZ | 1 | Medium | B | 11 | 2035 | 5 | 3 | 3.2 | 25168 | 25240
Fire Safety Systems | Fire Alarm Panel / Repeater | Town CD | 1 | Urgent | B | 7 | 2031 | 5 | 1 | 2.2 | 5117 | 19334
Fire Safety Systems | Fire Alarm Panel / Repeater | Town CD | 1 | Urgent | B | 11 | 2035 | 5 | 1 | 2.2 | 5118 | 23635
Emergency Lighting | Self Contained - LED | Town CB | 4 | Urgent | B | 17 | 2041 | 5 | 1 | 2.2 | 5119 | 30104
Heat Emitters | Gas Fired Natural and Fan Assisted Heaters | Town CF | 1 | Medium | B | 1 | 2025 | 5 | 3 | 3.2 | 25169 | 8350
Local Hot Water | Instantaneous Electric Water Heater - Non-Drinking Water | Town CB | 1 | Medium | B | 10 | 2034 | 5 | 3 | 3.2 | 25170 | 22824
Local Hot Water | Instantaneous Electric Water Heater - Non-Drinking Water | Town CP | 1 | Medium | B | 7 | 2031 | 5 | 3 | 3.2 | 25171 | 19952
Fire Safety Systems | Fire Alarm Panel / Repeater | Town CI | 1 | Urgent | B | 1 | 2025 | 5 | 1 | 2.2 | 5120 | 1366
Local and Special Ventilation | Fan - Extract | Town CG | 1 | Medium | B | 1 | 2025 | 5 | 3 | 3.2 | 25172 | 8351
General Lighting | General - LED fittings & Luminaires | Town CB | 12 | Medium | B | 16 | 2040 | 5 | 3 | 3.2 | 25173 | 29559
General Lighting | General - LED fittings & Luminaires | Town CQ | 91 | Medium | B | 16 | 2040 | 5 | 3 | 3.2 | 25174 | 29560
Fire Safety Systems | Fire Extinguishers - CO2 | Town CD | 1 | Urgent | B | 8 | 2032 | 5 | 1 | 2.2 | 5121 | 20418
Multi-System Controls | Instrumental Control Panel | Town CN | 1 | Medium | B | 12 | 2036 | 5 | 3 | 3.2 | 25175 | 26530
Air Conditioning | Single-Split Condenser - Split Systems/Heat Pumps - Air-cooled with Direct Expansion Evaporator (DX) | Town CQ | 1 | Medium | B | 8 | 2032 | 5 | 3 | 3.2 | 25176 | 20963
Heat Emitters | Electric Heaters | Town CL | 2 | Medium | B | 1 | 2025 | 5 | 3 | 3.2 | 25177 | 8352
Heat Emitters | Gas Fired Natural and Fan Assisted Heaters | Town BZ | 1 | Medium | B | 1 | 2025 | 5 | 3 | 3.2 | 25178 | 8353
External Lighting | General - LED | Town CP | 2 | Medium | B | 11 | 2035 | 5 | 3 | 3.2 | 25179 | 25241
Heat Emitters | Electric Heaters | Town CF | 1 | Medium | B | 1 | 2025 | 5 | 3 | 3.2 | 25180 | 8354
Fire Safety Systems | Fire Extinguishers - Foam | Town CG | 4 | Urgent | B | 6 | 2030 | 5 | 1 | 2.2 | 5122 | 16419
Air Conditioning | Single-Split Condenser - Split Systems/Heat Pumps - Air-cooled with Direct Expansion Evaporator (DX) | Town CD | 1 | Medium | C | 1 | 2025 | 4 | 3 | 2.9 | 18664 | 5575
Roller Shutters | External Manual Roller Shutter | Town CB | 1 | High | B | 1 | 2025 | 5 | 2 | 2.7 | 14360 | 3861
Roller Shutters | External Window Shutters - Manual | Town CL | 1 | Medium | B | 1 | 2025 | 5 | 3 | 3.2 | 25181 | 8355
LV Distribution | Sub Distribution Board | Town BZ | 1 | High | D | 1 | 2025 | 3 | 2 | 2.1 | 1163 | 795
Roller Shutters | Internal Electric Roller Shutter | Town CR | 1 | Medium | B | 11 | 2035 | 5 | 3 | 3.2 | 25182 | 25242
Barriers & Guardrails | Vehicle Crash Protection Barrier | Town CD | 1 | V Low | B | 1 | 2025 | 5 | 4 | 3.7 | 33102 | 12036
Air Conditioning | Multi-Split Condenser - Split Systems/Heat Pumps - Air-cooled with Direct Expansion Evaporator (DX) | Town CM | 1 | Medium | B | 1 | 2025 | 5 | 3 | 3.2 | 25183 | 8356
Emergency Lighting | Self Contained - LED | Town CA | 1 | Urgent | B | 11 | 2035 | 5 | 1 | 2.2 | 5123 | 23636
Emergency Lighting | Illuminated Fire Exit Signage | Town CH | 1 | Urgent | B | 12 | 2036 | 5 | 1 | 2.2 | 5124 | 26020
Access Control | Door Lock / Keypad / Manual | Town CI | 2 | Medium | B | 1 | 2025 | 5 | 3 | 3.2 | 25184 | 8357
General Lighting | General - LED fittings & Luminaires | Town CH | 20 | Medium | B | 12 | 2036 | 5 | 3 | 3.2 | 25185 | 26531
Local and Special Ventilation | Fan - Window / Wall Mounted | Town CB | 1 | Medium | B | 1 | 2025 | 5 | 3 | 3.2 | 25186 | 8358
General Lighting | General - LED fittings & Luminaires | Town CB | 10 | Medium | C | 1 | 2025 | 4 | 3 | 2.9 | 18665 | 5576
Fire Safety Systems | Fire Extinguishers - Foam | Town CE | 3 | Urgent | B | 6 | 2030 | 5 | 1 | 2.2 | 5125 | 16420
Emergency Lighting | Self Contained - LED | Town CD | 13 | Urgent | B | 17 | 2041 | 5 | 1 | 2.2 | 5126 | 30105
External Lighting | General - LED | Town CG | 2 | Medium | B | 11 | 2035 | 5 | 3 | 3.2 | 25187 | 25243
External Doors | Manual and Automatic Doors - Auto / Powered Sliding Doors | Town CQ | 1 | High | B | 26 | 2050 | 5 | 2 | 2.7 | 14361 | 33499
Local and Special Ventilation | Fan - Window / Wall Mounted | Town CH | 1 | Medium | B | 1 | 2025 | 5 | 3 | 3.2 | 25188 | 8359
Local and Special Ventilation | Fan - Axial | Town CH | 1 | Medium | B | 1 | 2025 | 5 | 3 | 3.2 | 25189 | 8360
Boiler | Atmospheric Gas Burner Boiler - Small and/or Wall Hung for Light Commercial Installation | Town CQ | 1 | Medium | B | 5 | 2029 | 5 | 3 | 3.2 | 25190 | 15130
Local and Special Ventilation | Fan - Extract | Town BZ | 1 | Medium | B | 11 | 2035 | 5 | 3 | 3.2 | 25191 | 25244
External Lighting | General - LED | Town CG | 2 | Medium | B | 11 | 2035 | 5 | 3 | 3.2 | 25192 | 25245
Fire Safety Systems | Fire Alarm System | Town CS | 1 | Urgent | B | 1 | 2025 | 5 | 1 | 2.2 | 5127 | 1367
Roller Shutters | Internal Electric Roller Shutter | Town CB | 1 | Medium | B | 1 | 2025 | 5 | 3 | 3.2 | 25193 | 8361
Heat Emitters | Electric Heaters | Town CF | 2 | Medium | B | 1 | 2025 | 5 | 3 | 3.2 | 25194 | 8362
LV Distribution | Sub Distribution Board | Town CJ | 1 | High | B | 1 | 2025 | 5 | 2 | 2.7 | 14362 | 3862
LV Distribution | Sub Distribution Board | Town CD | 1 | High | B | 1 | 2025 | 5 | 2 | 2.7 | 14363 | 3863
Boiler | Atmospheric Gas Burner/Condensing Combination Boiler (domestic type) | Town CB | 1 | High | B | 1 | 2025 | 5 | 2 | 2.7 | 14364 | 3864
Barriers & Guardrails | Vehicle Crash Protection Barrier | Town BZ | 1 | V Low | B | 1 | 2025 | 5 | 4 | 3.7 | 33103 | 12037
General Lighting | General - LED fittings & Luminaires | Town CB | 18 | Medium | B | 12 | 2036 | 5 | 3 | 3.2 | 25195 | 26532
Emergency Lighting | Self Contained - LED | Town CB | 2 | Urgent | B | 17 | 2041 | 5 | 1 | 2.2 | 5128 | 30106
Fire Safety Systems | Fire Alarm Panel / Repeater | Town CG | 1 | Urgent | B | 11 | 2035 | 5 | 1 | 2.2 | 5129 | 23637
Barriers & Guardrails | Vehicle Crash Protection Barrier | Town CD | 1 | V Low | B | 1 | 2025 | 5 | 4 | 3.7 | 33104 | 12038
External Lighting | General - LED | Town CJ | 1 | Medium | B | 11 | 2035 | 5 | 3 | 3.2 | 25196 | 25246
Barriers & Guardrails | Vehicle Crash Protection Barrier | Town BZ | 1 | V Low | C | 1 | 2025 | 4 | 4 | 3.4 | 32416 | 11698
Lifts | Disabled Lift - Electric | Town CI | 1 | High | B | 1 | 2025 | 5 | 2 | 2.7 | 14365 | 3865
Heat Emitters | Gas Fired Natural and Fan Assisted Heaters | Town BZ | 1 | Medium | B | 1 | 2025 | 5 | 3 | 3.2 | 25197 | 8363
Roller Shutters | External Manual Roller Shutter | Town CB | 1 | High | B | 1 | 2025 | 5 | 2 | 2.7 | 14366 | 3866
Roller Shutters | Internal Electric Roller Shutter | Town CE | 1 | Medium | B | 10 | 2034 | 5 | 3 | 3.2 | 25198 | 22825
Emergency Lighting | Illuminated Fire Exit Signage | Town CH | 2 | Urgent | B | 12 | 2036 | 5 | 1 | 2.2 | 5130 | 26021
Fire Safety Systems | Fire Extinguishers - Foam | Town CB | 4 | Urgent | B | 1 | 2025 | 5 | 1 | 2.2 | 5131 | 1368
General Lighting | General - LED fittings & Luminaires | Town CH | 18 | Medium | B | 12 | 2036 | 5 | 3 | 3.2 | 25199 | 26533
Fire Safety Systems | Fire Extinguishers - Foam | Town CD | 3 | Urgent | B | 9 | 2033 | 5 | 1 | 2.2 | 5132 | 21337
Heat Emitters | Gas Fired Natural and Fan Assisted Heaters | Town DJ | 1 | Medium | B | 10 | 2034 | 5 | 3 | 3.2 | 25200 | 22826
Barriers & Guardrails | Vehicle Crash Protection Barrier | Town CY | 18 | V Low | B | 1 | 2025 | 5 | 4 | 3.7 | 33105 | 12039
LV Distribution | Main Distribution Board | Town DG | 1 | High | D | 1 | 2025 | 3 | 2 | 2.1 | 1164 | 796
External Doors | Entrance Doors | Town DL | 1 | High | CX | 1 | 2025 | 2 | 2 | 1.8 | 517 | 415
BMS | BMS Control Panel | Town CV | 1 | High | B | 1 | 2025 | 5 | 2 | 2.7 | 14367 | 3867
LV Distribution | Sub Distribution Board | Town DF | 1 | High | D | 1 | 2025 | 3 | 2 | 2.1 | 1165 | 797
Local and Special Ventilation | Fan - Window / Wall Mounted | Town CV | 1 | Medium | B | 1 | 2025 | 5 | 3 | 3.2 | 25201 | 8364
Central Heating | Fan - Extract | Town CW | 1 | High | B | 1 | 2025 | 5 | 2 | 2.7 | 14368 | 3868
Air Conditioning | Single-Split Condenser - Split Systems/Heat Pumps - Air-cooled with Direct Expansion Evaporator (DX) | Town CZ | 1 | Medium | D | 1 | 2025 | 3 | 3 | 2.6 | 11125 | 2633
Heat Emitters | Electric Heaters | Town CZ | 1 | Medium | B | 2 | 2026 | 5 | 3 | 3.2 | 25202 | 13093
Emergency Lighting | Self Contained - LED | Town DB | 6 | Urgent | B | 22 | 2046 | 5 | 1 | 2.2 | 5133 | 32907
Heat Emitters | Electric Heaters | Town CZ | 1 | Medium | B | 3 | 2027 | 5 | 3 | 3.2 | 25203 | 13546
Fire Safety Systems | Fire Extinguishers - Foam | Town CG | 4 | Urgent | B | 6 | 2030 | 5 | 1 | 2.2 | 5134 | 16421
Local and Special Ventilation | Fan - Extract | Town DA | 1 | Medium | B | 1 | 2025 | 5 | 3 | 3.2 | 25204 | 8365
External Doors | Entrance Doors | Town DI | 1 | High | B | 6 | 2030 | 5 | 2 | 2.7 | 14369 | 17605
Emergency Lighting | Illuminated Fire Exit Signage | Town CY | 7 | Urgent | B | 17 | 2041 | 5 | 1 | 2.2 | 5135 | 30107
Heat Emitters | Electric Heaters | Town CX | 1 | Medium | B | 3 | 2027 | 5 | 3 | 3.2 | 25205 | 13547
Emergency Lighting | Illuminated Fire Exit Signage | Town CX | 4 | Urgent | B | 17 | 2041 | 5 | 1 | 2.2 | 5136 | 30108
General Lighting | General - LED fittings & Luminaires | Town DC | 52 | Medium | B | 1 | 2025 | 5 | 3 | 3.2 | 25206 | 8366
Lifts | Disabled Lift - Electric | Town CY | 1 | High | B | 1 | 2025 | 5 | 2 | 2.7 | 14370 | 3869
General Lighting | General - LED fittings & Luminaires | Town DC | 41 | Medium | B | 16 | 2040 | 5 | 3 | 3.2 | 25207 | 29561
LV Distribution | Sub Distribution Board | Town CY | 1 | High | B | 18 | 2042 | 5 | 2 | 2.7 | 14371 | 30825
Communication Systems | PA System | Town CY | 1 | Medium | D | 2 | 2026 | 3 | 3 | 2.6 | 11126 | 12854
Local and Special Ventilation | Fan - Kitchen Extract | Town CW | 1 | Low | B | 12 | 2036 | 5 | 4 | 3.7 | 33106 | 26802
Air Conditioning | Single-Split Condenser - Split Systems/Heat Pumps - Air-cooled with Direct Expansion Evaporator (DX) | Town DB | 1 | Medium | B | 5 | 2029 | 5 | 3 | 3.2 | 25208 | 15131
LV Distribution | Main Distribution Board | Town CV | 1 | High | B | 11 | 2035 | 5 | 2 | 2.7 | 14372 | 24436
Local and Special Ventilation | Fan - Window / Wall Mounted | Town CY | 1 | Medium | B | 11 | 2035 | 5 | 3 | 3.2 | 25209 | 25247
Local and Special Ventilation | Fan - Axial | Town DL | 1 | Medium | B | 1 | 2025 | 5 | 3 | 3.2 | 25210 | 8367
External Doors | Entrance Doors | Town DF | 1 | High | B | 6 | 2030 | 5 | 2 | 2.7 | 14373 | 17606
Roller Shutters | External Electric Roller Shutter | Town CV | 1 | High | B | 11 | 2035 | 5 | 2 | 2.7 | 14374 | 24437
Fire Safety Systems | Fire Extinguishers - CO2 | Town DJ | 1 | Urgent | B | 8 | 2032 | 5 | 1 | 2.2 | 5137 | 20419
Heat Emitters | Gas Fired Natural and Fan Assisted Heaters | Town DB | 1 | Medium | B | 5 | 2029 | 5 | 3 | 3.2 | 25211 | 15132
Roller Shutters | External Manual Roller Shutter | Town DK | 1 | High | B | 1 | 2025 | 5 | 2 | 2.7 | 14375 | 3870
Local and Special Ventilation | Fan - Axial | Town DD | 1 | Medium | B | 7 | 2031 | 5 | 3 | 3.2 | 25212 | 19953
External Lighting | General - LED | Town CZ | 3 | Medium | B | 11 | 2035 | 5 | 3 | 3.2 | 25213 | 25248
Emergency Lighting | Self Contained - LED | Town DG | 7 | Urgent | B | 24 | 2048 | 5 | 1 | 2.2 | 5138 | 33239
Emergency Lighting | Illuminated Fire Exit Signage | Town CV | 3 | Urgent | B | 11 | 2035 | 5 | 1 | 2.2 | 5139 | 23638
Emergency Lighting | Illuminated Fire Exit Signage | Town CV | 3 | Urgent | B | 11 | 2035 | 5 | 1 | 2.2 | 5140 | 23639
Roller Shutters | External Electric Roller Shutter | Town DB | 1 | High | B | 1 | 2025 | 5 | 2 | 2.7 | 14376 | 3871
General Lighting | General - LED fittings & Luminaires | Town DE | 23 | Medium | B | 17 | 2041 | 5 | 3 | 3.2 | 25214 | 30479
Emergency Lighting | Self Contained - LED | Town CV | 1 | Urgent | B | 16 | 2040 | 5 | 1 | 2.2 | 5141 | 28807
Heat Emitters | Radiators - Steel | Town CY | 3 | Medium | B | 4 | 2028 | 5 | 3 | 3.2 | 25215 | 14126
Fire Safety Systems | Fire Extinguishers - Powder | Town CZ | 2 | Urgent | B | 8 | 2032 | 5 | 1 | 2.2 | 5142 | 20420
Local and Special Ventilation | Fan - Window / Wall Mounted | Town CY | 1 | Medium | C | 11 | 2035 | 4 | 3 | 2.9 | 18666 | 24870
LV Distribution | Main Distribution Board | Town CV | 1 | High | B | 16 | 2040 | 5 | 2 | 2.7 | 14377 | 29182
Emergency Lighting | Self Contained - LED | Town DK | 3 | Urgent | B | 19 | 2043 | 5 | 1 | 2.2 | 5143 | 31073
General Lighting | General - LED fittings & Luminaires | Town CV | 3 | Medium | B | 11 | 2035 | 5 | 3 | 3.2 | 25216 | 25249
LV Distribution | Main Distribution Board | Town DG | 1 | High | B | 1 | 2025 | 5 | 2 | 2.7 | 14378 | 3872
Roller Shutters | External Automatic Roller Shutter | Town DK | 1 | High | B | 25 | 2049 | 5 | 2 | 2.7 | 14379 | 33393
Emergency Lighting | Self Contained - Non LED | Town DE | 5 | Urgent | B | 15 | 2039 | 5 | 1 | 2.2 | 5144 | 27870
General Lighting | General - LED fittings & Luminaires | Town DB | 1 | Medium | B | 1 | 2025 | 5 | 3 | 3.2 | 25217 | 8368
Hot Water Distribution | Hot water cylinders | Town DB | 1 | High | D | 1 | 2025 | 3 | 2 | 2.1 | 1166 | 798
LV Distribution | Sub Distribution Board | Town CG | 1 | High | B | 1 | 2025 | 5 | 2 | 2.7 | 14380 | 3873
Fire Safety Systems | Fire Extinguishers - CO2 | Town DE | 2 | Urgent | B | 9 | 2033 | 5 | 1 | 2.2 | 5145 | 21338
LV Distribution | Sub Distribution Board | Town DI | 1 | High | B | 1 | 2025 | 5 | 2 | 2.7 | 14381 | 3874
LV Distribution | Main Distribution Board | Town CU | 1 | High | B | 2 | 2026 | 5 | 2 | 2.7 | 14382 | 12901
Local Hot Water | Instantaneous Electric Water Heater - Non-Drinking Water | Town DK | 1 | Medium | B | 5 | 2029 | 5 | 3 | 3.2 | 25218 | 15133
External Doors | Entrance Doors | Town CX | 1 | High | B | 31 | 2055 | 5 | 2 | 2.7 | 14383 | 33796
Roller Shutters | External Window Shutters - Manual | Town CG | 1 | Medium | B | 11 | 2035 | 5 | 3 | 3.2 | 25219 | 25250
Heat Emitters | Electric Overdoor Air Curtain/Heater | Town DE | 1 | Medium | B | 5 | 2029 | 5 | 3 | 3.2 | 25220 | 15134
External Doors | Entrance Doors | Town DD | 1 | High | B | 27 | 2051 | 5 | 2 | 2.7 | 14384 | 33572
Emergency Lighting | Self Contained - Non LED | Town DG | 1 | Urgent | B | 1 | 2025 | 5 | 1 | 2.2 | 5146 | 1369
External Lighting | General - LED | Town DL | 2 | Medium | B | 11 | 2035 | 5 | 3 | 3.2 | 25221 | 25251
Local and Special Ventilation | Fan - Axial | Town CZ | 1 | Medium | B | 4 | 2028 | 5 | 3 | 3.2 | 25222 | 14127
Fire Safety Systems | Manual and Automatic Doors - Emergency and Panic Escape Doors | Town CH | 1 | Urgent | B | 11 | 2035 | 5 | 1 | 2.2 | 5147 | 23640
Fire Safety Systems | Fire Extinguishers - Foam | Town CZ | 2 | Urgent | B | 8 | 2032 | 5 | 1 | 2.2 | 5148 | 20421
Air Conditioning | Single-Split Evaporator - Split Systems/Heat Pumps - Air-cooled with Direct Expansion Evaporator (DX) | Town DG | 1 | Medium | D | 1 | 2025 | 3 | 3 | 2.6 | 11127 | 2634
Emergency Lighting | Self Contained - LED | Town CW | 10 | Urgent | B | 22 | 2046 | 5 | 1 | 2.2 | 5149 | 32908
Emergency Lighting | Self Contained - Non LED | Town DI | 11 | Urgent | B | 1 | 2025 | 5 | 1 | 2.2 | 5150 | 1370
Fire Safety Systems | Manual and Automatic Doors - Emergency and Panic Escape Doors | Town DB | 1 | Urgent | D | 6 | 2030 | 3 | 1 | 1.6 | 443 | 15696
Roller Shutters | External Electric Roller Shutter | Town CV | 1 | High | B | 11 | 2035 | 5 | 2 | 2.7 | 14385 | 24438
Access Control | Door Lock / Keypad / Manual | Town DC | 1 | Medium | B | 9 | 2033 | 5 | 3 | 3.2 | 25223 | 21777
Emergency Lighting | Self Contained - Non LED | Town DB | 6 | Urgent | B | 15 | 2039 | 5 | 1 | 2.2 | 5151 | 27871
General Lighting | General - LED fittings & Luminaires | Town DB | 9 | Medium | B | 1 | 2025 | 5 | 3 | 3.2 | 25224 | 8369
LV Distribution | Sub Distribution Board | Town CG | 1 | High | B | 1 | 2025 | 5 | 2 | 2.7 | 14386 | 3875
General Lighting | General - LED fittings & Luminaires | Town CY | 89 | Medium | B | 16 | 2040 | 5 | 3 | 3.2 | 25225 | 29562
Heat Emitters | Electric Heaters | Town CW | 1 | Medium | D | 5 | 2029 | 3 | 3 | 2.6 | 11128 | 14555
Fire Safety Systems | Fire Extinguishers - Foam | Town DA | 4 | Urgent | B | 6 | 2030 | 5 | 1 | 2.2 | 5152 | 16422
Hot Water Distribution | Hot water cylinders Domestic Type | Town CG | 1 | Low | B | 1 | 2025 | 5 | 4 | 3.7 | 33107 | 12040
General Lighting | General - LED fittings & Luminaires | Town DG | 22 | Medium | B | 19 | 2043 | 5 | 3 | 3.2 | 25226 | 31359
Fire Safety Systems | Fire Extinguishers - CO2 | Town CZ | 1 | Urgent | B | 7 | 2031 | 5 | 1 | 2.2 | 5153 | 19335
Local and Special Ventilation | Fan - Extract | Town CG | 1 | Medium | B | 1 | 2025 | 5 | 3 | 3.2 | 25227 | 8370
Local and Special Ventilation | Fan - Window / Wall Mounted | Town CV | 1 | Medium | B | 1 | 2025 | 5 | 3 | 3.2 | 25228 | 8371
LV Distribution | Main Distribution Board | Town DG | 1 | High | B | 1 | 2025 | 5 | 2 | 2.7 | 14387 | 3876
Communication Systems | PA System | Town CU | 1 | Medium | B | 16 | 2040 | 5 | 3 | 3.2 | 25229 | 29563
Emergency Lighting | Illuminated Fire Exit Signage | Town CH | 1 | Urgent | C | 12 | 2036 | 4 | 1 | 1.9 | 651 | 25915
Burner | Blown gas burner | Town DA | 1 | Medium | B | 1 | 2025 | 5 | 3 | 3.2 | 25230 | 8372
General Lighting | General - LED fittings & Luminaires | Town CG | 14 | Medium | B | 16 | 2040 | 5 | 3 | 3.2 | 25231 | 29564
LV Distribution | Main Switch Panel at Supply Intake | Town CX | 1 | Medium | B | 16 | 2040 | 5 | 3 | 3.2 | 25232 | 29565
Local Hot Water | Package Electric Water Heaters - Non-Drinking Water | Town CZ | 1 | Medium | C | 1 | 2025 | 4 | 3 | 2.9 | 18667 | 5577
Local Hot Water | Package Electric Water Heaters - Non-Drinking Water | Town CX | 1 | Medium | B | 8 | 2032 | 5 | 3 | 3.2 | 25233 | 20964
Roller Shutters | External Manual Roller Shutter | Town DH | 1 | High | B | 1 | 2025 | 5 | 2 | 2.7 | 14388 | 3877
Emergency Lighting | Self Contained - LED | Town DE | 4 | Urgent | B | 22 | 2046 | 5 | 1 | 2.2 | 5154 | 32909
Emergency Lighting | Self Contained - LED | Town DK | 3 | Urgent | B | 20 | 2044 | 5 | 1 | 2.2 | 5155 | 31480
Local and Special Ventilation | Unit extract fans | Town DH | 1 | Medium | DX | 1 | 2025 | 1 | 3 | 2 | 881 | 592
Heat Emitters | Gas Fired Natural and Fan Assisted Heaters | Town DE | 1 | Medium | B | 5 | 2029 | 5 | 3 | 3.2 | 25234 | 15135
Local and Special Ventilation | Fan - Extract | Town DA | 1 | Medium | B | 6 | 2030 | 5 | 3 | 3.2 | 25235 | 18704
Fire Safety Systems | Fire Alarm System | Town CH | 1 | Urgent | B | 1 | 2025 | 5 | 1 | 2.2 | 5156 | 1371
External Doors | Entrance Doors | Town CZ | 1 | High | B | 25 | 2049 | 5 | 2 | 2.7 | 14389 | 33394
Air Conditioning | Single-Split Condenser - Split Systems/Heat Pumps - Air-cooled with Direct Expansion Evaporator (DX) | Town DD | 1 | Medium | B | 7 | 2031 | 5 | 3 | 3.2 | 25236 | 19954
Emergency Lighting | Illuminated Fire Exit Signage | Town CV | 2 | Urgent | B | 11 | 2035 | 5 | 1 | 2.2 | 5157 | 23641
General Lighting | General - LED fittings & Luminaires | Town CV | 3 | Medium | B | 11 | 2035 | 5 | 3 | 3.2 | 25237 | 25252
Emergency Lighting | Self Contained - LED | Town CG | 8 | Urgent | B | 21 | 2045 | 5 | 1 | 2.2 | 5158 | 32073
Lifts | Passenger Lift Hydraulic - Electric | Town DC | 1 | Medium | B | 1 | 2025 | 5 | 3 | 3.2 | 25238 | 8373
Local and Special Ventilation | Fan - Axial | Town DG | 1 | Medium | B | 1 | 2025 | 5 | 3 | 3.2 | 25239 | 8374
General Lighting | General - LED fittings & Luminaires | Town CY | 71 | Medium | B | 16 | 2040 | 5 | 3 | 3.2 | 25240 | 29566
Local Hot Water | Instantaneous Electric Water Heater - Non-Drinking Water | Town DE | 1 | Medium | B | 5 | 2029 | 5 | 3 | 3.2 | 25241 | 15136
LV Distribution | Sub Distribution Board | Town CH | 1 | High | B | 1 | 2025 | 5 | 2 | 2.7 | 14390 | 3878
Barriers & Guardrails | Vehicle Crash Protection Barrier | Town DG | 1 | V Low | B | 1 | 2025 | 5 | 4 | 3.7 | 33108 | 12041
Roller Shutters | External Electric Roller Shutter | Town DH | 1 | High | B | 1 | 2025 | 5 | 2 | 2.7 | 14391 | 3879
Emergency Lighting | Illuminated Fire Exit Signage | Town DB | 4 | Urgent | B | 17 | 2041 | 5 | 1 | 2.2 | 5159 | 30109
Fire Safety Systems | Manual and Automatic Doors - Emergency and Panic Escape Doors | Town DF | 1 | Urgent | B | 6 | 2030 | 5 | 1 | 2.2 | 5160 | 16423
General Lighting | General - LED fittings & Luminaires | Town CZ | 32 | Medium | B | 16 | 2040 | 5 | 3 | 3.2 | 25242 | 29567
Local and Special Ventilation | Fan - Extract | Town CU | 1 | Medium | B | 1 | 2025 | 5 | 3 | 3.2 | 25243 | 8375
Fire Safety Systems | Fire Extinguishers - Foam | Town DL | 6 | Urgent | B | 9 | 2033 | 5 | 1 | 2.2 | 5161 | 21339
Air Conditioning | Multi-Split Condenser - DX Split Systems (With Gas, Electric or Hot Water Heaters) | Town CV | 1 | Medium | B | 10 | 2034 | 5 | 3 | 3.2 | 25244 | 22827
Fire Safety Systems | Manual and Automatic Doors - Emergency and Panic Escape Doors | Town CV | 1 | Urgent | D | 21 | 2045 | 3 | 1 | 1.6 | 444 | 31706
Local and Special Ventilation | Fan - Bifurcated | Town DC | 1 | Medium | B | 2 | 2026 | 5 | 3 | 3.2 | 25245 | 13094
Roller Shutters | External Electric Roller Shutter | Town CG | 1 | High | B | 21 | 2045 | 5 | 2 | 2.7 | 14392 | 32634
Access Control | Gate Access - Local Lock / Keypad / Manual (External) | Town CU | 1 | Medium | B | 11 | 2035 | 5 | 3 | 3.2 | 25246 | 25253
Roller Shutters | External Electric Roller Shutter | Town CY | 1 | High | B | 11 | 2035 | 5 | 2 | 2.7 | 14393 | 24439
Barriers & Guardrails | Vehicle Crash Protection Barrier | Town DG | 1 | V Low | B | 1 | 2025 | 5 | 4 | 3.7 | 33109 | 12042
General Lighting | General - LED fittings & Luminaires | Town DB | 66 | Medium | B | 17 | 2041 | 5 | 3 | 3.2 | 25247 | 30480
External Lighting | General - LED | Town DF | 1 | Medium | B | 5 | 2029 | 5 | 3 | 3.2 | 25248 | 15137
Local Hot Water | Package Electric Water Heaters - Non-Drinking Water | Town CV | 1 | Medium | B | 1 | 2025 | 5 | 3 | 3.2 | 25249 | 8376
External Doors | Entrance Doors | Town CY | 1 | High | B | 14 | 2038 | 5 | 2 | 2.7 | 14394 | 27456
Barriers & Guardrails | Vehicle Crash Protection Barrier | Town CU | 1 | V Low | B | 1 | 2025 | 5 | 4 | 3.7 | 33110 | 12043
Roller Shutters | External Manual Roller Shutter | Town CH | 1 | High | B | 1 | 2025 | 5 | 2 | 2.7 | 14395 | 3880
External Lighting | General - LED | Town CY | 7 | Medium | B | 11 | 2035 | 5 | 3 | 3.2 | 25250 | 25254
Fire Safety Systems | Fire Extinguishers - CO2 | Town CV | 7 | Urgent | B | 6 | 2030 | 5 | 1 | 2.2 | 5162 | 16424
LV Distribution | Main Distribution Board | Town CU | 1 | High | B | 2 | 2026 | 5 | 2 | 2.7 | 14396 | 12902
Fire Safety Systems | Manual and Automatic Doors - Emergency and Panic Escape Doors | Town CG | 1 | Urgent | B | 11 | 2035 | 5 | 1 | 2.2 | 5163 | 23642
Emergency Lighting | Self Contained - LED | Town CH | 4 | Urgent | C | 17 | 2041 | 4 | 1 | 1.9 | 652 | 29971
Fire Safety Systems | Fire Blanket | Town DC | 1 | Urgent | B | 4 | 2028 | 5 | 1 | 2.2 | 5164 | 13824
Fire Safety Systems | Fire Extinguishers - CO2 | Town DL | 2 | Urgent | B | 8 | 2032 | 5 | 1 | 2.2 | 5165 | 20422
Fire Safety Systems | Fire Alarm System | Town CZ | 1 | Urgent | B | 11 | 2035 | 5 | 1 | 2.2 | 5166 | 23643
General Lighting | General - LED fittings & Luminaires | Town DL | 18 | Medium | B | 16 | 2040 | 5 | 3 | 3.2 | 25251 | 29568
General Lighting | General - LED fittings & Luminaires | Town CV | 6 | Medium | B | 11 | 2035 | 5 | 3 | 3.2 | 25252 | 25255
Fire Safety Systems | Fire Extinguishers - Foam | Town CV | 4 | Urgent | B | 6 | 2030 | 5 | 1 | 2.2 | 5167 | 16425
Fire Safety Systems | Fire Extinguishers - CO2 | Town DA | 3 | Urgent | B | 6 | 2030 | 5 | 1 | 2.2 | 5168 | 16426
Fire Safety Systems | Smoke Extract - Control Panel | Town DF | 1 | Urgent | B | 1 | 2025 | 5 | 1 | 2.2 | 5169 | 1372
LV Distribution | Sub Distribution Board | Town CX | 1 | High | B | 16 | 2040 | 5 | 2 | 2.7 | 14397 | 29183
Heat Emitters | Electric Overdoor Air Curtain/Heater | Town CH | 1 | Medium | B | 1 | 2025 | 5 | 3 | 3.2 | 25253 | 8377
Local and Special Ventilation | Unit extract fans | Town DF | 1 | Medium | C | 1 | 2025 | 4 | 3 | 2.9 | 18668 | 5578
Roller Shutters | External Electric Roller Shutter | Town CZ | 1 | High | B | 19 | 2043 | 5 | 2 | 2.7 | 14398 | 31197
Local and Special Ventilation | Fan - Extract | Town DC | 1 | Medium | B | 2 | 2026 | 5 | 3 | 3.2 | 25254 | 13095
Fire Safety Systems | Fire Extinguishers - Powder | Town DJ | 1 | Urgent | B | 8 | 2032 | 5 | 1 | 2.2 | 5170 | 20423
Heat Emitters | Gas Fired Natural and Fan Assisted Heaters | Town DB | 1 | Medium | B | 5 | 2029 | 5 | 3 | 3.2 | 25255 | 15138
External Doors | Entrance Doors | Town CH | 1 | High | B | 11 | 2035 | 5 | 2 | 2.7 | 14399 | 24440
External Lighting | General - LED | Town CZ | 5 | Medium | B | 11 | 2035 | 5 | 3 | 3.2 | 25256 | 25256
Fire Safety Systems | Fire Extinguishers - CO2 | Town CZ | 3 | Urgent | B | 8 | 2032 | 5 | 1 | 2.2 | 5171 | 20424
Heat Emitters | Gas Fired Unit Heaters | Town CZ | 1 | Medium | B | 1 | 2025 | 5 | 3 | 3.2 | 25257 | 8378
External Doors | Entrance Doors | Town DE | 1 | High | B | 6 | 2030 | 5 | 2 | 2.7 | 14400 | 17607
Emergency Lighting | Self Contained - LED | Town CH | 5 | Urgent | B | 14 | 2038 | 5 | 1 | 2.2 | 5172 | 27367
LV Distribution | Sub Distribution Board | Town CG | 1 | High | B | 1 | 2025 | 5 | 2 | 2.7 | 14401 | 3881
Emergency Lighting | Self Contained - LED | Town DH | 10 | Urgent | B | 15 | 2039 | 5 | 1 | 2.2 | 5173 | 27872
Boiler | Electrode Boilers | Town FE | 1 | Medium | B | 1 | 2025 | 5 | 3 | 3.2 | 25258 | 8379
BMS | BMS Control Panel | Town FE | 1 | High | B | 1 | 2025 | 5 | 2 | 2.7 | 14402 | 3882
Burner | Forced draft gas burner | Town FG | 1 | Medium | B | 5 | 2029 | 5 | 3 | 3.2 | 25259 | 15139
LV Distribution | Sub Distribution Board | Town FE | 1 | High | B | 1 | 2025 | 5 | 2 | 2.7 | 14403 | 3883
LV Distribution | Sub Distribution Board | Town FH | 1 | High | B | 8 | 2032 | 5 | 2 | 2.7 | 14404 | 20713
LV Distribution | Main Distribution Board | Town FO | 1 | High | B | 15 | 2039 | 5 | 2 | 2.7 | 14405 | 28166
LV Distribution | Main Distribution Board | Town FI | 1 | High | B | 17 | 2041 | 5 | 2 | 2.7 | 14406 | 30323
Fire Safety Systems | Fire Alarm System | Town FI | 1 | Urgent | A | 14 | 2038 | 6 | 1 | 2.5 | 10894 | 27418
Local Hot Water | Package Electric Water Heaters - Non-Drinking Water | Town FF | 1 | Medium | B | 5 | 2029 | 5 | 3 | 3.2 | 25260 | 15140
Local and Special Ventilation | Fan - Axial | Town FH | 1 | Medium | B | 1 | 2025 | 5 | 3 | 3.2 | 25261 | 8380
Fire Safety Systems | Manual and Automatic Doors - Emergency and Panic Escape Doors | Town FC | 1 | Urgent | B | 15 | 2039 | 5 | 1 | 2.2 | 5174 | 27873
Roller Shutters | External Electric Roller Shutter | Town BI | 1 | High | B | 15 | 2039 | 5 | 2 | 2.7 | 14407 | 28167
Air Conditioning | Multi-Split Evaporator - Split Systems/Heat Pumps - Air-cooled with Direct Expansion Evaporator (DX) | Town FI | 1 | Medium | B | 5 | 2029 | 5 | 3 | 3.2 | 25262 | 15141
Local Hot Water | Package Electric Water Heaters - Non-Drinking Water | Town FH | 1 | Medium | B | 5 | 2029 | 5 | 3 | 3.2 | 25263 | 15142
Local Hot Water | Package Electric Water Heaters - Non-Drinking Water | Town FL | 1 | Medium | B | 4 | 2028 | 5 | 3 | 3.2 | 25264 | 14128
Local and Special Ventilation | Fan - Kitchen Window / Wall Mounted | Town FD | 1 | Medium | B | 13 | 2037 | 5 | 3 | 3.2 | 25265 | 27146
Fire Safety Systems | Manual and Automatic Doors - Emergency and Panic Escape Doors | Town FH | 1 | Urgent | B | 25 | 2049 | 5 | 1 | 2.2 | 5175 | 33303
LV Distribution | Sub Distribution Board | Town FS | 1 | High | B | 13 | 2037 | 5 | 2 | 2.7 | 14408 | 26974
Local and Special Ventilation | Unit extract fans | Town FT | 1 | Medium | CX | 1 | 2025 | 2 | 3 | 2.3 | 10189 | 2130
Emergency Lighting | Self Contained - LED | Town FF | 3 | Urgent | B | 22 | 2046 | 5 | 1 | 2.2 | 5176 | 32910
General Lighting | General - LED fittings & Luminaires | Town FM | 110 | Medium | B | 17 | 2041 | 5 | 3 | 3.2 | 25266 | 30481
Emergency Lighting | Self Contained - Non LED | Town FK | 1 | Urgent | C | 4 | 2028 | 4 | 1 | 1.9 | 653 | 13745
Heat Emitters | Gas Fired Natural and Fan Assisted Heaters | Town FI | 1 | Medium | C | 1 | 2025 | 4 | 3 | 2.9 | 18669 | 5579
Central Ventilation Systems | Fan - Extract | Town BI | 1 | Medium | B | 1 | 2025 | 5 | 3 | 3.2 | 25267 | 8381
Fire Safety Systems | Manual and Automatic Doors - Emergency and Panic Escape Doors | Town FM | 1 | Urgent | B | 11 | 2035 | 5 | 1 | 2.2 | 5177 | 23644
Specialist Lighting | Illuminated External Signs | Town FK | 2 | Medium | B | 11 | 2035 | 5 | 3 | 3.2 | 25268 | 25257
General Lighting | General - LED fittings & Luminaires | Town FK | 38 | Medium | B | 16 | 2040 | 5 | 3 | 3.2 | 25269 | 29569
Emergency Lighting | Illuminated Fire Exit Signage | Town FF | 1 | Urgent | B | 16 | 2040 | 5 | 1 | 2.2 | 5178 | 28808
General Lighting | General - LED fittings & Luminaires | Town FF | 41 | Medium | B | 1 | 2025 | 5 | 3 | 3.2 | 25270 | 8382
Local and Special Ventilation | Fan - Window / Wall Mounted | Town FP | 1 | Medium | B | 11 | 2035 | 5 | 3 | 3.2 | 25271 | 25258
General Lighting | General - LED fittings & Luminaires | Town FQ | 25 | Medium | B | 1 | 2025 | 5 | 3 | 3.2 | 25272 | 8383
Local Hot Water | Package Electric Water Heaters - Non-Drinking Water | Town FF | 1 | Medium | B | 1 | 2025 | 5 | 3 | 3.2 | 25273 | 8384
LV Distribution | Main Distribution Board | Town FU | 1 | High | B | 2 | 2026 | 5 | 2 | 2.7 | 14409 | 12903
Roller Shutters | Internal Electric Roller Shutter | Town FI | 1 | Medium | B | 5 | 2029 | 5 | 3 | 3.2 | 25274 | 15143
Roller Shutters | External Electric Roller Shutter | Town FF | 1 | High | B | 5 | 2029 | 5 | 2 | 2.7 | 14410 | 14654
Emergency Lighting | Self Contained - Non LED | Town FB | 1 | Urgent | C | 6 | 2030 | 4 | 1 | 1.9 | 654 | 15708
Local and Special Ventilation | Fan - Axial | Town FS | 1 | Medium | B | 3 | 2027 | 5 | 3 | 3.2 | 25275 | 13548
Roller Shutters | External Manual Roller Shutter | Town FC | 1 | High | B | 8 | 2032 | 5 | 2 | 2.7 | 14411 | 20714
Fire Safety Systems | Fire Extinguishers - CO2 | Town FL | 3 | Urgent | B | 6 | 2030 | 5 | 1 | 2.2 | 5179 | 16427
Central Heating & Cooling | Fan - Bifurcated | Town FM | 1 | Medium | B | 1 | 2025 | 5 | 3 | 3.2 | 25276 | 8385
Fire Safety Systems | Manual and Automatic Doors - Emergency and Panic Escape Doors | Town FK | 1 | Urgent | B | 19 | 2043 | 5 | 1 | 2.2 | 5180 | 31074
General Lighting | General - LED fittings & Luminaires | Town FU | 23 | Medium | B | 16 | 2040 | 5 | 3 | 3.2 | 25277 | 29570
Heat Emitters | Electric Heaters | Town FH | 2 | Medium | C | 1 | 2025 | 4 | 3 | 2.9 | 18670 | 5580
Local and Special Ventilation | Fan - Kitchen Extract | Town FG | 1 | Low | B | 1 | 2025 | 5 | 4 | 3.7 | 33111 | 12044
Central Heating & Cooling | Fan - Bifurcated | Town FF | 1 | Medium | B | 1 | 2025 | 5 | 3 | 3.2 | 25278 | 8386
Central Ventilation Systems | Fan - Extract | Town FU | 1 | Medium | B | 1 | 2025 | 5 | 3 | 3.2 | 25279 | 8387
Fire Safety Systems | Fire Alarm System | Town FF | 1 | Urgent | B | 11 | 2035 | 5 | 1 | 2.2 | 5181 | 23645
Central Ventilation Systems | Fan Mixed Flow | Town FC | 1 | Medium | B | 1 | 2025 | 5 | 3 | 3.2 | 25280 | 8388
Fire Safety Systems | Fire Extinguishers - Foam | Town FI | 2 | Urgent | B | 6 | 2030 | 5 | 1 | 2.2 | 5182 | 16428
Roller Shutters | External Manual Roller Shutter | Town FC | 1 | High | B | 8 | 2032 | 5 | 2 | 2.7 | 14412 | 20715
Roller Shutters | External Manual Roller Shutter | Town FR | 1 | High | B | 10 | 2034 | 5 | 2 | 2.7 | 14413 | 22371
Heat Emitters | Electric Heaters | Town FB | 1 | Medium | C | 1 | 2025 | 4 | 3 | 2.9 | 18671 | 5581
Emergency Lighting | Self Contained - LED | Town FP | 2 | Urgent | B | 21 | 2045 | 5 | 1 | 2.2 | 5183 | 32074
Fire Safety Systems | Fire Extinguishers - Foam | Town FF | 4 | Urgent | B | 6 | 2030 | 5 | 1 | 2.2 | 5184 | 16429
Fire Safety Systems | Fire Extinguishers - CO2 | Town FK | 1 | Urgent | B | 9 | 2033 | 5 | 1 | 2.2 | 5185 | 21340
Local Hot Water | Package Electric Water Heaters - Non-Drinking Water | Town FI | 1 | Medium | B | 2 | 2026 | 5 | 3 | 3.2 | 25281 | 13096
Roller Shutters | Internal Electric Roller Shutter | Town FI | 1 | Medium | B | 5 | 2029 | 5 | 3 | 3.2 | 25282 | 15144
Emergency Lighting | Self Contained - LED | Town FB | 12 | Urgent | B | 21 | 2045 | 5 | 1 | 2.2 | 5186 | 32075
General Lighting | General - LED fittings & Luminaires | Town FI | 36 | Medium | B | 18 | 2042 | 5 | 3 | 3.2 | 25283 | 30953
Access Control | Door Lock / Keypad / Manual | Town FS | 1 | Medium | B | 10 | 2034 | 5 | 3 | 3.2 | 25284 | 22828
General Lighting | General - LED fittings & Luminaires | Town FE | 18 | Medium | B | 1 | 2025 | 5 | 3 | 3.2 | 25285 | 8389
LV Distribution | Sub Distribution Board | Town FP | 1 | High | B | 8 | 2032 | 5 | 2 | 2.7 | 14414 | 20716
Fire Safety Systems | Manual and Automatic Doors - Emergency and Panic Escape Doors | Town FJ | 1 | Urgent | B | 11 | 2035 | 5 | 1 | 2.2 | 5187 | 23646
Fire Safety Systems | Fire Extinguishers - CO2 | Town FH | 4 | Urgent | B | 6 | 2030 | 5 | 1 | 2.2 | 5188 | 16430
Fire Safety Systems | Fire Extinguishers - CO2 | Town FE | 2 | Urgent | B | 1 | 2025 | 5 | 1 | 2.2 | 5189 | 1373
Local Hot Water | Instantaneous Electric Water Heater - Non-Drinking Water | Town FP | 1 | Medium | B | 13 | 2037 | 5 | 3 | 3.2 | 25286 | 27147
External Doors | Entrance Doors | Town FP | 1 | High | B | 11 | 2035 | 5 | 2 | 2.7 | 14415 | 24441
General Lighting | General - LED fittings & Luminaires | Town FS | 62 | Medium | B | 16 | 2040 | 5 | 3 | 3.2 | 25287 | 29571
Central Ventilation Systems | Fan - Extract | Town FC | 1 | Medium | B | 1 | 2025 | 5 | 3 | 3.2 | 25288 | 8390
General Lighting | General - LED fittings & Luminaires | Town FI | 90 | Medium | B | 17 | 2041 | 5 | 3 | 3.2 | 25289 | 30482
LV Distribution | Main Distribution Board | Town FC | 1 | High | B | 6 | 2030 | 5 | 2 | 2.7 | 14416 | 17608
Air Conditioning | Multi-Split Evaporator - Split Systems/Heat Pumps - Air-cooled with Direct Expansion Evaporator (DX) | Town FS | 1 | Medium | B | 8 | 2032 | 5 | 3 | 3.2 | 25290 | 20965
Roller Shutters | External Electric Roller Shutter | Town FC | 1 | High | B | 15 | 2039 | 5 | 2 | 2.7 | 14417 | 28168
Local and Special Ventilation | Fan - Window / Wall Mounted | Town FS | 1 | Medium | B | 5 | 2029 | 5 | 3 | 3.2 | 25291 | 15145
BMS | BMS Control Panel | Town FM | 1 | High | B | 9 | 2033 | 5 | 2 | 2.7 | 14418 | 21595
Heat Emitters | Electric Heaters | Town BI | 3 | Medium | B | 1 | 2025 | 5 | 3 | 3.2 | 25292 | 8391
Emergency Lighting | Externally Powered - Non LED | Town FE | 3 | Urgent | B | 1 | 2025 | 5 | 1 | 2.2 | 5190 | 1374
LV Distribution | Sub Distribution Board | Town FS | 1 | High | CX | 1 | 2025 | 2 | 2 | 1.8 | 518 | 416
Fire Safety Systems | Manual and Automatic Doors - Emergency and Panic Escape Doors | Town FE | 1 | Urgent | B | 11 | 2035 | 5 | 1 | 2.2 | 5191 | 23647
Central Ventilation Systems | Fan - Extract | Town FN | 1 | Medium | B | 5 | 2029 | 5 | 3 | 3.2 | 25293 | 15146
Heat Emitters | Gas Fired Unit Heaters | Town FH | 1 | Medium | B | 8 | 2032 | 5 | 3 | 3.2 | 25294 | 20966
Fire Safety Systems | Fire Extinguishers - CO2 | Town FI | 3 | Urgent | B | 6 | 2030 | 5 | 1 | 2.2 | 5192 | 16431
External Doors | Manual and Automatic Doors - Auto / Powered Swing Doors | Town FK | 1 | High | C | 21 | 2045 | 4 | 2 | 2.4 | 10580 | 32513
External Doors | Entrance Doors | Town FT | 1 | High | B | 21 | 2045 | 5 | 2 | 2.7 | 14419 | 32635
Heat Emitters | Electric Heaters | Town FP | 1 | Medium | B | 1 | 2025 | 5 | 3 | 3.2 | 25295 | 8392
LV Distribution | Sub Distribution Board | Town FD | 1 | High | B | 6 | 2030 | 5 | 2 | 2.7 | 14420 | 17609
Central Heating & Cooling | Fan - Bifurcated | Town BI | 1 | Medium | B | 1 | 2025 | 5 | 3 | 3.2 | 25296 | 8393
Central Heating & Cooling | Fan - Bifurcated | Town BI | 1 | Medium | B | 1 | 2025 | 5 | 3 | 3.2 | 25297 | 8394
General Lighting | General - LED fittings & Luminaires | Town FF | 6 | Medium | B | 1 | 2025 | 5 | 3 | 3.2 | 25298 | 8395
Fire Safety Systems | Fire Extinguishers - Foam | Town FM | 4 | Urgent | B | 6 | 2030 | 5 | 1 | 2.2 | 5193 | 16432
Fire Safety Systems | Fire Extinguishers - CO2 | Town FO | 4 | Urgent | B | 6 | 2030 | 5 | 1 | 2.2 | 5194 | 16433
AHU - Internal | Central Heating & Cooling - Electric & DX | Town FG | 1 | Medium | B | 10 | 2034 | 5 | 3 | 3.2 | 25299 | 22829
Roller Shutters | External Manual Roller Shutter | Town FI | 1 | High | B | 5 | 2029 | 5 | 2 | 2.7 | 14421 | 14655
Roller Shutters | Internal Electric Roller Shutter | Town FI | 1 | Medium | B | 5 | 2029 | 5 | 3 | 3.2 | 25300 | 15147
Fire Safety Systems | Fire Extinguishers - Foam | Town FN | 5 | Urgent | B | 6 | 2030 | 5 | 1 | 2.2 | 5195 | 16434
Central Heating & Cooling | Fan - Bifurcated | Town BI | 1 | Medium | B | 1 | 2025 | 5 | 3 | 3.2 | 25301 | 8396
Roller Shutters | External Manual Roller Shutter | Town FF | 1 | High | B | 5 | 2029 | 5 | 2 | 2.7 | 14422 | 14656
Emergency Lighting | Self Contained - LED | Town FI | 7 | Urgent | A | 23 | 2047 | 6 | 1 | 2.5 | 10895 | 33169
External Lighting | General - LED | Town FG | 2 | Medium | B | 10 | 2034 | 5 | 3 | 3.2 | 25302 | 22830
Fire Safety Systems | Manual and Automatic Doors - Emergency and Panic Escape Doors | Town FS | 1 | Urgent | B | 21 | 2045 | 5 | 1 | 2.2 | 5196 | 32076
General Lighting | General - LED fittings & Luminaires | Town FH | 90 | Medium | B | 16 | 2040 | 5 | 3 | 3.2 | 25303 | 29572
Fire Safety Systems | Fire Extinguishers - CO2 | Town FF | 1 | Urgent | B | 6 | 2030 | 5 | 1 | 2.2 | 5197 | 16435
Fire Safety Systems | Fire Extinguishers - Foam | Town FH | 4 | Urgent | B | 6 | 2030 | 5 | 1 | 2.2 | 5198 | 16436
Roller Shutters | External Electric Roller Shutter | Town FR | 1 | High | B | 8 | 2032 | 5 | 2 | 2.7 | 14423 | 20717
Emergency Lighting | Illuminated Fire Exit Signage | Town FB | 3 | Urgent | B | 16 | 2040 | 5 | 1 | 2.2 | 5199 | 28809
Roller Shutters | External Manual Roller Shutter | Town FT | 1 | High | C | 8 | 2032 | 4 | 2 | 2.4 | 10581 | 20646
Fire Safety Systems | Fire Extinguishers - CO2 | Town FI | 4 | Urgent | B | 6 | 2030 | 5 | 1 | 2.2 | 5200 | 16437
LV Distribution | Sub Distribution Board | Town FJ | 1 | High | B | 1 | 2025 | 5 | 2 | 2.7 | 14424 | 3884
Local and Special Ventilation | Fan - Axial | Town FD | 1 | Medium | B | 1 | 2025 | 5 | 3 | 3.2 | 25304 | 8397
Emergency Lighting | Illuminated Fire Exit Signage | Town FP | 3 | Urgent | B | 16 | 2040 | 5 | 1 | 2.2 | 5201 | 28810
Multi-System Controls | Control Panel - Electrical Services (excluding Electrical Controllers and Pneumatic Relays) | Town BI | 1 | Medium | B | 1 | 2025 | 5 | 3 | 3.2 | 25305 | 8398
Roller Shutters | Internal Electric Roller Shutter | Town FI | 1 | Medium | B | 5 | 2029 | 5 | 3 | 3.2 | 25306 | 15148
General Lighting | General - LED fittings & Luminaires | Town FG | 5 | Medium | A | 18 | 2042 | 6 | 3 | 3.5 | 32532 | 31016
Air Conditioning | Multi-Split Condenser - Split Systems/Heat Pumps - Air-cooled with Direct Expansion Evaporator (DX) | Town FS | 1 | Medium | B | 8 | 2032 | 5 | 3 | 3.2 | 25307 | 20967
LV Distribution | Main Distribution Board | Town FF | 1 | High | B | 1 | 2025 | 5 | 2 | 2.7 | 14425 | 3885
Local and Special Ventilation | Fan - Extract | Town FF | 1 | Medium | B | 1 | 2025 | 5 | 3 | 3.2 | 25308 | 8399
Fire Safety Systems | Fire Alarm System | Town FI | 1 | Urgent | A | 14 | 2038 | 6 | 1 | 2.5 | 10896 | 27419
LV Distribution | Sub Distribution Board | Town FS | 1 | High | CX | 1 | 2025 | 2 | 2 | 1.8 | 519 | 417
Heat Emitters | Gas Fired Unit Heaters | Town FM | 1 | Medium | B | 7 | 2031 | 5 | 3 | 3.2 | 25309 | 19955
Fire Safety Systems | Fire Alarm System | Town FM | 1 | Urgent | D | 7 | 2031 | 3 | 1 | 1.6 | 445 | 19119
Fire Safety Systems | Fire Alarm System | Town FE | 1 | Urgent | B | 1 | 2025 | 5 | 1 | 2.2 | 5202 | 1375
Fire Safety Systems | Fire Extinguishers - Powder | Town FJ | 2 | Urgent | B | 1 | 2025 | 5 | 1 | 2.2 | 5203 | 1376
Local and Special Ventilation | Fan - Axial | Town FH | 1 | Medium | B | 1 | 2025 | 5 | 3 | 3.2 | 25310 | 8400
Roller Shutters | Internal Manual Roller Shutter | Town FJ | 1 | Medium | B | 1 | 2025 | 5 | 3 | 3.2 | 25311 | 8401
External Doors | Manual and Automatic Doors - Auto / Powered Sliding Doors | Town FM | 1 | High | B | 28 | 2052 | 5 | 2 | 2.7 | 14426 | 33624
Roller Shutters | External Manual Roller Shutter | Town FC | 1 | High | B | 8 | 2032 | 5 | 2 | 2.7 | 14427 | 20718
Emergency Lighting | Illuminated Fire Exit Signage | Town FO | 5 | Urgent | B | 16 | 2040 | 5 | 1 | 2.2 | 5204 | 28811
General Lighting | General - LED fittings & Luminaires | Town BI | 6 | Medium | B | 1 | 2025 | 5 | 3 | 3.2 | 25312 | 8402
Air Conditioning | Single-Split Condenser - Split Systems/Heat Pumps - Air-cooled with Direct Expansion Evaporator (DX) | Town FG | 1 | Medium | CX | 1 | 2025 | 2 | 3 | 2.3 | 10190 | 2131
Local Hot Water | Package Electric Water Heaters - Non-Drinking Water | Town FB | 1 | Medium | CX | 1 | 2025 | 2 | 3 | 2.3 | 10191 | 2132
Central Ventilation Systems | Fan - General Ventilation | Town FI | 1 | Low | B | 1 | 2025 | 5 | 4 | 3.7 | 33112 | 12045
Barriers & Guardrails | Vehicle Crash Protection Barrier | Town FK | 17 | V Low | B | 1 | 2025 | 5 | 4 | 3.7 | 33113 | 12046
Fire Safety Systems | Fire Extinguishers - CO2 | Town FK | 4 | Urgent | B | 9 | 2033 | 5 | 1 | 2.2 | 5205 | 21341
Roller Shutters | External Manual Roller Shutter | Town FC | 1 | High | B | 8 | 2032 | 5 | 2 | 2.7 | 14428 | 20719
Fire Safety Systems | Fire Alarm System | Town FF | 1 | Urgent | B | 11 | 2035 | 5 | 1 | 2.2 | 5206 | 23648
Emergency Lighting | Illuminated Fire Exit Signage | Town FL | 1 | Urgent | B | 16 | 2040 | 5 | 1 | 2.2 | 5207 | 28812
LV Distribution | Main Distribution Board | Town FF | 1 | High | B | 1 | 2025 | 5 | 2 | 2.7 | 14429 | 3886
LV Distribution | Sub Distribution Board | Town FB | 1 | High | B | 4 | 2028 | 5 | 2 | 2.7 | 14430 | 13952
Local and Special Ventilation | Fan - Axial | Town FH | 1 | Medium | DX | 1 | 2025 | 1 | 3 | 2 | 882 | 593
External Doors | Manual and Automatic Doors - Auto / Powered Sliding Doors | Town BI | 1 | High | B | 25 | 2049 | 5 | 2 | 2.7 | 14431 | 33395
General Lighting | General - LED fittings & Luminaires | Town FD | 33 | Medium | C | 2 | 2026 | 4 | 3 | 2.9 | 18672 | 12975
External Lighting | General - Non LED | Town FP | 1 | Medium | C | 1 | 2025 | 4 | 3 | 2.9 | 18673 | 5582
External Lighting | General - LED | Town FI | 2 | Medium | B | 10 | 2034 | 5 | 3 | 3.2 | 25313 | 22831
Emergency Lighting | Self Contained - Non LED | Town FH | 2 | Urgent | C | 5 | 2029 | 4 | 1 | 1.9 | 655 | 14279
Emergency Lighting | Self Contained - LED | Town BI | 7 | Urgent | B | 21 | 2045 | 5 | 1 | 2.2 | 5208 | 32077
External Doors | Entrance Doors | Town FP | 1 | High | C | 7 | 2031 | 4 | 2 | 2.4 | 10582 | 19548
General Lighting | General - LED fittings & Luminaires | Town FL | 23 | Medium | B | 16 | 2040 | 5 | 3 | 3.2 | 25314 | 29573
Emergency Lighting | Self Contained - LED | Town FO | 2 | Urgent | B | 21 | 2045 | 5 | 1 | 2.2 | 5209 | 32078
External Doors | Manual and Automatic Doors - Auto / Powered Sliding Doors | Town FE | 1 | High | B | 1 | 2025 | 5 | 2 | 2.7 | 14432 | 3887
Roller Shutters | External Electric Roller Shutter | Town FL | 1 | High | B | 10 | 2034 | 5 | 2 | 2.7 | 14433 | 22372
Local Hot Water | Instantaneous Electric Water Heater - Non-Drinking Water | Town FH | 1 | Medium | B | 12 | 2036 | 5 | 3 | 3.2 | 25315 | 26534
Emergency Lighting | Self Contained - LED | Town FH | 2 | Urgent | B | 21 | 2045 | 5 | 1 | 2.2 | 5210 | 32079
Fire Safety Systems | Fire Extinguishers - Foam | Town FB | 3 | Urgent | B | 8 | 2032 | 5 | 1 | 2.2 | 5211 | 20425
LV Distribution | Sub Distribution Board | Town FP | 1 | High | B | 8 | 2032 | 5 | 2 | 2.7 | 14434 | 20720
Roller Shutters | Internal Electric Roller Shutter | Town FS | 1 | Medium | B | 11 | 2035 | 5 | 3 | 3.2 | 25316 | 25259
Roller Shutters | External Manual Roller Shutter | Town FU | 1 | High | B | 5 | 2029 | 5 | 2 | 2.7 | 14435 | 14657
External Lighting | General - LED | Town FP | 2 | Medium | B | 10 | 2034 | 5 | 3 | 3.2 | 25317 | 22832
Air Conditioning | Single-Split Condenser - Split Systems/Heat Pumps - Air-cooled with Direct Expansion Evaporator (DX) | Town FG | 1 | Medium | CX | 1 | 2025 | 2 | 3 | 2.3 | 10192 | 2133
Fire Safety Systems | Manual and Automatic Doors - Emergency and Panic Escape Doors | Town FI | 1 | Urgent | B | 10 | 2034 | 5 | 1 | 2.2 | 5212 | 22058
Fire Safety Systems | Manual and Automatic Doors - Emergency and Panic Escape Doors | Town FT | 1 | Urgent | B | 19 | 2043 | 5 | 1 | 2.2 | 5213 | 31075
Emergency Lighting | Self Contained - LED | Town FH | 14 | Urgent | B | 21 | 2045 | 5 | 1 | 2.2 | 5214 | 32080
Local and Special Ventilation | Fan - Axial | Town FK | 1 | Medium | B | 1 | 2025 | 5 | 3 | 3.2 | 25318 | 8403
Foul Drainage | Sump Pumps-Extended Shaft | Town BI | 1 | High | B | 1 | 2025 | 5 | 2 | 2.7 | 14436 | 3888
Roller Shutters | External Electric Roller Shutter | Town FO | 1 | High | B | 10 | 2034 | 5 | 2 | 2.7 | 14437 | 22373
General Lighting | General - LED fittings & Luminaires | Town FH | 14 | Medium | C | 1 | 2025 | 4 | 3 | 2.9 | 18674 | 5583
Fire Safety Systems | Fire Extinguishers - CO2 | Town FS | 1 | Urgent | B | 7 | 2031 | 5 | 1 | 2.2 | 5215 | 19336
Local Hot Water | Package Electric Water Heaters - Non-Drinking Water | Town FP | 1 | Medium | B | 8 | 2032 | 5 | 3 | 3.2 | 25319 | 20968
Central Ventilation Systems | Fan - Extract | Town FN | 1 | Medium | B | 1 | 2025 | 5 | 3 | 3.2 | 25320 | 8404
Emergency Lighting | Self Contained - Non LED | Town FT | 2 | Urgent | DX | 3 | 2027 | 1 | 1 | 1 | 11 | 13250
Emergency Lighting | Self Contained - LED | Town FB | 6 | Urgent | B | 21 | 2045 | 5 | 1 | 2.2 | 5216 | 32081
Fire Safety Systems | Fire Extinguishers - Foam | Town FD | 5 | Urgent | B | 9 | 2033 | 5 | 1 | 2.2 | 5217 | 21342
Heat Emitters | Gas Fired Natural and Fan Assisted Heaters | Town AR | 1 | Medium | C | 1 | 2025 | 4 | 3 | 2.9 | 18675 | 5584
Local and Special Ventilation | Fan - Extract | Town FW | 1 | Medium | C | 1 | 2025 | 4 | 3 | 2.9 | 18676 | 5585
LV Distribution | Sub Distribution Board | Town FX | 1 | High | D | 1 | 2025 | 3 | 2 | 2.1 | 1167 | 799
Fire Safety Systems | Manual and Automatic Doors - Emergency and Panic Escape Doors | Town FZ | 1 | Urgent | B | 16 | 2040 | 5 | 1 | 2.2 | 5218 | 28813
Emergency Lighting | Illuminated Fire Exit Signage | Town GA | 3 | Urgent | B | 12 | 2036 | 5 | 1 | 2.2 | 5219 | 26022
Fire Safety Systems | Fire Extinguishers - Water | Town FZ | 1 | Urgent | B | 6 | 2030 | 5 | 1 | 2.2 | 5220 | 16438
Heat Emitters | Radiators - Steel | Town GD | 1 | Medium | B | 1 | 2025 | 5 | 3 | 3.2 | 25321 | 8405
Roller Shutters | External Electric Roller Shutter | Town E | 1 | High | B | 13 | 2037 | 5 | 2 | 2.7 | 14438 | 26975
Burner | Forced draft gas burner | Town FX | 1 | Medium | B | 1 | 2025 | 5 | 3 | 3.2 | 25322 | 8406
Communication Systems | PA System | Town FX | 1 | Medium | B | 2 | 2026 | 5 | 3 | 3.2 | 25323 | 13097
Roller Shutters | External Window Shutters - Electric | Town FY | 1 | Medium | B | 16 | 2040 | 5 | 3 | 3.2 | 25324 | 29574
Barriers & Guardrails | Vehicle Crash Protection Barrier | Town FW | 1 | V Low | B | 1 | 2025 | 5 | 4 | 3.7 | 33114 | 12047
General Lighting | General - LED fittings & Luminaires | Town GH | 1 | Medium | B | 6 | 2030 | 5 | 3 | 3.2 | 25325 | 18705
Fire Safety Systems | Fire Extinguishers - CO2 | Town FW | 3 | Urgent | B | 10 | 2034 | 5 | 1 | 2.2 | 5221 | 22059
Fire Safety Systems | Fire Extinguishers - Foam | Town FW | 7 | Urgent | B | 8 | 2032 | 5 | 1 | 2.2 | 5222 | 20426
Air Conditioning | Single-Split Evaporator - Split Systems/Heat Pumps - Air-cooled with Direct Expansion Evaporator (DX) | Town FW | 1 | Medium | B | 12 | 2036 | 5 | 3 | 3.2 | 25326 | 26535
Heat Emitters | Gas Fired Natural and Fan Assisted Heaters | Town GA | 1 | Medium | B | 7 | 2031 | 5 | 3 | 3.2 | 25327 | 19956
External Doors | Entrance Doors | Town FX | 1 | High | B | 17 | 2041 | 5 | 2 | 2.7 | 14439 | 30324
Local and Special Ventilation | Fan - Axial | Town GD | 1 | Medium | B | 1 | 2025 | 5 | 3 | 3.2 | 25328 | 8407
Heat Emitters | Electric Heaters | Town FW | 2 | Medium | B | 1 | 2025 | 5 | 3 | 3.2 | 25329 | 8408
Air Conditioning | Multi-Split Evaporator - Split Systems/Heat Pumps - Air-cooled with Direct Expansion Evaporator (DX) | Town FY | 1 | Medium | B | 10 | 2034 | 5 | 3 | 3.2 | 25330 | 22833
Local and Special Ventilation | Fan - Axial | Town GA | 1 | Medium | B | 1 | 2025 | 5 | 3 | 3.2 | 25331 | 8409
Roller Shutters | External Electric Roller Shutter | Town FW | 1 | High | B | 18 | 2042 | 5 | 2 | 2.7 | 14440 | 30826
Roller Shutters | External Electric Roller Shutter | Town GF | 1 | High | B | 1 | 2025 | 5 | 2 | 2.7 | 14441 | 3889
Emergency Lighting | Self Contained - Non LED | Town GG | 3 | Urgent | B | 11 | 2035 | 5 | 1 | 2.2 | 5223 | 23649
LV Distribution | Main Distribution Board | Town FZ | 1 | High | B | 1 | 2025 | 5 | 2 | 2.7 | 14442 | 3890
General Lighting | General - LED fittings & Luminaires | Town GI | 2 | Medium | B | 10 | 2034 | 5 | 3 | 3.2 | 25332 | 22834
General Lighting | General - LED fittings & Luminaires | Town FW | 24 | Medium | B | 1 | 2025 | 5 | 3 | 3.2 | 25333 | 8410
Fire Safety Systems | Manual and Automatic Doors - Emergency and Panic Escape Doors | Town AR | 1 | Urgent | B | 21 | 2045 | 5 | 1 | 2.2 | 5224 | 32082
Fire Safety Systems | Fire Alarm Panel / Repeater | Town E | 1 | Urgent | B | 11 | 2035 | 5 | 1 | 2.2 | 5225 | 23650
External Doors | Entrance Doors | Town GD | 1 | High | B | 11 | 2035 | 5 | 2 | 2.7 | 14443 | 24442
Emergency Lighting | Illuminated Fire Exit Signage | Town FW | 3 | Urgent | B | 17 | 2041 | 5 | 1 | 2.2 | 5226 | 30110
Emergency Lighting | Self Contained - LED | Town FW | 7 | Urgent | B | 22 | 2046 | 5 | 1 | 2.2 | 5227 | 32911
Emergency Lighting | Self Contained - LED | Town GH | 3 | Urgent | B | 11 | 2035 | 5 | 1 | 2.2 | 5228 | 23651
Emergency Lighting | Illuminated Fire Exit Signage | Town FX | 3 | Urgent | B | 16 | 2040 | 5 | 1 | 2.2 | 5229 | 28814
LV Distribution | Main Distribution Board | Town GI | 1 | High | B | 1 | 2025 | 5 | 2 | 2.7 | 14444 | 3891
Heat Emitters | Electric Overdoor Air Curtain/Heater | Town FW | 1 | Medium | B | 8 | 2032 | 5 | 3 | 3.2 | 25334 | 20969
Local and Special Ventilation | Fan - Extract | Town FW | 1 | Medium | B | 1 | 2025 | 5 | 3 | 3.2 | 25335 | 8411
LV Distribution | Sub Distribution Board | Town FZ | 1 | High | B | 1 | 2025 | 5 | 2 | 2.7 | 14445 | 3892
Roller Shutters | External Window Shutters - Electric | Town GE | 1 | Medium | B | 1 | 2025 | 5 | 3 | 3.2 | 25336 | 8412
Fire Safety Systems | Fire Extinguishers - Foam | Town GG | 4 | Urgent | B | 8 | 2032 | 5 | 1 | 2.2 | 5230 | 20427
Heat Emitters | Radiators - Steel | Town FW | 4 | Medium | B | 1 | 2025 | 5 | 3 | 3.2 | 25337 | 8413
Heat Emitters | Radiators - Steel | Town GD | 1 | Medium | B | 1 | 2025 | 5 | 3 | 3.2 | 25338 | 8414
Local and Special Ventilation | Fan - Window / Wall Mounted | Town GC | 1 | Medium | B | 6 | 2030 | 5 | 3 | 3.2 | 25339 | 18706
Multi-System Controls | Control Panel - Electrical Services (excluding Electrical Controllers and Pneumatic Relays) | Town GG | 1 | Medium | B | 5 | 2029 | 5 | 3 | 3.2 | 25340 | 15149
Local and Special Ventilation | Fan - Axial | Town GA | 1 | Medium | B | 1 | 2025 | 5 | 3 | 3.2 | 25341 | 8415
Emergency Lighting | Self Contained - Non LED | Town GG | 3 | Urgent | B | 4 | 2028 | 5 | 1 | 2.2 | 5231 | 13825
Emergency Lighting | Self Contained - Non LED | Town FX | 1 | Urgent | B | 4 | 2028 | 5 | 1 | 2.2 | 5232 | 13826
Emergency Lighting | Self Contained - Non LED | Town FW | 1 | Urgent | B | 1 | 2025 | 5 | 1 | 2.2 | 5233 | 1377
Air Conditioning | Multi-Split Evaporator - Split Systems/Heat Pumps - Air-cooled with Direct Expansion Evaporator (DX) | Town FY | 1 | Medium | B | 10 | 2034 | 5 | 3 | 3.2 | 25342 | 22835
Air Conditioning | Multi-Split Evaporator - Split Systems/Heat Pumps - Air-cooled with Direct Expansion Evaporator (DX) | Town FY | 1 | Medium | B | 10 | 2034 | 5 | 3 | 3.2 | 25343 | 22836
Local Hot Water | Instantaneous Electric Water Heater - Non-Drinking Water | Town GA | 1 | Medium | B | 1 | 2025 | 5 | 3 | 3.2 | 25344 | 8416
Emergency Lighting | Self Contained - LED | Town FX | 2 | Urgent | B | 21 | 2045 | 5 | 1 | 2.2 | 5234 | 32083
Fire Safety Systems | Fire Extinguishers - Foam | Town FW | 2 | Urgent | B | 9 | 2033 | 5 | 1 | 2.2 | 5235 | 21343
Local and Special Ventilation | Fan - Extract | Town FY | 1 | Medium | B | 1 | 2025 | 5 | 3 | 3.2 | 25345 | 8417
Roller Shutters | External Electric Roller Shutter | Town GF | 1 | High | B | 1 | 2025 | 5 | 2 | 2.7 | 14446 | 3893
Access Control | Door Lock / Keypad / Manual | Town FX | 1 | Medium | B | 10 | 2034 | 5 | 3 | 3.2 | 25346 | 22837
General Lighting | General - LED fittings & Luminaires | Town GA | 4 | Medium | B | 1 | 2025 | 5 | 3 | 3.2 | 25347 | 8418
Specialist Lighting | Illuminated External Signs | Town FW | 3 | Medium | B | 13 | 2037 | 5 | 3 | 3.2 | 25348 | 27148
Fire Safety Systems | Fire Extinguishers - CO2 | Town E | 2 | Urgent | B | 6 | 2030 | 5 | 1 | 2.2 | 5236 | 16439
LV Distribution | Sub Distribution Board | Town E | 1 | High | B | 8 | 2032 | 5 | 2 | 2.7 | 14447 | 20721
Access Control | Door Lock / Keypad / Manual | Town FY | 1 | Medium | B | 11 | 2035 | 5 | 3 | 3.2 | 25349 | 25260
Emergency Lighting | Illuminated Fire Exit Signage | Town FY | 4 | Urgent | B | 16 | 2040 | 5 | 1 | 2.2 | 5237 | 28815
Fire Safety Systems | Fire Alarm Panel / Repeater | Town GE | 1 | Urgent | B | 1 | 2025 | 5 | 1 | 2.2 | 5238 | 1378
Local and Special Ventilation | Fan - Axial | Town GC | 1 | Medium | B | 6 | 2030 | 5 | 3 | 3.2 | 25350 | 18707
Local and Special Ventilation | Fan - Centrifugal | Town FW | 1 | Medium | B | 3 | 2027 | 5 | 3 | 3.2 | 25351 | 13549
External Lighting | General - Non LED | Town GG | 2 | Medium | D | 1 | 2025 | 3 | 3 | 2.6 | 11129 | 2635
AHU - Internal | Central Heating & Cooling - Electric & DX | Town FW | 1 | Medium | B | 17 | 2041 | 5 | 3 | 3.2 | 25352 | 30483
External Doors | Entrance Doors | Town FX | 1 | High | B | 17 | 2041 | 5 | 2 | 2.7 | 14448 | 30325
Local and Special Ventilation | Fan - Axial | Town AR | 1 | Medium | B | 1 | 2025 | 5 | 3 | 3.2 | 25353 | 8419
Emergency Lighting | Self Contained - LED | Town GF | 9 | Urgent | B | 15 | 2039 | 5 | 1 | 2.2 | 5239 | 27874
Local and Special Ventilation | Fan - Window / Wall Mounted | Town AR | 1 | Medium | B | 1 | 2025 | 5 | 3 | 3.2 | 25354 | 8420
Local and Special Ventilation | Unit extract fans | Town GB | 1 | Medium | D | 1 | 2025 | 3 | 3 | 2.6 | 11130 | 2636
Roller Shutters | External Manual Roller Shutter | Town GE | 1 | High | B | 11 | 2035 | 5 | 2 | 2.7 | 14449 | 24443
Barriers & Guardrails | Vehicle Crash Protection Barrier | Town FW | 1 | V Low | B | 8 | 2032 | 5 | 4 | 3.7 | 33115 | 21182
Heat Emitters | Electric Heaters | Town AR | 3 | Medium | B | 1 | 2025 | 5 | 3 | 3.2 | 25355 | 8421
Heat Emitters | Radiators - Steel | Town GE | 2 | Medium | B | 1 | 2025 | 5 | 3 | 3.2 | 25356 | 8422
Air Conditioning | Multi-Split Condenser - DX Split Systems (With Gas, Electric or Hot Water Heaters) | Town FY | 1 | Medium | B | 10 | 2034 | 5 | 3 | 3.2 | 25357 | 22838
Roller Shutters | External Manual Roller Shutter | Town GA | 1 | High | B | 1 | 2025 | 5 | 2 | 2.7 | 14450 | 3894
Local and Special Ventilation | Unit extract fans | Town E | 1 | Medium | B | 3 | 2027 | 5 | 3 | 3.2 | 25358 | 13550
Roller Shutters | External Electric Roller Shutter | Town FV | 1 | High | B | 12 | 2036 | 5 | 2 | 2.7 | 14451 | 26193
Fire Safety Systems | Fire Extinguishers - Water | Town GD | 1 | Urgent | B | 2 | 2026 | 5 | 1 | 2.2 | 5240 | 12605
Local and Special Ventilation | Fan - Window / Wall Mounted | Town GD | 1 | Medium | B | 1 | 2025 | 5 | 3 | 3.2 | 25359 | 8423
LV Distribution | Main Distribution Board | Town GC | 1 | High | B | 6 | 2030 | 5 | 2 | 2.7 | 14452 | 17610
General Lighting | General - LED fittings & Luminaires | Town GG | 67 | Medium | B | 16 | 2040 | 5 | 3 | 3.2 | 25360 | 29575
Heat Emitters | Gas Fired Natural and Fan Assisted Heaters | Town GI | 1 | Medium | C | 1 | 2025 | 4 | 3 | 2.9 | 18677 | 5586
LV Distribution | Sub Distribution Board | Town FY | 1 | High | B | 6 | 2030 | 5 | 2 | 2.7 | 14453 | 17611
Local and Special Ventilation | Unit extract fans | Town GB | 1 | Medium | D | 1 | 2025 | 3 | 3 | 2.6 | 11131 | 2637
Local and Special Ventilation | Unit extract fans | Town GB | 1 | Medium | D | 1 | 2025 | 3 | 3 | 2.6 | 11132 | 2638
Roller Shutters | External Manual Roller Shutter | Town GA | 1 | High | B | 1 | 2025 | 5 | 2 | 2.7 | 14454 | 3895
Fire Safety Systems | Fire Alarm System | Town GD | 1 | Urgent | B | 1 | 2025 | 5 | 1 | 2.2 | 5241 | 1379
Heat Emitters | Electric Heaters | Town GA | 1 | Medium | B | 1 | 2025 | 5 | 3 | 3.2 | 25361 | 8424
Fire Safety Systems | Fire Extinguishers - CO2 | Town GC | 2 | Urgent | B | 6 | 2030 | 5 | 1 | 2.2 | 5242 | 16440
Air Conditioning | Single-Split Condenser - Split Systems/Heat Pumps - Air-cooled with Direct Expansion Evaporator (DX) | Town FW | 1 | Medium | B | 12 | 2036 | 5 | 3 | 3.2 | 25362 | 26536
BMS | BMS Control Panel | Town AR | 1 | High | B | 1 | 2025 | 5 | 2 | 2.7 | 14455 | 3896
Fire Safety Systems | Fire Extinguishers - Foam | Town GA | 2 | Urgent | B | 1 | 2025 | 5 | 1 | 2.2 | 5243 | 1380
Local and Special Ventilation | Fan - Window / Wall Mounted | Town AR | 1 | Medium | B | 1 | 2025 | 5 | 3 | 3.2 | 25363 | 8425
Fire Safety Systems | Manual and Automatic Doors - Emergency and Panic Escape Doors | Town GF | 1 | Urgent | B | 27 | 2051 | 5 | 1 | 2.2 | 5244 | 33548
Local and Special Ventilation | Fan - Window / Wall Mounted | Town GG | 1 | Medium | B | 1 | 2025 | 5 | 3 | 3.2 | 25364 | 8426
Local and Special Ventilation | Fan - Axial | Town GA | 1 | Medium | B | 1 | 2025 | 5 | 3 | 3.2 | 25365 | 8427
Barriers & Guardrails | Vehicle Crash Protection Barrier | Town FW | 1 | V Low | B | 1 | 2025 | 5 | 4 | 3.7 | 33116 | 12048
General Lighting | General - LED fittings & Luminaires | Town GF | 43 | Medium | B | 1 | 2025 | 5 | 3 | 3.2 | 25366 | 8428
General Lighting | General - LED fittings & Luminaires | Town FY | 66 | Medium | B | 16 | 2040 | 5 | 3 | 3.2 | 25367 | 29576
General Lighting | General - LED fittings & Luminaires | Town GD | 5 | Medium | B | 1 | 2025 | 5 | 3 | 3.2 | 25368 | 8429
LV Distribution | Sub Distribution Board | Town GA | 1 | High | B | 6 | 2030 | 5 | 2 | 2.7 | 14456 | 17612
Local and Special Ventilation | Fan - Axial | Town GH | 1 | Medium | B | 1 | 2025 | 5 | 3 | 3.2 | 25369 | 8430
Boiler | Combination Atmospheric Burner Gas Boiler | Town GC | 1 | High | B | 1 | 2025 | 5 | 2 | 2.7 | 14457 | 3897
Local and Special Ventilation | Unit extract fans | Town GF | 1 | Medium | D | 1 | 2025 | 3 | 3 | 2.6 | 11133 | 2639
Local and Special Ventilation | Fan - Axial | Town GD | 1 | Medium | B | 1 | 2025 | 5 | 3 | 3.2 | 25370 | 8431
Heat Emitters | Electric Heaters | Town GA | 1 | Medium | B | 1 | 2025 | 5 | 3 | 3.2 | 25371 | 8432
Fire Safety Systems | Fire Extinguishers - Foam | Town E | 4 | Urgent | B | 8 | 2032 | 5 | 1 | 2.2 | 5245 | 20428
LV Distribution | Sub Distribution Board | Town GE | 1 | High | B | 1 | 2025 | 5 | 2 | 2.7 | 14458 | 3898
External Doors | Entrance Doors | Town GA | 1 | High | B | 11 | 2035 | 5 | 2 | 2.7 | 14459 | 24444
Heat Emitters | Electric Heaters | Town FY | 8 | Medium | B | 1 | 2025 | 5 | 3 | 3.2 | 25372 | 8433
Local and Special Ventilation | Fan - Axial | Town FX | 1 | Medium | B | 1 | 2025 | 5 | 3 | 3.2 | 25373 | 8434
General Lighting | General - LED fittings & Luminaires | Town FW | 71 | Medium | B | 17 | 2041 | 5 | 3 | 3.2 | 25374 | 30484
General Lighting | General - LED fittings & Luminaires | Town AR | 28 | Medium | B | 6 | 2030 | 5 | 3 | 3.2 | 25375 | 18708
Emergency Lighting | Self Contained - Non LED | Town GD | 1 | Urgent | B | 1 | 2025 | 5 | 1 | 2.2 | 5246 | 1381
Heat Emitters | Electric Heaters | Town GA | 1 | Medium | B | 1 | 2025 | 5 | 3 | 3.2 | 25376 | 8435
LV Distribution | Sub Distribution Board | Town FY | 1 | High | B | 1 | 2025 | 5 | 2 | 2.7 | 14460 | 3899
LV Distribution | Sub Distribution Board | Town GB | 1 | High | B | 1 | 2025 | 5 | 2 | 2.7 | 14461 | 3900
Barriers & Guardrails | Vehicle Crash Protection Barrier | Town FW | 1 | V Low | B | 8 | 2032 | 5 | 4 | 3.7 | 33117 | 21183
Fire Safety Systems | Fire Alarm System | Town GH | 1 | Urgent | B | 1 | 2025 | 5 | 1 | 2.2 | 5247 | 1382
Fire Safety Systems | Fire Extinguishers - CO2 | Town GF | 4 | Urgent | B | 4 | 2028 | 5 | 1 | 2.2 | 5248 | 13827
Emergency Lighting | Self Contained - LED | Town AR | 5 | Urgent | B | 11 | 2035 | 5 | 1 | 2.2 | 5249 | 23652
Air Conditioning | Single-Split Evaporator - Split Systems/Heat Pumps - Air-cooled with Direct Expansion Evaporator (DX) | Town FW | 1 | Medium | B | 12 | 2036 | 5 | 3 | 3.2 | 25377 | 26537
Local and Special Ventilation | Fan - Window / Wall Mounted | Town GH | 1 | Medium | B | 1 | 2025 | 5 | 3 | 3.2 | 25378 | 8436
Roller Shutters | External Manual Roller Shutter | Town E | 1 | High | B | 13 | 2037 | 5 | 2 | 2.7 | 14462 | 26976
AHU - Internal | Central Heating & Cooling - Electric & DX | Town FW | 1 | Medium | B | 17 | 2041 | 5 | 3 | 3.2 | 25379 | 30485
Fire Safety Systems | Fire Alarm Panel / Repeater | Town FX | 1 | Urgent | B | 11 | 2035 | 5 | 1 | 2.2 | 5250 | 23653
Barriers & Guardrails | Vehicle Crash Protection Barrier | Town FW | 1 | V Low | B | 8 | 2032 | 5 | 4 | 3.7 | 33118 | 21184
Emergency Lighting | Self Contained - LED | Town FW | 12 | Urgent | B | 18 | 2042 | 5 | 1 | 2.2 | 5251 | 30651
Emergency Lighting | Self Contained - LED | Town GB | 5 | Urgent | B | 15 | 2039 | 5 | 1 | 2.2 | 5252 | 27875
Roller Shutters | External Electric Roller Shutter | Town FY | 1 | High | B | 11 | 2035 | 5 | 2 | 2.7 | 14463 | 24445
Security Systems | Manual and Automatic Doors - High Security Door | Town GD | 1 | High | B | 11 | 2035 | 5 | 2 | 2.7 | 14464 | 24446
Emergency Lighting | Self Contained - LED | Town FW | 1 | Urgent | C | 17 | 2041 | 4 | 1 | 1.9 | 656 | 29972
Fire Safety Systems | Fire Extinguishers - Foam | Town GE | 6 | Urgent | B | 6 | 2030 | 5 | 1 | 2.2 | 5253 | 16441
Access Control | Door Lock / Keypad / Manual | Town GG | 1 | Medium | B | 10 | 2034 | 5 | 3 | 3.2 | 25380 | 22839
Emergency Lighting | Self Contained - LED | Town GA | 1 | Urgent | B | 17 | 2041 | 5 | 1 | 2.2 | 5254 | 30111
Local and Special Ventilation | Fan - Window / Wall Mounted | Town GA | 1 | Medium | B | 1 | 2025 | 5 | 3 | 3.2 | 25381 | 8437
Roller Shutters | External Electric Roller Shutter | Town FV | 1 | High | B | 12 | 2036 | 5 | 2 | 2.7 | 14465 | 26194
General Lighting | General - LED fittings & Luminaires | Town FV | 26 | Medium | C | 10 | 2034 | 4 | 3 | 2.9 | 18678 | 22533
LV Distribution | Sub Distribution Board | Town GE | 1 | High | B | 6 | 2030 | 5 | 2 | 2.7 | 14466 | 17613
External Doors | Entrance Doors | Town GG | 1 | High | B | 17 | 2041 | 5 | 2 | 2.7 | 14467 | 30326
Roller Shutters | Internal Electric Roller Shutter | Town GA | 1 | Medium | B | 11 | 2035 | 5 | 3 | 3.2 | 25382 | 25261
Emergency Lighting | Self Contained - LED | Town AR | 4 | Urgent | B | 11 | 2035 | 5 | 1 | 2.2 | 5255 | 23654
Air Conditioning | Single-Split Condenser - Split Systems/Heat Pumps - Air-cooled with Direct Expansion Evaporator (DX) | Town AR | 1 | Medium | B | 1 | 2025 | 5 | 3 | 3.2 | 25383 | 8438
Local and Special Ventilation | Unit extract fans | Town GB | 1 | Medium | D | 1 | 2025 | 3 | 3 | 2.6 | 11134 | 2640
LV Distribution | Sub Distribution Board | Town GA | 1 | High | B | 1 | 2025 | 5 | 2 | 2.7 | 14468 | 3901
General Lighting | General - LED fittings & Luminaires | Town GA | 6 | Medium | B | 1 | 2025 | 5 | 3 | 3.2 | 25384 | 8439
Fire Safety Systems | Fire Extinguishers - Foam | Town FZ | 1 | Urgent | B | 6 | 2030 | 5 | 1 | 2.2 | 5256 | 16442
AHU - Internal | Central Heating - Gas Fired (Externally Sourced) | Town DS | 1 | Medium | B | 1 | 2025 | 5 | 3 | 3.2 | 25385 | 8440
Local and Special Ventilation | Fan - Axial | Town EF | 1 | Medium | B | 3 | 2027 | 5 | 3 | 3.2 | 25386 | 13551
Access Control | Door Lock / Keypad / Manual | Town EF | 1 | Medium | B | 9 | 2033 | 5 | 3 | 3.2 | 25387 | 21778
General Lighting | General - LED fittings & Luminaires | Town ED | 1 | Medium | B | 1 | 2025 | 5 | 3 | 3.2 | 25388 | 8441
External Doors | Entrance Doors | Town BU | 1 | High | B | 17 | 2041 | 5 | 2 | 2.7 | 14469 | 30327
Heat Emitters | Gas Fired Unit Heaters | Town DQ | 1 | Medium | B | 1 | 2025 | 5 | 3 | 3.2 | 25389 | 8442
Hot Water Distribution | Hot water cylinders | Town DQ | 1 | High | B | 1 | 2025 | 5 | 2 | 2.7 | 14470 | 3902
General Lighting | General - LED fittings & Luminaires | Town DT | 26 | Medium | B | 16 | 2040 | 5 | 3 | 3.2 | 25390 | 29577
Emergency Lighting | Illuminated Fire Exit Signage | Town DN | 5 | Urgent | B | 11 | 2035 | 5 | 1 | 2.2 | 5257 | 23655
LV Distribution | Sub Distribution Board | Town DR | 1 | High | C | 6 | 2030 | 4 | 2 | 2.4 | 10583 | 17330
Local and Special Ventilation | Fan - Window / Wall Mounted | Town EG | 1 | Medium | B | 8 | 2032 | 5 | 3 | 3.2 | 25391 | 20970
Roller Shutters | External Manual Roller Shutter | Town EH | 1 | High | B | 1 | 2025 | 5 | 2 | 2.7 | 14471 | 3903
Barriers & Guardrails | Vehicle Crash Protection Barrier | Town DT | 1 | V Low | B | 1 | 2025 | 5 | 4 | 3.7 | 33119 | 12049
Heat Emitters | Gas Fired Natural and Fan Assisted Heaters | Town EC | 1 | Medium | B | 1 | 2025 | 5 | 3 | 3.2 | 25392 | 8443
Local Hot Water | Instantaneous Electric Water Heater - Non-Drinking Water | Town DT | 1 | Medium | B | 13 | 2037 | 5 | 3 | 3.2 | 25393 | 27149
Fire Safety Systems | Fire Extinguishers - CO2 | Town ED | 1 | Urgent | B | 6 | 2030 | 5 | 1 | 2.2 | 5258 | 16443
Fire Safety Systems | Fire Extinguishers - Foam | Town DP | 2 | Urgent | B | 8 | 2032 | 5 | 1 | 2.2 | 5259 | 20429
Air Conditioning | Single-Split Condenser - Split Systems/Heat Pumps - Air-cooled with Direct Expansion Evaporator (DX) | Town EI | 1 | Medium | B | 5 | 2029 | 5 | 3 | 3.2 | 25394 | 15150
General Lighting | General - LED fittings & Luminaires | Town EE | 3 | Medium | B | 4 | 2028 | 5 | 3 | 3.2 | 25395 | 14129
Local Hot Water | Package Electric Water Heaters - Non-Drinking Water | Town DR | 1 | Medium | B | 3 | 2027 | 5 | 3 | 3.2 | 25396 | 13552
Roller Shutters | External Manual Roller Shutter | Town DT | 1 | High | B | 21 | 2045 | 5 | 2 | 2.7 | 14472 | 32636
Fire Safety Systems | Smoke Extract Fan | Town EG | 1 | Urgent | B | 1 | 2025 | 5 | 1 | 2.2 | 5260 | 1383
Emergency Lighting | Illuminated Fire Exit Signage | Town DS | 2 | Urgent | B | 10 | 2034 | 5 | 1 | 2.2 | 5261 | 22060
Roller Shutters | External Manual Roller Shutter | Town EH | 1 | High | B | 1 | 2025 | 5 | 2 | 2.7 | 14473 | 3904
General Lighting | General - LED fittings & Luminaires | Town EB | 1 | Medium | B | 1 | 2025 | 5 | 3 | 3.2 | 25397 | 8444
Local Hot Water | Package Electric Water Heaters - Non-Drinking Water | Town EY | 1 | Medium | B | 8 | 2032 | 5 | 3 | 3.2 | 25398 | 20971
Local and Special Ventilation | Fan - Axial | Town EF | 1 | Medium | B | 3 | 2027 | 5 | 3 | 3.2 | 25399 | 13553
Central Cooling | Fan - Axial | Town DM | 1 | Medium | B | 1 | 2025 | 5 | 3 | 3.2 | 25400 | 8445
Barriers & Guardrails | Vehicle Crash Protection Barrier | Town DT | 1 | V Low | B | 1 | 2025 | 5 | 4 | 3.7 | 33120 | 12050
General Lighting | General - LED fittings & Luminaires | Town EG | 14 | Medium | B | 15 | 2039 | 5 | 3 | 3.2 | 25401 | 28434
Emergency Lighting | Self Contained - Non LED | Town DM | 1 | Urgent | B | 9 | 2033 | 5 | 1 | 2.2 | 5262 | 21344
Emergency Lighting | Self Contained - LED | Town DM | 8 | Urgent | B | 21 | 2045 | 5 | 1 | 2.2 | 5263 | 32084
LV Distribution | Sub Distribution Board | Town DV | 1 | High | B | 1 | 2025 | 5 | 2 | 2.7 | 14474 | 3905
External Doors | Entrance Doors | Town DN | 1 | High | B | 26 | 2050 | 5 | 2 | 2.7 | 14475 | 33500
Fire Safety Systems | Fire Alarm System | Town DN | 1 | Urgent | B | 5 | 2029 | 5 | 1 | 2.2 | 5264 | 14388
Fire Safety Systems | Fire Extinguishers - Foam | Town DZ | 2 | Urgent | CX | 5 | 2029 | 2 | 1 | 1.3 | 342 | 14272
Emergency Lighting | Self Contained - LED | Town DY | 2 | Urgent | B | 21 | 2045 | 5 | 1 | 2.2 | 5265 | 32085
Air Conditioning | Multi-Split Evaporator - Split Systems/Heat Pumps - Air-cooled with Direct Expansion Evaporator (DX) | Town DM | 1 | Medium | B | 10 | 2034 | 5 | 3 | 3.2 | 25402 | 22840
Heat Emitters | Fan Convector - Electric | Town DU | 1 | Medium | B | 1 | 2025 | 5 | 3 | 3.2 | 25403 | 8446
LV Distribution | Main Distribution Board | Town DZ | 1 | High | B | 10 | 2034 | 5 | 2 | 2.7 | 14476 | 22374
Roller Shutters | External Manual Roller Shutter | Town EH | 1 | High | B | 1 | 2025 | 5 | 2 | 2.7 | 14477 | 3906
Local and Special Ventilation | Fan - Extract | Town DT | 1 | Medium | CX | 1 | 2025 | 2 | 3 | 2.3 | 10193 | 2134
Fire Safety Systems | Fire Extinguishers - Foam | Town DY | 2 | Urgent | B | 9 | 2033 | 5 | 1 | 2.2 | 5266 | 21345
Multi-System Controls | Control Panel - Electrical Services (excluding Electrical Controllers and Pneumatic Relays) | Town DT | 1 | Medium | B | 10 | 2034 | 5 | 3 | 3.2 | 25404 | 22841
Local and Special Ventilation | Fan - Extract | Town DV | 1 | Medium | B | 1 | 2025 | 5 | 3 | 3.2 | 25405 | 8447
Local Hot Water | Package Electric Water Heaters - Non-Drinking Water | Town EB | 1 | Medium | B | 1 | 2025 | 5 | 3 | 3.2 | 25406 | 8448
Air Conditioning | Single-Split Condenser - Split Systems/Heat Pumps - Air-cooled with Direct Expansion Evaporator (DX) | Town EE | 1 | Medium | B | 1 | 2025 | 5 | 3 | 3.2 | 25407 | 8449
Roller Shutters | External Manual Roller Shutter | Town DR | 1 | High | B | 1 | 2025 | 5 | 2 | 2.7 | 14478 | 3907
LV Distribution | Sub Distribution Board | Town EB | 1 | High | B | 1 | 2025 | 5 | 2 | 2.7 | 14479 | 3908
Central Cooling | Fan - Axial | Town DU | 1 | Medium | B | 1 | 2025 | 5 | 3 | 3.2 | 25408 | 8450
LV Distribution | Sub Distribution Board | Town DN | 1 | High | B | 10 | 2034 | 5 | 2 | 2.7 | 14480 | 22375
Roller Shutters | External Electric Roller Shutter | Town EE | 1 | High | B | 13 | 2037 | 5 | 2 | 2.7 | 14481 | 26977
Hot Water Distribution | Hot water cylinders | Town EG | 1 | High | B | 8 | 2032 | 5 | 2 | 2.7 | 14482 | 20722
Fire Safety Systems | Fire Alarm System | Town DU | 1 | Urgent | B | 8 | 2032 | 5 | 1 | 2.2 | 5267 | 20430
General Lighting | General - LED fittings & Luminaires | Town DM | 59 | Medium | B | 16 | 2040 | 5 | 3 | 3.2 | 25409 | 29578
Heat Emitters | Radiators - Steel | Town ET | 1 | Medium | B | 1 | 2025 | 5 | 3 | 3.2 | 25410 | 8451
Roller Shutters | External Electric Roller Shutter | Town EK | 1 | High | B | 8 | 2032 | 5 | 2 | 2.7 | 14483 | 20723
External Lighting | General - LED | Town EL | 6 | Medium | B | 12 | 2036 | 5 | 3 | 3.2 | 25411 | 26538
Heat Emitters | Electric Heaters | Town EL | 3 | Medium | B | 1 | 2025 | 5 | 3 | 3.2 | 25412 | 8452
Air Conditioning | Single-Split Condenser - Split Systems/Heat Pumps - Air-cooled with Direct Expansion Evaporator (DX) | Town EU | 1 | Medium | B | 6 | 2030 | 5 | 3 | 3.2 | 25413 | 18709
Air Conditioning | Single-Split Condenser - Split Systems/Heat Pumps - Air-cooled with Direct Expansion Evaporator (DX) | Town EW | 1 | Medium | B | 5 | 2029 | 5 | 3 | 3.2 | 25414 | 15151
Heat Emitters | Radiators - Steel | Town EM | 4 | Medium | B | 1 | 2025 | 5 | 3 | 3.2 | 25415 | 8453
Local and Special Ventilation | Fan - Extract | Town EK | 1 | Medium | B | 1 | 2025 | 5 | 3 | 3.2 | 25416 | 8454
Emergency Lighting | Illuminated Fire Exit Signage | Town EP | 3 | Urgent | B | 16 | 2040 | 5 | 1 | 2.2 | 5268 | 28816
Heat Emitters | Radiators - Steel | Town ET | 1 | Medium | B | 1 | 2025 | 5 | 3 | 3.2 | 25417 | 8455
LV Distribution | Sub Distribution Board | Town EU | 1 | High | C | 1 | 2025 | 4 | 2 | 2.4 | 10584 | 2423
Lifts | Disabled Lift - Hydraulic | Town EV | 1 | High | B | 1 | 2025 | 5 | 2 | 2.7 | 14484 | 3909
Local and Special Ventilation | Fan - General Ventilation | Town EW | 1 | Medium | B | 1 | 2025 | 5 | 3 | 3.2 | 25418 | 8456
Fire Safety Systems | Manual and Automatic Doors - Emergency and Panic Escape Doors | Town EP | 1 | Urgent | B | 1 | 2025 | 5 | 1 | 2.2 | 5269 | 1384
General Lighting | General - LED fittings & Luminaires | Town EK | 48 | Medium | B | 1 | 2025 | 5 | 3 | 3.2 | 25419 | 8457
LV Distribution | Sub Distribution Board | Town EU | 1 | High | B | 1 | 2025 | 5 | 2 | 2.7 | 14485 | 3910
LV Distribution | Sub Distribution Board | Town EV | 1 | High | B | 16 | 2040 | 5 | 2 | 2.7 | 14486 | 29184
Roller Shutters | External Window Shutters - Electric | Town FA | 1 | Medium | B | 6 | 2030 | 5 | 3 | 3.2 | 25420 | 18710
Air Conditioning | Single-Split Evaporator - Split Systems/Heat Pumps - Air-cooled with Direct Expansion Evaporator (DX) | Town EL | 1 | Medium | B | 5 | 2029 | 5 | 3 | 3.2 | 25421 | 15152
External Doors | Entrance Doors | Town ET | 1 | High | C | 25 | 2049 | 4 | 2 | 2.4 | 10585 | 33353
Emergency Lighting | Self Contained - LED | Town EW | 9 | Urgent | B | 22 | 2046 | 5 | 1 | 2.2 | 5270 | 32912
Air Conditioning | Single-Split Evaporator - Split Systems/Heat Pumps - Air-cooled with Direct Expansion Evaporator (DX) | Town EW | 1 | Medium | CX | 1 | 2025 | 2 | 3 | 2.3 | 10194 | 2135
Fire Safety Systems | Manual and Automatic Doors - Emergency and Panic Escape Doors | Town ET | 1 | Urgent | B | 6 | 2030 | 5 | 1 | 2.2 | 5271 | 16444
External Doors | Entrance Doors | Town ER | 1 | High | B | 6 | 2030 | 5 | 2 | 2.7 | 14487 | 17614
General Lighting | General - LED fittings & Luminaires | Town ER | 1 | Medium | B | 1 | 2025 | 5 | 3 | 3.2 | 25422 | 8458
Air Conditioning | Multi-Split Condenser - Split Systems/Heat Pumps - Air-cooled with Direct Expansion Evaporator (DX) | Town EM | 1 | Medium | B | 9 | 2033 | 5 | 3 | 3.2 | 25423 | 21779
Air Conditioning | Multi-Split Evaporator - Split Systems/Heat Pumps - Air-cooled with Direct Expansion Evaporator (DX) | Town EM | 1 | Medium | B | 1 | 2025 | 5 | 3 | 3.2 | 25424 | 8459
Burner | Forced draft gas burner | Town EX | 1 | Medium | B | 1 | 2025 | 5 | 3 | 3.2 | 25425 | 8460
Fire Safety Systems | Manual and Automatic Doors - Emergency and Panic Escape Doors | Town EJ | 1 | Urgent | B | 15 | 2039 | 5 | 1 | 2.2 | 5272 | 27876
Emergency Lighting | Self Contained - Non LED | Town ER | 1 | Urgent | B | 15 | 2039 | 5 | 1 | 2.2 | 5273 | 27877
Fire Safety Systems | Fire Extinguishers - Foam | Town EM | 3 | Urgent | B | 6 | 2030 | 5 | 1 | 2.2 | 5274 | 16445
Air Conditioning | Single-Split Evaporator - Split Systems/Heat Pumps - Air-cooled with Direct Expansion Evaporator (DX) | Town EW | 1 | Medium | CX | 1 | 2025 | 2 | 3 | 2.3 | 10195 | 2136
Local and Special Ventilation | Fan - General Ventilation | Town EL | 1 | Medium | B | 5 | 2029 | 5 | 3 | 3.2 | 25426 | 15153
Local Hot Water | Instantaneous Electric Water Heater - Non-Drinking Water | Town EM | 1 | Medium | B | 14 | 2038 | 5 | 3 | 3.2 | 25427 | 27577
General Lighting | General - LED fittings & Luminaires | Town EK | 1 | Medium | B | 1 | 2025 | 5 | 3 | 3.2 | 25428 | 8461
Emergency Lighting | Self Contained - Non LED | Town ES | 1 | Urgent | B | 1 | 2025 | 5 | 1 | 2.2 | 5275 | 1385
Emergency Lighting | Self Contained - Non LED | Town EU | 1 | Urgent | B | 15 | 2039 | 5 | 1 | 2.2 | 5276 | 27878
Central Heating | Pressurisation Unit - Gas/Oil Fired Heating System | Town EY | 1 | Low | B | 1 | 2025 | 5 | 4 | 3.7 | 33121 | 12051
Local and Special Ventilation | Fan - General Ventilation | Town EU | 1 | Medium | B | 1 | 2025 | 5 | 3 | 3.2 | 25429 | 8462
Central Ventilation Systems | Fan - General Ventilation | Town EX | 1 | Low | B | 1 | 2025 | 5 | 4 | 3.7 | 33122 | 12052
Roller Shutters | Internal Electric Roller Shutter | Town EJ | 1 | Medium | B | 22 | 2046 | 5 | 3 | 3.2 | 25430 | 33052
Emergency Lighting | Self Contained - LED | Town EM | 11 | Urgent | B | 15 | 2039 | 5 | 1 | 2.2 | 5277 | 27879
Emergency Lighting | Self Contained - LED | Town EP | 1 | Urgent | B | 21 | 2045 | 5 | 1 | 2.2 | 5278 | 32086
Boiler | Electric Boilers | Town FA | 1 | Medium | B | 1 | 2025 | 5 | 3 | 3.2 | 25431 | 8463
Lifts | Disabled Lift - Hydraulic | Town EW | 1 | High | B | 1 | 2025 | 5 | 2 | 2.7 | 14488 | 3911
Roller Shutters | Internal Electric Roller Shutter | Town EV | 1 | Medium | B | 11 | 2035 | 5 | 3 | 3.2 | 25432 | 25262
Emergency Lighting | Illuminated Fire Exit Signage | Town ER | 7 | Urgent | B | 17 | 2041 | 5 | 1 | 2.2 | 5279 | 30112
General Lighting | General - LED fittings & Luminaires | Town EW | 2 | Medium | B | 1 | 2025 | 5 | 3 | 3.2 | 25433 | 8464
Local and Special Ventilation | Fan - Window / Wall Mounted | Town EV | 1 | Medium | B | 1 | 2025 | 5 | 3 | 3.2 | 25434 | 8465
Local and Special Ventilation | Fan - Window / Wall Mounted | Town EZ | 1 | Medium | B | 9 | 2033 | 5 | 3 | 3.2 | 25435 | 21780
Heat Emitters | Gas Fired Unit Heaters | Town EJ | 1 | Medium | B | 12 | 2036 | 5 | 3 | 3.2 | 25436 | 26539
Roller Shutters | External Manual Roller Shutter | Town EQ | 1 | High | B | 1 | 2025 | 5 | 2 | 2.7 | 14489 | 3912
Local and Special Ventilation | Unit extract fans | Town EP | 1 | Medium | B | 1 | 2025 | 5 | 3 | 3.2 | 25437 | 8466
Heat Emitters | Gas Fired Unit Heaters | Town EZ | 1 | Medium | B | 1 | 2025 | 5 | 3 | 3.2 | 25438 | 8467
Heat Emitters | Unit Heaters | Town EZ | 1 | Medium | B | 1 | 2025 | 5 | 3 | 3.2 | 25439 | 8468
Local and Special Ventilation | Fan - Extract | Town EK | 1 | Medium | B | 7 | 2031 | 5 | 3 | 3.2 | 25440 | 19957
General Lighting | General - LED fittings & Luminaires | Town ET | 36 | Medium | B | 18 | 2042 | 5 | 3 | 3.2 | 25441 | 30954
General Lighting | General - LED fittings & Luminaires | Town EU | 5 | Medium | B | 1 | 2025 | 5 | 3 | 3.2 | 25442 | 8469
Heat Emitters | Electric Heaters | Town EO | 3 | Medium | B | 1 | 2025 | 5 | 3 | 3.2 | 25443 | 8470
Fire Safety Systems | Fire Extinguishers - CO2 | Town EW | 2 | Urgent | B | 7 | 2031 | 5 | 1 | 2.2 | 5280 | 19337
Fire Safety Systems | Fire Extinguishers - Powder | Town EK | 2 | Urgent | A | 10 | 2034 | 6 | 1 | 2.5 | 10897 | 22217
General Lighting | General - LED fittings & Luminaires | Town EV | 1 | Medium | B | 1 | 2025 | 5 | 3 | 3.2 | 25444 | 8471
Fire Safety Systems | Fire Extinguishers - CO2 | Town ET | 2 | Urgent | B | 6 | 2030 | 5 | 1 | 2.2 | 5281 | 16446
Local Hot Water | Package Electric Water Heaters - Non-Drinking Water | Town EJ | 1 | Medium | B | 8 | 2032 | 5 | 3 | 3.2 | 25445 | 20972
Fire Safety Systems | Fire Extinguishers - Foam | Town ET | 3 | Urgent | A | 10 | 2034 | 6 | 1 | 2.5 | 10898 | 22218
Roller Shutters | External Manual Roller Shutter | Town EK | 1 | High | B | 1 | 2025 | 5 | 2 | 2.7 | 14490 | 3913
Fire Safety Systems | Fire Alarm Panel / Repeater | Town ET | 1 | Urgent | B | 1 | 2025 | 5 | 1 | 2.2 | 5282 | 1386
External Lighting | General - LED | Town EM | 14 | Medium | B | 5 | 2029 | 5 | 3 | 3.2 | 25446 | 15154
Local Hot Water | Instantaneous Electric Water Heater - Non-Drinking Water | Town ER | 1 | Medium | B | 1 | 2025 | 5 | 3 | 3.2 | 25447 | 8472
LV Distribution | Sub Distribution Board | Town EW | 1 | High | B | 10 | 2034 | 5 | 2 | 2.7 | 14491 | 22376
Emergency Lighting | Illuminated Fire Exit Signage | Town EP | 2 | Urgent | B | 16 | 2040 | 5 | 1 | 2.2 | 5283 | 28817
External Lighting | General - LED | Town EK | 5 | Medium | B | 7 | 2031 | 5 | 3 | 3.2 | 25448 | 19958
Fire Safety Systems | Fire Extinguishers - CO2 | Town EJ | 3 | Urgent | B | 6 | 2030 | 5 | 1 | 2.2 | 5284 | 16447
Local and Special Ventilation | Unit extract fans | Town EZ | 1 | Medium | B | 1 | 2025 | 5 | 3 | 3.2 | 25449 | 8473
Heat Emitters | Gas Fired Unit Heaters | Town EJ | 1 | Medium | B | 12 | 2036 | 5 | 3 | 3.2 | 25450 | 26540
External Doors | Entrance Doors | Town EJ | 1 | High | B | 11 | 2035 | 5 | 2 | 2.7 | 14492 | 24447
Local Hot Water | Instantaneous Electric Water Heater - Non-Drinking Water | Town EL | 1 | Medium | B | 12 | 2036 | 5 | 3 | 3.2 | 25451 | 26541
General Lighting | General - LED fittings & Luminaires | Town EZ | 4 | Medium | B | 1 | 2025 | 5 | 3 | 3.2 | 25452 | 8474
External Lighting | General - LED | Town EW | 3 | Medium | B | 12 | 2036 | 5 | 3 | 3.2 | 25453 | 26542
External Doors | Entrance Doors | Town EP | 1 | High | B | 11 | 2035 | 5 | 2 | 2.7 | 14493 | 24448
Emergency Lighting | Self Contained - Non LED | Town EK | 9 | Urgent | B | 1 | 2025 | 5 | 1 | 2.2 | 5285 | 1387
Roller Shutters | External Manual Roller Shutter | Town EQ | 1 | High | B | 1 | 2025 | 5 | 2 | 2.7 | 14494 | 3914
Roller Shutters | Internal Manual Roller Shutter | Town ES | 1 | Medium | B | 1 | 2025 | 5 | 3 | 3.2 | 25454 | 8475
Heat Emitters | Gas Fired Natural and Fan Assisted Heaters | Town EK | 1 | Medium | B | 1 | 2025 | 5 | 3 | 3.2 | 25455 | 8476
Fire Safety Systems | Fire Alarm System | Town EJ | 1 | Urgent | B | 14 | 2038 | 5 | 1 | 2.2 | 5286 | 27368
Fire Safety Systems | Fire Extinguishers - CO2 | Town ET | 3 | Urgent | B | 7 | 2031 | 5 | 1 | 2.2 | 5287 | 19338
LV Distribution | Sub Distribution Board | Town ER | 1 | High | C | 1 | 2025 | 4 | 2 | 2.4 | 10586 | 2424
Local and Special Ventilation | Fan - Window / Wall Mounted | Town EZ | 1 | Medium | B | 9 | 2033 | 5 | 3 | 3.2 | 25456 | 21781
LV Distribution | Main Distribution Board | Town EJ | 1 | High | B | 16 | 2040 | 5 | 2 | 2.7 | 14495 | 29185
Local and Special Ventilation | Fan - Window / Wall Mounted | Town EV | 1 | Medium | A | 13 | 2037 | 6 | 3 | 3.5 | 32533 | 27290
Fire Safety Systems | Manual and Automatic Doors - Emergency and Panic Escape Doors | Town EK | 1 | Urgent | B | 11 | 2035 | 5 | 1 | 2.2 | 5288 | 23656
Roller Shutters | Internal Manual Roller Shutter | Town ES | 1 | Medium | B | 1 | 2025 | 5 | 3 | 3.2 | 25457 | 8477
Fire Safety Systems | Smoke Extract Fan | Town EW | 1 | Urgent | B | 1 | 2025 | 5 | 1 | 2.2 | 5289 | 1388
Fire Safety Systems | Fire Alarm System | Town EM | 1 | Urgent | B | 11 | 2035 | 5 | 1 | 2.2 | 5290 | 23657
Emergency Lighting | Self Contained - Non LED | Town EL | 13 | Urgent | B | 15 | 2039 | 5 | 1 | 2.2 | 5291 | 27880
Emergency Lighting | Self Contained - LED | Town EQ | 1 | Urgent | B | 21 | 2045 | 5 | 1 | 2.2 | 5292 | 32087
Specialist Lighting | Illuminated External Signs | Town EZ | 1 | Medium | B | 1 | 2025 | 5 | 3 | 3.2 | 25458 | 8478
External Lighting | General - Non LED | Town EY | 2 | Medium | B | 1 | 2025 | 5 | 3 | 3.2 | 25459 | 8479
External Doors | Manual and Automatic Doors - Auto / Powered Swing Doors | Town ER | 1 | High | B | 6 | 2030 | 5 | 2 | 2.7 | 14496 | 17615
Central Ventilation Systems | Fan - Axial | Town ET | 1 | Medium | B | 5 | 2029 | 5 | 3 | 3.2 | 25460 | 15155
Fire Safety Systems | Fire Extinguishers - Foam | Town EJ | 1 | Urgent | B | 6 | 2030 | 5 | 1 | 2.2 | 5293 | 16448
Boiler | Atmospheric Gas Burner/Condensing Combination Boiler | Town EX | 1 | Medium | B | 1 | 2025 | 5 | 3 | 3.2 | 25461 | 8480
Security Systems | Manual and Automatic Doors - High Security Door | Town EK | 1 | High | B | 11 | 2035 | 5 | 2 | 2.7 | 14497 | 24449
Roller Shutters | External Manual Roller Shutter | Town EP | 1 | High | B | 21 | 2045 | 5 | 2 | 2.7 | 14498 | 32637
Fire Safety Systems | Fire Alarm Panel / Repeater | Town EW | 1 | Urgent | B | 1 | 2025 | 5 | 1 | 2.2 | 5294 | 1389
Emergency Lighting | Illuminated Fire Exit Signage | Town QN | 1 | Urgent | B | 1 | 2025 | 5 | 1 | 2.2 | 5295 | 1390
LV Distribution | Sub Distribution Board | Town EP | 1 | High | B | 16 | 2040 | 5 | 2 | 2.7 | 14499 | 29186
Multi-System Controls | Control Panel - Electrical Services (excluding Electrical Controllers and Pneumatic Relays) | Town EK | 1 | Medium | B | 1 | 2025 | 5 | 3 | 3.2 | 25462 | 8481
Emergency Lighting | Illuminated Fire Exit Signage | Town EM | 2 | Urgent | C | 1 | 2025 | 4 | 1 | 1.9 | 657 | 471
Fire Safety Systems | Fire Extinguishers - Foam | Town ES | 4 | Urgent | B | 6 | 2030 | 5 | 1 | 2.2 | 5296 | 16449
Heat Emitters | Electric Heaters | Town EJ | 1 | Medium | B | 6 | 2030 | 5 | 3 | 3.2 | 25463 | 18711
General Lighting | General - LED fittings & Luminaires | Town EJ | 10 | Medium | B | 10 | 2034 | 5 | 3 | 3.2 | 25464 | 22842
Access Control | Gate Access - Local Lock / Keypad / Manual (External) | Town EK | 1 | Medium | B | 1 | 2025 | 5 | 3 | 3.2 | 25465 | 8482
Access Control | Gate Access - Local Lock / Keypad / Manual (External) | Town EK | 1 | Medium | B | 7 | 2031 | 5 | 3 | 3.2 | 25466 | 19959
Heat Emitters | Gas Fired Natural and Fan Assisted Heaters | Town EK | 1 | Medium | B | 3 | 2027 | 5 | 3 | 3.2 | 25467 | 13554
Local and Special Ventilation | Fan - Extract | Town EK | 1 | Medium | B | 1 | 2025 | 5 | 3 | 3.2 | 25468 | 8483
LV Distribution | Sub Distribution Board | Town EZ | 1 | High | B | 1 | 2025 | 5 | 2 | 2.7 | 14500 | 3915
Local and Special Ventilation | Fan - Extract | Town EV | 1 | Medium | B | 1 | 2025 | 5 | 3 | 3.2 | 25469 | 8484
Fire Safety Systems | Fire Extinguishers - CO2 | Town EK | 1 | Urgent | B | 2 | 2026 | 5 | 1 | 2.2 | 5297 | 12606
Roller Shutters | External Manual Roller Shutter | Town EN | 1 | High | B | 1 | 2025 | 5 | 2 | 2.7 | 14501 | 3916
Emergency Lighting | Self Contained - LED | Town EM | 2 | Urgent | B | 15 | 2039 | 5 | 1 | 2.2 | 5298 | 27881
Air Conditioning | Multi-Split Condenser - Split Systems/Heat Pumps - Air-cooled with Direct Expansion Evaporator (DX) | Town EK | 1 | Medium | B | 1 | 2025 | 5 | 3 | 3.2 | 25470 | 8485
Air Conditioning | Multi-Split Evaporator - Split Systems/Heat Pumps - Air-cooled with Direct Expansion Evaporator (DX) | Town EJ | 1 | Medium | B | 6 | 2030 | 5 | 3 | 3.2 | 25471 | 18712
LV Distribution | Main Distribution Board | Town EK | 1 | High | B | 1 | 2025 | 5 | 2 | 2.7 | 14502 | 3917
Roller Shutters | External Electric Roller Shutter | Town EK | 1 | High | B | 8 | 2032 | 5 | 2 | 2.7 | 14503 | 20724
Roller Shutters | External Electric Roller Shutter | Town ER | 1 | High | B | 1 | 2025 | 5 | 2 | 2.7 | 14504 | 3918
Roller Shutters | External Electric Roller Shutter | Town EL | 1 | High | B | 1 | 2025 | 5 | 2 | 2.7 | 14505 | 3919
Air Conditioning | Single-Split Evaporator - Split Systems/Heat Pumps - Air-cooled with Direct Expansion Evaporator (DX) | Town EK | 1 | Medium | A | 15 | 2039 | 6 | 3 | 3.5 | 32534 | 28569
Boiler | Electric Boilers | Town FA | 1 | Medium | B | 1 | 2025 | 5 | 3 | 3.2 | 25472 | 8486
External Doors | Entrance Doors | Town ET | 1 | High | C | 25 | 2049 | 4 | 2 | 2.4 | 10587 | 33354
LV Distribution | Sub Distribution Board | Town EV | 1 | High | B | 1 | 2025 | 5 | 2 | 2.7 | 14506 | 3920
General Lighting | General - LED fittings & Luminaires | Town EO | 11 | Medium | B | 1 | 2025 | 5 | 3 | 3.2 | 25473 | 8487
Air Conditioning | Single-Split Condenser - Split Systems/Heat Pumps - Air-cooled with Direct Expansion Evaporator (DX) | Town EK | 1 | Medium | A | 15 | 2039 | 6 | 3 | 3.5 | 32535 | 28570
LV Distribution | Sub Distribution Board | Town EV | 1 | High | B | 1 | 2025 | 5 | 2 | 2.7 | 14507 | 3921
LV Distribution | Main Distribution Board | Town EJ | 1 | High | B | 1 | 2025 | 5 | 2 | 2.7 | 14508 | 3922
Emergency Lighting | Self Contained - LED | Town EK | 2 | Urgent | B | 17 | 2041 | 5 | 1 | 2.2 | 5299 | 30113
Fire Safety Systems | Fire Extinguishers - Foam | Town EL | 2 | Urgent | B | 6 | 2030 | 5 | 1 | 2.2 | 5300 | 16450
LV Distribution | Sub Distribution Board | Town EW | 1 | High | B | 17 | 2041 | 5 | 2 | 2.7 | 14509 | 30328
Fire Safety Systems | Manual and Automatic Doors - Emergency and Panic Escape Doors | Town EV | 1 | Urgent | B | 31 | 2055 | 5 | 1 | 2.2 | 5301 | 33753
Fire Safety Systems | Manual and Automatic Doors - Emergency and Panic Escape Doors | Town EW | 1 | Urgent | B | 6 | 2030 | 5 | 1 | 2.2 | 5302 | 16451
Emergency Lighting | Illuminated Fire Exit Signage | Town EL | 5 | Urgent | B | 17 | 2041 | 5 | 1 | 2.2 | 5303 | 30114
Emergency Lighting | Self Contained - Non LED | Town EM | 4 | Urgent | B | 1 | 2025 | 5 | 1 | 2.2 | 5304 | 1391
LV Distribution | Sub Distribution Board | Town EW | 1 | High | B | 1 | 2025 | 5 | 2 | 2.7 | 14510 | 3923
LV Distribution | Main Distribution Board | Town EJ | 1 | High | B | 1 | 2025 | 5 | 2 | 2.7 | 14511 | 3924
Fire Safety Systems | Fire Extinguishers - Foam | Town EJ | 3 | Urgent | B | 6 | 2030 | 5 | 1 | 2.2 | 5305 | 16452
External Lighting | General - LED | Town ER | 5 | Medium | B | 12 | 2036 | 5 | 3 | 3.2 | 25474 | 26543
Fire Safety Systems | Fire Extinguishers - CO2 | Town EU | 2 | Urgent | B | 6 | 2030 | 5 | 1 | 2.2 | 5306 | 16453
Local Hot Water | Package Electric Water Heaters - Non-Drinking Water | Town EV | 1 | Medium | B | 6 | 2030 | 5 | 3 | 3.2 | 25475 | 18713
LV Distribution | Sub Distribution Board | Town EZ | 1 | High | B | 1 | 2025 | 5 | 2 | 2.7 | 14512 | 3925
LV Distribution | Sub Distribution Board | Town EJ | 1 | High | B | 15 | 2039 | 5 | 2 | 2.7 | 14513 | 28169
General Lighting | General - LED fittings & Luminaires | Town EW | 70 | Medium | B | 17 | 2041 | 5 | 3 | 3.2 | 25476 | 30486
Air Conditioning | Multi-Split Evaporator - Split Systems/Heat Pumps - Air-cooled with Direct Expansion Evaporator (DX) | Town EM | 1 | Medium | B | 1 | 2025 | 5 | 3 | 3.2 | 25477 | 8488
LV Distribution | Main Distribution Board | Town EP | 1 | High | B | 1 | 2025 | 5 | 2 | 2.7 | 14514 | 3926
Fire Safety Systems | Fire Alarm Panel / Repeater | Town EY | 1 | Urgent | B | 11 | 2035 | 5 | 1 | 2.2 | 5307 | 23658
External Doors | Entrance Doors | Town EK | 1 | High | B | 11 | 2035 | 5 | 2 | 2.7 | 14515 | 24450
Heat Emitters | Electric Heaters | Town EJ | 3 | Medium | B | 4 | 2028 | 5 | 3 | 3.2 | 25478 | 14130
Fire Safety Systems | Fire Extinguishers - CO2 | Town ES | 2 | Urgent | B | 6 | 2030 | 5 | 1 | 2.2 | 5308 | 16454
Fire Safety Systems | Fire Extinguishers - Foam | Town EY | 3 | Urgent | B | 6 | 2030 | 5 | 1 | 2.2 | 5309 | 16455
General Lighting | General - LED fittings & Luminaires | Town EU | 72 | Medium | B | 17 | 2041 | 5 | 3 | 3.2 | 25479 | 30487
Fire Safety Systems | Fire Extinguishers - Foam | Town EX | 5 | Urgent | B | 6 | 2030 | 5 | 1 | 2.2 | 5310 | 16456
Local and Special Ventilation | Unit extract fans | Town EL | 1 | Medium | B | 5 | 2029 | 5 | 3 | 3.2 | 25480 | 15156
BMS | BMS Control Panel | Town EX | 1 | High | B | 6 | 2030 | 5 | 2 | 2.7 | 14516 | 17616
Roller Shutters | External Electric Roller Shutter | Town EX | 1 | High | B | 1 | 2025 | 5 | 2 | 2.7 | 14517 | 3927
Access Control | Gate Access - Local Lock / Keypad / Manual (External) | Town EU | 1 | Medium | B | 5 | 2029 | 5 | 3 | 3.2 | 25481 | 15157
Fire Safety Systems | Fire Extinguishers - CO2 | Town EM | 3 | Urgent | B | 7 | 2031 | 5 | 1 | 2.2 | 5311 | 19339
Fire Safety Systems | Fire Alarm System | Town EU | 1 | Urgent | B | 1 | 2025 | 5 | 1 | 2.2 | 5312 | 1392
Roller Shutters | External Manual Roller Shutter | Town GX | 1 | High | B | 1 | 2025 | 5 | 2 | 2.7 | 14518 | 3928
Boiler | Atmospheric Gas Burner/Condensing Combination Boiler | Town GK | 1 | Medium | B | 1 | 2025 | 5 | 3 | 3.2 | 25482 | 8489
Security Systems | Manual and Automatic Doors - High Security Door | Town GJ | 1 | High | B | 26 | 2050 | 5 | 2 | 2.7 | 14519 | 33501
Local Hot Water | Instantaneous Electric Water Heater - Non-Drinking Water | Town GZ | 1 | Medium | B | 1 | 2025 | 5 | 3 | 3.2 | 25483 | 8490
Roller Shutters | External Electric Roller Shutter | Town GN | 1 | High | B | 21 | 2045 | 5 | 2 | 2.7 | 14520 | 32638
Heat Emitters | Gas Fired Unit Heaters | Town AA | 1 | Medium | B | 6 | 2030 | 5 | 3 | 3.2 | 25484 | 18714
Fire Safety Systems | Smoke vents - Smoke Relief-Natural Ventilators | Town AA | 1 | Urgent | B | 1 | 2025 | 5 | 1 | 2.2 | 5313 | 1393
Fire Safety Systems | Fire Alarm Panel / Repeater | Town GW | 1 | Urgent | A | 14 | 2038 | 6 | 1 | 2.5 | 10899 | 27420
Local and Special Ventilation | Fan - Window / Wall Mounted | Town HB | 1 | Medium | B | 1 | 2025 | 5 | 3 | 3.2 | 25485 | 8491
Roller Shutters | External Electric Roller Shutter | Town AA | 1 | High | B | 1 | 2025 | 5 | 2 | 2.7 | 14521 | 3929
Central Ventilation Systems | Fan - General Ventilation | Town GO | 1 | Low | B | 6 | 2030 | 5 | 4 | 3.7 | 33123 | 19104
LV Distribution | Main Distribution Board | Town GP | 1 | High | B | 19 | 2043 | 5 | 2 | 2.7 | 14522 | 31198
Fire Safety Systems | Manual and Automatic Doors - Emergency and Panic Escape Doors | Town GL | 1 | Urgent | B | 11 | 2035 | 5 | 1 | 2.2 | 5314 | 23659
Local and Special Ventilation | Fan - Centrifugal | Town GM | 1 | Medium | B | 1 | 2025 | 5 | 3 | 3.2 | 25486 | 8492
AHU - Internal | Central Heating & Cooling - Electric & DX | Town GO | 1 | Medium | B | 11 | 2035 | 5 | 3 | 3.2 | 25487 | 25263
LV Distribution | Sub Distribution Board | Town GT | 1 | High | D | 1 | 2025 | 3 | 2 | 2.1 | 1168 | 800
Heat Emitters | Unit Heaters | Town GO | 1 | Medium | D | 10 | 2034 | 3 | 3 | 2.6 | 11135 | 22244
Local Hot Water | Instantaneous Electric Water Heater - Non-Drinking Water | Town GS | 1 | Medium | B | 1 | 2025 | 5 | 3 | 3.2 | 25488 | 8493
Air Conditioning | Multi-Split Condenser - DX Split Systems (With Gas, Electric or Hot Water Heaters) | Town GJ | 1 | Medium | B | 1 | 2025 | 5 | 3 | 3.2 | 25489 | 8494
LV Distribution | Sub Distribution Board | Town GS | 1 | High | D | 1 | 2025 | 3 | 2 | 2.1 | 1169 | 801
Heat Emitters | Gas Fired Natural and Fan Assisted Heaters | Town GD | 1 | Medium | B | 1 | 2025 | 5 | 3 | 3.2 | 25490 | 8495
LV Distribution | Sub Distribution Board | Town AA | 1 | High | B | 18 | 2042 | 5 | 2 | 2.7 | 14523 | 30827
LV Distribution | Sub Distribution Board | Town GR | 1 | High | B | 1 | 2025 | 5 | 2 | 2.7 | 14524 | 3930
LV Distribution | Main Switch Panel at Supply Intake | Town HB | 1 | Medium | B | 1 | 2025 | 5 | 3 | 3.2 | 25491 | 8496
Local Hot Water | Electric Water Heater - Drinking Water - Non-Pressurised | Town GS | 1 | Medium | B | 1 | 2025 | 5 | 3 | 3.2 | 25492 | 8497
Roller Shutters | External Electric Roller Shutter | Town HA | 1 | High | B | 1 | 2025 | 5 | 2 | 2.7 | 14525 | 3931
Fire Safety Systems | Fire Alarm System | Town GS | 1 | Urgent | B | 1 | 2025 | 5 | 1 | 2.2 | 5315 | 1394
General Lighting | General - LED fittings & Luminaires | Town GS | 3 | Medium | C | 1 | 2025 | 4 | 3 | 2.9 | 18679 | 5587
Fire Safety Systems | Manual and Automatic Doors - Emergency and Panic Escape Doors | Town AA | 1 | Urgent | B | 14 | 2038 | 5 | 1 | 2.2 | 5316 | 27369
Local Hot Water | Package Electric Water Heaters - Non-Drinking Water | Town GY | 1 | Medium | B | 1 | 2025 | 5 | 3 | 3.2 | 25493 | 8498
Fire Safety Systems | Manual and Automatic Doors - Emergency and Panic Escape Doors | Town HB | 1 | Urgent | B | 1 | 2025 | 5 | 1 | 2.2 | 5317 | 1395
Fire Safety Systems | Fire Extinguishers - Foam | Town GJ | 5 | Urgent | B | 6 | 2030 | 5 | 1 | 2.2 | 5318 | 16457
General Lighting | General - LED fittings & Luminaires | Town GT | 11 | Medium | B | 1 | 2025 | 5 | 3 | 3.2 | 25494 | 8499
Emergency Lighting | Self Contained - LED | Town GK | 8 | Urgent | B | 22 | 2046 | 5 | 1 | 2.2 | 5319 | 32913
External Lighting | General - Non LED | Town GU | 2 | Medium | B | 1 | 2025 | 5 | 3 | 3.2 | 25495 | 8500
Emergency Lighting | Self Contained - LED | Town GS | 1 | Urgent | B | 20 | 2044 | 5 | 1 | 2.2 | 5320 | 31481
Local and Special Ventilation | Fan - Axial | Town GP | 1 | Medium | B | 1 | 2025 | 5 | 3 | 3.2 | 25496 | 8501
Emergency Lighting | Self Contained - Non LED | Town GV | 3 | Urgent | B | 4 | 2028 | 5 | 1 | 2.2 | 5321 | 13828
Emergency Lighting | Self Contained - LED | Town GT | 6 | Urgent | B | 21 | 2045 | 5 | 1 | 2.2 | 5322 | 32088
General Lighting | General - LED fittings & Luminaires | Town AA | 5 | Medium | B | 4 | 2028 | 5 | 3 | 3.2 | 25497 | 14131
Fire Safety Systems | Fire Extinguishers - Foam | Town GQ | 2 | Urgent | B | 1 | 2025 | 5 | 1 | 2.2 | 5323 | 1396
LV Distribution | Sub Distribution Board | Town GS | 1 | High | B | 6 | 2030 | 5 | 2 | 2.7 | 14526 | 17617
Local Hot Water | Instantaneous Electric Water Heater - Non-Drinking Water | Town GR | 1 | Medium | B | 1 | 2025 | 5 | 3 | 3.2 | 25498 | 8502
Roller Shutters | External Window Shutters - Electric | Town GJ | 1 | Medium | B | 1 | 2025 | 5 | 3 | 3.2 | 25499 | 8503
Roller Shutters | External Manual Roller Shutter | Town GR | 1 | High | B | 1 | 2025 | 5 | 2 | 2.7 | 14527 | 3932
External Lighting | General - LED | Town GY | 5 | Medium | B | 6 | 2030 | 5 | 3 | 3.2 | 25500 | 18715
Fire Safety Systems | Fire Extinguishers - Foam | Town GW | 2 | Urgent | B | 7 | 2031 | 5 | 1 | 2.2 | 5324 | 19340
Local and Special Ventilation | Unit extract fans | Town GZ | 1 | Medium | D | 1 | 2025 | 3 | 3 | 2.6 | 11136 | 2641
Fire Safety Systems | Manual and Automatic Doors - Emergency and Panic Escape Doors | Town GR | 1 | Urgent | B | 21 | 2045 | 5 | 1 | 2.2 | 5325 | 32089
Roller Shutters | External Electric Roller Shutter | Town GN | 1 | High | B | 21 | 2045 | 5 | 2 | 2.7 | 14528 | 32639
General Lighting | General - LED fittings & Luminaires | Town GP | 71 | Medium | B | 16 | 2040 | 5 | 3 | 3.2 | 25501 | 29579
Emergency Lighting | Self Contained - Non LED | Town GP | 2 | Urgent | B | 11 | 2035 | 5 | 1 | 2.2 | 5326 | 23660
Heat Emitters | Gas Fired Ceramic Plaque Infra-Red Heaters | Town GS | 1 | Medium | B | 1 | 2025 | 5 | 3 | 3.2 | 25502 | 8504
Emergency Lighting | Self Contained - Non LED | Town AA | 4 | Urgent | B | 6 | 2030 | 5 | 1 | 2.2 | 5327 | 16458
LV Distribution | Main Distribution Board | Town GW | 1 | High | B | 1 | 2025 | 5 | 2 | 2.7 | 14529 | 3933
Multi-System Controls | Multi-Input Controllers | Town GW | 1 | Medium | B | 7 | 2031 | 5 | 3 | 3.2 | 25503 | 19960
Local and Special Ventilation | Fan - Centrifugal | Town GM | 1 | Medium | B | 1 | 2025 | 5 | 3 | 3.2 | 25504 | 8505
Heat Emitters | Radiators - Steel | Town GP | 3 | Medium | B | 1 | 2025 | 5 | 3 | 3.2 | 25505 | 8506
Heat Emitters | Gas Fired Natural and Fan Assisted Heaters | Town GP | 1 | Medium | B | 14 | 2038 | 5 | 3 | 3.2 | 25506 | 27578
External Doors | Manual and Automatic Doors - Auto / Powered Sliding Doors | Town GP | 1 | High | B | 24 | 2048 | 5 | 2 | 2.7 | 14530 | 33267
BMS | BMS Operating Station | Town GS | 1 | High | B | 6 | 2030 | 5 | 2 | 2.7 | 14531 | 17618
Emergency Lighting | Self Contained - Non LED | Town GJ | 4 | Urgent | B | 6 | 2030 | 5 | 1 | 2.2 | 5328 | 16459
Access Control | Gate Access - Local Lock / Keypad / Manual (External) | Town GK | 1 | Medium | B | 5 | 2029 | 5 | 3 | 3.2 | 25507 | 15158
Local and Special Ventilation | Fan - Extract | Town GJ | 1 | Medium | B | 1 | 2025 | 5 | 3 | 3.2 | 25508 | 8507
Emergency Lighting | Illuminated Fire Exit Signage | Town GQ | 3 | Urgent | B | 12 | 2036 | 5 | 1 | 2.2 | 5329 | 26023
Fire Safety Systems | Fire Extinguishers - Foam | Town HA | 3 | Urgent | B | 6 | 2030 | 5 | 1 | 2.2 | 5330 | 16460
Lifts | Passenger Lift Hydraulic - Electric | Town GQ | 1 | Medium | C | 6 | 2030 | 4 | 3 | 2.9 | 18680 | 17938
LV Distribution | Sub Distribution Board | Town GS | 1 | High | B | 1 | 2025 | 5 | 2 | 2.7 | 14532 | 3934
Emergency Lighting | Illuminated Fire Exit Signage | Town HA | 1 | Urgent | B | 16 | 2040 | 5 | 1 | 2.2 | 5331 | 28818
External Lighting | General - LED | Town GS | 6 | Medium | B | 7 | 2031 | 5 | 3 | 3.2 | 25509 | 19961
Security Systems | Manual and Automatic Doors - High Security Door | Town GS | 1 | High | B | 11 | 2035 | 5 | 2 | 2.7 | 14533 | 24451
Local and Special Ventilation | Unit extract fans | Town GN | 1 | Medium | D | 1 | 2025 | 3 | 3 | 2.6 | 11137 | 2642
Roller Shutters | External Manual Roller Shutter | Town GX | 1 | High | B | 5 | 2029 | 5 | 2 | 2.7 | 14534 | 14658
External Doors | Entrance Doors | Town GO | 1 | High | B | 26 | 2050 | 5 | 2 | 2.7 | 14535 | 33502
Heat Emitters | Electric Heaters | Town GO | 1 | Medium | CX | 1 | 2025 | 2 | 3 | 2.3 | 10196 | 2137
Air Conditioning | Single-Split Evaporator - Split Systems/Heat Pumps - Air-cooled with Direct Expansion Evaporator (DX) | Town GJ | 1 | Medium | B | 1 | 2025 | 5 | 3 | 3.2 | 25510 | 8508
LV Distribution | Sub Distribution Board | Town GS | 1 | High | B | 1 | 2025 | 5 | 2 | 2.7 | 14536 | 3935
Local and Special Ventilation | Fan - Extract | Town R | 1 | Medium | B | 1 | 2025 | 5 | 3 | 3.2 | 25511 | 8509
Roller Shutters | External Manual Roller Shutter | Town GY | 1 | High | B | 13 | 2037 | 5 | 2 | 2.7 | 14537 | 26978
Air Conditioning | Multi-Split Condenser - Split Systems/Heat Pumps - Air-cooled with Direct Expansion Evaporator (DX) | Town GK | 1 | Medium | D | 1 | 2025 | 3 | 3 | 2.6 | 11138 | 2643
General Lighting | General - LED fittings & Luminaires | Town GY | 4 | Medium | B | 11 | 2035 | 5 | 3 | 3.2 | 25512 | 25264
Emergency Lighting | Illuminated Fire Exit Signage | Town GN | 2 | Urgent | B | 10 | 2034 | 5 | 1 | 2.2 | 5332 | 22061
Air Conditioning | Single-Split Evaporator - Split Systems/Heat Pumps - Air-cooled with Direct Expansion Evaporator (DX) | Town GO | 1 | Medium | B | 6 | 2030 | 5 | 3 | 3.2 | 25513 | 18716
Local Hot Water | Package Electric Water Heaters - Non-Drinking Water | Town GO | 1 | Medium | B | 8 | 2032 | 5 | 3 | 3.2 | 25514 | 20973
External Doors | Entrance Doors | Town GW | 1 | High | B | 15 | 2039 | 5 | 2 | 2.7 | 14538 | 28170
External Doors | Manual and Automatic Doors - Auto / Powered Sliding Doors | Town GV | 1 | High | B | 21 | 2045 | 5 | 2 | 2.7 | 14539 | 32640
General Lighting | General - LED fittings & Luminaires | Town GD | 11 | Medium | B | 12 | 2036 | 5 | 3 | 3.2 | 25515 | 26544
Heat Emitters | Gas Fired Natural and Fan Assisted Heaters | Town GS | 1 | Medium | B | 1 | 2025 | 5 | 3 | 3.2 | 25516 | 8510
Fire Safety Systems | Manual and Automatic Doors - Emergency and Panic Escape Doors | Town GQ | 1 | Urgent | B | 11 | 2035 | 5 | 1 | 2.2 | 5333 | 23661
General Lighting | General - LED fittings & Luminaires | Town GD | 6 | Medium | C | 12 | 2036 | 4 | 3 | 2.9 | 18681 | 26286
Access Control | Gate Access - Local Lock / Keypad / Manual (External) | Town GS | 1 | Medium | B | 1 | 2025 | 5 | 3 | 3.2 | 25517 | 8511
Heat Emitters | Electric Heaters | Town GQ | 1 | Medium | B | 1 | 2025 | 5 | 3 | 3.2 | 25518 | 8512
External Lighting | General - LED | Town GJ | 2 | Medium | B | 11 | 2035 | 5 | 3 | 3.2 | 25519 | 25265
Air Conditioning | Single-Split Condenser - Split Systems/Heat Pumps - Air-cooled with Direct Expansion Evaporator (DX) | Town GP | 1 | Medium | B | 1 | 2025 | 5 | 3 | 3.2 | 25520 | 8513
Fire Safety Systems | Manual and Automatic Doors - Emergency and Panic Escape Doors | Town GP | 1 | Urgent | B | 24 | 2048 | 5 | 1 | 2.2 | 5334 | 33240
LV Distribution | Main Distribution Board | Town GP | 1 | High | B | 9 | 2033 | 5 | 2 | 2.7 | 14540 | 21596
Central Ventilation Systems | Fan - Extract | Town GQ | 1 | Medium | B | 1 | 2025 | 5 | 3 | 3.2 | 25521 | 8514
Local and Special Ventilation | Fan - Axial | Town GS | 1 | Medium | B | 1 | 2025 | 5 | 3 | 3.2 | 25522 | 8515
Roller Shutters | External Manual Roller Shutter | Town GS | 1 | High | B | 11 | 2035 | 5 | 2 | 2.7 | 14541 | 24452
Roller Shutters | External Electric Roller Shutter | Town GS | 1 | High | B | 20 | 2044 | 5 | 2 | 2.7 | 14542 | 31624
Emergency Lighting | Illuminated Fire Exit Signage | Town GS | 2 | Urgent | B | 1 | 2025 | 5 | 1 | 2.2 | 5335 | 1397
Fire Safety Systems | Fire Extinguishers - Foam | Town GO | 4 | Urgent | B | 6 | 2030 | 5 | 1 | 2.2 | 5336 | 16461
External Doors | Entrance Doors | Town GS | 1 | High | B | 11 | 2035 | 5 | 2 | 2.7 | 14543 | 24453
General Lighting | General - LED fittings & Luminaires | Town GO | 47 | Medium | B | 10 | 2034 | 5 | 3 | 3.2 | 25523 | 22843
Emergency Lighting | Illuminated Fire Exit Signage | Town GS | 1 | Urgent | B | 12 | 2036 | 5 | 1 | 2.2 | 5337 | 26024
Local and Special Ventilation | Fan - General Ventilation | Town GK | 1 | Medium | B | 1 | 2025 | 5 | 3 | 3.2 | 25524 | 8516
External Doors | Entrance Doors | Town GT | 1 | High | D | 1 | 2025 | 3 | 2 | 2.1 | 1170 | 802
Roller Shutters | External Electric Roller Shutter | Town GU | 1 | High | B | 1 | 2025 | 5 | 2 | 2.7 | 14544 | 3936
Emergency Lighting | Self Contained - LED | Town GO | 8 | Urgent | B | 21 | 2045 | 5 | 1 | 2.2 | 5338 | 32090
Fire Safety Systems | Fire Extinguishers - Foam | Town GT | 1 | Urgent | B | 6 | 2030 | 5 | 1 | 2.2 | 5339 | 16462
General Lighting | General - LED fittings & Luminaires | Town GS | 1 | Medium | B | 6 | 2030 | 5 | 3 | 3.2 | 25525 | 18717
Fire Safety Systems | Fire Extinguishers - CO2 | Town GV | 3 | Urgent | B | 6 | 2030 | 5 | 1 | 2.2 | 5340 | 16463
Local and Special Ventilation | Fan - Extract | Town R | 1 | Medium | B | 1 | 2025 | 5 | 3 | 3.2 | 25526 | 8517
Roller Shutters | External Manual Roller Shutter | Town GJ | 1 | High | B | 1 | 2025 | 5 | 2 | 2.7 | 14545 | 3937
Emergency Lighting | Externally Powered - LED | Town GY | 3 | Urgent | B | 23 | 2047 | 5 | 1 | 2.2 | 5341 | 33102
AHU - External | Central Heating & Cooling - Electric & DX | Town GW | 1 | Medium | B | 12 | 2036 | 5 | 3 | 3.2 | 25527 | 26545
Roller Shutters | External Electric Roller Shutter | Town GU | 1 | High | C | 1 | 2025 | 4 | 2 | 2.4 | 10588 | 2425
Local and Special Ventilation | Fan - Extract | Town GT | 1 | Medium | B | 1 | 2025 | 5 | 3 | 3.2 | 25528 | 8518
LV Distribution | Main Distribution Board | Town GP | 1 | High | B | 9 | 2033 | 5 | 2 | 2.7 | 14546 | 21597
Local and Special Ventilation | Fan - General Ventilation | Town GK | 1 | Medium | B | 1 | 2025 | 5 | 3 | 3.2 | 25529 | 8519
Local and Special Ventilation | Fan - Centrifugal | Town GY | 1 | Medium | B | 1 | 2025 | 5 | 3 | 3.2 | 25530 | 8520
Specialist Lighting | Illuminated External Signs | Town GS | 3 | Medium | B | 6 | 2030 | 5 | 3 | 3.2 | 25531 | 18718
Fire Safety Systems | Fire Extinguishers - Foam | Town R | 4 | Urgent | B | 6 | 2030 | 5 | 1 | 2.2 | 5342 | 16464
Fire Safety Systems | Manual and Automatic Doors - Emergency and Panic Escape Doors | Town AA | 1 | Urgent | B | 16 | 2040 | 5 | 1 | 2.2 | 5343 | 28819
Fire Safety Systems | Fire Alarm System | Town GS | 1 | Urgent | B | 1 | 2025 | 5 | 1 | 2.2 | 5344 | 1398
Fire Safety Systems | Manual and Automatic Doors - Emergency and Panic Escape Doors | Town R | 1 | Urgent | A | 33 | 2057 | 6 | 1 | 2.5 | 10900 | 33846
Heat Emitters | Gas Fired Natural and Fan Assisted Heaters | Town GP | 1 | Medium | B | 14 | 2038 | 5 | 3 | 3.2 | 25532 | 27579
Emergency Lighting | Self Contained - Non LED | Town GV | 7 | Urgent | B | 4 | 2028 | 5 | 1 | 2.2 | 5345 | 13829
General Lighting | General - LED fittings & Luminaires | Town GJ | 24 | Medium | B | 1 | 2025 | 5 | 3 | 3.2 | 25533 | 8521
Local and Special Ventilation | Fan - Window / Wall Mounted | Town GW | 1 | Medium | B | 5 | 2029 | 5 | 3 | 3.2 | 25534 | 15159
Local and Special Ventilation | Fan - Extract | Town R | 1 | Medium | B | 1 | 2025 | 5 | 3 | 3.2 | 25535 | 8522
Fire Safety Systems | Manual and Automatic Doors - Emergency and Panic Escape Doors | Town R | 1 | Urgent | B | 11 | 2035 | 5 | 1 | 2.2 | 5346 | 23662
Lifts | Disabled Lift - Hydraulic | Town GK | 1 | High | B | 1 | 2025 | 5 | 2 | 2.7 | 14547 | 3938
Emergency Lighting | Self Contained - Non LED | Town GQ | 3 | Urgent | B | 1 | 2025 | 5 | 1 | 2.2 | 5347 | 1399
Central Ventilation Systems | Fan - General Ventilation | Town GO | 1 | Low | B | 6 | 2030 | 5 | 4 | 3.7 | 33124 | 19105
Roller Shutters | Internal Electric Roller Shutter | Town GO | 1 | Medium | B | 16 | 2040 | 5 | 3 | 3.2 | 25536 | 29580
Roller Shutters | External Manual Roller Shutter | Town GZ | 1 | High | B | 1 | 2025 | 5 | 2 | 2.7 | 14548 | 3939
Barriers & Guardrails | Vehicle Crash Protection Barrier | Town GM | 1 | V Low | B | 1 | 2025 | 5 | 4 | 3.7 | 33125 | 12053
Emergency Lighting | Self Contained - LED | Town AA | 2 | Urgent | B | 21 | 2045 | 5 | 1 | 2.2 | 5348 | 32091
Roller Shutters | External Electric Roller Shutter | Town GZ | 1 | High | B | 1 | 2025 | 5 | 2 | 2.7 | 14549 | 3940
Heat Emitters | Gas Fired Natural and Fan Assisted Heaters | Town GR | 1 | Medium | B | 1 | 2025 | 5 | 3 | 3.2 | 25537 | 8523
Heat Emitters | Electric Overdoor Air Curtain/Heater | Town GS | 1 | Medium | B | 1 | 2025 | 5 | 3 | 3.2 | 25538 | 8524
Emergency Lighting | Illuminated Fire Exit Signage | Town GR | 3 | Urgent | B | 12 | 2036 | 5 | 1 | 2.2 | 5349 | 26025
LV Distribution | Main Distribution Board | Town GL | 1 | High | B | 1 | 2025 | 5 | 2 | 2.7 | 14550 | 3941
LV Distribution | Main Distribution Board | Town GQ | 1 | High | B | 6 | 2030 | 5 | 2 | 2.7 | 14551 | 17619
Local and Special Ventilation | Fan - Extract | Town R | 1 | Medium | B | 6 | 2030 | 5 | 3 | 3.2 | 25539 | 18719
Emergency Lighting | Self Contained - LED | Town GQ | 3 | Urgent | B | 11 | 2035 | 5 | 1 | 2.2 | 5350 | 23663
External Doors | Entrance Doors | Town GU | 1 | High | B | 11 | 2035 | 5 | 2 | 2.7 | 14552 | 24454
Emergency Lighting | Self Contained - LED | Town GS | 4 | Urgent | B | 17 | 2041 | 5 | 1 | 2.2 | 5351 | 30115
Heat Emitters | Electric Heaters | Town GD | 1 | Medium | B | 1 | 2025 | 5 | 3 | 3.2 | 25540 | 8525
Roller Shutters | Internal Electric Roller Shutter | Town GO | 1 | Medium | B | 1 | 2025 | 5 | 3 | 3.2 | 25541 | 8526
Air Conditioning | Single-Split Evaporator - Split Systems/Heat Pumps - Air-cooled with Direct Expansion Evaporator (DX) | Town AA | 1 | Medium | B | 9 | 2033 | 5 | 3 | 3.2 | 25542 | 21782
LV Distribution | Sub Distribution Board | Town AA | 1 | High | D | 3 | 2027 | 3 | 2 | 2.1 | 1171 | 13264
Fire Safety Systems | Fire Alarm Panel / Repeater | Town AA | 1 | Urgent | D | 1 | 2025 | 3 | 1 | 1.6 | 446 | 379
Roller Shutters | External Manual Roller Shutter | Town HB | 1 | High | B | 1 | 2025 | 5 | 2 | 2.7 | 14553 | 3942
Burner | Blown gas burner | Town GQ | 1 | Medium | B | 1 | 2025 | 5 | 3 | 3.2 | 25543 | 8527
Roller Shutters | External Manual Roller Shutter | Town GR | 1 | High | B | 1 | 2025 | 5 | 2 | 2.7 | 14554 | 3943
Local Hot Water | Instantaneous Electric Water Heater - Non-Drinking Water | Town GS | 1 | Medium | B | 1 | 2025 | 5 | 3 | 3.2 | 25544 | 8528
General Lighting | General - LED fittings & Luminaires | Town GS | 12 | Medium | C | 1 | 2025 | 4 | 3 | 2.9 | 18682 | 5588
Emergency Lighting | Self Contained - Non LED | Town GN | 2 | Urgent | B | 7 | 2031 | 5 | 1 | 2.2 | 5352 | 19341
Local and Special Ventilation | Fan - Window / Wall Mounted | Town GS | 1 | Medium | B | 1 | 2025 | 5 | 3 | 3.2 | 25545 | 8529
Roller Shutters | External Electric Roller Shutter | Town GT | 1 | High | B | 10 | 2034 | 5 | 2 | 2.7 | 14555 | 22377
Emergency Lighting | Self Contained - LED | Town GD | 4 | Urgent | B | 17 | 2041 | 5 | 1 | 2.2 | 5353 | 30116
Heat Emitters | Gas Fired Unit Heaters | Town AA | 1 | Medium | B | 1 | 2025 | 5 | 3 | 3.2 | 25546 | 8530
External Doors | Entrance Doors | Town R | 1 | High | B | 11 | 2035 | 5 | 2 | 2.7 | 14556 | 24455
Local and Special Ventilation | Fan - Extract | Town GJ | 1 | Medium | B | 1 | 2025 | 5 | 3 | 3.2 | 25547 | 8531
General Lighting | General - LED fittings & Luminaires | Town GS | 2 | Medium | C | 16 | 2040 | 4 | 3 | 2.9 | 18683 | 29290
Heat Emitters | Electric Heaters | Town GS | 1 | Medium | B | 1 | 2025 | 5 | 3 | 3.2 | 25548 | 8532
AHU - Internal | Central Air Conditioning - Gas Fired | Town GK | 1 | Medium | D | 1 | 2025 | 3 | 3 | 2.6 | 11139 | 2644
External Doors | Entrance Doors | Town R | 1 | High | B | 11 | 2035 | 5 | 2 | 2.7 | 14557 | 24456
Emergency Lighting | Illuminated Fire Exit Signage | Town GS | 3 | Urgent | B | 12 | 2036 | 5 | 1 | 2.2 | 5354 | 26026
Emergency Lighting | Self Contained - LED | Town GK | 10 | Urgent | B | 22 | 2046 | 5 | 1 | 2.2 | 5355 | 32914
Local and Special Ventilation | Fan - Axial | Town GP | 1 | Medium | C | 1 | 2025 | 4 | 3 | 2.9 | 18684 | 5589
LV Distribution | Sub Distribution Board | Town GJ | 1 | High | B | 16 | 2040 | 5 | 2 | 2.7 | 14558 | 29187
Emergency Lighting | Self Contained - LED | Town GS | 6 | Urgent | B | 17 | 2041 | 5 | 1 | 2.2 | 5356 | 30117
Central Ventilation Systems | Fan - General Ventilation | Town GO | 1 | Low | B | 6 | 2030 | 5 | 4 | 3.7 | 33126 | 19106
Specialist Lighting | Illuminated External Signs | Town GR | 1 | Medium | B | 6 | 2030 | 5 | 3 | 3.2 | 25549 | 18720
Emergency Lighting | Self Contained - LED | Town GQ | 1 | Urgent | B | 11 | 2035 | 5 | 1 | 2.2 | 5357 | 23664
Fire Safety Systems | Fire Extinguishers - Foam | Town GJ | 5 | Urgent | B | 6 | 2030 | 5 | 1 | 2.2 | 5358 | 16465
LV Distribution | Sub Distribution Board | Town AA | 1 | High | B | 3 | 2027 | 5 | 2 | 2.7 | 14559 | 13364
LV Distribution | Sub Distribution Board | Town GR | 1 | High | B | 1 | 2025 | 5 | 2 | 2.7 | 14560 | 3944
LV Distribution | Main Distribution Board | Town GQ | 1 | High | B | 6 | 2030 | 5 | 2 | 2.7 | 14561 | 17620
Central Ventilation Systems | Fan - Axial | Town GQ | 1 | Medium | B | 1 | 2025 | 5 | 3 | 3.2 | 25550 | 8533
Emergency Lighting | Self Contained - LED | Town GU | 1 | Urgent | B | 8 | 2032 | 5 | 1 | 2.2 | 5359 | 20431
Emergency Lighting | Self Contained - Non LED | Town AA | 2 | Urgent | B | 6 | 2030 | 5 | 1 | 2.2 | 5360 | 16466
Fire Safety Systems | Fire Extinguishers - Foam | Town HB | 5 | Urgent | A | 10 | 2034 | 6 | 1 | 2.5 | 10901 | 22219
Local and Special Ventilation | Fan - Extract | Town GV | 1 | Medium | B | 1 | 2025 | 5 | 3 | 3.2 | 25551 | 8534
Roller Shutters | External Manual Roller Shutter | Town GS | 1 | High | B | 17 | 2041 | 5 | 2 | 2.7 | 14562 | 30329
Heat Emitters | Electric Heaters | Town GT | 1 | Medium | B | 1 | 2025 | 5 | 3 | 3.2 | 25552 | 8535
Local Hot Water | Instantaneous Electric Water Heater - Non-Drinking Water | Town GU | 1 | Medium | B | 1 | 2025 | 5 | 3 | 3.2 | 25553 | 8536
LV Distribution | Sub Distribution Board | Town GS | 1 | High | B | 1 | 2025 | 5 | 2 | 2.7 | 14563 | 3945
Roller Shutters | External Window Shutters - Manual | Town HA | 1 | Medium | B | 1 | 2025 | 5 | 3 | 3.2 | 25554 | 8537
Emergency Lighting | Illuminated Fire Exit Signage | Town HA | 1 | Urgent | B | 16 | 2040 | 5 | 1 | 2.2 | 5361 | 28820
Access Control | Door Lock / Keypad / Manual | Town GJ | 1 | Medium | B | 1 | 2025 | 5 | 3 | 3.2 | 25555 | 8538
General Lighting | General - LED fittings & Luminaires | Town GQ | 5 | Medium | B | 12 | 2036 | 5 | 3 | 3.2 | 25556 | 26546
LV Distribution | Sub Distribution Board | Town GJ | 1 | High | B | 1 | 2025 | 5 | 2 | 2.7 | 14564 | 3946
Local and Special Ventilation | Fan - General Ventilation | Town GK | 1 | Medium | B | 1 | 2025 | 5 | 3 | 3.2 | 25557 | 8539
General Lighting | General - LED fittings & Luminaires | Town GR | 5 | Medium | C | 12 | 2036 | 4 | 3 | 2.9 | 18685 | 26287
Emergency Lighting | Self Contained - LED | Town AA | 4 | Urgent | B | 21 | 2045 | 5 | 1 | 2.2 | 5362 | 32092
LV Distribution | Sub Distribution Board | Town R | 1 | High | B | 1 | 2025 | 5 | 2 | 2.7 | 14565 | 3947
Roller Shutters | External Electric Roller Shutter | Town AA | 1 | High | D | 1 | 2025 | 3 | 2 | 2.1 | 1172 | 803
Roller Shutters | External Manual Roller Shutter | Town GR | 1 | High | B | 1 | 2025 | 5 | 2 | 2.7 | 14566 | 3948
External Lighting | General - Non LED | Town GO | 2 | Medium | B | 5 | 2029 | 5 | 3 | 3.2 | 25558 | 15160
Local and Special Ventilation | Fan - Extract | Town GJ | 1 | Medium | B | 1 | 2025 | 5 | 3 | 3.2 | 25559 | 8540
Central Heating | Fan - Axial | Town GN | 1 | High | C | 1 | 2025 | 4 | 2 | 2.4 | 10589 | 2426
Heat Emitters | Gas Fired Unit Heaters | Town AJ | 1 | Medium | B | 5 | 2029 | 5 | 3 | 3.2 | 25560 | 15161
LV Distribution | Main Distribution Board | Town AJ | 1 | High | B | 4 | 2028 | 5 | 2 | 2.7 | 14567 | 13953
Hot Water Distribution | Pumps - Centrifugal | Town HP | 1 | Medium | B | 16 | 2040 | 5 | 3 | 3.2 | 25561 | 29581
Air Conditioning | Multi-Split Condenser - Split Systems/Heat Pumps - Air-cooled with Direct Expansion Evaporator (DX) | Town AJ | 1 | Medium | B | 10 | 2034 | 5 | 3 | 3.2 | 25562 | 22844
Air Conditioning | Single-Split Evaporator - Split Systems/Heat Pumps - Air-cooled with Direct Expansion Evaporator (DX) | Town HI | 1 | Medium | B | 14 | 2038 | 5 | 3 | 3.2 | 25563 | 27580
Heat Emitters | Gas Fired Natural and Fan Assisted Heaters | Town JE | 1 | Medium | B | 7 | 2031 | 5 | 3 | 3.2 | 25564 | 19962
Air Conditioning | Multi-Split Condenser - Split Systems/Heat Pumps - Air-cooled with Direct Expansion Evaporator (DX) | Town HG | 1 | Medium | B | 5 | 2029 | 5 | 3 | 3.2 | 25565 | 15162
Air Conditioning | Single-Split Evaporator - Split Systems/Heat Pumps - Air-cooled with Direct Expansion Evaporator (DX) | Town HD | 1 | Medium | B | 1 | 2025 | 5 | 3 | 3.2 | 25566 | 8541
Central Ventilation Systems | Fan - Bifurcated | Town AJ | 1 | Medium | B | 5 | 2029 | 5 | 3 | 3.2 | 25567 | 15163
Central Ventilation Systems | Fan - Bifurcated | Town AJ | 1 | Medium | B | 5 | 2029 | 5 | 3 | 3.2 | 25568 | 15164
Barriers & Guardrails | Vehicle Crash Protection Barrier | Town HI | 1 | V Low | B | 2 | 2026 | 5 | 4 | 3.7 | 33127 | 13237
LV Distribution | Main Distribution Board | Town HF | 1 | High | B | 3 | 2027 | 5 | 2 | 2.7 | 14568 | 13365
Local Hot Water | Package Electric Water Heaters - Non-Drinking Water | Town AJ | 1 | Medium | B | 2 | 2026 | 5 | 3 | 3.2 | 25569 | 13098
Local and Special Ventilation | Fan - General Ventilation | Town HN | 1 | Medium | B | 10 | 2034 | 5 | 3 | 3.2 | 25570 | 22845
Lifts | Passenger Lift Hydraulic - Electric | Town HF | 1 | Medium | C | 6 | 2030 | 4 | 3 | 2.9 | 18686 | 17939
Roller Shutters | Internal Electric Roller Shutter | Town AJ | 1 | Medium | B | 17 | 2041 | 5 | 3 | 3.2 | 25571 | 30488
Roller Shutters | External Electric Roller Shutter | Town HI | 1 | High | B | 21 | 2045 | 5 | 2 | 2.7 | 14569 | 32641
Local and Special Ventilation | Fan - Extract | Town HI | 1 | Medium | CX | 1 | 2025 | 2 | 3 | 2.3 | 10197 | 2138
Roller Shutters | External Manual Roller Shutter | Town HH | 1 | High | B | 1 | 2025 | 5 | 2 | 2.7 | 14570 | 3949
Fire Safety Systems | Fire Alarm Panel / Repeater | Town HI | 1 | Urgent | B | 2 | 2026 | 5 | 1 | 2.2 | 5363 | 12607
Barriers & Guardrails | Vehicle Crash Protection Barrier | Town HI | 1 | V Low | B | 2 | 2026 | 5 | 4 | 3.7 | 33128 | 13238
Emergency Lighting | Illuminated Fire Exit Signage | Town HP | 2 | Urgent | B | 16 | 2040 | 5 | 1 | 2.2 | 5364 | 28821
General Lighting | General - LED fittings & Luminaires | Town HF | 49 | Medium | B | 15 | 2039 | 5 | 3 | 3.2 | 25572 | 28435
Fire Safety Systems | Fire Extinguishers - CO2 | Town HM | 2 | Urgent | B | 6 | 2030 | 5 | 1 | 2.2 | 5365 | 16467
Roller Shutters | Internal Electric Roller Shutter | Town HI | 1 | Medium | B | 12 | 2036 | 5 | 3 | 3.2 | 25573 | 26547
External Doors | Entrance Doors | Town AJ | 1 | High | B | 5 | 2029 | 5 | 2 | 2.7 | 14571 | 14659
Communication Systems | PA System | Town HM | 1 | Medium | B | 2 | 2026 | 5 | 3 | 3.2 | 25574 | 13099
Emergency Lighting | Self Contained - LED | Town HP | 4 | Urgent | B | 21 | 2045 | 5 | 1 | 2.2 | 5366 | 32093
General Lighting | General - LED fittings & Luminaires | Town HN | 114 | Medium | B | 15 | 2039 | 5 | 3 | 3.2 | 25575 | 28436
Emergency Lighting | Illuminated Fire Exit Signage | Town HL | 1 | Urgent | B | 6 | 2030 | 5 | 1 | 2.2 | 5367 | 16468
Roller Shutters | External Electric Roller Shutter | Town HK | 1 | High | B | 11 | 2035 | 5 | 2 | 2.7 | 14572 | 24457
LV Distribution | Sub Distribution Board | Town HC | 1 | High | B | 12 | 2036 | 5 | 2 | 2.7 | 14573 | 26195
Emergency Lighting | Illuminated Fire Exit Signage | Town HI | 3 | Urgent | B | 7 | 2031 | 5 | 1 | 2.2 | 5368 | 19342
Fire Safety Systems | Fire Extinguishers - Powder | Town HI | 4 | Urgent | B | 7 | 2031 | 5 | 1 | 2.2 | 5369 | 19343
Fire Safety Systems | Fire Extinguishers - Foam | Town HL | 1 | Urgent | B | 6 | 2030 | 5 | 1 | 2.2 | 5370 | 16469
Air Conditioning | Single-Split Condenser - Split Systems/Heat Pumps - Air-cooled with Direct Expansion Evaporator (DX) | Town HI | 1 | Medium | B | 4 | 2028 | 5 | 3 | 3.2 | 25576 | 14132
Emergency Lighting | Illuminated Fire Exit Signage | Town AJ | 4 | Urgent | B | 16 | 2040 | 5 | 1 | 2.2 | 5371 | 28822
Multi-System Controls | Control Panel - Electrical Services (excluding Electrical Controllers and Pneumatic Relays) | Town HF | 1 | Medium | B | 3 | 2027 | 5 | 3 | 3.2 | 25577 | 13555
Central Cooling | Fan - Axial | Town HM | 1 | Medium | B | 1 | 2025 | 5 | 3 | 3.2 | 25578 | 8542
Fire Safety Systems | Fire Alarm Panel / Repeater | Town HE | 1 | Urgent | B | 11 | 2035 | 5 | 1 | 2.2 | 5372 | 23665
General Lighting | General - LED fittings & Luminaires | Town AJ | 5 | Medium | B | 1 | 2025 | 5 | 3 | 3.2 | 25579 | 8543
Fire Safety Systems | Fire Extinguishers - CO2 | Town HF | 3 | Urgent | B | 2 | 2026 | 5 | 1 | 2.2 | 5373 | 12608
Fire Safety Systems | Fire Extinguishers - Water | Town HP | 2 | Urgent | B | 6 | 2030 | 5 | 1 | 2.2 | 5374 | 16470
Air Conditioning | Single-Split Condenser - Split Systems/Heat Pumps - Air-cooled with Direct Expansion Evaporator (DX) | Town HL | 1 | Medium | B | 12 | 2036 | 5 | 3 | 3.2 | 25580 | 26548
Air Conditioning | Single-Split Evaporator - Split Systems/Heat Pumps - Air-cooled with Direct Expansion Evaporator (DX) | Town HL | 1 | Medium | B | 12 | 2036 | 5 | 3 | 3.2 | 25581 | 26549
Roller Shutters | External Electric Roller Shutter | Town HE | 1 | High | B | 5 | 2029 | 5 | 2 | 2.7 | 14574 | 14660
External Lighting | General - LED | Town HP | 3 | Medium | B | 11 | 2035 | 5 | 3 | 3.2 | 25582 | 25266
General Lighting | General - LED fittings & Luminaires | Town HR | 1 | Medium | C | 13 | 2037 | 4 | 3 | 2.9 | 18687 | 27046
Emergency Lighting | Self Contained - LED | Town HQ | 12 | Urgent | B | 17 | 2041 | 5 | 1 | 2.2 | 5375 | 30118
Lifts | Passenger Lift Hydraulic - Electric | Town HM | 1 | Medium | B | 2 | 2026 | 5 | 3 | 3.2 | 25583 | 13100
Heat Emitters | Electric Heaters | Town HI | 3 | Medium | B | 1 | 2025 | 5 | 3 | 3.2 | 25584 | 8544
General Lighting | General - LED fittings & Luminaires | Town HL | 5 | Medium | B | 6 | 2030 | 5 | 3 | 3.2 | 25585 | 18721
Security Systems | Manual and Automatic Doors - High Security Door | Town HM | 1 | High | C | 17 | 2041 | 4 | 2 | 2.4 | 10590 | 30266
Emergency Lighting | Self Contained - LED | Town HK | 14 | Urgent | B | 21 | 2045 | 5 | 1 | 2.2 | 5376 | 32094
General Lighting | General - LED fittings & Luminaires | Town HL | 3 | Medium | B | 6 | 2030 | 5 | 3 | 3.2 | 25586 | 18722
General Lighting | General - LED fittings & Luminaires | Town HL | 4 | Medium | B | 6 | 2030 | 5 | 3 | 3.2 | 25587 | 18723
External Doors | Entrance Doors | Town JE | 1 | High | B | 20 | 2044 | 5 | 2 | 2.7 | 14575 | 31625
External Doors | Entrance Doors | Town JE | 1 | High | B | 20 | 2044 | 5 | 2 | 2.7 | 14576 | 31626
Local and Special Ventilation | Fan - Extract | Town AJ | 1 | Medium | B | 1 | 2025 | 5 | 3 | 3.2 | 25588 | 8545
General Lighting | General - LED fittings & Luminaires | Town HK | 49 | Medium | B | 16 | 2040 | 5 | 3 | 3.2 | 25589 | 29582
Local and Special Ventilation | Fan - Extract | Town HP | 1 | Medium | B | 1 | 2025 | 5 | 3 | 3.2 | 25590 | 8546
Fire Safety Systems | Manual and Automatic Doors - Emergency and Panic Escape Doors | Town HG | 1 | Urgent | B | 25 | 2049 | 5 | 1 | 2.2 | 5377 | 33304
Emergency Lighting | Illuminated Fire Exit Signage | Town JE | 2 | Urgent | B | 16 | 2040 | 5 | 1 | 2.2 | 5378 | 28823
Emergency Lighting | Illuminated Fire Exit Signage | Town HR | 4 | Urgent | B | 13 | 2037 | 5 | 1 | 2.2 | 5379 | 26854
Fire Safety Systems | Fire Extinguishers - Foam | Town HE | 2 | Urgent | B | 6 | 2030 | 5 | 1 | 2.2 | 5380 | 16471
Fire Safety Systems | Fire Extinguishers - CO2 | Town HL | 13 | Urgent | B | 6 | 2030 | 5 | 1 | 2.2 | 5381 | 16472
Emergency Lighting | Illuminated Fire Exit Signage | Town HK | 6 | Urgent | B | 16 | 2040 | 5 | 1 | 2.2 | 5382 | 28824
Access Control | Gate Access - Local Lock / Keypad / Manual (External) | Town HI | 1 | Medium | B | 2 | 2026 | 5 | 3 | 3.2 | 25591 | 13101
Emergency Lighting | Self Contained - Non LED | Town HF | 1 | Urgent | B | 8 | 2032 | 5 | 1 | 2.2 | 5383 | 20432
Fire Safety Systems | Fire Extinguishers - Foam | Town HC | 3 | Urgent | B | 2 | 2026 | 5 | 1 | 2.2 | 5384 | 12609
Fire Safety Systems | Fire Extinguishers - CO2 | Town HO | 3 | Urgent | B | 6 | 2030 | 5 | 1 | 2.2 | 5385 | 16473
Local and Special Ventilation | Fan - Axial | Town HH | 1 | Medium | B | 1 | 2025 | 5 | 3 | 3.2 | 25592 | 8547
Emergency Lighting | Self Contained - LED | Town HI | 8 | Urgent | B | 23 | 2047 | 5 | 1 | 2.2 | 5386 | 33103
Emergency Lighting | Self Contained - Non LED | Town HI | 4 | Urgent | B | 1 | 2025 | 5 | 1 | 2.2 | 5387 | 1400
Emergency Lighting | Self Contained - LED | Town HH | 4 | Urgent | B | 11 | 2035 | 5 | 1 | 2.2 | 5388 | 23666
AHU - Internal | Central Air Conditioning - Electric & DX | Town HI | 1 | High | B | 19 | 2043 | 5 | 2 | 2.7 | 14577 | 31199
LV Distribution | Main Distribution Board | Town HI | 1 | High | B | 19 | 2043 | 5 | 2 | 2.7 | 14578 | 31200
LV Distribution | Main Distribution Board | Town AJ | 1 | High | B | 1 | 2025 | 5 | 2 | 2.7 | 14579 | 3950
External Doors | Entrance Doors | Town JE | 1 | High | B | 21 | 2045 | 5 | 2 | 2.7 | 14580 | 32642
Fire Safety Systems | Fire Extinguishers - Foam | Town HK | 5 | Urgent | B | 6 | 2030 | 5 | 1 | 2.2 | 5389 | 16474
Local Hot Water | Instantaneous Electric Water Heater - Non-Drinking Water | Town HI | 1 | Medium | B | 1 | 2025 | 5 | 3 | 3.2 | 25593 | 8548
Burner | Forced draft gas burner | Town HN | 1 | Medium | B | 1 | 2025 | 5 | 3 | 3.2 | 25594 | 8549
Roller Shutters | External Manual Roller Shutter | Town HQ | 1 | High | B | 1 | 2025 | 5 | 2 | 2.7 | 14581 | 3951
Emergency Lighting | Self Contained - LED | Town HF | 5 | Urgent | B | 17 | 2041 | 5 | 1 | 2.2 | 5390 | 30119
General Lighting | General - LED fittings & Luminaires | Town HR | 30 | Medium | B | 13 | 2037 | 5 | 3 | 3.2 | 25595 | 27150
Access Control | Gate Access - Local Lock / Keypad / Manual (External) | Town HF | 1 | Medium | B | 1 | 2025 | 5 | 3 | 3.2 | 25596 | 8550
Roller Shutters | Internal Electric Roller Shutter | Town HP | 1 | Medium | B | 11 | 2035 | 5 | 3 | 3.2 | 25597 | 25267
Boiler | Atmospheric Gas Burner/Condensing Combination Boiler (domestic type) | Town HL | 1 | High | B | 1 | 2025 | 5 | 2 | 2.7 | 14582 | 3952
Fire Safety Systems | Automatic Fire Dampers | Town HN | 1 | Urgent | B | 8 | 2032 | 5 | 1 | 2.2 | 5391 | 20433
Roller Shutters | External Manual Roller Shutter | Town HI | 1 | High | B | 1 | 2025 | 5 | 2 | 2.7 | 14583 | 3953
Emergency Lighting | Self Contained - LED | Town HR | 7 | Urgent | B | 18 | 2042 | 5 | 1 | 2.2 | 5392 | 30652
Roller Shutters | External Manual Roller Shutter | Town AJ | 1 | High | B | 1 | 2025 | 5 | 2 | 2.7 | 14584 | 3954
Roller Shutters | External Electric Roller Shutter | Town AJ | 1 | High | B | 18 | 2042 | 5 | 2 | 2.7 | 14585 | 30828
General Lighting | General - LED fittings & Luminaires | Town AJ | 42 | Medium | B | 16 | 2040 | 5 | 3 | 3.2 | 25598 | 29583
Heat Emitters | Electric Heaters | Town AJ | 2 | Medium | B | 1 | 2025 | 5 | 3 | 3.2 | 25599 | 8551
General Lighting | General - LED fittings & Luminaires | Town HL | 48 | Medium | B | 6 | 2030 | 5 | 3 | 3.2 | 25600 | 18724
Local and Special Ventilation | Fan - Extract | Town AJ | 1 | Medium | B | 1 | 2025 | 5 | 3 | 3.2 | 25601 | 8552
Heat Emitters | Gas Radiant Tube Heaters | Town HP | 1 | Medium | C | 1 | 2025 | 4 | 3 | 2.9 | 18688 | 5590
Roller Shutters | Internal Electric Roller Shutter | Town JE | 1 | Medium | B | 10 | 2034 | 5 | 3 | 3.2 | 25602 | 22846
Heat Emitters | Electric Heaters | Town HO | 1 | Medium | B | 1 | 2025 | 5 | 3 | 3.2 | 25603 | 8553
General Lighting | General - LED fittings & Luminaires | Town HQ | 3 | Medium | B | 1 | 2025 | 5 | 3 | 3.2 | 25604 | 8554
Fire Safety Systems | Fire Extinguishers - CO2 | Town HQ | 1 | Urgent | B | 2 | 2026 | 5 | 1 | 2.2 | 5393 | 12610
Roller Shutters | External Manual Roller Shutter | Town HJ | 1 | High | B | 8 | 2032 | 5 | 2 | 2.7 | 14586 | 20725
External Doors | Entrance Doors | Town HK | 1 | High | B | 11 | 2035 | 5 | 2 | 2.7 | 14587 | 24458
Security Systems | Manual and Automatic Doors - High Security Door | Town HI | 1 | High | B | 22 | 2046 | 5 | 2 | 2.7 | 14588 | 33027
Air Conditioning | Single-Split Evaporator - Split Systems/Heat Pumps - Air-cooled with Direct Expansion Evaporator (DX) | Town HD | 1 | Medium | B | 1 | 2025 | 5 | 3 | 3.2 | 25605 | 8555
Fire Safety Systems | Fire Alarm Panel / Repeater | Town HI | 1 | Urgent | B | 1 | 2025 | 5 | 1 | 2.2 | 5394 | 1401
Fire Safety Systems | Fire Extinguishers - Foam | Town HM | 4 | Urgent | B | 6 | 2030 | 5 | 1 | 2.2 | 5395 | 16475
General Lighting | General - LED fittings & Luminaires | Town HE | 36 | Medium | B | 16 | 2040 | 5 | 3 | 3.2 | 25606 | 29584
Roller Shutters | External Manual Roller Shutter | Town HG | 1 | High | B | 15 | 2039 | 5 | 2 | 2.7 | 14589 | 28171
Roller Shutters | External Manual Roller Shutter | Town HL | 1 | High | B | 1 | 2025 | 5 | 2 | 2.7 | 14590 | 3955
Fire Safety Systems | Fire Extinguishers - Powder | Town AJ | 1 | Urgent | B | 6 | 2030 | 5 | 1 | 2.2 | 5396 | 16476
Fire Safety Systems | Fire Extinguishers - CO2 | Town HQ | 1 | Urgent | B | 2 | 2026 | 5 | 1 | 2.2 | 5397 | 12611
Fire Safety Systems | Fire Extinguishers - CO2 | Town HD | 3 | Urgent | B | 6 | 2030 | 5 | 1 | 2.2 | 5398 | 16477
General Lighting | General - LED fittings & Luminaires | Town HH | 5 | Medium | B | 6 | 2030 | 5 | 3 | 3.2 | 25607 | 18725
Fire Safety Systems | Fire Extinguishers - Powder | Town HL | 1 | Urgent | B | 6 | 2030 | 5 | 1 | 2.2 | 5399 | 16478
Local and Special Ventilation | Fan - General Ventilation | Town HE | 1 | Medium | B | 1 | 2025 | 5 | 3 | 3.2 | 25608 | 8556
Local Hot Water | Package Electric Water Heaters - Non-Drinking Water | Town HL | 1 | Medium | B | 1 | 2025 | 5 | 3 | 3.2 | 25609 | 8557
LV Distribution | Main Distribution Board | Town HL | 1 | High | B | 1 | 2025 | 5 | 2 | 2.7 | 14591 | 3956
Fire Safety Systems | Manual and Automatic Doors - Emergency and Panic Escape Doors | Town AJ | 1 | Urgent | B | 15 | 2039 | 5 | 1 | 2.2 | 5400 | 27882
Roller Shutters | External Manual Roller Shutter | Town HH | 1 | High | B | 1 | 2025 | 5 | 2 | 2.7 | 14592 | 3957
Air Conditioning | Multi-Split Condenser - Split Systems/Heat Pumps - Air-cooled with Direct Expansion Evaporator (DX) | Town HG | 1 | Medium | B | 5 | 2029 | 5 | 3 | 3.2 | 25610 | 15165
Central Ventilation Systems | Fan - General Ventilation | Town HC | 1 | Low | B | 1 | 2025 | 5 | 4 | 3.7 | 33129 | 12054
LV Distribution | Sub Distribution Board | Town HP | 1 | High | B | 1 | 2025 | 5 | 2 | 2.7 | 14593 | 3958
Barriers & Guardrails | Vehicle Crash Protection Barrier | Town HI | 1 | V Low | B | 2 | 2026 | 5 | 4 | 3.7 | 33130 | 13239
Local and Special Ventilation | Fan - Centrifugal | Town HI | 1 | Medium | B | 2 | 2026 | 5 | 3 | 3.2 | 25611 | 13102
Emergency Lighting | Self Contained - Non LED | Town HI | 1 | Urgent | B | 23 | 2047 | 5 | 1 | 2.2 | 5401 | 33104
Local and Special Ventilation | Fan - Centrifugal | Town HD | 1 | Medium | B | 8 | 2032 | 5 | 3 | 3.2 | 25612 | 20974
Access Control | Gate Access - Local Lock / Keypad / Manual (External) | Town HF | 1 | Medium | B | 1 | 2025 | 5 | 3 | 3.2 | 25613 | 8558
Fire Safety Systems | Fire Extinguishers - CO2 | Town AJ | 4 | Urgent | B | 6 | 2030 | 5 | 1 | 2.2 | 5402 | 16479
LV Distribution | Sub Distribution Board | Town HJ | 1 | High | C | 6 | 2030 | 4 | 2 | 2.4 | 10591 | 17331
Multi-System Controls | Control Panel - Electrical Services (excluding Electrical Controllers and Pneumatic Relays) | Town HM | 1 | Medium | C | 2 | 2026 | 4 | 3 | 2.9 | 18689 | 12976
General Lighting | General - LED fittings & Luminaires | Town HP | 76 | Medium | B | 16 | 2040 | 5 | 3 | 3.2 | 25614 | 29585
Emergency Lighting | Self Contained - Non LED | Town HE | 2 | Urgent | C | 4 | 2028 | 4 | 1 | 1.9 | 658 | 13746
Emergency Lighting | Illuminated Fire Exit Signage | Town HM | 3 | Urgent | B | 13 | 2037 | 5 | 1 | 2.2 | 5403 | 26855
Central Cooling | Fan - Axial | Town HD | 1 | Medium | B | 1 | 2025 | 5 | 3 | 3.2 | 25615 | 8559
Emergency Lighting | Self Contained - Non LED | Town HE | 2 | Urgent | C | 4 | 2028 | 4 | 1 | 1.9 | 659 | 13747
Fire Safety Systems | Fire Blanket | Town AJ | 1 | Urgent | B | 1 | 2025 | 5 | 1 | 2.2 | 5404 | 1402
Fire Safety Systems | Fire Extinguishers - Foam | Town HG | 5 | Urgent | B | 5 | 2029 | 5 | 1 | 2.2 | 5405 | 14389
General Lighting | General - LED fittings & Luminaires | Town HG | 24 | Medium | B | 15 | 2039 | 5 | 3 | 3.2 | 25616 | 28437
Fire Safety Systems | Fire Extinguishers - CO2 | Town HI | 5 | Urgent | B | 7 | 2031 | 5 | 1 | 2.2 | 5406 | 19344
Heat Emitters | Gas Fired Natural and Fan Assisted Heaters | Town HL | 1 | Medium | B | 1 | 2025 | 5 | 3 | 3.2 | 25617 | 8560
Roller Shutters | External Electric Roller Shutter | Town AJ | 1 | High | B | 18 | 2042 | 5 | 2 | 2.7 | 14594 | 30829
Local and Special Ventilation | Fan - Extract | Town HI | 1 | Medium | DX | 1 | 2025 | 1 | 3 | 2 | 883 | 594
Emergency Lighting | Self Contained - Non LED | Town HD | 1 | Urgent | B | 6 | 2030 | 5 | 1 | 2.2 | 5407 | 16480
External Lighting | General - LED | Town HO | 1 | Medium | B | 8 | 2032 | 5 | 3 | 3.2 | 25618 | 20975
Local and Special Ventilation | Fan - Axial | Town HM | 1 | Medium | B | 6 | 2030 | 5 | 3 | 3.2 | 25619 | 18726
Central Ventilation Systems | Fan - Bifurcated | Town AJ | 1 | Medium | B | 5 | 2029 | 5 | 3 | 3.2 | 25620 | 15166
Barriers & Guardrails | Vehicle Crash Protection Barrier | Town HI | 1 | V Low | B | 2 | 2026 | 5 | 4 | 3.7 | 33131 | 13240
Air Conditioning | Single-Split Condenser - Split Systems/Heat Pumps - Air-cooled with Direct Expansion Evaporator (DX) | Town HI | 1 | Medium | B | 14 | 2038 | 5 | 3 | 3.2 | 25621 | 27581
Air Conditioning | Multi-Split Evaporator - Split Systems/Heat Pumps - Air-cooled with Direct Expansion Evaporator (DX) | Town AJ | 1 | Medium | B | 10 | 2034 | 5 | 3 | 3.2 | 25622 | 22847
LV Distribution | Main Distribution Board | Town HN | 1 | High | B | 15 | 2039 | 5 | 2 | 2.7 | 14595 | 28172
Specialist Lighting | Illuminated External Signs | Town HI | 1 | Medium | B | 7 | 2031 | 5 | 3 | 3.2 | 25623 | 19963
Fire Safety Systems | Fire Extinguishers - Foam | Town HI | 5 | Urgent | B | 9 | 2033 | 5 | 1 | 2.2 | 5408 | 21346
Local and Special Ventilation | Fan - General Ventilation | Town HG | 1 | Medium | B | 5 | 2029 | 5 | 3 | 3.2 | 25624 | 15167
Fire Safety Systems | Manual and Automatic Doors - Emergency and Panic Escape Doors | Town HL | 1 | Urgent | B | 11 | 2035 | 5 | 1 | 2.2 | 5409 | 23667
Emergency Lighting | Illuminated Fire Exit Signage | Town HF | 5 | Urgent | B | 12 | 2036 | 5 | 1 | 2.2 | 5410 | 26027
Heat Emitters | Electric Heaters | Town HJ | 1 | Medium | B | 2 | 2026 | 5 | 3 | 3.2 | 25625 | 13103
Fire Safety Systems | Fire Extinguishers - CO2 | Town HL | 2 | Urgent | B | 6 | 2030 | 5 | 1 | 2.2 | 5411 | 16481
Heat Emitters | Gas Fired Unit Heaters | Town HE | 1 | Medium | DX | 1 | 2025 | 1 | 3 | 2 | 884 | 595
Fire Safety Systems | Manual and Automatic Doors - Emergency and Panic Escape Doors | Town AJ | 1 | Urgent | B | 11 | 2035 | 5 | 1 | 2.2 | 5412 | 23668
Emergency Lighting | Self Contained - LED | Town JE | 7 | Urgent | B | 22 | 2046 | 5 | 1 | 2.2 | 5413 | 32915
General Lighting | General - LED fittings & Luminaires | Town HE | 4 | Medium | C | 2 | 2026 | 4 | 3 | 2.9 | 18690 | 12977
Heat Emitters | Gas Fired Unit Heaters | Town HD | 1 | Medium | A | 14 | 2038 | 6 | 3 | 3.5 | 32536 | 27675
External Doors | Entrance Doors | Town HP | 1 | High | B | 21 | 2045 | 5 | 2 | 2.7 | 14596 | 32643
Fire Safety Systems | Manual and Automatic Doors - Emergency and Panic Escape Doors | Town HF | 1 | Urgent | B | 21 | 2045 | 5 | 1 | 2.2 | 5414 | 32095
Heat Emitters | Electric Overdoor Air Curtain/Heater | Town HC | 1 | Medium | B | 1 | 2025 | 5 | 3 | 3.2 | 25626 | 8561
Local and Special Ventilation | Fan - Axial | Town HO | 1 | Medium | B | 8 | 2032 | 5 | 3 | 3.2 | 25627 | 20976
Local Hot Water | Package Electric Water Heaters - Non-Drinking Water | Town HL | 1 | Medium | B | 1 | 2025 | 5 | 3 | 3.2 | 25628 | 8562
LV Distribution | Sub Distribution Board | Town HM | 1 | High | B | 16 | 2040 | 5 | 2 | 2.7 | 14597 | 29188
Heat Emitters | Gas Fired Natural and Fan Assisted Heaters | Town HR | 1 | Medium | B | 8 | 2032 | 5 | 3 | 3.2 | 25629 | 20977
General Lighting | General - LED fittings & Luminaires | Town HI | 8 | Medium | B | 18 | 2042 | 5 | 3 | 3.2 | 25630 | 30955
Air Conditioning | Single-Split Condenser - Split Systems/Heat Pumps - Air-cooled with Direct Expansion Evaporator (DX) | Town HE | 1 | Medium | B | 1 | 2025 | 5 | 3 | 3.2 | 25631 | 8563
Local Hot Water | Instantaneous Electric Water Heater - Non-Drinking Water | Town HR | 1 | Medium | B | 8 | 2032 | 5 | 3 | 3.2 | 25632 | 20978
Roller Shutters | Internal Electric Roller Shutter | Town HR | 1 | Medium | B | 17 | 2041 | 5 | 3 | 3.2 | 25633 | 30489
Fire Safety Systems | Fire Extinguishers - CO2 | Town HN | 2 | Urgent | B | 5 | 2029 | 5 | 1 | 2.2 | 5415 | 14390
Heat Emitters | Radiators - Steel | Town HE | 4 | Medium | B | 1 | 2025 | 5 | 3 | 3.2 | 25634 | 8564
Air Conditioning | Single-Split Condenser - Split Systems/Heat Pumps - Air-cooled with Direct Expansion Evaporator (DX) | Town HL | 1 | Medium | B | 12 | 2036 | 5 | 3 | 3.2 | 25635 | 26550
Heat Emitters | Gas Fired Natural and Fan Assisted Heaters | Town HL | 1 | Medium | B | 1 | 2025 | 5 | 3 | 3.2 | 25636 | 8565
Local and Special Ventilation | Fan - Axial | Town HH | 1 | Medium | B | 1 | 2025 | 5 | 3 | 3.2 | 25637 | 8566
BMS | BMS Control Panel | Town HL | 1 | High | B | 1 | 2025 | 5 | 2 | 2.7 | 14598 | 3959
LV Distribution | Sub Distribution Board | Town HF | 1 | High | B | 12 | 2036 | 5 | 2 | 2.7 | 14599 | 26196
Multi-System Controls | Control Panel - Electrical Services (excluding Electrical Controllers and Pneumatic Relays) | Town HO | 1 | Medium | B | 2 | 2026 | 5 | 3 | 3.2 | 25638 | 13104
General Lighting | General - LED fittings & Luminaires | Town HL | 13 | Medium | C | 6 | 2030 | 4 | 3 | 2.9 | 18691 | 17940
General Lighting | General - LED fittings & Luminaires | Town HG | 71 | Medium | B | 16 | 2040 | 5 | 3 | 3.2 | 25639 | 29586
LV Distribution | Main Distribution Board | Town HR | 1 | High | B | 13 | 2037 | 5 | 2 | 2.7 | 14600 | 26979
LV Distribution | Main Distribution Board | Town HL | 1 | High | B | 6 | 2030 | 5 | 2 | 2.7 | 14601 | 17621
Local and Special Ventilation | Fan - Extract | Town AJ | 1 | Medium | B | 1 | 2025 | 5 | 3 | 3.2 | 25640 | 8567
Fire Safety Systems | Fire Alarm System | Town AJ | 1 | Urgent | B | 1 | 2025 | 5 | 1 | 2.2 | 5416 | 1403
Air Conditioning | Single-Split Condenser - Split Systems/Heat Pumps - Air-cooled with Direct Expansion Evaporator (DX) | Town HD | 1 | Medium | B | 1 | 2025 | 5 | 3 | 3.2 | 25641 | 8568
General Lighting | General - LED fittings & Luminaires | Town AJ | 15 | Medium | B | 17 | 2041 | 5 | 3 | 3.2 | 25642 | 30490
Fire Safety Systems | Fire Extinguishers - CO2 | Town HE | 2 | Urgent | B | 7 | 2031 | 5 | 1 | 2.2 | 5417 | 19345
Air Conditioning | Single-Split Condenser - Split Systems/Heat Pumps - Air-cooled with Direct Expansion Evaporator (DX) | Town HN | 1 | Medium | B | 5 | 2029 | 5 | 3 | 3.2 | 25643 | 15168
Fire Safety Systems | Manual and Automatic Doors - Emergency and Panic Escape Doors | Town HG | 1 | Urgent | A | 34 | 2058 | 6 | 1 | 2.5 | 10902 | 33864
Fire Safety Systems | Manual and Automatic Doors - Emergency and Panic Escape Doors | Town HN | 1 | Urgent | B | 30 | 2054 | 5 | 1 | 2.2 | 5418 | 33677
Fire Safety Systems | Fire Alarm System | Town HC | 1 | Urgent | B | 1 | 2025 | 5 | 1 | 2.2 | 5419 | 1404
General Lighting | General - LED fittings & Luminaires | Town JE | 33 | Medium | B | 16 | 2040 | 5 | 3 | 3.2 | 25644 | 29587
General Lighting | General - LED fittings & Luminaires | Town AY | 5 | Medium | C | 1 | 2025 | 4 | 3 | 2.9 | 18692 | 5591
Local and Special Ventilation | Fan - Extract | Town A | 1 | Medium | B | 1 | 2025 | 5 | 3 | 3.2 | 25645 | 8569
Air Conditioning | Single-Split Evaporator - Split Systems/Heat Pumps - Air-cooled with Direct Expansion Evaporator (DX) | Town AQ | 1 | Medium | B | 1 | 2025 | 5 | 3 | 3.2 | 25646 | 8570
LV Distribution | Main Distribution Board | Town IF | 1 | High | B | 17 | 2041 | 5 | 2 | 2.7 | 14602 | 30330
Boiler | Atmospheric Gas Burner/Condensing Combination Boiler (domestic type) | Town IC | 1 | High | B | 1 | 2025 | 5 | 2 | 2.7 | 14603 | 3960
Heat Emitters | Gas Fired Unit Heaters | Town HW | 1 | Medium | A | 15 | 2039 | 6 | 3 | 3.5 | 32537 | 28571
LV Distribution | Sub Distribution Board | Town IG | 1 | High | B | 2 | 2026 | 5 | 2 | 2.7 | 14604 | 12904
Local and Special Ventilation | Fan - Window / Wall Mounted | Town HW | 1 | Medium | B | 1 | 2025 | 5 | 3 | 3.2 | 25647 | 8571
Local and Special Ventilation | Unit extract fans | Town AQ | 1 | Medium | B | 1 | 2025 | 5 | 3 | 3.2 | 25648 | 8572
Emergency Lighting | Self Contained - LED | Town HU | 5 | Urgent | C | 11 | 2035 | 4 | 1 | 1.9 | 660 | 23270
AHU - Internal | Central Heating & Cooling - Electric & DX | Town IF | 1 | Medium | B | 9 | 2033 | 5 | 3 | 3.2 | 25649 | 21783
Air Conditioning | Single-Split Evaporator - Split Systems/Heat Pumps - Air-cooled with Direct Expansion Evaporator (DX) | Town A | 1 | Medium | D | 1 | 2025 | 3 | 3 | 2.6 | 11140 | 2645
LV Distribution | Main Distribution Board | Town IF | 1 | High | B | 1 | 2025 | 5 | 2 | 2.7 | 14605 | 3961
LV Distribution | Main Distribution Board | Town A | 1 | High | B | 19 | 2043 | 5 | 2 | 2.7 | 14606 | 31201
Burner | Atmospheric Gas Burner | Town HZ | 1 | Medium | B | 1 | 2025 | 5 | 3 | 3.2 | 25650 | 8573
Local and Special Ventilation | Fan - Extract | Town HV | 1 | Medium | B | 5 | 2029 | 5 | 3 | 3.2 | 25651 | 15169
AHU - Internal | Central Air Conditioning - Gas Fired | Town HZ | 1 | Medium | B | 1 | 2025 | 5 | 3 | 3.2 | 25652 | 8574
Fire Safety Systems | Fire Alarm Panel / Repeater | Town A | 1 | Urgent | B | 1 | 2025 | 5 | 1 | 2.2 | 5420 | 1405
Fire Safety Systems | Fire Alarm Panel / Repeater | Town IE | 1 | Urgent | B | 12 | 2036 | 5 | 1 | 2.2 | 5421 | 26028
LV Distribution | Sub Distribution Board | Town HV | 1 | High | B | 1 | 2025 | 5 | 2 | 2.7 | 14607 | 3962
Fire Safety Systems | Fire Alarm System | Town HY | 1 | Urgent | B | 1 | 2025 | 5 | 1 | 2.2 | 5422 | 1406
Barriers & Guardrails | Fixed Edge Protection | Town IG | 1 | High | B | 2 | 2026 | 5 | 2 | 2.7 | 14608 | 12905
Roller Shutters | External Electric Roller Shutter | Town II | 1 | High | B | 11 | 2035 | 5 | 2 | 2.7 | 14609 | 24459
Roller Shutters | External Manual Roller Shutter | Town IH | 1 | High | B | 1 | 2025 | 5 | 2 | 2.7 | 14610 | 3963
LV Distribution | Main Switch Panel at Supply Intake | Town HT | 1 | Medium | B | 10 | 2034 | 5 | 3 | 3.2 | 25653 | 22848
Central Heating | Fan - General Ventilation | Town AQ | 1 | Medium | B | 1 | 2025 | 5 | 3 | 3.2 | 25654 | 8575
Roller Shutters | External Electric Roller Shutter | Town AY | 1 | High | B | 1 | 2025 | 5 | 2 | 2.7 | 14611 | 3964
LV Distribution | Sub Distribution Board | Town HU | 1 | High | B | 6 | 2030 | 5 | 2 | 2.7 | 14612 | 17622
External Doors | Manual and Automatic Doors - Auto / Powered Sliding Doors | Town AY | 1 | High | B | 21 | 2045 | 5 | 2 | 2.7 | 14613 | 32644
Fire Safety Systems | Manual and Automatic Doors - Emergency and Panic Escape Doors | Town HW | 1 | Urgent | B | 17 | 2041 | 5 | 1 | 2.2 | 5423 | 30120
Roller Shutters | External Window Shutters - Electric | Town HZ | 1 | Medium | B | 1 | 2025 | 5 | 3 | 3.2 | 25655 | 8576
General Lighting | General - LED fittings & Luminaires | Town IF | 9 | Medium | B | 17 | 2041 | 5 | 3 | 3.2 | 25656 | 30491
Roller Shutters | External Manual Roller Shutter - 24 High x 25 Wide | Town II | 1 | Urgent | B | 1 | 2025 | 5 | 1 | 2.2 | 5424 | 1407
Local and Special Ventilation | Fan - Extract | Town HV | 1 | Medium | B | 1 | 2025 | 5 | 3 | 3.2 | 25657 | 8577
Heat Emitters | Radiators - Steel | Town AY | 1 | Medium | B | 1 | 2025 | 5 | 3 | 3.2 | 25658 | 8578
Fire Safety Systems | Fire Extinguishers - Foam | Town IC | 1 | Urgent | B | 5 | 2029 | 5 | 1 | 2.2 | 5425 | 14391
Emergency Lighting | Self Contained - LED | Town HW | 1 | Urgent | B | 18 | 2042 | 5 | 1 | 2.2 | 5426 | 30653
General Lighting | General - LED fittings & Luminaires | Town A | 1 | Medium | B | 1 | 2025 | 5 | 3 | 3.2 | 25659 | 8579
Fire Safety Systems | Fire Extinguishers - Foam | Town II | 4 | Urgent | B | 6 | 2030 | 5 | 1 | 2.2 | 5427 | 16482
Heat Emitters | Electric Heaters | Town IF | 2 | Medium | B | 1 | 2025 | 5 | 3 | 3.2 | 25660 | 8580
Access Control | Door Lock / Keypad / Manual | Town IB | 1 | Medium | B | 8 | 2032 | 5 | 3 | 3.2 | 25661 | 20979
Emergency Lighting | Self Contained - LED | Town HX | 10 | Urgent | B | 21 | 2045 | 5 | 1 | 2.2 | 5428 | 32096
Heat Emitters | Radiators - Steel | Town IB | 3 | Medium | B | 2 | 2026 | 5 | 3 | 3.2 | 25662 | 13105
Fire Safety Systems | Fire Extinguishers - CO2 | Town AY | 2 | Urgent | B | 2 | 2026 | 5 | 1 | 2.2 | 5429 | 12612
Roller Shutters | External Manual Roller Shutter | Town HW | 1 | High | D | 7 | 2031 | 3 | 2 | 2.1 | 1173 | 19138
Emergency Lighting | Illuminated Fire Exit Signage | Town A | 1 | Urgent | B | 16 | 2040 | 5 | 1 | 2.2 | 5430 | 28825
Fire Safety Systems | Fire Extinguishers - Foam | Town HS | 1 | Urgent | B | 1 | 2025 | 5 | 1 | 2.2 | 5431 | 1408
Emergency Lighting | Self Contained - LED | Town II | 2 | Urgent | B | 19 | 2043 | 5 | 1 | 2.2 | 5432 | 31076
General Lighting | General - LED fittings & Luminaires | Town HX | 14 | Medium | B | 1 | 2025 | 5 | 3 | 3.2 | 25663 | 8581
Air Conditioning | Multi-Split Evaporator - Split Systems/Heat Pumps - Air-cooled with Direct Expansion Evaporator (DX) | Town IF | 1 | Medium | B | 5 | 2029 | 5 | 3 | 3.2 | 25664 | 15170
Roller Shutters | External Manual Roller Shutter | Town IE | 1 | High | C | 1 | 2025 | 4 | 2 | 2.4 | 10592 | 2427
Fire Safety Systems | Automatic Fire Dampers | Town AQ | 1 | Urgent | B | 1 | 2025 | 5 | 1 | 2.2 | 5433 | 1409
Local and Special Ventilation | Fan - Axial | Town IB | 1 | Medium | B | 1 | 2025 | 5 | 3 | 3.2 | 25665 | 8582
Fire Safety Systems | Fire Alarm Panel / Repeater | Town IJ | 1 | Urgent | B | 8 | 2032 | 5 | 1 | 2.2 | 5434 | 20434
LV Distribution | Sub Distribution Board | Town AY | 1 | High | B | 1 | 2025 | 5 | 2 | 2.7 | 14614 | 3965
Heat Emitters | Electric Heaters | Town IA | 2 | Medium | B | 1 | 2025 | 5 | 3 | 3.2 | 25666 | 8583
Fire Safety Systems | Fire Extinguishers - Foam | Town A | 4 | Urgent | B | 8 | 2032 | 5 | 1 | 2.2 | 5435 | 20435
Barriers & Guardrails | Vehicle Crash Protection Barrier | Town IB | 11 | V Low | B | 1 | 2025 | 5 | 4 | 3.7 | 33132 | 12055
Security Systems | Manual and Automatic Doors - High Security Door | Town HZ | 1 | High | B | 11 | 2035 | 5 | 2 | 2.7 | 14615 | 24460
Burner | Forced draft gas burner | Town AY | 1 | Medium | B | 1 | 2025 | 5 | 3 | 3.2 | 25667 | 8584
Barriers & Guardrails | Vehicle Crash Protection Barrier | Town HX | 29 | V Low | B | 11 | 2035 | 5 | 4 | 3.7 | 33133 | 25724
General Lighting | General - LED fittings & Luminaires | Town IA | 1 | Medium | B | 16 | 2040 | 5 | 3 | 3.2 | 25668 | 29588
Heat Emitters | Radiators - Steel | Town HU | 1 | Medium | B | 6 | 2030 | 5 | 3 | 3.2 | 25669 | 18727
Multi-System Controls | Control Panel - Electrical Services (excluding Electrical Controllers and Pneumatic Relays) | Town IB | 1 | Medium | B | 6 | 2030 | 5 | 3 | 3.2 | 25670 | 18728
General Lighting | General - LED fittings & Luminaires | Town A | 13 | Medium | B | 16 | 2040 | 5 | 3 | 3.2 | 25671 | 29589
Multi-System Controls | Control Panel - Electrical Services (excluding Electrical Controllers and Pneumatic Relays) | Town IG | 1 | Medium | B | 2 | 2026 | 5 | 3 | 3.2 | 25672 | 13106
Heat Emitters | Electric Heaters | Town IH | 3 | Medium | B | 1 | 2025 | 5 | 3 | 3.2 | 25673 | 8585
Fire Safety Systems | Fire Extinguishers - Foam | Town AY | 3 | Urgent | B | 1 | 2025 | 5 | 1 | 2.2 | 5436 | 1410
Fire Safety Systems | Fire Extinguishers - Foam | Town A | 4 | Urgent | B | 9 | 2033 | 5 | 1 | 2.2 | 5437 | 21347
Access Control | Gate Access - Local Lock / Keypad / Manual (External) | Town HU | 3 | Medium | B | 1 | 2025 | 5 | 3 | 3.2 | 25674 | 8586
Emergency Lighting | Self Contained - LED | Town IB | 7 | Urgent | B | 21 | 2045 | 5 | 1 | 2.2 | 5438 | 32097
Emergency Lighting | Self Contained - LED | Town HX | 2 | Urgent | B | 21 | 2045 | 5 | 1 | 2.2 | 5439 | 32098
Local and Special Ventilation | Fan - Window / Wall Mounted | Town HY | 1 | Medium | B | 8 | 2032 | 5 | 3 | 3.2 | 25675 | 20980
Local Hot Water | Instantaneous Electric Water Heater - Non-Drinking Water | Town A | 1 | Medium | B | 11 | 2035 | 5 | 3 | 3.2 | 25676 | 25268
Fire Safety Systems | Fire Alarm Panel / Repeater | Town A | 1 | Urgent | B | 11 | 2035 | 5 | 1 | 2.2 | 5440 | 23669
Fire Safety Systems | Fire Extinguishers - Foam | Town HZ | 5 | Urgent | B | 6 | 2030 | 5 | 1 | 2.2 | 5441 | 16483
LV Distribution | Sub Distribution Board | Town IB | 1 | High | B | 5 | 2029 | 5 | 2 | 2.7 | 14616 | 14661
LV Distribution | Sub Distribution Board | Town AY | 1 | High | D | 1 | 2025 | 3 | 2 | 2.1 | 1174 | 804
Boiler | Atmospheric Gas Burner Boiler - Small and/or Wall Hung for Light Commercial Installation | Town HX | 1 | Medium | B | 5 | 2029 | 5 | 3 | 3.2 | 25677 | 15171
Heat Emitters | Electric Overdoor Air Curtain/Heater | Town IE | 1 | Medium | B | 1 | 2025 | 5 | 3 | 3.2 | 25678 | 8587
Central Cooling | Fan - Axial | Town IG | 1 | Medium | B | 5 | 2029 | 5 | 3 | 3.2 | 25679 | 15172
Emergency Lighting | Self Contained - LED | Town IF | 9 | Urgent | B | 22 | 2046 | 5 | 1 | 2.2 | 5442 | 32916
Fire Safety Systems | Fire Extinguishers - CO2 | Town IH | 2 | Urgent | B | 6 | 2030 | 5 | 1 | 2.2 | 5443 | 16484
External Doors | Entrance Doors | Town IF | 1 | High | B | 20 | 2044 | 5 | 2 | 2.7 | 14617 | 31627
General Lighting | General - LED fittings & Luminaires | Town HX | 4 | Medium | B | 16 | 2040 | 5 | 3 | 3.2 | 25680 | 29590
General Lighting | General - LED fittings & Luminaires | Town AY | 15 | Medium | B | 12 | 2036 | 5 | 3 | 3.2 | 25681 | 26551
Fire Safety Systems | Fire Alarm System | Town HX | 1 | Urgent | B | 3 | 2027 | 5 | 1 | 2.2 | 5444 | 13290
Central Ventilation Systems | Fan - General Ventilation | Town IF | 1 | Low | B | 3 | 2027 | 5 | 4 | 3.7 | 33134 | 13726
Roller Shutters | External Electric Roller Shutter | Town AQ | 1 | High | B | 11 | 2035 | 5 | 2 | 2.7 | 14618 | 24461
LV Distribution | Sub Distribution Board | Town IA | 1 | High | B | 4 | 2028 | 5 | 2 | 2.7 | 14619 | 13954
External Doors | Manual and Automatic Doors - Auto / Powered Sliding Doors | Town HT | 1 | High | B | 25 | 2049 | 5 | 2 | 2.7 | 14620 | 33396
Access Control | Gate Access - Local Lock / Keypad / Manual (External) | Town A | 1 | Medium | B | 1 | 2025 | 5 | 3 | 3.2 | 25682 | 8588
Emergency Lighting | Illuminated Fire Exit Signage | Town HT | 5 | Urgent | B | 16 | 2040 | 5 | 1 | 2.2 | 5445 | 28826
Air Conditioning | Single-Split Condenser - Split Systems/Heat Pumps - Air-cooled with Direct Expansion Evaporator (DX) | Town A | 1 | Medium | B | 1 | 2025 | 5 | 3 | 3.2 | 25683 | 8589
Heat Emitters | Electric Heaters | Town HV | 5 | Medium | D | 4 | 2028 | 3 | 3 | 2.6 | 11141 | 13891
Fire Safety Systems | Fire Extinguishers - Foam | Town HS | 2 | Urgent | B | 1 | 2025 | 5 | 1 | 2.2 | 5446 | 1411
Fire Safety Systems | Manual and Automatic Doors - Emergency and Panic Escape Doors | Town IE | 1 | Urgent | DX | 1 | 2025 | 1 | 1 | 1 | 12 | 7
General Lighting | General - LED fittings & Luminaires | Town HU | 6 | Medium | B | 1 | 2025 | 5 | 3 | 3.2 | 25684 | 8590
Emergency Lighting | Self Contained - LED | Town HS | 7 | Urgent | C | 11 | 2035 | 4 | 1 | 1.9 | 661 | 23271
General Lighting | General - LED fittings & Luminaires | Town AY | 10 | Medium | B | 12 | 2036 | 5 | 3 | 3.2 | 25685 | 26552
Fire Safety Systems | Manual and Automatic Doors - Emergency and Panic Escape Doors | Town IA | 1 | Urgent | B | 13 | 2037 | 5 | 1 | 2.2 | 5447 | 26856
External Doors | Entrance Doors | Town IC | 1 | High | B | 11 | 2035 | 5 | 2 | 2.7 | 14621 | 24462
Emergency Lighting | Self Contained - LED | Town IB | 13 | Urgent | B | 21 | 2045 | 5 | 1 | 2.2 | 5448 | 32099
Specialist Lighting | Illuminated External Signs | Town HU | 1 | Medium | B | 6 | 2030 | 5 | 3 | 3.2 | 25686 | 18729
External Lighting | General - LED | Town IH | 1 | Medium | B | 11 | 2035 | 5 | 3 | 3.2 | 25687 | 25269
Heat Emitters | Radiators - Aluminium | Town AQ | 2 | Medium | B | 6 | 2030 | 5 | 3 | 3.2 | 25688 | 18730
LV Distribution | Sub Distribution Board | Town HW | 1 | High | B | 2 | 2026 | 5 | 2 | 2.7 | 14622 | 12906
Emergency Lighting | Self Contained - LED | Town ID | 16 | Urgent | B | 11 | 2035 | 5 | 1 | 2.2 | 5449 | 23670
Emergency Lighting | Illuminated Fire Exit Signage | Town IG | 5 | Urgent | B | 13 | 2037 | 5 | 1 | 2.2 | 5450 | 26857
Local and Special Ventilation | Unit extract fans | Town AQ | 1 | Medium | CX | 1 | 2025 | 2 | 3 | 2.3 | 10198 | 2139
Local and Special Ventilation | Fan - Window / Wall Mounted | Town IG | 1 | Medium | B | 4 | 2028 | 5 | 3 | 3.2 | 25689 | 14133
Roller Shutters | Internal Electric Roller Shutter | Town AY | 1 | Medium | B | 11 | 2035 | 5 | 3 | 3.2 | 25690 | 25270
External Doors | Entrance Doors | Town HX | 1 | High | B | 11 | 2035 | 5 | 2 | 2.7 | 14623 | 24463
General Lighting | General - LED fittings & Luminaires | Town IC | 1 | Medium | B | 18 | 2042 | 5 | 3 | 3.2 | 25691 | 30956
Local Hot Water | Package Electric Water Heaters - Non-Drinking Water | Town IJ | 1 | Medium | C | 11 | 2035 | 4 | 3 | 2.9 | 18693 | 24871
Central Cooling | Fan - Axial | Town IG | 1 | Medium | B | 1 | 2025 | 5 | 3 | 3.2 | 25692 | 8591
Local and Special Ventilation | Fan - Centrifugal | Town A | 1 | Medium | B | 1 | 2025 | 5 | 3 | 3.2 | 25693 | 8592
Fire Safety Systems | Automatic Fire Dampers | Town A | 1 | Urgent | B | 1 | 2025 | 5 | 1 | 2.2 | 5451 | 1412
Fire Safety Systems | Fire Extinguishers - CO2 | Town AQ | 4 | Urgent | B | 2 | 2026 | 5 | 1 | 2.2 | 5452 | 12613
Fire Safety Systems | Fire Blanket | Town HY | 1 | Urgent | B | 4 | 2028 | 5 | 1 | 2.2 | 5453 | 13830
Roller Shutters | External Manual Roller Shutter | Town IH | 1 | High | B | 1 | 2025 | 5 | 2 | 2.7 | 14624 | 3966
Local and Special Ventilation | Fan - Window / Wall Mounted | Town IA | 1 | Medium | CX | 1 | 2025 | 2 | 3 | 2.3 | 10199 | 2140
LV Distribution | Sub Distribution Board | Town IF | 1 | High | B | 17 | 2041 | 5 | 2 | 2.7 | 14625 | 30331
Local Hot Water | Package Electric Water Heaters - Non-Drinking Water | Town IJ | 1 | Medium | A | 11 | 2035 | 6 | 3 | 3.5 | 32538 | 25711
Fire Safety Systems | Fire Alarm Panel / Repeater | Town AQ | 1 | Urgent | B | 7 | 2031 | 5 | 1 | 2.2 | 5454 | 19346
Central Cooling | Fan - Axial | Town IG | 1 | Medium | B | 1 | 2025 | 5 | 3 | 3.2 | 25694 | 8593
LV Distribution | Main Distribution Board | Town ID | 1 | High | B | 6 | 2030 | 5 | 2 | 2.7 | 14626 | 17623
General Lighting | General - LED fittings & Luminaires | Town AY | 84 | Medium | B | 12 | 2036 | 5 | 3 | 3.2 | 25695 | 26553
LV Distribution | Main Distribution Board | Town A | 1 | High | B | 20 | 2044 | 5 | 2 | 2.7 | 14627 | 31628
Central Ventilation Systems | Fan - Axial | Town HS | 1 | Medium | B | 1 | 2025 | 5 | 3 | 3.2 | 25696 | 8594
Roller Shutters | Internal Manual Roller Shutter | Town IF | 1 | Medium | B | 1 | 2025 | 5 | 3 | 3.2 | 25697 | 8595
Access Control | Gate Access - Local Lock / Keypad / Manual (External) | Town A | 1 | Medium | B | 1 | 2025 | 5 | 3 | 3.2 | 25698 | 8596
Fire Safety Systems | Fire Extinguishers - CO2 | Town IF | 2 | Urgent | B | 6 | 2030 | 5 | 1 | 2.2 | 5455 | 16485
Emergency Lighting | Illuminated Fire Exit Signage | Town BK | 4 | Urgent | B | 16 | 2040 | 5 | 1 | 2.2 | 5456 | 28827
LV Distribution | Main Distribution Board | Town A | 1 | High | B | 1 | 2025 | 5 | 2 | 2.7 | 14628 | 3967
Emergency Lighting | Self Contained - LED | Town AY | 5 | Urgent | C | 11 | 2035 | 4 | 1 | 1.9 | 662 | 23272
Roller Shutters | External Electric Roller Shutter | Town A | 1 | High | B | 25 | 2049 | 5 | 2 | 2.7 | 14629 | 33397
Fire Safety Systems | Manual and Automatic Doors - Emergency and Panic Escape Doors | Town AY | 1 | Urgent | B | 11 | 2035 | 5 | 1 | 2.2 | 5457 | 23671
Heat Emitters | Electric Heaters | Town A | 4 | Medium | B | 1 | 2025 | 5 | 3 | 3.2 | 25699 | 8597
LV Distribution | Sub Distribution Board | Town IG | 1 | High | B | 2 | 2026 | 5 | 2 | 2.7 | 14630 | 12907
Air Conditioning | Single-Split Evaporator - Split Systems/Heat Pumps - Air-cooled with Direct Expansion Evaporator (DX) | Town HW | 1 | Medium | B | 1 | 2025 | 5 | 3 | 3.2 | 25700 | 8598
Fire Safety Systems | Manual and Automatic Doors - Emergency and Panic Escape Doors | Town AY | 1 | Urgent | B | 11 | 2035 | 5 | 1 | 2.2 | 5458 | 23672
Roller Shutters | External Manual Roller Shutter | Town IH | 1 | High | B | 1 | 2025 | 5 | 2 | 2.7 | 14631 | 3968
LV Distribution | Sub Distribution Board | Town IA | 1 | High | B | 12 | 2036 | 5 | 2 | 2.7 | 14632 | 26197
Central Ventilation Systems | Fan - Axial | Town AY | 1 | Medium | B | 1 | 2025 | 5 | 3 | 3.2 | 25701 | 8599
Air Conditioning | Multi-Split Condenser - DX Split Systems (With Gas, Electric or Hot Water Heaters) | Town AQ | 1 | Medium | B | 1 | 2025 | 5 | 3 | 3.2 | 25702 | 8600
Central Cooling | Fan - Axial | Town HW | 1 | Medium | B | 1 | 2025 | 5 | 3 | 3.2 | 25703 | 8601
External Lighting | General - LED | Town HU | 4 | Medium | B | 1 | 2025 | 5 | 3 | 3.2 | 25704 | 8602
Fire Safety Systems | Manual and Automatic Doors - Emergency and Panic Escape Doors | Town A | 1 | Urgent | B | 1 | 2025 | 5 | 1 | 2.2 | 5459 | 1413
Central Cooling | Fan - Axial | Town HW | 1 | Medium | B | 1 | 2025 | 5 | 3 | 3.2 | 25705 | 8603
Local and Special Ventilation | Fan - Extract | Town A | 1 | Medium | C | 1 | 2025 | 4 | 3 | 2.9 | 18694 | 5592
Fire Safety Systems | Fire Alarm System | Town HU | 1 | Urgent | B | 1 | 2025 | 5 | 1 | 2.2 | 5460 | 1414
Emergency Lighting | Self Contained - LED | Town AY | 5 | Urgent | C | 11 | 2035 | 4 | 1 | 1.9 | 663 | 23273
Fire Safety Systems | Fire Extinguishers - Foam | Town HT | 5 | Urgent | B | 6 | 2030 | 5 | 1 | 2.2 | 5461 | 16486
Local and Special Ventilation | Unit extract fans | Town IH | 1 | Medium | B | 1 | 2025 | 5 | 3 | 3.2 | 25706 | 8604
Fire Safety Systems | Fire Extinguishers - Foam | Town HW | 2 | Urgent | B | 6 | 2030 | 5 | 1 | 2.2 | 5462 | 16487
Emergency Lighting | Illuminated Fire Exit Signage | Town HS | 1 | Urgent | B | 12 | 2036 | 5 | 1 | 2.2 | 5463 | 26029
Heat Emitters | Electric Heaters | Town AQ | 5 | Medium | B | 1 | 2025 | 5 | 3 | 3.2 | 25707 | 8605
Local and Special Ventilation | Fan - Window / Wall Mounted | Town IB | 1 | Medium | B | 12 | 2036 | 5 | 3 | 3.2 | 25708 | 26554
Lifts | Disabled Lift - Electric | Town HT | 1 | High | B | 5 | 2029 | 5 | 2 | 2.7 | 14633 | 14662
Local and Special Ventilation | Fan - Centrifugal | Town A | 1 | Medium | B | 1 | 2025 | 5 | 3 | 3.2 | 25709 | 8606
Heat Emitters | Electric Heaters | Town IE | 2 | Medium | CX | 1 | 2025 | 2 | 3 | 2.3 | 10200 | 2141
LV Distribution | Sub Distribution Board | Town AY | 1 | High | B | 1 | 2025 | 5 | 2 | 2.7 | 14634 | 3969
External Doors | Manual and Automatic Doors - Auto / Powered Sliding Doors | Town AQ | 1 | High | B | 11 | 2035 | 5 | 2 | 2.7 | 14635 | 24464
Emergency Lighting | Illuminated Fire Exit Signage | Town IC | 1 | Urgent | B | 18 | 2042 | 5 | 1 | 2.2 | 5464 | 30654
Multi-System Controls | Control Panel - Electrical Services (excluding Electrical Controllers and Pneumatic Relays) | Town HZ | 1 | Medium | B | 1 | 2025 | 5 | 3 | 3.2 | 25710 | 8607
General Lighting | General - LED fittings & Luminaires | Town IG | 6 | Medium | B | 13 | 2037 | 5 | 3 | 3.2 | 25711 | 27151
Fire Safety Systems | Fire Extinguishers - Foam | Town IB | 7 | Urgent | B | 7 | 2031 | 5 | 1 | 2.2 | 5465 | 19347
LV Distribution | Sub Distribution Board | Town IA | 1 | High | B | 9 | 2033 | 5 | 2 | 2.7 | 14636 | 21598
Roller Shutters | External Electric Roller Shutter | Town HV | 1 | High | B | 9 | 2033 | 5 | 2 | 2.7 | 14637 | 21599
External Lighting | General - LED | Town IF | 4 | Medium | B | 12 | 2036 | 5 | 3 | 3.2 | 25712 | 26555
Barriers & Guardrails | Vehicle Crash Protection Barrier | Town IB | 2 | V Low | C | 1 | 2025 | 4 | 4 | 3.4 | 32417 | 11699
LV Distribution | Main Distribution Board | Town IF | 1 | High | B | 1 | 2025 | 5 | 2 | 2.7 | 14638 | 3970
Local and Special Ventilation | Fan - Window / Wall Mounted | Town AY | 1 | Medium | B | 1 | 2025 | 5 | 3 | 3.2 | 25713 | 8608
External Doors | Entrance Doors | Town IA | 1 | High | B | 13 | 2037 | 5 | 2 | 2.7 | 14639 | 26980
Fire Safety Systems | Fire Alarm System | Town BK | 1 | Urgent | B | 3 | 2027 | 5 | 1 | 2.2 | 5466 | 13291
Emergency Lighting | Illuminated Fire Exit Signage | Town HW | 2 | Urgent | B | 13 | 2037 | 5 | 1 | 2.2 | 5467 | 26858
Heat Emitters | Gas Fired Unit Heaters | Town HY | 1 | Medium | B | 1 | 2025 | 5 | 3 | 3.2 | 25714 | 8609
Local and Special Ventilation | Fan - Window / Wall Mounted | Town HU | 1 | Medium | B | 1 | 2025 | 5 | 3 | 3.2 | 25715 | 8610
LV Distribution | Sub Distribution Board | Town HX | 1 | High | B | 6 | 2030 | 5 | 2 | 2.7 | 14640 | 17624
Heat Emitters | Electric Heaters | Town HY | 4 | Medium | B | 1 | 2025 | 5 | 3 | 3.2 | 25716 | 8611
Roller Shutters | External Manual Roller Shutter - 24 High x 25 Wide | Town II | 1 | Urgent | B | 1 | 2025 | 5 | 1 | 2.2 | 5468 | 1415
Emergency Lighting | Illuminated Fire Exit Signage | Town AY | 2 | Urgent | B | 6 | 2030 | 5 | 1 | 2.2 | 5469 | 16488
Heat Emitters | Electric Heaters | Town HX | 2 | Medium | B | 1 | 2025 | 5 | 3 | 3.2 | 25717 | 8612
Roller Shutters | External Manual Roller Shutter | Town IH | 1 | High | B | 1 | 2025 | 5 | 2 | 2.7 | 14641 | 3971
General Lighting | General - LED fittings & Luminaires | Town HS | 72 | Medium | B | 12 | 2036 | 5 | 3 | 3.2 | 25718 | 26556
Heat Emitters | Radiators - Steel | Town AY | 1 | Medium | B | 6 | 2030 | 5 | 3 | 3.2 | 25719 | 18731
Fire Safety Systems | Fire Extinguishers - CO2 | Town AY | 3 | Urgent | B | 2 | 2026 | 5 | 1 | 2.2 | 5470 | 12614
Central Ventilation Systems | Fan - Axial | Town AY | 1 | Medium | B | 1 | 2025 | 5 | 3 | 3.2 | 25720 | 8613
LV Distribution | Main Distribution Board | Town IS | 1 | High | D | 4 | 2028 | 3 | 2 | 2.1 | 1175 | 13758
LV Distribution | Sub Distribution Board | Town IN | 1 | High | B | 6 | 2030 | 5 | 2 | 2.7 | 14642 | 17625
Air Conditioning | Single-Split Condenser - Split Systems/Heat Pumps - Air-cooled with Direct Expansion Evaporator (DX) | Town EA | 1 | Medium | B | 5 | 2029 | 5 | 3 | 3.2 | 25721 | 15173
Multi-System Controls | Control Panel - Electrical Services (excluding Electrical Controllers and Pneumatic Relays) | Town IQ | 1 | Medium | B | 1 | 2025 | 5 | 3 | 3.2 | 25722 | 8614
External Doors | Entrance Doors | Town IL | 1 | High | C | 11 | 2035 | 4 | 2 | 2.4 | 10593 | 24053
Lifts | Passenger Lift Hydraulic - Electric | Town E | 1 | Medium | B | 14 | 2038 | 5 | 3 | 3.2 | 25723 | 27582
LV Distribution | Sub Distribution Board | Town IV | 1 | High | B | 1 | 2025 | 5 | 2 | 2.7 | 14643 | 3972
Local and Special Ventilation | Fan - Hazardous Area Extract | Town IL | 1 | Medium | B | 1 | 2025 | 5 | 3 | 3.2 | 25724 | 8615
Security Systems | Manual and Automatic Doors - High Security Door | Town BH | 1 | High | B | 21 | 2045 | 5 | 2 | 2.7 | 14644 | 32645
AHU - Internal | Central Heating & Cooling - Electric & DX | Town IW | 1 | Medium | B | 1 | 2025 | 5 | 3 | 3.2 | 25725 | 8616
Roller Shutters | External Manual Roller Shutter | Town IR | 1 | High | B | 10 | 2034 | 5 | 2 | 2.7 | 14645 | 22378
LV Distribution | Main Distribution Board | Town IO | 1 | High | B | 15 | 2039 | 5 | 2 | 2.7 | 14646 | 28173
Local Hot Water | Package Electric Water Heaters - Non-Drinking Water | Town GG | 1 | Medium | B | 8 | 2032 | 5 | 3 | 3.2 | 25726 | 20981
Roller Shutters | External Manual Roller Shutter | Town BV | 1 | High | B | 1 | 2025 | 5 | 2 | 2.7 | 14647 | 3973
Local and Special Ventilation | Fan - Extract | Town BI | 1 | Medium | B | 5 | 2029 | 5 | 3 | 3.2 | 25727 | 15174
Specialist Lighting | Illuminated External Signs | Town BV | 3 | Medium | B | 1 | 2025 | 5 | 3 | 3.2 | 25728 | 8617
Air Conditioning | Single-Split Condenser - Split Systems/Heat Pumps - Air-cooled with Direct Expansion Evaporator (DX) | Town BH | 1 | Medium | B | 7 | 2031 | 5 | 3 | 3.2 | 25729 | 19964
Air Conditioning | Multi-Split Condenser - Split Systems/Heat Pumps - Air-cooled with Direct Expansion Evaporator (DX) | Town IL | 1 | Medium | B | 1 | 2025 | 5 | 3 | 3.2 | 25730 | 8618
External Doors | Manual and Automatic Doors - Auto / Powered Sliding Doors | Town IO | 1 | High | B | 30 | 2054 | 5 | 2 | 2.7 | 14648 | 33714
External Lighting | General - LED | Town IY | 10 | Medium | B | 11 | 2035 | 5 | 3 | 3.2 | 25731 | 25271
Fire Safety Systems | Fire Extinguishers - CO2 | Town IV | 2 | Urgent | B | 8 | 2032 | 5 | 1 | 2.2 | 5471 | 20436
Fire Safety Systems | Fire Extinguishers - CO2 | Town IL | 2 | Urgent | B | 2 | 2026 | 5 | 1 | 2.2 | 5472 | 12615
Central Ventilation Systems | Fan - General Ventilation | Town BH | 1 | Low | B | 1 | 2025 | 5 | 4 | 3.7 | 33135 | 12056
Emergency Lighting | Illuminated Fire Exit Signage | Town IS | 1 | Urgent | B | 16 | 2040 | 5 | 1 | 2.2 | 5473 | 28828
General Lighting | General - LED fittings & Luminaires | Town BI | 27 | Medium | B | 16 | 2040 | 5 | 3 | 3.2 | 25732 | 29591
External Lighting | General - Non LED | Town EA | 1 | Medium | B | 1 | 2025 | 5 | 3 | 3.2 | 25733 | 8619
Local Hot Water | Package Electric Water Heaters - Non-Drinking Water | Town BK | 1 | Medium | B | 8 | 2032 | 5 | 3 | 3.2 | 25734 | 20982
General Lighting | General - LED fittings & Luminaires | Town IP | 49 | Medium | B | 14 | 2038 | 5 | 3 | 3.2 | 25735 | 27583
General Lighting | General - LED fittings & Luminaires | Town IM | 15 | Medium | B | 2 | 2026 | 5 | 3 | 3.2 | 25736 | 13107
Fire Safety Systems | Fire Extinguishers - Foam | Town IU | 4 | Urgent | A | 9 | 2033 | 6 | 1 | 2.5 | 10903 | 21541
External Doors | Entrance Doors | Town IX | 1 | High | B | 4 | 2028 | 5 | 2 | 2.7 | 14649 | 13955
General Lighting | General - LED fittings & Luminaires | Town IL | 24 | Medium | B | 12 | 2036 | 5 | 3 | 3.2 | 25737 | 26557
Emergency Lighting | Self Contained - LED | Town BV | 5 | Urgent | B | 11 | 2035 | 5 | 1 | 2.2 | 5474 | 23673
Heat Emitters | Radiators - Steel | Town BL | 1 | Medium | B | 10 | 2034 | 5 | 3 | 3.2 | 25738 | 22849
LV Distribution | Sub Distribution Board | Town IV | 1 | High | B | 1 | 2025 | 5 | 2 | 2.7 | 14650 | 3974
LV Distribution | Sub Distribution Board | Town IQ | 1 | High | B | 19 | 2043 | 5 | 2 | 2.7 | 14651 | 31202
Central Heating | Fan - Axial | Town E | 1 | High | B | 9 | 2033 | 5 | 2 | 2.7 | 14652 | 21600
Barriers & Guardrails | Vehicle Crash Protection Barrier | Town IQ | 1 | V Low | B | 1 | 2025 | 5 | 4 | 3.7 | 33136 | 12057
Roller Shutters | External Electric Roller Shutter | Town E | 1 | High | C | 1 | 2025 | 4 | 2 | 2.4 | 10594 | 2428
External Doors | Entrance Doors | Town IX | 1 | High | B | 4 | 2028 | 5 | 2 | 2.7 | 14653 | 13956
Local and Special Ventilation | Fan - Axial | Town IV | 1 | Medium | B | 5 | 2029 | 5 | 3 | 3.2 | 25739 | 15175
Heat Emitters | Electric Heaters | Town IO | 1 | Medium | B | 3 | 2027 | 5 | 3 | 3.2 | 25740 | 13556
External Lighting | General - LED | Town IV | 1 | Medium | B | 10 | 2034 | 5 | 3 | 3.2 | 25741 | 22850
Fire Safety Systems | Fire Extinguishers - CO2 | Town IW | 3 | Urgent | B | 1 | 2025 | 5 | 1 | 2.2 | 5475 | 1416
Air Conditioning | Single-Split Condenser - Split Systems/Heat Pumps - Air-cooled with Direct Expansion Evaporator (DX) | Town IV | 1 | Medium | B | 3 | 2027 | 5 | 3 | 3.2 | 25742 | 13557
Air Conditioning | Single-Split Condenser - Split Systems/Heat Pumps - Air-cooled with Direct Expansion Evaporator (DX) | Town IQ | 1 | Medium | B | 1 | 2025 | 5 | 3 | 3.2 | 25743 | 8620
Local Hot Water | Package Electric Water Heaters - Non-Drinking Water | Town IY | 1 | Medium | B | 9 | 2033 | 5 | 3 | 3.2 | 25744 | 21784
LV Distribution | Sub Distribution Board | Town IY | 1 | High | B | 4 | 2028 | 5 | 2 | 2.7 | 14654 | 13957
Fire Safety Systems | Fire Alarm System | Town BK | 1 | Urgent | B | 11 | 2035 | 5 | 1 | 2.2 | 5476 | 23674
Roller Shutters | External Manual Roller Shutter | Town IP | 1 | High | B | 1 | 2025 | 5 | 2 | 2.7 | 14655 | 3975
Local and Special Ventilation | Fan - Extract | Town IS | 1 | Medium | B | 1 | 2025 | 5 | 3 | 3.2 | 25745 | 8621
General Lighting | General - LED fittings & Luminaires | Town BI | 8 | Medium | B | 1 | 2025 | 5 | 3 | 3.2 | 25746 | 8622
Fire Safety Systems | Fire Extinguishers - CO2 | Town IO | 1 | Urgent | B | 5 | 2029 | 5 | 1 | 2.2 | 5477 | 14392
Fire Safety Systems | Fire Extinguishers - CO2 | Town IO | 4 | Urgent | B | 5 | 2029 | 5 | 1 | 2.2 | 5478 | 14393
Fire Safety Systems | Fire Extinguishers - Powder | Town IT | 2 | Urgent | B | 7 | 2031 | 5 | 1 | 2.2 | 5479 | 19348
Air Conditioning | Multi-Split Evaporator - Split Systems/Heat Pumps - Air-cooled with Direct Expansion Evaporator (DX) | Town E | 1 | Medium | B | 9 | 2033 | 5 | 3 | 3.2 | 25747 | 21785
Air Conditioning | Single-Split Condenser - Split Systems/Heat Pumps - Air-cooled with Direct Expansion Evaporator (DX) | Town IW | 1 | Medium | B | 1 | 2025 | 5 | 3 | 3.2 | 25748 | 8623
Local and Special Ventilation | Fan - Window / Wall Mounted | Town IL | 1 | Medium | B | 1 | 2025 | 5 | 3 | 3.2 | 25749 | 8624
Local and Special Ventilation | Fan - Window / Wall Mounted | Town BL | 1 | Medium | B | 5 | 2029 | 5 | 3 | 3.2 | 25750 | 15176
General Lighting | General - LED fittings & Luminaires | Town IL | 6 | Medium | B | 12 | 2036 | 5 | 3 | 3.2 | 25751 | 26558
Fire Safety Systems | Manual and Automatic Doors - Emergency and Panic Escape Doors | Town IS | 1 | Urgent | B | 8 | 2032 | 5 | 1 | 2.2 | 5480 | 20437
Roller Shutters | External Electric Roller Shutter | Town BV | 1 | High | B | 11 | 2035 | 5 | 2 | 2.7 | 14656 | 24465
Emergency Lighting | Self Contained - LED | Town IL | 3 | Urgent | B | 11 | 2035 | 5 | 1 | 2.2 | 5481 | 23675
Emergency Lighting | Illuminated Fire Exit Signage | Town E | 4 | Urgent | B | 10 | 2034 | 5 | 1 | 2.2 | 5482 | 22062
General Lighting | General - LED fittings & Luminaires | Town IS | 12 | Medium | B | 16 | 2040 | 5 | 3 | 3.2 | 25752 | 29592
Heat Emitters | Electric Heaters | Town BI | 3 | Medium | B | 3 | 2027 | 5 | 3 | 3.2 | 25753 | 13558
General Lighting | General - LED fittings & Luminaires | Town IL | 4 | Medium | B | 12 | 2036 | 5 | 3 | 3.2 | 25754 | 26559
General Lighting | General - LED fittings & Luminaires | Town BK | 10 | Medium | B | 1 | 2025 | 5 | 3 | 3.2 | 25755 | 8625
General Lighting | General - LED fittings & Luminaires | Town E | 65 | Medium | B | 10 | 2034 | 5 | 3 | 3.2 | 25756 | 22851
Emergency Lighting | Self Contained - LED | Town BH | 17 | Urgent | B | 21 | 2045 | 5 | 1 | 2.2 | 5483 | 32100
General Lighting | General - LED fittings & Luminaires | Town IQ | 57 | Medium | B | 16 | 2040 | 5 | 3 | 3.2 | 25757 | 29593
Heat Emitters | Electric Heaters | Town BV | 1 | Medium | B | 1 | 2025 | 5 | 3 | 3.2 | 25758 | 8626
Emergency Lighting | Self Contained - LED | Town BJ | 2 | Urgent | B | 11 | 2035 | 5 | 1 | 2.2 | 5484 | 23676
Local and Special Ventilation | Fan - Window / Wall Mounted | Town EA | 1 | Medium | B | 10 | 2034 | 5 | 3 | 3.2 | 25759 | 22852
Fire Safety Systems | Manual and Automatic Doors - Emergency and Panic Escape Doors | Town IS | 1 | Urgent | B | 8 | 2032 | 5 | 1 | 2.2 | 5485 | 20438
General Lighting | General - LED fittings & Luminaires | Town IV | 57 | Medium | A | 18 | 2042 | 6 | 3 | 3.5 | 32539 | 31017
Local and Special Ventilation | Unit extract fans | Town E | 1 | Medium | C | 1 | 2025 | 4 | 3 | 2.9 | 18695 | 5593
Emergency Lighting | Illuminated Fire Exit Signage | Town BJ | 1 | Urgent | C | 12 | 2036 | 4 | 1 | 1.9 | 664 | 25916
Emergency Lighting | Illuminated Fire Exit Signage | Town BJ | 1 | Urgent | C | 12 | 2036 | 4 | 1 | 1.9 | 665 | 25917
Emergency Lighting | Illuminated Fire Exit Signage | Town BL | 5 | Urgent | A | 20 | 2044 | 6 | 1 | 2.5 | 10904 | 31583
External Lighting | General - Non LED | Town IX | 3 | Medium | B | 1 | 2025 | 5 | 3 | 3.2 | 25760 | 8627
Local and Special Ventilation | Fan - Window / Wall Mounted | Town IL | 1 | Medium | B | 1 | 2025 | 5 | 3 | 3.2 | 25761 | 8628
Roller Shutters | External Manual Roller Shutter | Town BI | 1 | High | B | 10 | 2034 | 5 | 2 | 2.7 | 14657 | 22379
Heat Emitters | Electric Heaters | Town IU | 1 | Medium | B | 1 | 2025 | 5 | 3 | 3.2 | 25762 | 8629
Emergency Lighting | Illuminated Fire Exit Signage | Town BJ | 1 | Urgent | C | 12 | 2036 | 4 | 1 | 1.9 | 666 | 25918
General Lighting | General - LED fittings & Luminaires | Town IM | 15 | Medium | B | 16 | 2040 | 5 | 3 | 3.2 | 25763 | 29594
Air Conditioning | Single-Split Condenser - Split Systems/Heat Pumps - Air-cooled with Direct Expansion Evaporator (DX) | Town IV | 1 | Medium | B | 3 | 2027 | 5 | 3 | 3.2 | 25764 | 13559
Roller Shutters | External Electric Roller Shutter | Town IU | 1 | High | B | 14 | 2038 | 5 | 2 | 2.7 | 14658 | 27457
External Doors | Entrance Doors | Town IX | 1 | High | B | 4 | 2028 | 5 | 2 | 2.7 | 14659 | 13958
Roller Shutters | External Electric Roller Shutter | Town BJ | 1 | High | B | 11 | 2035 | 5 | 2 | 2.7 | 14660 | 24466
Heat Emitters | Electric Heaters | Town E | 4 | Medium | B | 1 | 2025 | 5 | 3 | 3.2 | 25765 | 8630
LV Distribution | Sub Distribution Board | Town BI | 1 | High | B | 13 | 2037 | 5 | 2 | 2.7 | 14661 | 26981
External Lighting | General - LED | Town BI | 4 | Medium | B | 7 | 2031 | 5 | 3 | 3.2 | 25766 | 19965
Fire Safety Systems | Fire Extinguishers - CO2 | Town IM | 5 | Urgent | B | 8 | 2032 | 5 | 1 | 2.2 | 5486 | 20439
Central Ventilation Systems | Fan - Axial | Town IU | 1 | Medium | B | 5 | 2029 | 5 | 3 | 3.2 | 25767 | 15177
Access Control | Gate Access - Local Lock / Keypad / Manual (External) | Town IL | 2 | Medium | B | 1 | 2025 | 5 | 3 | 3.2 | 25768 | 8631
Emergency Lighting | Illuminated Fire Exit Signage | Town IM | 1 | Urgent | B | 16 | 2040 | 5 | 1 | 2.2 | 5487 | 28829
Emergency Lighting | Illuminated Fire Exit Signage | Town GG | 3 | Urgent | B | 16 | 2040 | 5 | 1 | 2.2 | 5488 | 28830
General Lighting | General - LED fittings & Luminaires | Town IL | 6 | Medium | B | 12 | 2036 | 5 | 3 | 3.2 | 25769 | 26560
Emergency Lighting | Self Contained - LED | Town BK | 4 | Urgent | B | 21 | 2045 | 5 | 1 | 2.2 | 5489 | 32101
Central Heating | Fan - Axial | Town E | 1 | High | B | 9 | 2033 | 5 | 2 | 2.7 | 14662 | 21601
External Doors | Manual and Automatic Doors - Auto / Powered Sliding Doors | Town EA | 1 | High | B | 25 | 2049 | 5 | 2 | 2.7 | 14663 | 33398
Roller Shutters | External Manual Roller Shutter | Town IP | 1 | High | B | 1 | 2025 | 5 | 2 | 2.7 | 14664 | 3976
Roller Shutters | External Electric Roller Shutter | Town E | 1 | High | B | 1 | 2025 | 5 | 2 | 2.7 | 14665 | 3977
Emergency Lighting | Self Contained - LED | Town IU | 1 | Urgent | B | 20 | 2044 | 5 | 1 | 2.2 | 5490 | 31482
Fire Safety Systems | Manual and Automatic Doors - Emergency and Panic Escape Doors | Town BL | 1 | Urgent | B | 30 | 2054 | 5 | 1 | 2.2 | 5491 | 33678
Heat Emitters | Radiators - Steel | Town BL | 1 | Medium | B | 10 | 2034 | 5 | 3 | 3.2 | 25770 | 22853
Emergency Lighting | Self Contained - LED | Town IK | 4 | Urgent | B | 11 | 2035 | 5 | 1 | 2.2 | 5492 | 23677
Hot Water Distribution | Hot water cylinders | Town IS | 1 | High | B | 1 | 2025 | 5 | 2 | 2.7 | 14666 | 3978
LV Distribution | Main Distribution Board | Town IU | 1 | High | B | 1 | 2025 | 5 | 2 | 2.7 | 14667 | 3979
Local and Special Ventilation | Fan - Axial | Town IQ | 1 | Medium | B | 1 | 2025 | 5 | 3 | 3.2 | 25771 | 8632
Heat Emitters | Radiators - Steel | Town IN | 1 | Medium | B | 6 | 2030 | 5 | 3 | 3.2 | 25772 | 18732
LV Distribution | Main Distribution Board | Town IO | 1 | High | B | 15 | 2039 | 5 | 2 | 2.7 | 14668 | 28174
External Lighting | General - LED | Town BK | 5 | Medium | B | 11 | 2035 | 5 | 3 | 3.2 | 25773 | 25272
General Lighting | General - LED fittings & Luminaires | Town BV | 14 | Medium | B | 1 | 2025 | 5 | 3 | 3.2 | 25774 | 8633
LV Distribution | Sub Distribution Board | Town E | 1 | High | D | 7 | 2031 | 3 | 2 | 2.1 | 1176 | 19139
External Doors | Entrance Doors | Town IX | 1 | High | B | 4 | 2028 | 5 | 2 | 2.7 | 14669 | 13959
External Doors | Entrance Doors | Town IS | 1 | High | B | 8 | 2032 | 5 | 2 | 2.7 | 14670 | 20726
Emergency Lighting | Illuminated Fire Exit Signage | Town IS | 4 | Urgent | B | 6 | 2030 | 5 | 1 | 2.2 | 5493 | 16489
LV Distribution | Main Distribution Board | Town IQ | 1 | High | C | 2 | 2026 | 4 | 2 | 2.4 | 10595 | 12842
External Doors | Entrance Doors | Town IR | 1 | High | B | 11 | 2035 | 5 | 2 | 2.7 | 14671 | 24467
Fire Safety Systems | Fire Extinguishers - CO2 | Town E | 3 | Urgent | B | 3 | 2027 | 5 | 1 | 2.2 | 5494 | 13292
Boiler | Atmospheric Gas Burner Boiler - Small and/or Wall Hung for Domestic Installation | Town EA | 1 | Medium | B | 1 | 2025 | 5 | 3 | 3.2 | 25775 | 8634
Fire Safety Systems | Fire Alarm Panel / Repeater | Town E | 1 | Urgent | B | 9 | 2033 | 5 | 1 | 2.2 | 5495 | 21348
Air Conditioning | Single-Split Condenser - Split Systems/Heat Pumps - Air-cooled with Direct Expansion Evaporator (DX) | Town EA | 1 | Medium | B | 5 | 2029 | 5 | 3 | 3.2 | 25776 | 15178
Air Conditioning | Multi-Split Condenser - Split Systems/Heat Pumps - Air-cooled with Direct Expansion Evaporator (DX) | Town IN | 1 | Medium | B | 1 | 2025 | 5 | 3 | 3.2 | 25777 | 8635
Fire Safety Systems | Manual and Automatic Doors - Emergency and Panic Escape Doors | Town BJ | 1 | Urgent | C | 11 | 2035 | 4 | 1 | 1.9 | 667 | 23274
LV Distribution | Sub Distribution Board | Town BV | 1 | High | B | 1 | 2025 | 5 | 2 | 2.7 | 14672 | 3980
Boiler | Atmospheric Gas Burner/Condensing Combination Boiler (domestic type) | Town IS | 1 | High | B | 7 | 2031 | 5 | 2 | 2.7 | 14673 | 19633
External Lighting | General - Non LED | Town IK | 1 | Medium | B | 1 | 2025 | 5 | 3 | 3.2 | 25778 | 8636
Fire Safety Systems | Fire Extinguishers - CO2 | Town IN | 3 | Urgent | B | 2 | 2026 | 5 | 1 | 2.2 | 5496 | 12616
Central Ventilation Systems | Fan - General Ventilation | Town IR | 1 | Low | B | 5 | 2029 | 5 | 4 | 3.7 | 33137 | 15636
LV Distribution | Sub Distribution Board | Town IN | 1 | High | B | 15 | 2039 | 5 | 2 | 2.7 | 14674 | 28175
Heat Emitters | Gas Fired Natural and Fan Assisted Heaters | Town IL | 1 | Medium | B | 1 | 2025 | 5 | 3 | 3.2 | 25779 | 8637
Local and Special Ventilation | Unit extract fans | Town IW | 1 | Medium | B | 1 | 2025 | 5 | 3 | 3.2 | 25780 | 8638
External Doors | Entrance Doors | Town BV | 1 | High | B | 21 | 2045 | 5 | 2 | 2.7 | 14675 | 32646
Fire Safety Systems | Fire Extinguishers - Foam | Town IW | 2 | Urgent | B | 1 | 2025 | 5 | 1 | 2.2 | 5497 | 1417
Hot Water Distribution | Hot water cylinders | Town E | 1 | High | B | 1 | 2025 | 5 | 2 | 2.7 | 14676 | 3981
Fire Safety Systems | Manual and Automatic Doors - Emergency and Panic Escape Doors | Town IQ | 1 | Urgent | B | 11 | 2035 | 5 | 1 | 2.2 | 5498 | 23678
Fire Safety Systems | Fire Extinguishers - CO2 | Town IY | 4 | Urgent | B | 6 | 2030 | 5 | 1 | 2.2 | 5499 | 16490
Heat Emitters | Gas Radiant Tube Heaters | Town BI | 1 | Medium | B | 2 | 2026 | 5 | 3 | 3.2 | 25781 | 13108
Roller Shutters | External Manual Roller Shutter | Town E | 1 | High | B | 1 | 2025 | 5 | 2 | 2.7 | 14677 | 3982
Emergency Lighting | Self Contained - Non LED | Town IQ | 1 | Urgent | B | 1 | 2025 | 5 | 1 | 2.2 | 5500 | 1418
External Lighting | General - LED | Town IM | 1 | Medium | B | 11 | 2035 | 5 | 3 | 3.2 | 25782 | 25273
LV Distribution | Main Distribution Board | Town BK | 1 | High | B | 18 | 2042 | 5 | 2 | 2.7 | 14678 | 30830
LV Distribution | Sub Distribution Board | Town IM | 1 | High | B | 1 | 2025 | 5 | 2 | 2.7 | 14679 | 3983
BMS | BMS Control Panel | Town IO | 1 | High | B | 5 | 2029 | 5 | 2 | 2.7 | 14680 | 14663
Emergency Lighting | Self Contained - LED | Town IN | 3 | Urgent | C | 11 | 2035 | 4 | 1 | 1.9 | 668 | 23275
LV Distribution | Main Distribution Board | Town EA | 1 | High | B | 1 | 2025 | 5 | 2 | 2.7 | 14681 | 3984
Heat Emitters | Gas Fired Unit Heaters | Town E | 1 | Medium | B | 6 | 2030 | 5 | 3 | 3.2 | 25783 | 18733
Fire Safety Systems | Manual and Automatic Doors - Emergency and Panic Escape Doors | Town BL | 1 | Urgent | B | 30 | 2054 | 5 | 1 | 2.2 | 5501 | 33679
Central Heating | Fan - Axial | Town IV | 1 | High | B | 5 | 2029 | 5 | 2 | 2.7 | 14682 | 14664
Fire Safety Systems | Fire Extinguishers - CO2 | Town IL | 2 | Urgent | B | 2 | 2026 | 5 | 1 | 2.2 | 5502 | 12617
Emergency Lighting | Self Contained - LED | Town IL | 3 | Urgent | C | 11 | 2035 | 4 | 1 | 1.9 | 669 | 23276
External Lighting | General - LED | Town E | 3 | Medium | B | 9 | 2033 | 5 | 3 | 3.2 | 25784 | 21786
General Lighting | General - LED fittings & Luminaires | Town IN | 6 | Medium | B | 12 | 2036 | 5 | 3 | 3.2 | 25785 | 26561
Emergency Lighting | Self Contained - Non LED | Town IX | 5 | Urgent | B | 1 | 2025 | 5 | 1 | 2.2 | 5503 | 1419
LV Distribution | Main Distribution Board | Town IQ | 1 | High | C | 1 | 2025 | 4 | 2 | 2.4 | 10596 | 2429
External Doors | Entrance Doors | Town IP | 1 | High | B | 21 | 2045 | 5 | 2 | 2.7 | 14683 | 32647
Heat Emitters | Electric Heaters | Town IM | 1 | Medium | B | 7 | 2031 | 5 | 3 | 3.2 | 25786 | 19966
External Doors | Manual and Automatic Doors - Auto / Powered Sliding Doors | Town E | 1 | High | B | 29 | 2053 | 5 | 2 | 2.7 | 14684 | 33654
Roller Shutters | External Electric Roller Shutter | Town GG | 1 | High | B | 21 | 2045 | 5 | 2 | 2.7 | 14685 | 32648
Fire Safety Systems | Fire Extinguishers - CO2 | Town E | 6 | Urgent | B | 1 | 2025 | 5 | 1 | 2.2 | 5504 | 1420
LV Distribution | Main Distribution Board | Town EA | 1 | High | B | 1 | 2025 | 5 | 2 | 2.7 | 14686 | 3985
Fire Safety Systems | Fire Alarm System | Town BI | 1 | Urgent | B | 11 | 2035 | 5 | 1 | 2.2 | 5505 | 23679
External Lighting | General - Non LED | Town IY | 15 | Medium | B | 5 | 2029 | 5 | 3 | 3.2 | 25787 | 15179
Local Hot Water | Package Electric Water Heaters - Non-Drinking Water | Town IR | 1 | Medium | B | 7 | 2031 | 5 | 3 | 3.2 | 25788 | 19967
Local and Special Ventilation | Fan - Extract | Town IS | 1 | Medium | B | 1 | 2025 | 5 | 3 | 3.2 | 25789 | 8639
General Lighting | General - LED fittings & Luminaires | Town BJ | 8 | Medium | C | 12 | 2036 | 4 | 3 | 2.9 | 18696 | 26288
Emergency Lighting | Self Contained - LED | Town E | 3 | Urgent | C | 19 | 2043 | 4 | 1 | 1.9 | 670 | 31032
Central Heating & Cooling | Fan - Mixed Flow | Town IS | 1 | Medium | B | 1 | 2025 | 5 | 3 | 3.2 | 25790 | 8640
External Doors | Entrance Doors | Town IS | 1 | High | B | 8 | 2032 | 5 | 2 | 2.7 | 14687 | 20727
Roller Shutters | External Manual Roller Shutter | Town IL | 1 | High | B | 1 | 2025 | 5 | 2 | 2.7 | 14688 | 3986
Emergency Lighting | Self Contained - LED | Town BI | 10 | Urgent | B | 21 | 2045 | 5 | 1 | 2.2 | 5506 | 32102
Roller Shutters | External Manual Roller Shutter | Town E | 1 | High | B | 1 | 2025 | 5 | 2 | 2.7 | 14689 | 3987
Security Systems | Manual and Automatic Doors - High Security Door | Town IN | 1 | High | B | 11 | 2035 | 5 | 2 | 2.7 | 14690 | 24468
Central Heating | Fan - Axial | Town E | 1 | High | B | 9 | 2033 | 5 | 2 | 2.7 | 14691 | 21602
External Doors | Entrance Doors | Town IY | 1 | High | B | 22 | 2046 | 5 | 2 | 2.7 | 14692 | 33028
General Lighting | General - LED fittings & Luminaires | Town IL | 6 | Medium | B | 1 | 2025 | 5 | 3 | 3.2 | 25791 | 8641
Roller Shutters | External Electric Roller Shutter | Town E | 1 | High | C | 1 | 2025 | 4 | 2 | 2.4 | 10597 | 2430
Fire Safety Systems | Manual and Automatic Doors - Emergency and Panic Escape Doors | Town IS | 1 | Urgent | B | 5 | 2029 | 5 | 1 | 2.2 | 5507 | 14394
Emergency Lighting | Self Contained - LED | Town IO | 21 | Urgent | B | 20 | 2044 | 5 | 1 | 2.2 | 5508 | 31483
Fire Safety Systems | Fire Extinguishers - Foam | Town IQ | 6 | Urgent | B | 6 | 2030 | 5 | 1 | 2.2 | 5509 | 16491
Air Conditioning | Multi-Split Evaporator - Split Systems/Heat Pumps - Air-cooled with Direct Expansion Evaporator (DX) | Town E | 1 | Medium | B | 9 | 2033 | 5 | 3 | 3.2 | 25792 | 21787
Roller Shutters | External Electric Roller Shutter | Town IY | 1 | High | B | 20 | 2044 | 5 | 2 | 2.7 | 14693 | 31629
External Doors | Entrance Doors | Town IL | 1 | High | B | 11 | 2035 | 5 | 2 | 2.7 | 14694 | 24469
BMS | BMS Control Panel | Town IS | 1 | High | B | 9 | 2033 | 5 | 2 | 2.7 | 14695 | 21603
Local and Special Ventilation | Fan - Axial | Town BJ | 1 | Medium | B | 1 | 2025 | 5 | 3 | 3.2 | 25793 | 8642
LV Distribution | Sub Distribution Board | Town IP | 1 | High | D | 11 | 2035 | 3 | 2 | 2.1 | 1177 | 23311
Air Conditioning | Multi-Split Evaporator - Split Systems/Heat Pumps - Air-cooled with Direct Expansion Evaporator (DX) | Town IN | 1 | Medium | B | 1 | 2025 | 5 | 3 | 3.2 | 25794 | 8643
Roller Shutters | Internal Electric Roller Shutter | Town IO | 1 | Medium | B | 20 | 2044 | 5 | 3 | 3.2 | 25795 | 31675
Roller Shutters | External Manual Roller Shutter | Town IQ | 1 | High | B | 1 | 2025 | 5 | 2 | 2.7 | 14696 | 3988
Multi-System Controls | Instrumental Control Panel | Town EA | 1 | Medium | B | 14 | 2038 | 5 | 3 | 3.2 | 25796 | 27584
External Lighting | General - LED | Town IR | 7 | Medium | B | 10 | 2034 | 5 | 3 | 3.2 | 25797 | 22854
AHU - Internal | Central Heating - Electric Heating (Internally Sourced) | Town IO | 1 | Medium | B | 15 | 2039 | 5 | 3 | 3.2 | 25798 | 28438
Fire Safety Systems | Manual and Automatic Doors - Emergency and Panic Escape Doors | Town BV | 1 | Urgent | B | 21 | 2045 | 5 | 1 | 2.2 | 5510 | 32103
Security Systems | Manual and Automatic Doors - High Security Door | Town BH | 1 | High | B | 21 | 2045 | 5 | 2 | 2.7 | 14697 | 32649
External Doors | Entrance Doors | Town BL | 1 | High | B | 25 | 2049 | 5 | 2 | 2.7 | 14698 | 33399
Emergency Lighting | Self Contained - LED | Town IM | 5 | Urgent | B | 21 | 2045 | 5 | 1 | 2.2 | 5511 | 32104
Fire Safety Systems | Fire Extinguishers - Foam | Town IO | 4 | Urgent | B | 5 | 2029 | 5 | 1 | 2.2 | 5512 | 14395
Fire Safety Systems | Fire Extinguishers - Foam | Town EA | 3 | Urgent | B | 6 | 2030 | 5 | 1 | 2.2 | 5513 | 16492
Boiler | Atmospheric Gas Burner Boiler - Small and/or Wall Hung for Domestic Installation | Town IN | 1 | Medium | B | 1 | 2025 | 5 | 3 | 3.2 | 25799 | 8644
Roller Shutters | External Manual Roller Shutter | Town IK | 1 | High | B | 1 | 2025 | 5 | 2 | 2.7 | 14699 | 3989
Fire Safety Systems | Fire Alarm Panel / Repeater | Town MH | 1 | Urgent | B | 1 | 2025 | 5 | 1 | 2.2 | 5514 | 1421
Central Ventilation Systems | Fan - General Ventilation | Town JK | 1 | Low | B | 1 | 2025 | 5 | 4 | 3.7 | 33138 | 12058
Boiler | Atmospheric Gas Burner Boiler - Small and/or Wall Hung for Light Commercial Installation | Town IZ | 1 | Medium | B | 4 | 2028 | 5 | 3 | 3.2 | 25800 | 14134
External Lighting | General - Non LED | Town JF | 5 | Medium | B | 1 | 2025 | 5 | 3 | 3.2 | 25801 | 8645
Air Conditioning | Multi-Split Evaporator - Split Systems/Heat Pumps - Air-cooled with Direct Expansion Evaporator (DX) | Town JP | 1 | Medium | B | 1 | 2025 | 5 | 3 | 3.2 | 25802 | 8646
Heat Emitters | Gas Fired Unit Heaters | Town AH | 1 | Medium | B | 1 | 2025 | 5 | 3 | 3.2 | 25803 | 8647
Roller Shutters | Internal Manual Roller Shutter | Town JT | 1 | Medium | B | 1 | 2025 | 5 | 3 | 3.2 | 25804 | 8648
LV Distribution | Sub Distribution Board | Town JE | 1 | High | B | 1 | 2025 | 5 | 2 | 2.7 | 14700 | 3990
Local and Special Ventilation | Fan - Centrifugal | Town JB | 1 | Medium | B | 1 | 2025 | 5 | 3 | 3.2 | 25805 | 8649
Roller Shutters | Internal Manual Roller Shutter | Town JM | 1 | Medium | B | 1 | 2025 | 5 | 3 | 3.2 | 25806 | 8650
Fire Safety Systems | Fire Extinguishers - CO2 | Town JE | 2 | Urgent | B | 6 | 2030 | 5 | 1 | 2.2 | 5515 | 16493
Central Ventilation Systems | Fan - General Ventilation | Town JI | 1 | Low | B | 1 | 2025 | 5 | 4 | 3.7 | 33139 | 12059
External Doors | Entrance Doors | Town JE | 1 | High | B | 25 | 2049 | 5 | 2 | 2.7 | 14701 | 33400
Roller Shutters | External Electric Roller Shutter | Town JL | 1 | High | B | 15 | 2039 | 5 | 2 | 2.7 | 14702 | 28176
Emergency Lighting | Self Contained - Non LED | Town AH | 5 | Urgent | B | 1 | 2025 | 5 | 1 | 2.2 | 5516 | 1422
Emergency Lighting | Self Contained - LED | Town JF | 2 | Urgent | B | 21 | 2045 | 5 | 1 | 2.2 | 5517 | 32105
AHU - Internal | Central Heating & Cooling - Electric & DX | Town JI | 1 | Medium | B | 1 | 2025 | 5 | 3 | 3.2 | 25807 | 8651
Local Hot Water | Package Electric Water Heaters - Non-Drinking Water | Town JF | 1 | Medium | B | 7 | 2031 | 5 | 3 | 3.2 | 25808 | 19968
Fire Safety Systems | Manual and Automatic Doors - Emergency and Panic Escape Doors | Town JP | 1 | Urgent | B | 30 | 2054 | 5 | 1 | 2.2 | 5518 | 33680
External Lighting | General - LED | Town JA | 1 | Medium | B | 11 | 2035 | 5 | 3 | 3.2 | 25809 | 25274
Fire Safety Systems | Fire Alarm Panel / Repeater | Town JM | 1 | Urgent | B | 1 | 2025 | 5 | 1 | 2.2 | 5519 | 1423
Fire Safety Systems | Fire Alarm System | Town JC | 1 | Urgent | B | 1 | 2025 | 5 | 1 | 2.2 | 5520 | 1424
General Lighting | General - LED fittings & Luminaires | Town JC | 20 | Medium | B | 6 | 2030 | 5 | 3 | 3.2 | 25810 | 18734
Central Cooling | Fan - Axial | Town JG | 1 | Medium | B | 1 | 2025 | 5 | 3 | 3.2 | 25811 | 8652
Emergency Lighting | Self Contained - LED | Town JP | 1 | Urgent | B | 20 | 2044 | 5 | 1 | 2.2 | 5521 | 31484
AHU - Internal | Central Air Conditioning - Gas Fired | Town IZ | 1 | Medium | CX | 1 | 2025 | 2 | 3 | 2.3 | 10201 | 2142
Local Hot Water | Package Electric Water Heaters - Non-Drinking Water | Town JH | 1 | Medium | A | 11 | 2035 | 6 | 3 | 3.5 | 32540 | 25712
Roller Shutters | Internal Manual Roller Shutter | Town IX | 1 | Medium | B | 1 | 2025 | 5 | 3 | 3.2 | 25812 | 8653
External Lighting | General - LED | Town JL | 6 | Medium | B | 12 | 2036 | 5 | 3 | 3.2 | 25813 | 26562
External Lighting | General - LED | Town AH | 1 | Medium | B | 5 | 2029 | 5 | 3 | 3.2 | 25814 | 15180
External Doors | Entrance Doors | Town JQ | 1 | High | B | 15 | 2039 | 5 | 2 | 2.7 | 14703 | 28177
LV Distribution | Sub Distribution Board | Town IZ | 1 | High | B | 18 | 2042 | 5 | 2 | 2.7 | 14704 | 30831
Air Conditioning | Single-Split Condenser - Split Systems/Heat Pumps - Air-cooled with Direct Expansion Evaporator (DX) | Town IZ | 1 | Medium | B | 7 | 2031 | 5 | 3 | 3.2 | 25815 | 19969
Air Conditioning | Multi-Split Evaporator - Split Systems/Heat Pumps - Air-cooled with Direct Expansion Evaporator (DX) | Town JP | 1 | Medium | B | 1 | 2025 | 5 | 3 | 3.2 | 25816 | 8654
LV Distribution | Sub Distribution Board | Town JC | 1 | High | B | 1 | 2025 | 5 | 2 | 2.7 | 14705 | 3991
External Doors | Entrance Doors | Town JK | 1 | High | B | 23 | 2047 | 5 | 2 | 2.7 | 14706 | 33203
External Doors | Entrance Doors | Town HA | 1 | High | B | 11 | 2035 | 5 | 2 | 2.7 | 14707 | 24470
Heat Emitters | Electric Heaters | Town JN | 4 | Medium | B | 1 | 2025 | 5 | 3 | 3.2 | 25817 | 8655
LV Distribution | Sub Distribution Board | Town JL | 1 | High | B | 1 | 2025 | 5 | 2 | 2.7 | 14708 | 3992
Local Hot Water | Package Electric Water Heaters - Non-Drinking Water | Town JA | 1 | Medium | B | 5 | 2029 | 5 | 3 | 3.2 | 25818 | 15181
General Lighting | General - LED fittings & Luminaires | Town JK | 14 | Medium | B | 18 | 2042 | 5 | 3 | 3.2 | 25819 | 30957
Emergency Lighting | Self Contained - LED | Town JN | 1 | Urgent | B | 15 | 2039 | 5 | 1 | 2.2 | 5522 | 27883
LV Distribution | Main Distribution Board | Town JQ | 1 | High | D | 1 | 2025 | 3 | 2 | 2.1 | 1178 | 805
Roller Shutters | Internal Electric Roller Shutter | Town JF | 1 | Medium | B | 13 | 2037 | 5 | 3 | 3.2 | 25820 | 27152
External Lighting | General - LED | Town JP | 7 | Medium | B | 13 | 2037 | 5 | 3 | 3.2 | 25821 | 27153
Air Conditioning | Multi-Split Evaporator - Split Systems/Heat Pumps - Air-cooled with Direct Expansion Evaporator (DX) | Town JF | 1 | Medium | B | 3 | 2027 | 5 | 3 | 3.2 | 25822 | 13560
Roller Shutters | Internal Electric Roller Shutter | Town JF | 1 | Medium | B | 13 | 2037 | 5 | 3 | 3.2 | 25823 | 27154
Roller Shutters | Internal Manual Roller Shutter | Town IX | 1 | Medium | B | 1 | 2025 | 5 | 3 | 3.2 | 25824 | 8656
Roller Shutters | Internal Manual Roller Shutter | Town IX | 1 | Medium | B | 1 | 2025 | 5 | 3 | 3.2 | 25825 | 8657
Fire Safety Systems | Fire Extinguishers - CO2 | Town JC | 5 | Urgent | B | 6 | 2030 | 5 | 1 | 2.2 | 5523 | 16494
Fire Safety Systems | Fire Extinguishers - Powder | Town JL | 1 | Urgent | B | 6 | 2030 | 5 | 1 | 2.2 | 5524 | 16495
Local and Special Ventilation | Fan - Axial | Town JF | 1 | Medium | B | 1 | 2025 | 5 | 3 | 3.2 | 25826 | 8658
General Lighting | General - LED fittings & Luminaires | Town JK | 104 | Medium | B | 18 | 2042 | 5 | 3 | 3.2 | 25827 | 30958
Fire Safety Systems | Manual and Automatic Doors - Emergency and Panic Escape Doors | Town JR | 1 | Urgent | B | 31 | 2055 | 5 | 1 | 2.2 | 5525 | 33754
Barriers & Guardrails | Vehicle Crash Protection Barrier | Town JC | 1 | V Low | B | 1 | 2025 | 5 | 4 | 3.7 | 33140 | 12060
Emergency Lighting | Self Contained - LED | Town JJ | 6 | Urgent | B | 15 | 2039 | 5 | 1 | 2.2 | 5526 | 27884
External Doors | Entrance Doors | Town JA | 1 | High | B | 18 | 2042 | 5 | 2 | 2.7 | 14709 | 30832
Emergency Lighting | Illuminated Fire Exit Signage | Town JL | 1 | Urgent | B | 17 | 2041 | 5 | 1 | 2.2 | 5527 | 30121
General Lighting | General - LED fittings & Luminaires | Town JJ | 1 | Medium | B | 10 | 2034 | 5 | 3 | 3.2 | 25828 | 22855
Fire Safety Systems | Fire Extinguishers - CO2 | Town IZ | 2 | Urgent | B | 9 | 2033 | 5 | 1 | 2.2 | 5528 | 21349
Local Hot Water | Package Electric Water Heaters - Non-Drinking Water | Town JJ | 1 | Medium | B | 3 | 2027 | 5 | 3 | 3.2 | 25829 | 13561
Central Ventilation Systems | Fan - General Ventilation | Town JI | 1 | Low | B | 1 | 2025 | 5 | 4 | 3.7 | 33141 | 12061
External Doors | Entrance Doors | Town JB | 1 | High | B | 21 | 2045 | 5 | 2 | 2.7 | 14710 | 32650
External Doors | Entrance Doors | Town JF | 1 | High | B | 9 | 2033 | 5 | 2 | 2.7 | 14711 | 21604
Communication Systems | PA System | Town JG | 1 | Medium | B | 2 | 2026 | 5 | 3 | 3.2 | 25830 | 13109
General Lighting | General - LED fittings & Luminaires | Town JT | 2 | Medium | B | 19 | 2043 | 5 | 3 | 3.2 | 25831 | 31360
LV Distribution | Sub Distribution Board | Town JP | 1 | High | B | 15 | 2039 | 5 | 2 | 2.7 | 14712 | 28178
Fire Safety Systems | Fire Extinguishers - Foam | Town JS | 3 | Urgent | B | 7 | 2031 | 5 | 1 | 2.2 | 5529 | 19349
Emergency Lighting | Self Contained - LED | Town JA | 2 | Urgent | B | 21 | 2045 | 5 | 1 | 2.2 | 5530 | 32106
Emergency Lighting | Self Contained - Non LED | Town JF | 2 | Urgent | B | 7 | 2031 | 5 | 1 | 2.2 | 5531 | 19350
Heat Emitters | Electric Heaters | Town JC | 2 | Medium | B | 1 | 2025 | 5 | 3 | 3.2 | 25832 | 8659
Fire Safety Systems | Fire Extinguishers - Foam | Town JK | 5 | Urgent | B | 6 | 2030 | 5 | 1 | 2.2 | 5532 | 16496
Fire Safety Systems | Fire Extinguishers - CO2 | Town IX | 1 | Urgent | B | 1 | 2025 | 5 | 1 | 2.2 | 5533 | 1425
Air Conditioning | Multi-Split Condenser - Split Systems/Heat Pumps - Air-cooled with Direct Expansion Evaporator (DX) | Town JE | 1 | Medium | B | 1 | 2025 | 5 | 3 | 3.2 | 25833 | 8660
Air Conditioning | Single-Split Evaporator - Split Systems/Heat Pumps - Air-cooled with Direct Expansion Evaporator (DX) | Town JH | 1 | Medium | B | 1 | 2025 | 5 | 3 | 3.2 | 25834 | 8661
Fire Safety Systems | Manual and Automatic Doors - Emergency and Panic Escape Doors | Town AX | 1 | Urgent | A | 35 | 2059 | 6 | 1 | 2.5 | 10905 | 33877
Local Hot Water | Instantaneous Electric Water Heater - Non-Drinking Water | Town JC | 1 | Medium | B | 1 | 2025 | 5 | 3 | 3.2 | 25835 | 8662
Local and Special Ventilation | Fan - Kitchen Extract | Town JA | 1 | Low | B | 14 | 2038 | 5 | 4 | 3.7 | 33142 | 27697
Heat Emitters | Electric Heaters | Town AX | 3 | Medium | B | 1 | 2025 | 5 | 3 | 3.2 | 25836 | 8663
Roller Shutters | Internal Electric Roller Shutter | Town JQ | 1 | Medium | B | 15 | 2039 | 5 | 3 | 3.2 | 25837 | 28439
Access Control | Door Lock / Keypad / Manual | Town JI | 1 | Medium | A | 15 | 2039 | 6 | 3 | 3.5 | 32541 | 28572
Emergency Lighting | Self Contained - Non LED | Town JF | 2 | Urgent | B | 4 | 2028 | 5 | 1 | 2.2 | 5534 | 13831
LV Distribution | Main Distribution Board | Town JH | 1 | High | B | 1 | 2025 | 5 | 2 | 2.7 | 14713 | 3993
Boiler | Atmospheric Gas Burner - Free Standing Boiler | Town JH | 1 | Medium | B | 6 | 2030 | 5 | 3 | 3.2 | 25838 | 18735
Roller Shutters | External Electric Roller Shutter | Town AH | 1 | High | B | 1 | 2025 | 5 | 2 | 2.7 | 14714 | 3994
Access Control | Door Lock / Keypad / Manual | Town JA | 1 | Medium | B | 14 | 2038 | 5 | 3 | 3.2 | 25839 | 27585
Local Hot Water | Package Electric Water Heaters - Non-Drinking Water | Town JT | 1 | Medium | B | 2 | 2026 | 5 | 3 | 3.2 | 25840 | 13110
Local and Special Ventilation | Unit extract fans | Town JC | 1 | Medium | B | 1 | 2025 | 5 | 3 | 3.2 | 25841 | 8664
Fire Safety Systems | Fire Alarm Panel / Repeater | Town JO | 1 | Urgent | B | 1 | 2025 | 5 | 1 | 2.2 | 5535 | 1426
Fire Safety Systems | Fire Extinguishers - Foam | Town JN | 3 | Urgent | B | 1 | 2025 | 5 | 1 | 2.2 | 5536 | 1427
AHU - Internal | Central Heating & Cooling - Electric & CHW | Town JH | 1 | Medium | B | 10 | 2034 | 5 | 3 | 3.2 | 25842 | 22856
Local and Special Ventilation | Fan - Axial | Town IZ | 1 | Medium | B | 6 | 2030 | 5 | 3 | 3.2 | 25843 | 18736
Roller Shutters | Internal Manual Roller Shutter | Town IX | 1 | Medium | B | 1 | 2025 | 5 | 3 | 3.2 | 25844 | 8665
Roller Shutters | Internal Electric Roller Shutter | Town JQ | 1 | Medium | B | 20 | 2044 | 5 | 3 | 3.2 | 25845 | 31676
Local and Special Ventilation | Fan - Window / Wall Mounted | Town JY | 1 | Medium | B | 1 | 2025 | 5 | 3 | 3.2 | 25846 | 8666
Air Conditioning | Multi-Split Condenser - Split Systems/Heat Pumps - Air-cooled with Direct Expansion Evaporator (DX) | Town KH | 1 | Medium | D | 1 | 2025 | 3 | 3 | 2.6 | 11142 | 2646
Local Hot Water | Instantaneous Electric Water Heater - Non-Drinking Water | Town JU | 1 | Medium | B | 14 | 2038 | 5 | 3 | 3.2 | 25847 | 27586
Burner | Forced draft gas burner | Town EP | 1 | Medium | B | 1 | 2025 | 5 | 3 | 3.2 | 25848 | 8667
Multi-System Controls | Control Panel - Electrical Services (excluding Electrical Controllers and Pneumatic Relays) | Town JX | 1 | Medium | B | 1 | 2025 | 5 | 3 | 3.2 | 25849 | 8668
Local Hot Water | Package Electric Water Heaters - Non-Drinking Water | Town BI | 1 | Medium | B | 1 | 2025 | 5 | 3 | 3.2 | 25850 | 8669
LV Distribution | Main Distribution Board | Town JU | 1 | High | B | 1 | 2025 | 5 | 2 | 2.7 | 14715 | 3995
Lifts | Disabled Lift - Electric | Town KE | 1 | High | B | 1 | 2025 | 5 | 2 | 2.7 | 14716 | 3996
Barriers & Guardrails | Vehicle Crash Protection Barrier | Town JU | 1 | V Low | B | 1 | 2025 | 5 | 4 | 3.7 | 33143 | 12062
LV Distribution | Sub Distribution Board | Town JZ | 1 | High | A | 19 | 2043 | 6 | 2 | 3 | 19559 | 31304
Local Hot Water | Instantaneous Electric Water Heater - Non-Drinking Water | Town ET | 1 | Medium | B | 6 | 2030 | 5 | 3 | 3.2 | 25851 | 18737
Fire Safety Systems | Fire Alarm System | Town KB | 1 | Urgent | B | 11 | 2035 | 5 | 1 | 2.2 | 5537 | 23680
Local and Special Ventilation | Fan - Centrifugal | Town JV | 1 | Medium | B | 1 | 2025 | 5 | 3 | 3.2 | 25852 | 8670
Fire Safety Systems | Fire Extinguishers - Foam | Town JV | 2 | Urgent | B | 7 | 2031 | 5 | 1 | 2.2 | 5538 | 19351
Roller Shutters | Internal Manual Roller Shutter | Town KI | 1 | Medium | B | 1 | 2025 | 5 | 3 | 3.2 | 25853 | 8671
Roller Shutters | Internal Manual Roller Shutter | Town KI | 1 | Medium | B | 1 | 2025 | 5 | 3 | 3.2 | 25854 | 8672
Roller Shutters | External Manual Roller Shutter | Town BI | 1 | High | B | 8 | 2032 | 5 | 2 | 2.7 | 14717 | 20728
Access Control | Gate Access - Local Lock / Keypad / Manual (External) | Town H | 1 | Medium | B | 2 | 2026 | 5 | 3 | 3.2 | 25855 | 13111
Heat Emitters | Radiators - Steel | Town JV | 3 | Medium | B | 1 | 2025 | 5 | 3 | 3.2 | 25856 | 8673
Access Control | Door Lock / Keypad / Manual | Town KH | 1 | Medium | B | 9 | 2033 | 5 | 3 | 3.2 | 25857 | 21788
General Lighting | General - LED fittings & Luminaires | Town KC | 23 | Medium | B | 6 | 2030 | 5 | 3 | 3.2 | 25858 | 18738
Local Hot Water | Package Electric Water Heaters - Non-Drinking Water | Town BI | 1 | Medium | B | 1 | 2025 | 5 | 3 | 3.2 | 25859 | 8674
LV Distribution | Main Distribution Board | Town JU | 1 | High | B | 1 | 2025 | 5 | 2 | 2.7 | 14718 | 3997
Heat Emitters | Gas Fired Natural and Fan Assisted Heaters | Town JU | 1 | Medium | B | 1 | 2025 | 5 | 3 | 3.2 | 25860 | 8675
Local and Special Ventilation | Fan - Extract | Town KE | 1 | Medium | B | 1 | 2025 | 5 | 3 | 3.2 | 25861 | 8676
Fire Safety Systems | Fire Extinguishers - Foam | Town JZ | 4 | Urgent | B | 6 | 2030 | 5 | 1 | 2.2 | 5539 | 16497
Central Heating | Fan - Axial | Town KD | 1 | High | B | 3 | 2027 | 5 | 2 | 2.7 | 14719 | 13366
Fire Safety Systems | Manual and Automatic Doors - Emergency and Panic Escape Doors | Town H | 1 | Urgent | B | 22 | 2046 | 5 | 1 | 2.2 | 5540 | 32917
Local and Special Ventilation | Fan - Centrifugal | Town JV | 1 | Medium | B | 1 | 2025 | 5 | 3 | 3.2 | 25862 | 8677
General Lighting | General - LED fittings & Luminaires | Town KE | 24 | Medium | B | 16 | 2040 | 5 | 3 | 3.2 | 25863 | 29595
Emergency Lighting | Self Contained - LED | Town H | 16 | Urgent | B | 12 | 2036 | 5 | 1 | 2.2 | 5541 | 26030
Emergency Lighting | Illuminated Fire Exit Signage | Town JZ | 1 | Urgent | A | 18 | 2042 | 6 | 1 | 2.5 | 10906 | 30744
Emergency Lighting | Illuminated Fire Exit Signage | Town KD | 3 | Urgent | B | 10 | 2034 | 5 | 1 | 2.2 | 5542 | 22063
Fire Safety Systems | Manual and Automatic Doors - Emergency and Panic Escape Doors | Town JZ | 1 | Urgent | B | 10 | 2034 | 5 | 1 | 2.2 | 5543 | 22064
Fire Safety Systems | Fire Extinguishers - Powder | Town KA | 2 | Urgent | B | 6 | 2030 | 5 | 1 | 2.2 | 5544 | 16498
External Lighting | General - LED | Town JV | 1 | Medium | B | 11 | 2035 | 5 | 3 | 3.2 | 25864 | 25275
Multi-System Controls | Control Panel - Electrical Services (excluding Electrical Controllers and Pneumatic Relays) | Town EP | 1 | Medium | B | 1 | 2025 | 5 | 3 | 3.2 | 25865 | 8678
LV Distribution | Sub Distribution Board | Town H | 1 | High | B | 7 | 2031 | 5 | 2 | 2.7 | 14720 | 19634
Local and Special Ventilation | Fan - Centrifugal | Town JV | 1 | Medium | B | 1 | 2025 | 5 | 3 | 3.2 | 25866 | 8679
Burner | Forced draft gas burner | Town JV | 1 | Medium | B | 1 | 2025 | 5 | 3 | 3.2 | 25867 | 8680
Roller Shutters | Internal Electric Roller Shutter | Town JY | 1 | Medium | B | 11 | 2035 | 5 | 3 | 3.2 | 25868 | 25276
Fire Safety Systems | Manual and Automatic Doors - Emergency and Panic Escape Doors | Town JV | 1 | Urgent | B | 11 | 2035 | 5 | 1 | 2.2 | 5545 | 23681
Local and Special Ventilation | Unit extract fans | Town KF | 1 | Medium | B | 1 | 2025 | 5 | 3 | 3.2 | 25869 | 8681
Roller Shutters | Internal Manual Roller Shutter | Town KI | 1 | Medium | B | 1 | 2025 | 5 | 3 | 3.2 | 25870 | 8682
External Doors | Manual and Automatic Doors - Auto / Powered Sliding Doors | Town EP | 1 | High | B | 11 | 2035 | 5 | 2 | 2.7 | 14721 | 24471
Barriers & Guardrails | Vehicle Crash Protection Barrier | Town JU | 1 | V Low | B | 1 | 2025 | 5 | 4 | 3.7 | 33144 | 12063
Local and Special Ventilation | Fan - Extract | Town JU | 1 | Medium | CX | 1 | 2025 | 2 | 3 | 2.3 | 10202 | 2143
Fire Safety Systems | Fire Extinguishers - CO2 | Town JZ | 4 | Urgent | B | 6 | 2030 | 5 | 1 | 2.2 | 5546 | 16499
General Lighting | General - LED fittings & Luminaires | Town KE | 144 | Medium | B | 16 | 2040 | 5 | 3 | 3.2 | 25871 | 29596
Fire Safety Systems | Fire Extinguishers - Foam | Town KH | 6 | Urgent | B | 8 | 2032 | 5 | 1 | 2.2 | 5547 | 20440
Air Conditioning | Single-Split Condenser - Split Systems/Heat Pumps - Air-cooled with Direct Expansion Evaporator (DX) | Town KE | 1 | Medium | B | 1 | 2025 | 5 | 3 | 3.2 | 25872 | 8683
Roller Shutters | Internal Automatic Roller Shutter | Town KI | 1 | High | B | 1 | 2025 | 5 | 2 | 2.7 | 14722 | 3998
Fire Safety Systems | Manual and Automatic Doors - Emergency and Panic Escape Doors | Town JX | 1 | Urgent | B | 15 | 2039 | 5 | 1 | 2.2 | 5548 | 27885
Local Hot Water | Package Electric Water Heaters - Non-Drinking Water | Town JU | 1 | Medium | B | 1 | 2025 | 5 | 3 | 3.2 | 25873 | 8684
Central Heating | Fan - Axial | Town KD | 1 | High | B | 3 | 2027 | 5 | 2 | 2.7 | 14723 | 13367
Fire Safety Systems | Fire Alarm Panel / Repeater | Town JV | 1 | Urgent | B | 1 | 2025 | 5 | 1 | 2.2 | 5549 | 1428
Barriers & Guardrails | Vehicle Crash Protection Barrier | Town JU | 1 | V Low | B | 1 | 2025 | 5 | 4 | 3.7 | 33145 | 12064
General Lighting | General - LED fittings & Luminaires | Town H | 4 | Medium | B | 7 | 2031 | 5 | 3 | 3.2 | 25874 | 19970
Fire Safety Systems | Fire Extinguishers - CO2 | Town JX | 1 | Urgent | B | 9 | 2033 | 5 | 1 | 2.2 | 5550 | 21350
Central Ventilation Systems | Fan - General Ventilation | Town KF | 1 | Low | B | 1 | 2025 | 5 | 4 | 3.7 | 33146 | 12065
BMS | BMS Control Panel | Town EP | 1 | High | B | 6 | 2030 | 5 | 2 | 2.7 | 14724 | 17626
Emergency Lighting | Illuminated Fire Exit Signage | Town JU | 1 | Urgent | B | 6 | 2030 | 5 | 1 | 2.2 | 5551 | 16500
Emergency Lighting | Self Contained - LED | Town KG | 1 | Urgent | B | 15 | 2039 | 5 | 1 | 2.2 | 5552 | 27886
Emergency Lighting | Self Contained - LED | Town JX | 12 | Urgent | B | 20 | 2044 | 5 | 1 | 2.2 | 5553 | 31485
External Doors | Manual and Automatic Doors - Auto / Powered Sliding Doors | Town KH | 1 | High | B | 27 | 2051 | 5 | 2 | 2.7 | 14725 | 33573
Heat Emitters | Electric Heaters | Town KB | 2 | Medium | D | 1 | 2025 | 3 | 3 | 2.6 | 11143 | 2647
Access Control | Door Lock / Keypad / Manual | Town KH | 2 | Medium | B | 9 | 2033 | 5 | 3 | 3.2 | 25875 | 21789
Heat Emitters | Electric Heaters | Town KF | 3 | Medium | B | 1 | 2025 | 5 | 3 | 3.2 | 25876 | 8685
LV Distribution | Main Distribution Board | Town KE | 1 | High | B | 1 | 2025 | 5 | 2 | 2.7 | 14726 | 3999
LV Distribution | Sub Distribution Board | Town KG | 1 | High | B | 10 | 2034 | 5 | 2 | 2.7 | 14727 | 22380
Local Hot Water | Instantaneous Electric Water Heater - Non-Drinking Water | Town H | 1 | Medium | B | 2 | 2026 | 5 | 3 | 3.2 | 25877 | 13112
Fire Safety Systems | Fire Alarm Panel / Repeater | Town JY | 1 | Urgent | B | 5 | 2029 | 5 | 1 | 2.2 | 5554 | 14396
Emergency Lighting | Illuminated Fire Exit Signage | Town ET | 1 | Urgent | B | 15 | 2039 | 5 | 1 | 2.2 | 5555 | 27887
Fire Safety Systems | Fire Extinguishers - CO2 | Town KE | 4 | Urgent | B | 6 | 2030 | 5 | 1 | 2.2 | 5556 | 16501
Air Conditioning | Multi-Split Condenser - Split Systems/Heat Pumps - Air-cooled with Direct Expansion Evaporator (DX) | Town JZ | 1 | Medium | B | 5 | 2029 | 5 | 3 | 3.2 | 25878 | 15182
Air Conditioning | Single-Split Evaporator - Split Systems/Heat Pumps - Air-cooled with Direct Expansion Evaporator (DX) | Town KE | 1 | Medium | B | 1 | 2025 | 5 | 3 | 3.2 | 25879 | 8686
Local and Special Ventilation | Fan - Extract | Town EP | 1 | Medium | B | 1 | 2025 | 5 | 3 | 3.2 | 25880 | 8687
Emergency Lighting | Illuminated Fire Exit Signage | Town KF | 4 | Urgent | B | 16 | 2040 | 5 | 1 | 2.2 | 5557 | 28831
Local Hot Water | Instantaneous Electric Water Heater - Non-Drinking Water | Town KG | 1 | Medium | B | 5 | 2029 | 5 | 3 | 3.2 | 25881 | 15183
Emergency Lighting | Illuminated Fire Exit Signage | Town JZ | 3 | Urgent | B | 17 | 2041 | 5 | 1 | 2.2 | 5558 | 30122
Local and Special Ventilation | Fan - Extract | Town JU | 1 | Medium | C | 1 | 2025 | 4 | 3 | 2.9 | 18697 | 5594
External Doors | Entrance Doors | Town KI | 1 | High | B | 11 | 2035 | 5 | 2 | 2.7 | 14728 | 24472
Fire Safety Systems | Manual and Automatic Doors - Emergency and Panic Escape Doors | Town H | 1 | Urgent | B | 22 | 2046 | 5 | 1 | 2.2 | 5559 | 32918
Emergency Lighting | Self Contained - Non LED | Town H | 14 | Urgent | B | 12 | 2036 | 5 | 1 | 2.2 | 5560 | 26031
Heat Emitters | Electric Heaters | Town JW | 1 | Medium | B | 1 | 2025 | 5 | 3 | 3.2 | 25882 | 8688
Local and Special Ventilation | Fan - Axial | Town FK | 1 | Medium | B | 1 | 2025 | 5 | 3 | 3.2 | 25883 | 8689
Air Conditioning | Single-Split Evaporator - Split Systems/Heat Pumps - Air-cooled with Direct Expansion Evaporator (DX) | Town KO | 1 | Medium | B | 8 | 2032 | 5 | 3 | 3.2 | 25884 | 20983
Fire Safety Systems | Manual and Automatic Doors - Emergency and Panic Escape Doors | Town BI | 1 | Urgent | B | 10 | 2034 | 5 | 1 | 2.2 | 5561 | 22065
Fire Safety Systems | Manual and Automatic Doors - Emergency and Panic Escape Doors | Town FK | 1 | Urgent | B | 23 | 2047 | 5 | 1 | 2.2 | 5562 | 33105
LV Distribution | Sub Distribution Board | Town FK | 1 | High | B | 3 | 2027 | 5 | 2 | 2.7 | 14729 | 13368
Roller Shutters | External Manual Roller Shutter | Town KM | 1 | High | A | 23 | 2047 | 6 | 2 | 3 | 19560 | 33224
Roller Shutters | External Manual Roller Shutter | Town FK | 1 | High | B | 1 | 2025 | 5 | 2 | 2.7 | 14730 | 4000
Local Hot Water | Package Electric Water Heaters - Non-Drinking Water | Town BI | 1 | Medium | B | 9 | 2033 | 5 | 3 | 3.2 | 25885 | 21790
Fire Safety Systems | Manual and Automatic Doors - Emergency and Panic Escape Doors | Town FK | 1 | Urgent | B | 21 | 2045 | 5 | 1 | 2.2 | 5563 | 32107
Roller Shutters | External Manual Roller Shutter | Town BI | 1 | High | B | 8 | 2032 | 5 | 2 | 2.7 | 14731 | 20729
General Lighting | General - LED fittings & Luminaires | Town FK | 77 | Medium | B | 1 | 2025 | 5 | 3 | 3.2 | 25886 | 8690
Heat Emitters | Electric Heaters | Town KL | 1 | Medium | DX | 1 | 2025 | 1 | 3 | 2 | 885 | 596
Fire Safety Systems | Fire Extinguishers - CO2 | Town BI | 2 | Urgent | B | 6 | 2030 | 5 | 1 | 2.2 | 5564 | 16502
Roller Shutters | External Manual Roller Shutter | Town FK | 1 | High | B | 1 | 2025 | 5 | 2 | 2.7 | 14732 | 4001
Heat Emitters | Gas Fired Unit Heaters | Town KL | 1 | Medium | B | 5 | 2029 | 5 | 3 | 3.2 | 25887 | 15184
Emergency Lighting | Self Contained - LED | Town KL | 1 | Urgent | B | 19 | 2043 | 5 | 1 | 2.2 | 5565 | 31077
Fire Safety Systems | Fire Extinguishers - CO2 | Town KN | 2 | Urgent | B | 9 | 2033 | 5 | 1 | 2.2 | 5566 | 21351
Air Conditioning | Multi-Split Condenser - Split Systems/Heat Pumps - Air-cooled with Direct Expansion Evaporator (DX) | Town FK | 1 | Medium | B | 10 | 2034 | 5 | 3 | 3.2 | 25888 | 22857
Air Conditioning | Single-Split Condenser - Split Systems/Heat Pumps - Air-cooled with Direct Expansion Evaporator (DX) | Town KL | 1 | Medium | B | 7 | 2031 | 5 | 3 | 3.2 | 25889 | 19971
Heat Emitters | Gas Fired Unit Heaters | Town KL | 1 | Medium | B | 1 | 2025 | 5 | 3 | 3.2 | 25890 | 8691
Fire Safety Systems | Manual and Automatic Doors - Emergency and Panic Escape Doors | Town KK | 1 | Urgent | B | 11 | 2035 | 5 | 1 | 2.2 | 5567 | 23682
Emergency Lighting | Illuminated Fire Exit Signage | Town FA | 2 | Urgent | B | 6 | 2030 | 5 | 1 | 2.2 | 5568 | 16503
External Lighting | General - LED | Town KK | 4 | Medium | B | 11 | 2035 | 5 | 3 | 3.2 | 25891 | 25277
Local and Special Ventilation | Unit extract fans | Town KN | 1 | Medium | B | 1 | 2025 | 5 | 3 | 3.2 | 25892 | 8692
Roller Shutters | External Manual Roller Shutter | Town KQ | 1 | High | B | 5 | 2029 | 5 | 2 | 2.7 | 14733 | 14665
General Lighting | General - LED fittings & Luminaires | Town KK | 8 | Medium | B | 16 | 2040 | 5 | 3 | 3.2 | 25893 | 29597
Emergency Lighting | Illuminated Fire Exit Signage | Town KN | 2 | Urgent | B | 15 | 2039 | 5 | 1 | 2.2 | 5569 | 27888
Heat Emitters | Electric Heaters | Town KK | 2 | Medium | B | 4 | 2028 | 5 | 3 | 3.2 | 25894 | 14135
Air Conditioning | Multi-Split Evaporator - Split Systems/Heat Pumps - Air-cooled with Direct Expansion Evaporator (DX) | Town FK | 1 | Medium | B | 8 | 2032 | 5 | 3 | 3.2 | 25895 | 20984
Roller Shutters | External Manual Roller Shutter | Town KQ | 1 | High | B | 5 | 2029 | 5 | 2 | 2.7 | 14734 | 14666
Solar Power Generation | Large Solar Systems - Photovoltaic (PV) - Grid Connected | Town KO | 1 | Low | B | 21 | 2045 | 5 | 4 | 3.7 | 33147 | 32814
Emergency Lighting | Illuminated Fire Exit Signage | Town KL | 6 | Urgent | B | 16 | 2040 | 5 | 1 | 2.2 | 5570 | 28832
Fire Safety Systems | Fire Extinguishers - CO2 | Town KL | 1 | Urgent | B | 8 | 2032 | 5 | 1 | 2.2 | 5571 | 20441
General Lighting | General - LED fittings & Luminaires | Town KQ | 10 | Medium | B | 18 | 2042 | 5 | 3 | 3.2 | 25896 | 30959
Fire Safety Systems | Fire Extinguishers - CO2 | Town FK | 4 | Urgent | B | 7 | 2031 | 5 | 1 | 2.2 | 5572 | 19352
LV Distribution | Sub Distribution Board | Town KL | 1 | High | B | 1 | 2025 | 5 | 2 | 2.7 | 14735 | 4002
General Lighting | General - LED fittings & Luminaires | Town KK | 16 | Medium | B | 16 | 2040 | 5 | 3 | 3.2 | 25897 | 29598
Emergency Lighting | Illuminated Fire Exit Signage | Town KN | 1 | Urgent | B | 13 | 2037 | 5 | 1 | 2.2 | 5573 | 26859
General Lighting | General - LED fittings & Luminaires | Town FK | 1 | Medium | B | 14 | 2038 | 5 | 3 | 3.2 | 25898 | 27587
Local and Special Ventilation | Fan - Axial | Town FK | 1 | Medium | B | 1 | 2025 | 5 | 3 | 3.2 | 25899 | 8693
Roller Shutters | External Electric Roller Shutter | Town KU | 1 | High | B | 8 | 2032 | 5 | 2 | 2.7 | 14736 | 20730
Access Control | Door Lock / Keypad / Manual | Town FK | 1 | Medium | B | 9 | 2033 | 5 | 3 | 3.2 | 25900 | 21791
Local Hot Water | Package Electric Water Heaters - Non-Drinking Water | Town KT | 1 | Medium | B | 8 | 2032 | 5 | 3 | 3.2 | 25901 | 20985
Local and Special Ventilation | Fan - Axial | Town KL | 1 | Medium | B | 1 | 2025 | 5 | 3 | 3.2 | 25902 | 8694
Fire Safety Systems | Manual and Automatic Doors - Emergency and Panic Escape Doors | Town KU | 1 | Urgent | B | 10 | 2034 | 5 | 1 | 2.2 | 5574 | 22066
Fire Safety Systems | Fire Extinguishers - CO2 | Town KO | 4 | Urgent | B | 6 | 2030 | 5 | 1 | 2.2 | 5575 | 16504
Local and Special Ventilation | Fan - Extract | Town KO | 1 | Medium | B | 1 | 2025 | 5 | 3 | 3.2 | 25903 | 8695
Local Hot Water | Package Electric Water Heaters - Non-Drinking Water | Town KK | 1 | Medium | B | 6 | 2030 | 5 | 3 | 3.2 | 25904 | 18739
Heat Emitters | Electric Heaters | Town KL | 2 | Medium | B | 1 | 2025 | 5 | 3 | 3.2 | 25905 | 8696
Fire Safety Systems | Fire Extinguishers - Powder | Town FK | 2 | Urgent | B | 8 | 2032 | 5 | 1 | 2.2 | 5576 | 20442
Local Hot Water | Instantaneous Electric Water Heater - Non-Drinking Water | Town KR | 1 | Medium | B | 5 | 2029 | 5 | 3 | 3.2 | 25906 | 15185
Specialist Lighting | Illuminated External Signs | Town KO | 1 | Medium | B | 11 | 2035 | 5 | 3 | 3.2 | 25907 | 25278
Local Hot Water | Package Electric Water Heaters - Non-Drinking Water | Town KL | 1 | Medium | B | 8 | 2032 | 5 | 3 | 3.2 | 25908 | 20986
LV Distribution | Sub Distribution Board | Town KL | 1 | High | B | 2 | 2026 | 5 | 2 | 2.7 | 14737 | 12908
Local Hot Water | Package Electric Water Heaters - Non-Drinking Water | Town KL | 1 | Medium | B | 1 | 2025 | 5 | 3 | 3.2 | 25909 | 8697
LV Distribution | Sub Distribution Board | Town FK | 1 | High | B | 1 | 2025 | 5 | 2 | 2.7 | 14738 | 4003
Local and Special Ventilation | Fan - Axial | Town KL | 1 | Medium | B | 1 | 2025 | 5 | 3 | 3.2 | 25910 | 8698
Roller Shutters | External Electric Roller Shutter | Town KL | 1 | High | B | 13 | 2037 | 5 | 2 | 2.7 | 14739 | 26982
Heat Emitters | Radiators - Steel | Town KS | 4 | Medium | B | 1 | 2025 | 5 | 3 | 3.2 | 25911 | 8699
Local Hot Water | Instantaneous Electric Water Heater - Non-Drinking Water | Town KK | 1 | Medium | B | 11 | 2035 | 5 | 3 | 3.2 | 25912 | 25279
Boiler | Atmospheric Gas Burner - Free Standing Boiler | Town KN | 1 | Medium | B | 1 | 2025 | 5 | 3 | 3.2 | 25913 | 8700
Roller Shutters | Internal Manual Roller Shutter | Town FK | 1 | Medium | B | 11 | 2035 | 5 | 3 | 3.2 | 25914 | 25280
LV Distribution | Sub Distribution Board | Town KL | 1 | High | B | 1 | 2025 | 5 | 2 | 2.7 | 14740 | 4004
Air Conditioning | Multi-Split Evaporator - Split Systems/Heat Pumps - Air-cooled with Direct Expansion Evaporator (DX) | Town FK | 1 | Medium | B | 8 | 2032 | 5 | 3 | 3.2 | 25915 | 20987
LV Distribution | Sub Distribution Board | Town KP | 1 | High | B | 1 | 2025 | 5 | 2 | 2.7 | 14741 | 4005
Roller Shutters | External Window Shutters - Manual | Town KT | 1 | Medium | B | 3 | 2027 | 5 | 3 | 3.2 | 25916 | 13562
Emergency Lighting | Illuminated Fire Exit Signage | Town KL | 3 | Urgent | B | 14 | 2038 | 5 | 1 | 2.2 | 5577 | 27370
LV Distribution | Sub Distribution Board | Town KS | 1 | High | B | 1 | 2025 | 5 | 2 | 2.7 | 14742 | 4006
LV Distribution | Main Distribution Board | Town KR | 1 | High | B | 10 | 2034 | 5 | 2 | 2.7 | 14743 | 22381
External Doors | Entrance Doors | Town KL | 1 | High | B | 16 | 2040 | 5 | 2 | 2.7 | 14744 | 29189
Emergency Lighting | Self Contained - LED | Town GS | 13 | Urgent | C | 11 | 2035 | 4 | 1 | 1.9 | 671 | 23277
LV Distribution | Sub Distribution Board | Town LE | 1 | High | C | 4 | 2028 | 4 | 2 | 2.4 | 10598 | 13889
Air Conditioning | Single-Split Condenser - Split Systems/Heat Pumps - Air-cooled with Direct Expansion Evaporator (DX) | Town CZ | 1 | Medium | B | 7 | 2031 | 5 | 3 | 3.2 | 25917 | 19972
Local Hot Water | Instantaneous Electric Water Heater - Non-Drinking Water | Town LD | 1 | Medium | B | 7 | 2031 | 5 | 3 | 3.2 | 25918 | 19973
Heat Emitters | Gas Fired Unit Heaters | Town LG | 1 | Medium | B | 1 | 2025 | 5 | 3 | 3.2 | 25919 | 8701
Burner | Forced draft gas burner | Town AJ | 1 | Medium | A | 13 | 2037 | 6 | 3 | 3.5 | 32542 | 27291
Heat Emitters | Gas Fired Natural and Fan Assisted Heaters | Town AP | 1 | Medium | B | 1 | 2025 | 5 | 3 | 3.2 | 25920 | 8702
Local and Special Ventilation | Fan - Kitchen Extract | Town JE | 1 | Low | B | 5 | 2029 | 5 | 4 | 3.7 | 33148 | 15637
Roller Shutters | External Manual Roller Shutter | Town LA | 1 | High | B | 1 | 2025 | 5 | 2 | 2.7 | 14745 | 4007
General Lighting | General - LED fittings & Luminaires | Town GN | 7 | Medium | C | 1 | 2025 | 4 | 3 | 2.9 | 18698 | 5595
LV Distribution | Sub Distribution Board | Town KW | 1 | High | D | 1 | 2025 | 3 | 2 | 2.1 | 1179 | 806
LV Distribution | Sub Distribution Board | Town LE | 1 | High | B | 4 | 2028 | 5 | 2 | 2.7 | 14746 | 13960
Local Hot Water | Instantaneous Electric Water Heater - Non-Drinking Water | Town KY | 1 | Medium | B | 11 | 2035 | 5 | 3 | 3.2 | 25921 | 25281
Security Systems | Manual and Automatic Doors - High Security Door | Town AJ | 1 | High | B | 11 | 2035 | 5 | 2 | 2.7 | 14747 | 24473
Roller Shutters | External Manual Roller Shutter | Town LB | 1 | High | B | 11 | 2035 | 5 | 2 | 2.7 | 14748 | 24474
Local Hot Water | Instantaneous Electric Water Heater - Non-Drinking Water | Town AP | 1 | Medium | B | 7 | 2031 | 5 | 3 | 3.2 | 25922 | 19974
Emergency Lighting | Self Contained - LED | Town Z | 6 | Urgent | B | 21 | 2045 | 5 | 1 | 2.2 | 5578 | 32108
Emergency Lighting | Self Contained - LED | Town KZ | 8 | Urgent | B | 19 | 2043 | 5 | 1 | 2.2 | 5579 | 31078
Emergency Lighting | Self Contained - LED | Town GN | 2 | Urgent | B | 15 | 2039 | 5 | 1 | 2.2 | 5580 | 27889
Fire Safety Systems | Fire Extinguishers - Foam | Town GS | 2 | Urgent | B | 1 | 2025 | 5 | 1 | 2.2 | 5581 | 1429
LV Distribution | Sub Distribution Board | Town II | 1 | High | B | 1 | 2025 | 5 | 2 | 2.7 | 14749 | 4008
Roller Shutters | External Electric Roller Shutter | Town CZ | 1 | High | B | 11 | 2035 | 5 | 2 | 2.7 | 14750 | 24475
Emergency Lighting | Self Contained - Non LED | Town KX | 1 | Urgent | B | 7 | 2031 | 5 | 1 | 2.2 | 5582 | 19353
General Lighting | General - LED fittings & Luminaires | Town CZ | 1 | Medium | B | 4 | 2028 | 5 | 3 | 3.2 | 25923 | 14136
LV Distribution | Main Distribution Board | Town AP | 1 | High | B | 6 | 2030 | 5 | 2 | 2.7 | 14751 | 17627
Multi-System Controls | Control Panel - Electrical Services (excluding Electrical Controllers and Pneumatic Relays) | Town AJ | 1 | Medium | B | 1 | 2025 | 5 | 3 | 3.2 | 25924 | 8703
Burner | Blown gas burner | Town II | 1 | Medium | B | 1 | 2025 | 5 | 3 | 3.2 | 25925 | 8704
Roller Shutters | External Manual Roller Shutter | Town AT | 1 | High | B | 11 | 2035 | 5 | 2 | 2.7 | 14752 | 24476
Fire Safety Systems | Fire Extinguishers - CO2 | Town LG | 1 | Urgent | B | 6 | 2030 | 5 | 1 | 2.2 | 5583 | 16505
Fire Safety Systems | Fire Extinguishers - CO2 | Town LD | 3 | Urgent | B | 2 | 2026 | 5 | 1 | 2.2 | 5584 | 12618
Fire Safety Systems | Manual and Automatic Doors - Emergency and Panic Escape Doors | Town AJ | 1 | Urgent | B | 11 | 2035 | 5 | 1 | 2.2 | 5585 | 23683
Roller Shutters | Internal Electric Roller Shutter | Town GS | 1 | Medium | B | 11 | 2035 | 5 | 3 | 3.2 | 25926 | 25282
General Lighting | General - LED fittings & Luminaires | Town AY | 3 | Medium | B | 1 | 2025 | 5 | 3 | 3.2 | 25927 | 8705
Fire Safety Systems | Manual and Automatic Doors - Emergency and Panic Escape Doors | Town LC | 1 | Urgent | B | 11 | 2035 | 5 | 1 | 2.2 | 5586 | 23684
Emergency Lighting | Self Contained - Non LED | Town CZ | 3 | Urgent | B | 9 | 2033 | 5 | 1 | 2.2 | 5587 | 21352
External Lighting | General - Non LED | Town AP | 2 | Medium | B | 1 | 2025 | 5 | 3 | 3.2 | 25928 | 8706
LV Distribution | Sub Distribution Board | Town GS | 1 | High | B | 6 | 2030 | 5 | 2 | 2.7 | 14753 | 17628
LV Distribution | Sub Distribution Board | Town GS | 1 | High | B | 6 | 2030 | 5 | 2 | 2.7 | 14754 | 17629
Roller Shutters | External Manual Roller Shutter | Town Z | 1 | High | B | 1 | 2025 | 5 | 2 | 2.7 | 14755 | 4009
Emergency Lighting | Self Contained - LED | Town II | 3 | Urgent | B | 11 | 2035 | 5 | 1 | 2.2 | 5588 | 23685
Emergency Lighting | Self Contained - LED | Town LC | 9 | Urgent | C | 11 | 2035 | 4 | 1 | 1.9 | 672 | 23278
Heat Emitters | Radiators - Steel | Town AJ | 5 | Medium | B | 1 | 2025 | 5 | 3 | 3.2 | 25929 | 8707
Roller Shutters | External Electric Roller Shutter | Town G | 1 | High | B | 1 | 2025 | 5 | 2 | 2.7 | 14756 | 4010
External Doors | Entrance Doors | Town KW | 1 | High | B | 26 | 2050 | 5 | 2 | 2.7 | 14757 | 33503
Fire Safety Systems | Manual and Automatic Doors - Emergency and Panic Escape Doors | Town LB | 1 | Urgent | B | 21 | 2045 | 5 | 1 | 2.2 | 5589 | 32109
Local and Special Ventilation | Fan - Extract | Town LD | 1 | Medium | B | 7 | 2031 | 5 | 3 | 3.2 | 25930 | 19975
Emergency Lighting | Illuminated Fire Exit Signage | Town AJ | 4 | Urgent | B | 16 | 2040 | 5 | 1 | 2.2 | 5590 | 28833
General Lighting | General - LED fittings & Luminaires | Town GS | 12 | Medium | B | 12 | 2036 | 5 | 3 | 3.2 | 25931 | 26563
Roller Shutters | External Manual Roller Shutter | Town LF | 1 | High | B | 1 | 2025 | 5 | 2 | 2.7 | 14758 | 4011
Central Cooling | Fan - Axial | Town LE | 1 | Medium | B | 1 | 2025 | 5 | 3 | 3.2 | 25932 | 8708
External Doors | Manual and Automatic Doors - Auto / Powered Swing Doors | Town AQ | 1 | High | B | 11 | 2035 | 5 | 2 | 2.7 | 14759 | 24477
Heat Emitters | Electric Heaters | Town AY | 1 | Medium | B | 1 | 2025 | 5 | 3 | 3.2 | 25933 | 8709
Central Ventilation Systems | Fan - Axial | Town LC | 1 | Medium | B | 1 | 2025 | 5 | 3 | 3.2 | 25934 | 8710
Fire Safety Systems | Manual and Automatic Doors - Emergency and Panic Escape Doors | Town AP | 1 | Urgent | B | 11 | 2035 | 5 | 1 | 2.2 | 5591 | 23686
Emergency Lighting | Illuminated Fire Exit Signage | Town GS | 2 | Urgent | B | 12 | 2036 | 5 | 1 | 2.2 | 5592 | 26032
Heat Emitters | Electric Heaters | Town LB | 1 | Medium | B | 1 | 2025 | 5 | 3 | 3.2 | 25935 | 8711
Emergency Lighting | Self Contained - LED | Town LB | 3 | Urgent | B | 17 | 2041 | 5 | 1 | 2.2 | 5593 | 30123
Fire Safety Systems | Fire Extinguishers - Foam | Town AP | 3 | Urgent | B | 5 | 2029 | 5 | 1 | 2.2 | 5594 | 14397
Roller Shutters | External Electric Roller Shutter | Town LF | 1 | High | C | 3 | 2027 | 4 | 2 | 2.4 | 10599 | 13320
Fire Safety Systems | Manual and Automatic Doors - Emergency and Panic Escape Doors | Town LB | 1 | Urgent | B | 21 | 2045 | 5 | 1 | 2.2 | 5595 | 32110
BMS | BMS Operating Station | Town GS | 1 | High | B | 1 | 2025 | 5 | 2 | 2.7 | 14760 | 4012
Roller Shutters | External Manual Roller Shutter | Town AP | 1 | High | B | 11 | 2035 | 5 | 2 | 2.7 | 14761 | 24478
General Lighting | General - LED fittings & Luminaires | Town AY | 8 | Medium | B | 12 | 2036 | 5 | 3 | 3.2 | 25936 | 26564
Fire Safety Systems | Fire Extinguishers - Foam | Town LC | 1 | Urgent | B | 1 | 2025 | 5 | 1 | 2.2 | 5596 | 1430
Air Conditioning | Single-Split Evaporator - Split Systems/Heat Pumps - Air-cooled with Direct Expansion Evaporator (DX) | Town KZ | 1 | Medium | B | 5 | 2029 | 5 | 3 | 3.2 | 25937 | 15186
Fire Safety Systems | Fire Extinguishers - CO2 | Town LB | 1 | Urgent | B | 2 | 2026 | 5 | 1 | 2.2 | 5597 | 12619
Local Hot Water | Instantaneous Electric Water Heater - Non-Drinking Water | Town AP | 1 | Medium | B | 7 | 2031 | 5 | 3 | 3.2 | 25938 | 19976
BMS | BMS Control Panel | Town KZ | 1 | High | B | 7 | 2031 | 5 | 2 | 2.7 | 14762 | 19635
Roller Shutters | Internal Automatic Roller Shutter | Town KX | 1 | High | B | 7 | 2031 | 5 | 2 | 2.7 | 14763 | 19636
General Lighting | General - LED fittings & Luminaires | Town AJ | 100 | Medium | B | 17 | 2041 | 5 | 3 | 3.2 | 25939 | 30492
Emergency Lighting | Self Contained - LED | Town LE | 1 | Urgent | B | 18 | 2042 | 5 | 1 | 2.2 | 5598 | 30655
Heat Emitters | Gas Fired Natural and Fan Assisted Heaters | Town AP | 1 | Medium | B | 7 | 2031 | 5 | 3 | 3.2 | 25940 | 19977
Heat Emitters | Gas Fired Natural and Fan Assisted Heaters | Town AP | 1 | Medium | B | 1 | 2025 | 5 | 3 | 3.2 | 25941 | 8712
Local and Special Ventilation | Fan - Extract | Town LG | 1 | Medium | B | 1 | 2025 | 5 | 3 | 3.2 | 25942 | 8713
Heat Emitters | Electric Heaters | Town KY | 1 | Medium | B | 3 | 2027 | 5 | 3 | 3.2 | 25943 | 13563
Local and Special Ventilation | Fan - Axial | Town CZ | 1 | Medium | B | 1 | 2025 | 5 | 3 | 3.2 | 25944 | 8714
Emergency Lighting | Self Contained - LED | Town KY | 18 | Urgent | B | 18 | 2042 | 5 | 1 | 2.2 | 5599 | 30656
External Lighting | General - LED | Town AT | 5 | Medium | B | 7 | 2031 | 5 | 3 | 3.2 | 25945 | 19978
Central Cooling | Fan - Axial | Town KZ | 1 | Medium | B | 1 | 2025 | 5 | 3 | 3.2 | 25946 | 8715
Fire Safety Systems | Fire Alarm Panel / Repeater | Town KW | 1 | Urgent | B | 11 | 2035 | 5 | 1 | 2.2 | 5600 | 23687
Local and Special Ventilation | Fan - Centrifugal | Town II | 1 | Medium | B | 1 | 2025 | 5 | 3 | 3.2 | 25947 | 8716
General Lighting | General - LED fittings & Luminaires | Town II | 10 | Medium | B | 8 | 2032 | 5 | 3 | 3.2 | 25948 | 20988
Emergency Lighting | Self Contained - LED | Town KX | 2 | Urgent | B | 18 | 2042 | 5 | 1 | 2.2 | 5601 | 30657
Fire Safety Systems | Fire Extinguishers - CO2 | Town LE | 3 | Urgent | B | 6 | 2030 | 5 | 1 | 2.2 | 5602 | 16506
Air Conditioning | Single-Split Evaporator - Split Systems/Heat Pumps - Air-cooled with Direct Expansion Evaporator (DX) | Town CZ | 1 | Medium | B | 7 | 2031 | 5 | 3 | 3.2 | 25949 | 19979
LV Distribution | Main Distribution Board | Town JE | 1 | High | B | 5 | 2029 | 5 | 2 | 2.7 | 14764 | 14667
Central Ventilation Systems | Fan - Axial | Town LD | 1 | Medium | B | 1 | 2025 | 5 | 3 | 3.2 | 25950 | 8717
General Lighting | General - LED fittings & Luminaires | Town G | 55 | Medium | C | 1 | 2025 | 4 | 3 | 2.9 | 18699 | 5596
Central Cooling | Fan - Axial | Town LE | 1 | Medium | B | 1 | 2025 | 5 | 3 | 3.2 | 25951 | 8718
Local and Special Ventilation | Fan - Window / Wall Mounted | Town KY | 1 | Medium | DX | 3 | 2027 | 1 | 3 | 2 | 886 | 13257
Roller Shutters | External Manual Roller Shutter | Town LF | 1 | High | B | 11 | 2035 | 5 | 2 | 2.7 | 14765 | 24479
Central Cooling | Fan - Centrifugal | Town II | 1 | High | B | 1 | 2025 | 5 | 2 | 2.7 | 14766 | 4013
Local and Special Ventilation | Fan - Axial | Town GS | 1 | Medium | B | 1 | 2025 | 5 | 3 | 3.2 | 25952 | 8719
LV Distribution | Sub Distribution Board | Town KX | 1 | High | B | 2 | 2026 | 5 | 2 | 2.7 | 14767 | 12909
LV Distribution | Sub Distribution Board | Town AP | 1 | High | B | 1 | 2025 | 5 | 2 | 2.7 | 14768 | 4014
Roller Shutters | External Manual Roller Shutter | Town Z | 1 | High | B | 1 | 2025 | 5 | 2 | 2.7 | 14769 | 4015
General Lighting | General - LED fittings & Luminaires | Town II | 1 | Medium | B | 8 | 2032 | 5 | 3 | 3.2 | 25953 | 20989
Emergency Lighting | Self Contained - LED | Town KY | 24 | Urgent | B | 18 | 2042 | 5 | 1 | 2.2 | 5603 | 30658
Fire Safety Systems | Manual and Automatic Doors - Emergency and Panic Escape Doors | Town II | 1 | Urgent | B | 11 | 2035 | 5 | 1 | 2.2 | 5604 | 23688
Fire Safety Systems | Manual and Automatic Doors - Emergency and Panic Escape Doors | Town AT | 1 | Urgent | B | 11 | 2035 | 5 | 1 | 2.2 | 5605 | 23689
Fire Safety Systems | Manual and Automatic Doors - Emergency and Panic Escape Doors | Town CZ | 1 | Urgent | B | 17 | 2041 | 5 | 1 | 2.2 | 5606 | 30124
Fire Safety Systems | Fire Extinguishers - Foam | Town AY | 4 | Urgent | B | 1 | 2025 | 5 | 1 | 2.2 | 5607 | 1431
LV Distribution | Sub Distribution Board | Town P | 1 | High | B | 1 | 2025 | 5 | 2 | 2.7 | 14770 | 4016
Multi-System Controls | Control Panel - Electrical Services (excluding Electrical Controllers and Pneumatic Relays) | Town A | 1 | Medium | C | 1 | 2025 | 4 | 3 | 2.9 | 18700 | 5597
Air Conditioning | Single-Split Condenser - Split Systems/Heat Pumps - Air-cooled with Direct Expansion Evaporator (DX) | Town LI | 1 | Medium | B | 1 | 2025 | 5 | 3 | 3.2 | 25954 | 8720
Heat Emitters | Electric Overdoor Air Curtain/Heater | Town LM | 1 | Medium | B | 1 | 2025 | 5 | 3 | 3.2 | 25955 | 8721
External Doors | Entrance Doors | Town LI | 1 | High | C | 11 | 2035 | 4 | 2 | 2.4 | 10600 | 24054
Local and Special Ventilation | Fan - Window / Wall Mounted | Town HU | 1 | Medium | B | 1 | 2025 | 5 | 3 | 3.2 | 25956 | 8722
Fire Safety Systems | Manual and Automatic Doors - Emergency and Panic Escape Doors | Town A | 1 | Urgent | B | 31 | 2055 | 5 | 1 | 2.2 | 5608 | 33755
Roller Shutters | External Manual Roller Shutter | Town LM | 1 | High | B | 1 | 2025 | 5 | 2 | 2.7 | 14771 | 4017
Local and Special Ventilation | Fan - Extract | Town AQ | 1 | Medium | B | 1 | 2025 | 5 | 3 | 3.2 | 25957 | 8723
Central Ventilation Systems | Fan - General Ventilation | Town P | 1 | Low | B | 1 | 2025 | 5 | 4 | 3.7 | 33149 | 12066
Fire Safety Systems | Fire Extinguishers - Foam | Town LI | 2 | Urgent | B | 2 | 2026 | 5 | 1 | 2.2 | 5609 | 12620
Fire Safety Systems | Fire Extinguishers - Foam | Town AQ | 3 | Urgent | B | 2 | 2026 | 5 | 1 | 2.2 | 5610 | 12621
Local and Special Ventilation | Fan - Window / Wall Mounted | Town LJ | 1 | Medium | B | 8 | 2032 | 5 | 3 | 3.2 | 25958 | 20990
Roller Shutters | External Manual Roller Shutter | Town HU | 1 | High | B | 1 | 2025 | 5 | 2 | 2.7 | 14772 | 4018
Fire Safety Systems | Fire Extinguishers - Foam | Town HU | 3 | Urgent | B | 1 | 2025 | 5 | 1 | 2.2 | 5611 | 1432
Air Conditioning | Multi-Split Condenser - Split Systems/Heat Pumps - Air-cooled with Direct Expansion Evaporator (DX) | Town LK | 1 | Medium | B | 5 | 2029 | 5 | 3 | 3.2 | 25959 | 15187
Fire Safety Systems | Fire Alarm Panel / Repeater | Town LI | 1 | Urgent | B | 1 | 2025 | 5 | 1 | 2.2 | 5612 | 1433
Local and Special Ventilation | Fan - Extract | Town AQ | 1 | Medium | B | 1 | 2025 | 5 | 3 | 3.2 | 25960 | 8724
Emergency Lighting | Illuminated Fire Exit Signage | Town LI | 1 | Urgent | B | 1 | 2025 | 5 | 1 | 2.2 | 5613 | 1434
Emergency Lighting | Self Contained - LED | Town LO | 1 | Urgent | B | 18 | 2042 | 5 | 1 | 2.2 | 5614 | 30659
Air Conditioning | Multi-Split Condenser - DX Split Systems (With Gas, Electric or Hot Water Heaters) | Town LM | 1 | Medium | B | 10 | 2034 | 5 | 3 | 3.2 | 25961 | 22858
LV Distribution | Main Distribution Board | Town IF | 1 | High | B | 17 | 2041 | 5 | 2 | 2.7 | 14773 | 30332
Local Hot Water | Instantaneous Electric Water Heater - Non-Drinking Water | Town LK | 1 | Medium | B | 2 | 2026 | 5 | 3 | 3.2 | 25962 | 13113
Local Hot Water | Instantaneous Electric Water Heater - Non-Drinking Water | Town LI | 1 | Medium | B | 7 | 2031 | 5 | 3 | 3.2 | 25963 | 19980
Local and Special Ventilation | Fan - Extract | Town AQ | 1 | Medium | B | 1 | 2025 | 5 | 3 | 3.2 | 25964 | 8725
Heat Emitters | Electric Heaters | Town LI | 2 | Medium | B | 1 | 2025 | 5 | 3 | 3.2 | 25965 | 8726
Roller Shutters | External Manual Roller Shutter | Town A | 1 | High | B | 21 | 2045 | 5 | 2 | 2.7 | 14774 | 32651
Heat Emitters | Electric Heaters | Town A | 2 | Medium | B | 1 | 2025 | 5 | 3 | 3.2 | 25966 | 8727
External Lighting | General - LED | Town A | 3 | Medium | B | 11 | 2035 | 5 | 3 | 3.2 | 25967 | 25283
Emergency Lighting | Self Contained - LED | Town LN | 1 | Urgent | B | 18 | 2042 | 5 | 1 | 2.2 | 5615 | 30660
Local and Special Ventilation | Fan - Toilet Extract | Town AQ | 1 | Medium | B | 1 | 2025 | 5 | 3 | 3.2 | 25968 | 8728
Fire Safety Systems | Manual and Automatic Doors - Emergency and Panic Escape Doors | Town A | 1 | Urgent | B | 31 | 2055 | 5 | 1 | 2.2 | 5616 | 33756
Roller Shutters | External Manual Roller Shutter | Town HU | 1 | High | B | 1 | 2025 | 5 | 2 | 2.7 | 14775 | 4019
Fire Safety Systems | Fire Alarm Panel / Repeater | Town AQ | 1 | Urgent | B | 7 | 2031 | 5 | 1 | 2.2 | 5617 | 19354
Heat Emitters | Electric Heaters | Town HU | 1 | Medium | B | 1 | 2025 | 5 | 3 | 3.2 | 25969 | 8729
LV Distribution | Main Distribution Board | Town LK | 1 | High | D | 1 | 2025 | 3 | 2 | 2.1 | 1180 | 807
LV Distribution | Main Distribution Board | Town A | 1 | High | B | 20 | 2044 | 5 | 2 | 2.7 | 14776 | 31630
LV Distribution | Main Distribution Board | Town JK | 1 | High | D | 1 | 2025 | 3 | 2 | 2.1 | 1181 | 808
LV Distribution | Sub Distribution Board | Town JF | 1 | High | B | 9 | 2033 | 5 | 2 | 2.7 | 14777 | 21605
LV Distribution | Sub Distribution Board | Town AH | 1 | High | B | 10 | 2034 | 5 | 2 | 2.7 | 14778 | 22382
Roller Shutters | External Electric Roller Shutter | Town JO | 1 | High | B | 1 | 2025 | 5 | 2 | 2.7 | 14779 | 4020
Heat Emitters | Gas Fired Natural and Fan Assisted Heaters | Town JL | 1 | Medium | B | 1 | 2025 | 5 | 3 | 3.2 | 25970 | 8730
LV Distribution | Sub Distribution Board | Town JL | 1 | High | B | 1 | 2025 | 5 | 2 | 2.7 | 14780 | 4021
Roller Shutters | Internal Electric Roller Shutter | Town AX | 1 | Medium | A | 25 | 2049 | 6 | 3 | 3.5 | 32543 | 33452
Roller Shutters | External Electric Roller Shutter | Town JD | 1 | High | B | 8 | 2032 | 5 | 2 | 2.7 | 14781 | 20731
Local Hot Water | Package Electric Water Heaters - Non-Drinking Water | Town JC | 1 | Medium | B | 1 | 2025 | 5 | 3 | 3.2 | 25971 | 8731
Roller Shutters | External Electric Roller Shutter | Town JP | 1 | High | B | 22 | 2046 | 5 | 2 | 2.7 | 14782 | 33029
Fire Safety Systems | Manual and Automatic Doors - Emergency and Panic Escape Doors | Town JC | 1 | Urgent | B | 11 | 2035 | 5 | 1 | 2.2 | 5618 | 23690
Local and Special Ventilation | Fan - Axial | Town JF | 1 | Medium | B | 12 | 2036 | 5 | 3 | 3.2 | 25972 | 26565
Air Conditioning | Single-Split Condenser - Split Systems/Heat Pumps - Air-cooled with Direct Expansion Evaporator (DX) | Town JH | 1 | Medium | B | 5 | 2029 | 5 | 3 | 3.2 | 25973 | 15188
Roller Shutters | External Window Shutters - Manual | Town JC | 1 | Medium | B | 1 | 2025 | 5 | 3 | 3.2 | 25974 | 8732
General Lighting | General - LED fittings & Luminaires | Town AH | 3 | Medium | B | 10 | 2034 | 5 | 3 | 3.2 | 25975 | 22859
General Lighting | General - LED fittings & Luminaires | Town JN | 12 | Medium | B | 10 | 2034 | 5 | 3 | 3.2 | 25976 | 22860
Fire Safety Systems | Manual and Automatic Doors - Emergency and Panic Escape Doors | Town JL | 1 | Urgent | B | 6 | 2030 | 5 | 1 | 2.2 | 5619 | 16507
General Lighting | General - LED fittings & Luminaires | Town JN | 28 | Medium | B | 18 | 2042 | 5 | 3 | 3.2 | 25977 | 30960
Emergency Lighting | Self Contained - LED | Town AH | 6 | Urgent | B | 15 | 2039 | 5 | 1 | 2.2 | 5620 | 27890
Emergency Lighting | Illuminated Fire Exit Signage | Town JP | 5 | Urgent | B | 15 | 2039 | 5 | 1 | 2.2 | 5621 | 27891
Fire Safety Systems | Fire Extinguishers - Foam | Town JP | 1 | Urgent | B | 5 | 2029 | 5 | 1 | 2.2 | 5622 | 14398
Fire Safety Systems | Fire Extinguishers - CO2 | Town JG | 4 | Urgent | B | 6 | 2030 | 5 | 1 | 2.2 | 5623 | 16508
Air Conditioning | Multi-Split Evaporator - Split Systems/Heat Pumps - Air-cooled with Direct Expansion Evaporator (DX) | Town JE | 1 | Medium | B | 1 | 2025 | 5 | 3 | 3.2 | 25978 | 8733
Barriers & Guardrails | Vehicle Crash Protection Barrier | Town IZ | 14 | V Low | D | 1 | 2025 | 3 | 4 | 3.1 | 19653 | 5873
Fire Safety Systems | Fire Alarm Panel / Repeater | Town HA | 1 | Urgent | B | 1 | 2025 | 5 | 1 | 2.2 | 5624 | 1435
Local and Special Ventilation | Fan - Extract | Town HA | 1 | Medium | B | 1 | 2025 | 5 | 3 | 3.2 | 25979 | 8734
Emergency Lighting | Illuminated Fire Exit Signage | Town JI | 2 | Urgent | B | 17 | 2041 | 5 | 1 | 2.2 | 5625 | 30125
General Lighting | General - LED fittings & Luminaires | Town AX | 1 | Medium | B | 10 | 2034 | 5 | 3 | 3.2 | 25980 | 22861
Fire Safety Systems | Fire Extinguishers - Foam | Town JD | 5 | Urgent | B | 6 | 2030 | 5 | 1 | 2.2 | 5626 | 16509
Fire Safety Systems | Fire Extinguishers - CO2 | Town JN | 1 | Urgent | B | 10 | 2034 | 5 | 1 | 2.2 | 5627 | 22067
Roller Shutters | Internal Electric Roller Shutter | Town JI | 1 | Medium | B | 5 | 2029 | 5 | 3 | 3.2 | 25981 | 15189
Roller Shutters | Internal Manual Roller Shutter | Town JT | 1 | Medium | B | 1 | 2025 | 5 | 3 | 3.2 | 25982 | 8735
External Lighting | General - Non LED | Town JK | 2 | Medium | B | 3 | 2027 | 5 | 3 | 3.2 | 25983 | 13564
Local and Special Ventilation | Fan - Toilet Extract | Town JJ | 1 | Medium | B | 8 | 2032 | 5 | 3 | 3.2 | 25984 | 20991
Emergency Lighting | Externally Powered - Non LED | Town JM | 11 | Urgent | B | 1 | 2025 | 5 | 1 | 2.2 | 5628 | 1436
Fire Safety Systems | Fire Extinguishers - Foam | Town JI | 5 | Urgent | B | 6 | 2030 | 5 | 1 | 2.2 | 5629 | 16510
Air Conditioning | Multi-Split Condenser - Split Systems/Heat Pumps - Air-cooled with Direct Expansion Evaporator (DX) | Town JF | 1 | Medium | B | 3 | 2027 | 5 | 3 | 3.2 | 25985 | 13565
Central Ventilation Systems | Fan - General Ventilation | Town JA | 1 | Low | B | 1 | 2025 | 5 | 4 | 3.7 | 33150 | 12067
Heat Emitters | Electric Heaters | Town JR | 1 | Medium | B | 1 | 2025 | 5 | 3 | 3.2 | 25986 | 8736
Local and Special Ventilation | Fan - Window / Wall Mounted | Town JF | 1 | Medium | CX | 1 | 2025 | 2 | 3 | 2.3 | 10203 | 2144
Local and Special Ventilation | Fan - Axial | Town IZ | 1 | Medium | B | 6 | 2030 | 5 | 3 | 3.2 | 25987 | 18740
LV Distribution | Main Distribution Board | Town JK | 1 | High | D | 1 | 2025 | 3 | 2 | 2.1 | 1182 | 809
Multi-System Controls | Instrumental Control Panel | Town JJ | 1 | Medium | B | 14 | 2038 | 5 | 3 | 3.2 | 25988 | 27588
Roller Shutters | External Manual Roller Shutter | Town JF | 1 | High | B | 4 | 2028 | 5 | 2 | 2.7 | 14783 | 13961
Emergency Lighting | Self Contained - LED | Town JC | 12 | Urgent | B | 21 | 2045 | 5 | 1 | 2.2 | 5630 | 32111
General Lighting | General - LED fittings & Luminaires | Town JB | 8 | Medium | B | 6 | 2030 | 5 | 3 | 3.2 | 25989 | 18741
Emergency Lighting | Self Contained - LED | Town JB | 4 | Urgent | B | 16 | 2040 | 5 | 1 | 2.2 | 5631 | 28834
External Lighting | General - LED | Town JB | 4 | Medium | B | 3 | 2027 | 5 | 3 | 3.2 | 25990 | 13566
Emergency Lighting | Self Contained - Non LED | Town JF | 1 | Urgent | B | 9 | 2033 | 5 | 1 | 2.2 | 5632 | 21353
Central Cooling | Fan - Axial | Town JG | 1 | Medium | B | 1 | 2025 | 5 | 3 | 3.2 | 25991 | 8737
Barriers & Guardrails | Vehicle Crash Protection Barrier | Town JC | 1 | V Low | B | 1 | 2025 | 5 | 4 | 3.7 | 33151 | 12068
External Doors | Entrance Doors | Town JH | 1 | High | B | 15 | 2039 | 5 | 2 | 2.7 | 14784 | 28179
Fire Safety Systems | Manual and Automatic Doors - Emergency and Panic Escape Doors | Town JJ | 2 | Urgent | B | 29 | 2053 | 5 | 1 | 2.2 | 5633 | 33638
Roller Shutters | Internal Electric Roller Shutter | Town JQ | 1 | Medium | B | 20 | 2044 | 5 | 3 | 3.2 | 25992 | 31677
Roller Shutters | External Window Shutters - Electric | Town JC | 1 | Medium | B | 1 | 2025 | 5 | 3 | 3.2 | 25993 | 8738
Emergency Lighting | Illuminated Fire Exit Signage | Town JI | 2 | Urgent | B | 17 | 2041 | 5 | 1 | 2.2 | 5634 | 30126
General Lighting | General - LED fittings & Luminaires | Town JF | 42 | Medium | B | 16 | 2040 | 5 | 3 | 3.2 | 25994 | 29599
Fire Safety Systems | Fire Extinguishers - CO2 | Town JS | 3 | Urgent | B | 9 | 2033 | 5 | 1 | 2.2 | 5635 | 21354
Emergency Lighting | Illuminated Fire Exit Signage | Town JJ | 3 | Urgent | B | 15 | 2039 | 5 | 1 | 2.2 | 5636 | 27892
Emergency Lighting | Self Contained - Non LED | Town JL | 5 | Urgent | B | 1 | 2025 | 5 | 1 | 2.2 | 5637 | 1437
General Lighting | General - LED fittings & Luminaires | Town JC | 19 | Medium | B | 6 | 2030 | 5 | 3 | 3.2 | 25995 | 18742
Fire Safety Systems | Fire Extinguishers - CO2 | Town JH | 2 | Urgent | B | 8 | 2032 | 5 | 1 | 2.2 | 5638 | 20443
Emergency Lighting | Self Contained - LED | Town JJ | 1 | Urgent | B | 15 | 2039 | 5 | 1 | 2.2 | 5639 | 27893
LV Distribution | Main Distribution Board | Town JT | 1 | High | B | 1 | 2025 | 5 | 2 | 2.7 | 14785 | 4022
Emergency Lighting | Self Contained - LED | Town JS | 3 | Urgent | B | 20 | 2044 | 5 | 1 | 2.2 | 5640 | 31486
Local and Special Ventilation | Fan - Window / Wall Mounted | Town IZ | 1 | Medium | B | 1 | 2025 | 5 | 3 | 3.2 | 25996 | 8739
Local and Special Ventilation | Fan - Kitchen Extract | Town JE | 1 | Low | B | 5 | 2029 | 5 | 4 | 3.7 | 33152 | 15638
Central Ventilation Systems | Fan - Axial | Town JR | 1 | Medium | B | 5 | 2029 | 5 | 3 | 3.2 | 25997 | 15190
External Lighting | General - LED | Town IZ | 4 | Medium | B | 11 | 2035 | 5 | 3 | 3.2 | 25998 | 25284
Local Hot Water | Package Electric Water Heaters - Non-Drinking Water | Town JK | 1 | Medium | B | 1 | 2025 | 5 | 3 | 3.2 | 25999 | 8740
Central Ventilation Systems | Fan - General Ventilation | Town JA | 1 | Low | B | 1 | 2025 | 5 | 4 | 3.7 | 33153 | 12069
Local and Special Ventilation | Fan - Axial | Town JF | 1 | Medium | B | 1 | 2025 | 5 | 3 | 3.2 | 26000 | 8741
External Lighting | General - LED | Town JL | 1 | Medium | B | 12 | 2036 | 5 | 3 | 3.2 | 26001 | 26566
LV Distribution | Sub Distribution Board | Town JK | 1 | High | A | 19 | 2043 | 6 | 2 | 3 | 19561 | 31305
External Doors | Entrance Doors | Town JF | 1 | High | CX | 9 | 2033 | 2 | 2 | 1.8 | 520 | 21200
Local and Special Ventilation | Fan - Kitchen Extract | Town JA | 1 | Low | B | 14 | 2038 | 5 | 4 | 3.7 | 33154 | 27698
Local and Special Ventilation | Fan - Kitchen Extract | Town JK | 1 | Low | B | 3 | 2027 | 5 | 4 | 3.7 | 33155 | 13727
External Doors | Entrance Doors | Town IX | 1 | High | B | 11 | 2035 | 5 | 2 | 2.7 | 14786 | 24480
Fire Safety Systems | Fire Alarm Panel / Repeater | Town JF | 1 | Urgent | B | 9 | 2033 | 5 | 1 | 2.2 | 5641 | 21355
Emergency Lighting | Self Contained - LED | Town JE | 15 | Urgent | B | 21 | 2045 | 5 | 1 | 2.2 | 5642 | 32112
Fire Safety Systems | Fire Extinguishers - CO2 | Town JM | 2 | Urgent | B | 1 | 2025 | 5 | 1 | 2.2 | 5643 | 1438
Heat Emitters | Gas Fired Natural and Fan Assisted Heaters | Town JK | 1 | Medium | B | 8 | 2032 | 5 | 3 | 3.2 | 26002 | 20992
LV Distribution | Sub Distribution Board | Town IZ | 1 | High | B | 1 | 2025 | 5 | 2 | 2.7 | 14787 | 4023
LV Distribution | Sub Distribution Board | Town JI | 1 | High | A | 19 | 2043 | 6 | 2 | 3 | 19562 | 31306
LV Distribution | Main Distribution Board | Town JO | 1 | High | B | 6 | 2030 | 5 | 2 | 2.7 | 14788 | 17630
AHU - Internal | Central Heating & Cooling - Electric & DX | Town JA | 1 | Medium | B | 3 | 2027 | 5 | 3 | 3.2 | 26003 | 13567
Local Hot Water | Package Electric Water Heaters - Non-Drinking Water | Town JT | 1 | Medium | B | 6 | 2030 | 5 | 3 | 3.2 | 26004 | 18743
External Doors | Entrance Doors | Town JB | 1 | High | B | 11 | 2035 | 5 | 2 | 2.7 | 14789 | 24481
LV Distribution | Main Distribution Board | Town AX | 1 | High | B | 1 | 2025 | 5 | 2 | 2.7 | 14790 | 4024
Central Ventilation Systems | Fan - General Ventilation | Town JE | 1 | Low | B | 1 | 2025 | 5 | 4 | 3.7 | 33156 | 12070
Central Ventilation Systems | Fan - General Ventilation | Town JK | 1 | Low | B | 5 | 2029 | 5 | 4 | 3.7 | 33157 | 15639
Fire Safety Systems | Manual and Automatic Doors - Emergency and Panic Escape Doors | Town JK | 1 | Urgent | B | 15 | 2039 | 5 | 1 | 2.2 | 5644 | 27894
Central Ventilation Systems | Fan - General Ventilation | Town JC | 1 | Low | B | 1 | 2025 | 5 | 4 | 3.7 | 33158 | 12071
External Lighting | General - LED | Town HA | 2 | Medium | B | 11 | 2035 | 5 | 3 | 3.2 | 26005 | 25285
Central Ventilation Systems | Fan - General Ventilation | Town JE | 1 | Low | B | 1 | 2025 | 5 | 4 | 3.7 | 33159 | 12072
LV Distribution | Sub Distribution Board | Town JE | 1 | High | D | 1 | 2025 | 3 | 2 | 2.1 | 1183 | 810
Air Conditioning | Multi-Split Evaporator - Split Systems/Heat Pumps - Air-cooled with Direct Expansion Evaporator (DX) | Town JJ | 1 | Medium | B | 5 | 2029 | 5 | 3 | 3.2 | 26006 | 15191
LV Distribution | Sub Distribution Board | Town IX | 1 | High | B | 1 | 2025 | 5 | 2 | 2.7 | 14791 | 4025
Air Conditioning | Multi-Split Condenser - Split Systems/Heat Pumps - Air-cooled with Direct Expansion Evaporator (DX) | Town JE | 1 | Medium | B | 1 | 2025 | 5 | 3 | 3.2 | 26007 | 8742
LV Distribution | Main Distribution Board | Town JC | 1 | High | B | 1 | 2025 | 5 | 2 | 2.7 | 14792 | 4026
Local and Special Ventilation | Unit extract fans | Town JL | 1 | Medium | DX | 1 | 2025 | 1 | 3 | 2 | 887 | 597
Fire Safety Systems | Fire Extinguishers - CO2 | Town IZ | 6 | Urgent | A | 10 | 2034 | 6 | 1 | 2.5 | 10907 | 22220
Air Conditioning | Single-Split Condenser - Split Systems/Heat Pumps - Air-cooled with Direct Expansion Evaporator (DX) | Town JG | 1 | Medium | B | 5 | 2029 | 5 | 3 | 3.2 | 26008 | 15192
Roller Shutters | External Manual Roller Shutter | Town JF | 1 | High | B | 9 | 2033 | 5 | 2 | 2.7 | 14793 | 21606
External Doors | Entrance Doors | Town JC | 1 | High | B | 11 | 2035 | 5 | 2 | 2.7 | 14794 | 24482
Heat Emitters | Electric Heaters | Town JV | 2 | Medium | C | 1 | 2025 | 4 | 3 | 2.9 | 18701 | 5598
LV Distribution | Main Distribution Board | Town BI | 1 | High | B | 15 | 2039 | 5 | 2 | 2.7 | 14795 | 28180
Air Conditioning | Single-Split Evaporator - Split Systems/Heat Pumps - Air-cooled with Direct Expansion Evaporator (DX) | Town KF | 1 | Medium | B | 1 | 2025 | 5 | 3 | 3.2 | 26009 | 8743
Local and Special Ventilation | Unit extract fans | Town KF | 1 | Medium | B | 1 | 2025 | 5 | 3 | 3.2 | 26010 | 8744
Central Heating | Fan - Axial | Town KD | 1 | High | B | 3 | 2027 | 5 | 2 | 2.7 | 14796 | 13369
Heat Emitters | Gas Fired Natural and Fan Assisted Heaters | Town JU | 1 | Medium | C | 1 | 2025 | 4 | 3 | 2.9 | 18702 | 5599
Roller Shutters | Internal Electric Roller Shutter | Town KH | 1 | Medium | B | 13 | 2037 | 5 | 3 | 3.2 | 26011 | 27155
Local Hot Water | Package Electric Water Heaters - Non-Drinking Water | Town KF | 1 | Medium | B | 1 | 2025 | 5 | 3 | 3.2 | 26012 | 8745
Barriers & Guardrails | Vehicle Crash Protection Barrier | Town JU | 1 | V Low | B | 1 | 2025 | 5 | 4 | 3.7 | 33160 | 12073
External Doors | Entrance Doors | Town JZ | 1 | High | B | 10 | 2034 | 5 | 2 | 2.7 | 14797 | 22383
General Lighting | General - LED fittings & Luminaires | Town JZ | 30 | Medium | B | 10 | 2034 | 5 | 3 | 3.2 | 26013 | 22862
General Lighting | General - LED fittings & Luminaires | Town JV | 103 | Medium | B | 16 | 2040 | 5 | 3 | 3.2 | 26014 | 29600
External Lighting | General - LED | Town KG | 2 | Medium | B | 5 | 2029 | 5 | 3 | 3.2 | 26015 | 15193
General Lighting | General - LED fittings & Luminaires | Town KI | 6 | Medium | B | 1 | 2025 | 5 | 3 | 3.2 | 26016 | 8746
Fire Safety Systems | Fire Extinguishers - CO2 | Town JY | 2 | Urgent | B | 7 | 2031 | 5 | 1 | 2.2 | 5645 | 19355
Boiler | Electric Boilers | Town KI | 1 | Medium | B | 1 | 2025 | 5 | 3 | 3.2 | 26017 | 8747
Fire Safety Systems | Manual and Automatic Doors - Emergency and Panic Escape Doors | Town JU | 1 | Urgent | B | 11 | 2035 | 5 | 1 | 2.2 | 5646 | 23691
Local Hot Water | Instantaneous Electric Water Heater - Non-Drinking Water | Town JV | 1 | Medium | B | 11 | 2035 | 5 | 3 | 3.2 | 26018 | 25286
Local and Special Ventilation | Fan - Extract | Town JV | 1 | Medium | B | 1 | 2025 | 5 | 3 | 3.2 | 26019 | 8748
Emergency Lighting | Self Contained - Non LED | Town JX | 3 | Urgent | B | 11 | 2035 | 5 | 1 | 2.2 | 5647 | 23692
Air Conditioning | Single-Split Condenser - Split Systems/Heat Pumps - Air-cooled with Direct Expansion Evaporator (DX) | Town JV | 1 | Medium | B | 7 | 2031 | 5 | 3 | 3.2 | 26020 | 19981
LV Distribution | Sub Distribution Board | Town H | 1 | High | D | 7 | 2031 | 3 | 2 | 2.1 | 1184 | 19140
Roller Shutters | External Manual Roller Shutter | Town JW | 1 | High | B | 7 | 2031 | 5 | 2 | 2.7 | 14798 | 19637
External Doors | Entrance Doors | Town KE | 1 | High | B | 11 | 2035 | 5 | 2 | 2.7 | 14799 | 24483
Fire Safety Systems | Fire Extinguishers - CO2 | Town JW | 1 | Urgent | B | 7 | 2031 | 5 | 1 | 2.2 | 5648 | 19356
Central Ventilation Systems | Fan - General Ventilation | Town KE | 1 | Low | B | 1 | 2025 | 5 | 4 | 3.7 | 33161 | 12074
LV Distribution | Main Distribution Board | Town BI | 1 | High | B | 17 | 2041 | 5 | 2 | 2.7 | 14800 | 30333
LV Distribution | Main Distribution Board | Town KE | 1 | High | B | 1 | 2025 | 5 | 2 | 2.7 | 14801 | 4027
Fire Safety Systems | Manual and Automatic Doors - Emergency and Panic Escape Doors | Town JU | 1 | Urgent | B | 11 | 2035 | 5 | 1 | 2.2 | 5649 | 23693
Emergency Lighting | Illuminated Fire Exit Signage | Town KE | 7 | Urgent | B | 16 | 2040 | 5 | 1 | 2.2 | 5650 | 28835
LV Distribution | Sub Distribution Board | Town KA | 1 | High | D | 1 | 2025 | 3 | 2 | 2.1 | 1185 | 811
Central Heating | Fan - Axial | Town KG | 1 | High | B | 5 | 2029 | 5 | 2 | 2.7 | 14802 | 14668
Fire Safety Systems | Fire Extinguishers - Foam | Town KE | 6 | Urgent | B | 6 | 2030 | 5 | 1 | 2.2 | 5651 | 16511
Emergency Lighting | Self Contained - LED | Town JZ | 10 | Urgent | A | 23 | 2047 | 6 | 1 | 2.5 | 10908 | 33170
Air Conditioning | Single-Split Evaporator - Split Systems/Heat Pumps - Air-cooled with Direct Expansion Evaporator (DX) | Town JV | 1 | Medium | B | 2 | 2026 | 5 | 3 | 3.2 | 26021 | 13114
General Lighting | General - LED fittings & Luminaires | Town JX | 6 | Medium | B | 15 | 2039 | 5 | 3 | 3.2 | 26022 | 28440
External Lighting | General - LED | Town JU | 1 | Medium | B | 11 | 2035 | 5 | 3 | 3.2 | 26023 | 25287
Fire Safety Systems | Manual and Automatic Doors - Emergency and Panic Escape Doors | Town KH | 1 | Urgent | B | 16 | 2040 | 5 | 1 | 2.2 | 5652 | 28836
Barriers & Guardrails | Vehicle Crash Protection Barrier | Town JU | 1 | V Low | B | 1 | 2025 | 5 | 4 | 3.7 | 33162 | 12075
Heat Emitters | Electric Heaters | Town JY | 1 | Medium | B | 1 | 2025 | 5 | 3 | 3.2 | 26024 | 8749
Heat Emitters | Electric Heaters | Town KJ | 1 | Medium | B | 1 | 2025 | 5 | 3 | 3.2 | 26025 | 8750
Fire Safety Systems | Fire Extinguishers - CO2 | Town KD | 3 | Urgent | B | 9 | 2033 | 5 | 1 | 2.2 | 5653 | 21356
Fire Safety Systems | Fire Alarm Panel / Repeater | Town JW | 1 | Urgent | B | 13 | 2037 | 5 | 1 | 2.2 | 5654 | 26860
Roller Shutters | Internal Electric Roller Shutter | Town EP | 1 | Medium | B | 1 | 2025 | 5 | 3 | 3.2 | 26026 | 8751
Fire Safety Systems | Smoke Extract Fan | Town KG | 1 | Urgent | B | 5 | 2029 | 5 | 1 | 2.2 | 5655 | 14399
Central Heating | Fan - Axial | Town H | 1 | High | B | 2 | 2026 | 5 | 2 | 2.7 | 14803 | 12910
External Doors | Entrance Doors | Town KJ | 1 | High | B | 21 | 2045 | 5 | 2 | 2.7 | 14804 | 32652
Emergency Lighting | Self Contained - LED | Town JV | 2 | Urgent | B | 21 | 2045 | 5 | 1 | 2.2 | 5656 | 32113
Fire Safety Systems | Fire Extinguishers - CO2 | Town JU | 1 | Urgent | B | 9 | 2033 | 5 | 1 | 2.2 | 5657 | 21357
Emergency Lighting | Self Contained - LED | Town KD | 10 | Urgent | B | 15 | 2039 | 5 | 1 | 2.2 | 5658 | 27895
Heat Emitters | Electric Heaters | Town KI | 2 | Medium | B | 1 | 2025 | 5 | 3 | 3.2 | 26027 | 8752
Lifts | Passenger Lift Hydraulic - Electric | Town H | 1 | Medium | B | 7 | 2031 | 5 | 3 | 3.2 | 26028 | 19982
Barriers & Guardrails | Vehicle Crash Protection Barrier | Town JU | 1 | V Low | B | 1 | 2025 | 5 | 4 | 3.7 | 33163 | 12076
Multi-System Controls | Instrumental Control Panel | Town JX | 1 | Medium | B | 15 | 2039 | 5 | 3 | 3.2 | 26029 | 28441
Emergency Lighting | Illuminated Fire Exit Signage | Town JW | 1 | Urgent | C | 12 | 2036 | 4 | 1 | 1.9 | 673 | 25919
LV Distribution | Sub Distribution Board | Town JZ | 1 | High | B | 15 | 2039 | 5 | 2 | 2.7 | 14805 | 28181
Security Systems | Manual and Automatic Doors - High Security Door | Town KE | 1 | High | B | 11 | 2035 | 5 | 2 | 2.7 | 14806 | 24484
Roller Shutters | External Electric Roller Shutter | Town KD | 1 | High | B | 13 | 2037 | 5 | 2 | 2.7 | 14807 | 26983
Access Control | Door Lock / Keypad / Manual | Town JZ | 1 | Medium | A | 13 | 2037 | 6 | 3 | 3.5 | 32544 | 27292
Emergency Lighting | Self Contained - Non LED | Town JU | 6 | Urgent | B | 5 | 2029 | 5 | 1 | 2.2 | 5659 | 14400
Air Conditioning | Multi-Split Evaporator - Split Systems/Heat Pumps - Air-cooled with Direct Expansion Evaporator (DX) | Town H | 1 | Medium | B | 2 | 2026 | 5 | 3 | 3.2 | 26030 | 13115
Local and Special Ventilation | Unit extract fans | Town KD | 1 | Medium | B | 3 | 2027 | 5 | 3 | 3.2 | 26031 | 13568
BMS | BMS Control Panel | Town H | 1 | High | B | 4 | 2028 | 5 | 2 | 2.7 | 14808 | 13962
Central Ventilation Systems | Fan - General Ventilation | Town KF | 1 | Low | B | 1 | 2025 | 5 | 4 | 3.7 | 33164 | 12077
Fire Safety Systems | Fire Extinguishers - Foam | Town H | 6 | Urgent | B | 8 | 2032 | 5 | 1 | 2.2 | 5660 | 20444
Fire Safety Systems | Fire Extinguishers - CO2 | Town ET | 1 | Urgent | B | 7 | 2031 | 5 | 1 | 2.2 | 5661 | 19357
Fire Safety Systems | Manual and Automatic Doors - Emergency and Panic Escape Doors | Town JU | 1 | Urgent | B | 11 | 2035 | 5 | 1 | 2.2 | 5662 | 23694
External Lighting | General - Non LED | Town KD | 3 | Medium | B | 3 | 2027 | 5 | 3 | 3.2 | 26032 | 13569
Emergency Lighting | Self Contained - LED | Town EP | 16 | Urgent | B | 21 | 2045 | 5 | 1 | 2.2 | 5663 | 32114
Local and Special Ventilation | Fan - Kitchen Extract | Town JZ | 1 | Low | B | 5 | 2029 | 5 | 4 | 3.7 | 33165 | 15640
Barriers & Guardrails | Vehicle Crash Protection Barrier | Town JU | 1 | V Low | B | 1 | 2025 | 5 | 4 | 3.7 | 33166 | 12078
Local and Special Ventilation | Fan - Centrifugal | Town JV | 1 | Medium | B | 1 | 2025 | 5 | 3 | 3.2 | 26033 | 8753
General Lighting | General - LED fittings & Luminaires | Town KG | 5 | Medium | B | 10 | 2034 | 5 | 3 | 3.2 | 26034 | 22863
External Lighting | General - Non LED | Town KC | 2 | Medium | B | 1 | 2025 | 5 | 3 | 3.2 | 26035 | 8754
Fire Safety Systems | Fire Extinguishers - Dry Chemical | Town JU | 1 | Urgent | B | 9 | 2033 | 5 | 1 | 2.2 | 5664 | 21358
Local and Special Ventilation | Unit extract fans | Town KF | 1 | Medium | B | 1 | 2025 | 5 | 3 | 3.2 | 26036 | 8755
Fire Safety Systems | Manual and Automatic Doors - Emergency and Panic Escape Doors | Town KB | 1 | Urgent | B | 10 | 2034 | 5 | 1 | 2.2 | 5665 | 22068
Local and Special Ventilation | Fan - Centrifugal | Town JV | 1 | Medium | B | 1 | 2025 | 5 | 3 | 3.2 | 26037 | 8756
Multi-System Controls | Multi-Input Controllers | Town JX | 1 | Medium | A | 8 | 2032 | 6 | 3 | 3.5 | 32545 | 21172
General Lighting | General - LED fittings & Luminaires | Town KD | 76 | Medium | B | 10 | 2034 | 5 | 3 | 3.2 | 26038 | 22864
Fire Safety Systems | Fire Extinguishers - Foam | Town ET | 1 | Urgent | B | 9 | 2033 | 5 | 1 | 2.2 | 5666 | 21359
Fire Safety Systems | Fire Extinguishers - Foam | Town KG | 3 | Urgent | B | 5 | 2029 | 5 | 1 | 2.2 | 5667 | 14401
Boiler | Atmospheric Gas Burner Boiler - Small and/or Wall Hung for Domestic Installation | Town JX | 1 | Medium | B | 1 | 2025 | 5 | 3 | 3.2 | 26039 | 8757
General Lighting | General - LED fittings & Luminaires | Town JU | 20 | Medium | B | 16 | 2040 | 5 | 3 | 3.2 | 26040 | 29601
LV Distribution | Main Distribution Board | Town JX | 1 | High | B | 1 | 2025 | 5 | 2 | 2.7 | 14809 | 4028
General Lighting | General - LED fittings & Luminaires | Town KE | 12 | Medium | B | 6 | 2030 | 5 | 3 | 3.2 | 26041 | 18744
Fire Safety Systems | Fire Extinguishers - Foam | Town JU | 2 | Urgent | B | 7 | 2031 | 5 | 1 | 2.2 | 5668 | 19358
AHU - Internal | Central Heating & Cooling - Electric & DX | Town JX | 1 | Medium | B | 1 | 2025 | 5 | 3 | 3.2 | 26042 | 8758
Local and Special Ventilation | Fan - Window / Wall Mounted | Town KH | 1 | Medium | C | 11 | 2035 | 4 | 3 | 2.9 | 18703 | 24872
Emergency Lighting | Illuminated Fire Exit Signage | Town BI | 7 | Urgent | B | 16 | 2040 | 5 | 1 | 2.2 | 5669 | 28837
General Lighting | General - LED fittings & Luminaires | Town KH | 3 | Medium | B | 2 | 2026 | 5 | 3 | 3.2 | 26043 | 13116
Boiler | Atmospheric Gas Burner - Condensing Boiler | Town KS | 1 | High | B | 19 | 2043 | 5 | 2 | 2.7 | 14810 | 31203
LV Distribution | Sub Distribution Board | Town KS | 1 | High | B | 1 | 2025 | 5 | 2 | 2.7 | 14811 | 4029
Local Hot Water | Package Electric Water Heaters - Non-Drinking Water | Town KL | 1 | Medium | B | 8 | 2032 | 5 | 3 | 3.2 | 26044 | 20993
LV Distribution | Sub Distribution Board | Town KO | 1 | High | B | 16 | 2040 | 5 | 2 | 2.7 | 14812 | 29190
Fire Safety Systems | Manual and Automatic Doors - Emergency and Panic Escape Doors | Town KR | 1 | Urgent | B | 25 | 2049 | 5 | 1 | 2.2 | 5670 | 33305
Heat Emitters | Gas Fired Radiant Heaters | Town FA | 1 | Medium | B | 1 | 2025 | 5 | 3 | 3.2 | 26045 | 8759
Roller Shutters | External Manual Roller Shutter | Town KR | 1 | High | B | 15 | 2039 | 5 | 2 | 2.7 | 14813 | 28182
Roller Shutters | External Manual Roller Shutter | Town FK | 1 | High | B | 1 | 2025 | 5 | 2 | 2.7 | 14814 | 4030
Emergency Lighting | Illuminated Fire Exit Signage | Town KO | 4 | Urgent | B | 16 | 2040 | 5 | 1 | 2.2 | 5671 | 28838
Heat Emitters | Electric Heaters | Town FK | 3 | Medium | B | 1 | 2025 | 5 | 3 | 3.2 | 26046 | 8760
Heat Emitters | Radiators - Steel | Town BI | 9 | Medium | B | 1 | 2025 | 5 | 3 | 3.2 | 26047 | 8761
General Lighting | General - LED fittings & Luminaires | Town KT | 44 | Medium | B | 1 | 2025 | 5 | 3 | 3.2 | 26048 | 8762
Emergency Lighting | Illuminated Fire Exit Signage | Town KQ | 1 | Urgent | B | 10 | 2034 | 5 | 1 | 2.2 | 5672 | 22069
General Lighting | General - LED fittings & Luminaires | Town BI | 31 | Medium | B | 16 | 2040 | 5 | 3 | 3.2 | 26049 | 29602
Fire Safety Systems | Fire Blanket | Town KN | 1 | Urgent | B | 7 | 2031 | 5 | 1 | 2.2 | 5673 | 19359
Roller Shutters | Internal Manual Roller Shutter | Town KL | 1 | Medium | CX | 1 | 2025 | 2 | 3 | 2.3 | 10204 | 2145
LV Distribution | Sub Distribution Board | Town FK | 1 | High | B | 18 | 2042 | 5 | 2 | 2.7 | 14815 | 30833
External Doors | Entrance Doors | Town FA | 1 | High | B | 21 | 2045 | 5 | 2 | 2.7 | 14816 | 32653
External Doors | Entrance Doors | Town KR | 1 | High | B | 25 | 2049 | 5 | 2 | 2.7 | 14817 | 33401
General Lighting | General - LED fittings & Luminaires | Town KV | 5 | Medium | B | 10 | 2034 | 5 | 3 | 3.2 | 26050 | 22865
Air Conditioning | Single-Split Evaporator - Split Systems/Heat Pumps - Air-cooled with Direct Expansion Evaporator (DX) | Town KO | 1 | Medium | B | 8 | 2032 | 5 | 3 | 3.2 | 26051 | 20994
External Doors | Entrance Doors | Town KM | 1 | High | B | 29 | 2053 | 5 | 2 | 2.7 | 14818 | 33655
Heat Emitters | Electric Heaters | Town KL | 2 | Medium | B | 1 | 2025 | 5 | 3 | 3.2 | 26052 | 8763
Heat Emitters | Radiators - Steel | Town KN | 1 | Medium | B | 1 | 2025 | 5 | 3 | 3.2 | 26053 | 8764
Fire Safety Systems | Manual and Automatic Doors - Emergency and Panic Escape Doors | Town FK | 1 | Urgent | B | 21 | 2045 | 5 | 1 | 2.2 | 5674 | 32115
Roller Shutters | External Manual Roller Shutter | Town FK | 1 | High | B | 1 | 2025 | 5 | 2 | 2.7 | 14819 | 4031
General Lighting | General - LED fittings & Luminaires | Town FK | 22 | Medium | B | 16 | 2040 | 5 | 3 | 3.2 | 26054 | 29603
Emergency Lighting | Self Contained - LED | Town KT | 6 | Urgent | B | 21 | 2045 | 5 | 1 | 2.2 | 5675 | 32116
Emergency Lighting | Illuminated Fire Exit Signage | Town KS | 5 | Urgent | B | 10 | 2034 | 5 | 1 | 2.2 | 5676 | 22070
External Lighting | General - Non LED | Town KU | 2 | Medium | B | 1 | 2025 | 5 | 3 | 3.2 | 26055 | 8765
Local and Special Ventilation | Fan - General Ventilation | Town KL | 1 | Medium | B | 1 | 2025 | 5 | 3 | 3.2 | 26056 | 8766
Fire Safety Systems | Fire Extinguishers - Foam | Town KO | 3 | Urgent | B | 6 | 2030 | 5 | 1 | 2.2 | 5677 | 16512
Emergency Lighting | Self Contained - Non LED | Town KQ | 2 | Urgent | B | 1 | 2025 | 5 | 1 | 2.2 | 5678 | 1439
Fire Safety Systems | Fire Extinguishers - CO2 | Town FK | 1 | Urgent | B | 5 | 2029 | 5 | 1 | 2.2 | 5679 | 14402
Roller Shutters | External Manual Roller Shutter | Town KK | 1 | High | B | 11 | 2035 | 5 | 2 | 2.7 | 14820 | 24485
Emergency Lighting | Illuminated Fire Exit Signage | Town KL | 2 | Urgent | B | 16 | 2040 | 5 | 1 | 2.2 | 5680 | 28839
Fire Safety Systems | Fire Extinguishers - Foam | Town KN | 1 | Urgent | B | 8 | 2032 | 5 | 1 | 2.2 | 5681 | 20445
Fire Safety Systems | Fire Extinguishers - CO2 | Town KN | 2 | Urgent | B | 3 | 2027 | 5 | 1 | 2.2 | 5682 | 13293
Local Hot Water | Package Electric Water Heaters - Non-Drinking Water | Town KL | 1 | Medium | B | 1 | 2025 | 5 | 3 | 3.2 | 26057 | 8767
Fire Safety Systems | Manual and Automatic Doors - Emergency and Panic Escape Doors | Town KL | 1 | Urgent | CX | 11 | 2035 | 2 | 1 | 1.3 | 343 | 23238
Emergency Lighting | Self Contained - LED | Town FK | 17 | Urgent | B | 21 | 2045 | 5 | 1 | 2.2 | 5683 | 32117
LV Distribution | Main Distribution Board | Town KN | 1 | High | B | 1 | 2025 | 5 | 2 | 2.7 | 14821 | 4032
Fire Safety Systems | Fire Extinguishers - CO2 | Town KO | 2 | Urgent | B | 6 | 2030 | 5 | 1 | 2.2 | 5684 | 16513
Local and Special Ventilation | Unit extract fans | Town KN | 1 | Medium | B | 5 | 2029 | 5 | 3 | 3.2 | 26058 | 15194
Emergency Lighting | Self Contained - Non LED | Town KL | 2 | Urgent | B | 8 | 2032 | 5 | 1 | 2.2 | 5685 | 20446
Roller Shutters | Internal Electric Roller Shutter | Town KR | 1 | Medium | B | 15 | 2039 | 5 | 3 | 3.2 | 26059 | 28442
Roller Shutters | External Manual Roller Shutter | Town FK | 1 | High | B | 1 | 2025 | 5 | 2 | 2.7 | 14822 | 4033
Local and Special Ventilation | Fan - Extract | Town KT | 1 | Medium | B | 5 | 2029 | 5 | 3 | 3.2 | 26060 | 15195
LV Distribution | Sub Distribution Board | Town KT | 1 | High | B | 15 | 2039 | 5 | 2 | 2.7 | 14823 | 28183
Roller Shutters | External Manual Roller Shutter | Town FK | 1 | High | B | 1 | 2025 | 5 | 2 | 2.7 | 14824 | 4034
Local and Special Ventilation | Fan - Extract | Town BI | 1 | Medium | B | 7 | 2031 | 5 | 3 | 3.2 | 26061 | 19983
Heat Emitters | Electric Heaters | Town KQ | 4 | Medium | D | 1 | 2025 | 3 | 3 | 2.6 | 11144 | 2648
Roller Shutters | External Manual Roller Shutter | Town KL | 1 | High | CX | 1 | 2025 | 2 | 2 | 1.8 | 521 | 418
Air Conditioning | Single-Split Evaporator - Split Systems/Heat Pumps - Air-cooled with Direct Expansion Evaporator (DX) | Town KL | 1 | Medium | B | 7 | 2031 | 5 | 3 | 3.2 | 26062 | 19984
LV Distribution | Main Distribution Board | Town BI | 1 | High | B | 9 | 2033 | 5 | 2 | 2.7 | 14825 | 21607
Roller Shutters | External Electric Roller Shutter | Town KO | 1 | High | B | 16 | 2040 | 5 | 2 | 2.7 | 14826 | 29191
Local and Special Ventilation | Fan - Extract | Town BI | 1 | Medium | B | 7 | 2031 | 5 | 3 | 3.2 | 26063 | 19985
Fire Safety Systems | Fire Alarm System | Town KT | 1 | Urgent | B | 11 | 2035 | 5 | 1 | 2.2 | 5686 | 23695
Access Control | Door Lock / Keypad / Manual | Town KN | 1 | Medium | B | 10 | 2034 | 5 | 3 | 3.2 | 26064 | 22866
Roller Shutters | External Manual Roller Shutter | Town KQ | 1 | High | B | 1 | 2025 | 5 | 2 | 2.7 | 14827 | 4035
Heat Emitters | Gas Fired Unit Heaters | Town KM | 1 | Medium | B | 6 | 2030 | 5 | 3 | 3.2 | 26065 | 18745
Local Hot Water | Package Electric Water Heaters - Non-Drinking Water | Town KU | 1 | Medium | B | 8 | 2032 | 5 | 3 | 3.2 | 26066 | 20995
Roller Shutters | Internal Electric Roller Shutter | Town KM | 1 | Medium | B | 19 | 2043 | 5 | 3 | 3.2 | 26067 | 31361
Fire Safety Systems | Manual and Automatic Doors - Emergency and Panic Escape Doors | Town KL | 1 | Urgent | B | 11 | 2035 | 5 | 1 | 2.2 | 5687 | 23696
Fire Safety Systems | Fire Extinguishers - Foam | Town KU | 2 | Urgent | B | 6 | 2030 | 5 | 1 | 2.2 | 5688 | 16514
Roller Shutters | External Manual Roller Shutter | Town KM | 1 | High | A | 23 | 2047 | 6 | 2 | 3 | 19563 | 33225
Local and Special Ventilation | Fan - Axial | Town FK | 1 | Medium | B | 1 | 2025 | 5 | 3 | 3.2 | 26068 | 8768
Roller Shutters | External Electric Roller Shutter | Town KS | 1 | High | B | 1 | 2025 | 5 | 2 | 2.7 | 14828 | 4036
Roller Shutters | External Electric Roller Shutter | Town KL | 1 | High | B | 11 | 2035 | 5 | 2 | 2.7 | 14829 | 24486
Fire Safety Systems | Fire Extinguishers - CO2 | Town KL | 9 | Urgent | B | 9 | 2033 | 5 | 1 | 2.2 | 5689 | 21360
Heat Emitters | Gas Radiant Tube Heaters | Town KL | 1 | Medium | B | 1 | 2025 | 5 | 3 | 3.2 | 26069 | 8769
Fire Safety Systems | Manual and Automatic Doors - Emergency and Panic Escape Doors | Town KR | 1 | Urgent | B | 25 | 2049 | 5 | 1 | 2.2 | 5690 | 33306
Fire Safety Systems | Fire Extinguishers - Foam | Town KV | 4 | Urgent | B | 9 | 2033 | 5 | 1 | 2.2 | 5691 | 21361
General Lighting | General - LED fittings & Luminaires | Town FA | 30 | Medium | B | 6 | 2030 | 5 | 3 | 3.2 | 26070 | 18746
Air Conditioning | Multi-Split Evaporator - Split Systems/Heat Pumps - Air-cooled with Direct Expansion Evaporator (DX) | Town KY | 1 | Medium | B | 8 | 2032 | 5 | 3 | 3.2 | 26071 | 20996
Local and Special Ventilation | Fan - Window / Wall Mounted | Town KY | 1 | Medium | B | 8 | 2032 | 5 | 3 | 3.2 | 26072 | 20997
Local and Special Ventilation | Fan - General Ventilation | Town G | 1 | Medium | B | 1 | 2025 | 5 | 3 | 3.2 | 26073 | 8770
Local and Special Ventilation | Fan - Centrifugal | Town LE | 1 | Medium | B | 1 | 2025 | 5 | 3 | 3.2 | 26074 | 8771
Local and Special Ventilation | Fan - Axial | Town KY | 1 | Medium | B | 8 | 2032 | 5 | 3 | 3.2 | 26075 | 20998
Local and Special Ventilation | Fan - Axial | Town GS | 1 | Medium | B | 1 | 2025 | 5 | 3 | 3.2 | 26076 | 8772
External Doors | Entrance Doors | Town LG | 1 | High | B | 11 | 2035 | 5 | 2 | 2.7 | 14830 | 24487
Fire Safety Systems | Fire Alarm Panel / Repeater | Town II | 1 | Urgent | B | 10 | 2034 | 5 | 1 | 2.2 | 5692 | 22071
Roller Shutters | External Electric Roller Shutter | Town AJ | 1 | High | B | 15 | 2039 | 5 | 2 | 2.7 | 14831 | 28184
Emergency Lighting | Self Contained - LED | Town KY | 2 | Urgent | B | 18 | 2042 | 5 | 1 | 2.2 | 5693 | 30661
Emergency Lighting | Self Contained - LED | Town AP | 4 | Urgent | B | 11 | 2035 | 5 | 1 | 2.2 | 5694 | 23697
Fire Safety Systems | Fire Extinguishers - Powder | Town LF | 1 | Urgent | B | 9 | 2033 | 5 | 1 | 2.2 | 5695 | 21362
Fire Safety Systems | Fire Extinguishers - CO2 | Town LF | 1 | Urgent | B | 4 | 2028 | 5 | 1 | 2.2 | 5696 | 13832
Fire Safety Systems | Fire Extinguishers - Foam | Town LD | 3 | Urgent | B | 2 | 2026 | 5 | 1 | 2.2 | 5697 | 12622
Access Control | Door Lock / Keypad / Manual | Town LH | 2 | Medium | B | 1 | 2025 | 5 | 3 | 3.2 | 26077 | 8773
General Lighting | General - LED fittings & Luminaires | Town GS | 11 | Medium | B | 12 | 2036 | 5 | 3 | 3.2 | 26078 | 26567
Heat Emitters | Electric Heaters | Town JE | 1 | Medium | B | 1 | 2025 | 5 | 3 | 3.2 | 26079 | 8774
Fire Safety Systems | Fire Extinguishers - CO2 | Town CZ | 5 | Urgent | B | 8 | 2032 | 5 | 1 | 2.2 | 5698 | 20447
Fire Safety Systems | Fire Extinguishers - CO2 | Town LC | 2 | Urgent | B | 2 | 2026 | 5 | 1 | 2.2 | 5699 | 12623
External Lighting | General - LED | Town LE | 1 | Medium | B | 8 | 2032 | 5 | 3 | 3.2 | 26080 | 20999
Fire Safety Systems | Fire Extinguishers - Foam | Town LE | 4 | Urgent | B | 6 | 2030 | 5 | 1 | 2.2 | 5700 | 16515
Roller Shutters | Internal Electric Roller Shutter | Town AP | 1 | Medium | B | 11 | 2035 | 5 | 3 | 3.2 | 26081 | 25288
General Lighting | General - LED fittings & Luminaires | Town LE | 39 | Medium | B | 13 | 2037 | 5 | 3 | 3.2 | 26082 | 27156
Emergency Lighting | Illuminated Fire Exit Signage | Town AP | 8 | Urgent | B | 6 | 2030 | 5 | 1 | 2.2 | 5701 | 16516
External Doors | Entrance Doors | Town LD | 1 | High | B | 21 | 2045 | 5 | 2 | 2.7 | 14832 | 32654
Emergency Lighting | Self Contained - LED | Town KY | 13 | Urgent | B | 21 | 2045 | 5 | 1 | 2.2 | 5702 | 32118
General Lighting | General - LED fittings & Luminaires | Town LA | 53 | Medium | B | 1 | 2025 | 5 | 3 | 3.2 | 26083 | 8775
Heat Emitters | Radiators - Steel | Town LH | 3 | Medium | B | 6 | 2030 | 5 | 3 | 3.2 | 26084 | 18747
Fire Safety Systems | Fire Extinguishers - Powder | Town GN | 3 | Urgent | B | 6 | 2030 | 5 | 1 | 2.2 | 5703 | 16517
Emergency Lighting | Self Contained - LED | Town II | 2 | Urgent | B | 13 | 2037 | 5 | 1 | 2.2 | 5704 | 26861
Emergency Lighting | Illuminated Fire Exit Signage | Town LB | 3 | Urgent | C | 12 | 2036 | 4 | 1 | 1.9 | 674 | 25920
External Lighting | General - Non LED | Town LA | 7 | Medium | C | 1 | 2025 | 4 | 3 | 2.9 | 18704 | 5600
Fire Safety Systems | Fire Extinguishers - CO2 | Town GS | 2 | Urgent | B | 2 | 2026 | 5 | 1 | 2.2 | 5705 | 12624
Fire Safety Systems | Manual and Automatic Doors - Emergency and Panic Escape Doors | Town G | 1 | Urgent | B | 6 | 2030 | 5 | 1 | 2.2 | 5706 | 16518
Fire Safety Systems | Manual and Automatic Doors - Emergency and Panic Escape Doors | Town LC | 1 | Urgent | B | 11 | 2035 | 5 | 1 | 2.2 | 5707 | 23698
Fire Safety Systems | Fire Extinguishers - CO2 | Town AJ | 2 | Urgent | B | 6 | 2030 | 5 | 1 | 2.2 | 5708 | 16519
External Lighting | General - LED | Town AP | 2 | Medium | B | 10 | 2034 | 5 | 3 | 3.2 | 26085 | 22867
Air Conditioning | Multi-Split Evaporator - Split Systems/Heat Pumps - Air-cooled with Direct Expansion Evaporator (DX) | Town KY | 1 | Medium | B | 8 | 2032 | 5 | 3 | 3.2 | 26086 | 21000
Central Heating & Cooling | Fan - Bifurcated | Town AJ | 1 | Medium | B | 1 | 2025 | 5 | 3 | 3.2 | 26087 | 8776
Local Hot Water | Instantaneous Electric Water Heater - Non-Drinking Water | Town LC | 1 | Medium | B | 1 | 2025 | 5 | 3 | 3.2 | 26088 | 8777
Local and Special Ventilation | Fan - Kitchen Extract | Town JE | 1 | Low | B | 11 | 2035 | 5 | 4 | 3.7 | 33167 | 25725
General Lighting | General - LED fittings & Luminaires | Town LG | 2 | Medium | B | 18 | 2042 | 5 | 3 | 3.2 | 26089 | 30961
Heat Emitters | Electric Heaters | Town CZ | 2 | Medium | B | 1 | 2025 | 5 | 3 | 3.2 | 26090 | 8778
Air Conditioning | Single-Split Condenser - Split Systems/Heat Pumps - Air-cooled with Direct Expansion Evaporator (DX) | Town KX | 1 | Medium | B | 1 | 2025 | 5 | 3 | 3.2 | 26091 | 8779
Lifts | Passenger Lift Hydraulic - Electric | Town KZ | 1 | Medium | C | 2 | 2026 | 4 | 3 | 2.9 | 18705 | 12978
Fire Safety Systems | Fire Extinguishers - Foam | Town AP | 7 | Urgent | B | 5 | 2029 | 5 | 1 | 2.2 | 5709 | 14403
Air Conditioning | Single-Split Evaporator - Split Systems/Heat Pumps - Air-cooled with Direct Expansion Evaporator (DX) | Town KZ | 1 | Medium | B | 5 | 2029 | 5 | 3 | 3.2 | 26092 | 15196
Local Hot Water | Instantaneous Electric Water Heater - Non-Drinking Water | Town LA | 1 | Medium | B | 1 | 2025 | 5 | 3 | 3.2 | 26093 | 8780
Fire Safety Systems | Manual and Automatic Doors - Emergency and Panic Escape Doors | Town GN | 1 | Urgent | B | 12 | 2036 | 5 | 1 | 2.2 | 5710 | 26033
Fire Safety Systems | Fire Alarm Panel / Repeater | Town AQ | 1 | Urgent | B | 7 | 2031 | 5 | 1 | 2.2 | 5711 | 19360
Roller Shutters | Internal Electric Roller Shutter | Town AP | 1 | Medium | B | 11 | 2035 | 5 | 3 | 3.2 | 26094 | 25289
Fire Safety Systems | Fire Extinguishers - Foam | Town AY | 2 | Urgent | B | 1 | 2025 | 5 | 1 | 2.2 | 5712 | 1440
Fire Safety Systems | Fire Extinguishers - CO2 | Town KW | 2 | Urgent | B | 6 | 2030 | 5 | 1 | 2.2 | 5713 | 16520
Burner | Forced draft gas burner | Town KW | 1 | Medium | B | 1 | 2025 | 5 | 3 | 3.2 | 26095 | 8781
Heat Emitters | Electric Overdoor Air Curtain/Heater | Town AY | 1 | Medium | B | 1 | 2025 | 5 | 3 | 3.2 | 26096 | 8782
General Lighting | General - LED fittings & Luminaires | Town AT | 21 | Medium | B | 12 | 2036 | 5 | 3 | 3.2 | 26097 | 26568
Emergency Lighting | Self Contained - LED | Town AQ | 20 | Urgent | B | 17 | 2041 | 5 | 1 | 2.2 | 5714 | 30127
LV Distribution | Main Distribution Board | Town AJ | 1 | High | B | 1 | 2025 | 5 | 2 | 2.7 | 14833 | 4037
AHU - Internal | Central Heating - Gas Fired (Internally Sourced) | Town KW | 1 | Medium | B | 1 | 2025 | 5 | 3 | 3.2 | 26098 | 8783
Fire Safety Systems | Manual and Automatic Doors - Emergency and Panic Escape Doors | Town LC | 1 | Urgent | B | 21 | 2045 | 5 | 1 | 2.2 | 5715 | 32119
External Lighting | General - LED | Town CZ | 4 | Medium | B | 9 | 2033 | 5 | 3 | 3.2 | 26099 | 21792
General Lighting | General - LED fittings & Luminaires | Town LC | 2 | Medium | B | 12 | 2036 | 5 | 3 | 3.2 | 26100 | 26569
Air Conditioning | Single-Split Condenser - Split Systems/Heat Pumps - Air-cooled with Direct Expansion Evaporator (DX) | Town LH | 1 | Medium | B | 10 | 2034 | 5 | 3 | 3.2 | 26101 | 22868
Emergency Lighting | Illuminated Fire Exit Signage | Town KX | 4 | Urgent | B | 2 | 2026 | 5 | 1 | 2.2 | 5716 | 12625
Heat Emitters | Gas Fired Natural and Fan Assisted Heaters | Town AP | 1 | Medium | B | 1 | 2025 | 5 | 3 | 3.2 | 26102 | 8784
Roller Shutters | External Manual Roller Shutter | Town AY | 1 | High | B | 1 | 2025 | 5 | 2 | 2.7 | 14834 | 4038
Emergency Lighting | Illuminated Fire Exit Signage | Town LD | 1 | Urgent | B | 12 | 2036 | 5 | 1 | 2.2 | 5717 | 26034
Fire Safety Systems | Fire Extinguishers - CO2 | Town GS | 2 | Urgent | B | 2 | 2026 | 5 | 1 | 2.2 | 5718 | 12626
Fire Safety Systems | Fire Extinguishers - CO2 | Town LD | 1 | Urgent | B | 2 | 2026 | 5 | 1 | 2.2 | 5719 | 12627
Local Hot Water | Package Electric Water Heaters - Non-Drinking Water | Town KW | 1 | Medium | B | 8 | 2032 | 5 | 3 | 3.2 | 26103 | 21001
LV Distribution | Sub Distribution Board | Town AP | 1 | High | D | 14 | 2038 | 3 | 2 | 2.1 | 1186 | 27325
Fire Safety Systems | Fire Alarm System | Town JE | 1 | Urgent | B | 10 | 2034 | 5 | 1 | 2.2 | 5720 | 22072
Roller Shutters | External Electric Roller Shutter | Town LD | 1 | High | B | 11 | 2035 | 5 | 2 | 2.7 | 14835 | 24488
Lifts | Disabled Lift - Electric | Town LH | 1 | High | B | 1 | 2025 | 5 | 2 | 2.7 | 14836 | 4039
Roller Shutters | External Manual Roller Shutter | Town KY | 1 | High | B | 1 | 2025 | 5 | 2 | 2.7 | 14837 | 4040
Barriers & Guardrails | Vehicle Crash Protection Barrier | Town KY | 4 | V Low | B | 8 | 2032 | 5 | 4 | 3.7 | 33168 | 21185
General Lighting | General - LED fittings & Luminaires | Town GN | 1 | Medium | B | 1 | 2025 | 5 | 3 | 3.2 | 26104 | 8785
Fire Safety Systems | Manual and Automatic Doors - Emergency and Panic Escape Doors | Town LG | 1 | Urgent | B | 11 | 2035 | 5 | 1 | 2.2 | 5721 | 23699
LV Distribution | LV Switch Panel | Town AP | 1 | High | B | 1 | 2025 | 5 | 2 | 2.7 | 14838 | 4041
Fire Safety Systems | Manual and Automatic Doors - Emergency and Panic Escape Doors | Town AP | 1 | Urgent | B | 21 | 2045 | 5 | 1 | 2.2 | 5722 | 32120
Central Cooling | Fan - Axial | Town KX | 1 | Medium | B | 1 | 2025 | 5 | 3 | 3.2 | 26105 | 8786
Burner | Blown gas burner | Town II | 1 | Medium | B | 1 | 2025 | 5 | 3 | 3.2 | 26106 | 8787
Roller Shutters | External Electric Roller Shutter | Town II | 1 | High | B | 13 | 2037 | 5 | 2 | 2.7 | 14839 | 26984
Emergency Lighting | Self Contained - LED | Town KW | 8 | Urgent | B | 21 | 2045 | 5 | 1 | 2.2 | 5723 | 32121
Emergency Lighting | Illuminated Fire Exit Signage | Town LD | 3 | Urgent | B | 12 | 2036 | 5 | 1 | 2.2 | 5724 | 26035
Local and Special Ventilation | Fan - Axial | Town KY | 1 | Medium | B | 8 | 2032 | 5 | 3 | 3.2 | 26107 | 21002
General Lighting | General - LED fittings & Luminaires | Town GN | 6 | Medium | C | 1 | 2025 | 4 | 3 | 2.9 | 18706 | 5601
General Lighting | General - LED fittings & Luminaires | Town LH | 84 | Medium | B | 16 | 2040 | 5 | 3 | 3.2 | 26108 | 29604
Heat Emitters | Electric Heaters | Town Z | 2 | Medium | B | 1 | 2025 | 5 | 3 | 3.2 | 26109 | 8788
Fire Safety Systems | Fire Extinguishers - Powder | Town LG | 2 | Urgent | B | 6 | 2030 | 5 | 1 | 2.2 | 5725 | 16521
LV Distribution | Sub Distribution Board | Town KY | 1 | High | D | 18 | 2042 | 3 | 2 | 2.1 | 1187 | 30602
LV Distribution | Sub Distribution Board | Town KW | 1 | High | B | 16 | 2040 | 5 | 2 | 2.7 | 14840 | 29192
LV Distribution | Sub Distribution Board | Town GS | 1 | High | B | 1 | 2025 | 5 | 2 | 2.7 | 14841 | 4042
Local and Special Ventilation | Fan - Window / Wall Mounted | Town AY | 1 | Medium | B | 1 | 2025 | 5 | 3 | 3.2 | 26110 | 8789
LV Distribution | Sub Distribution Board | Town AY | 1 | High | B | 6 | 2030 | 5 | 2 | 2.7 | 14842 | 17631
LV Distribution | Sub Distribution Board | Town AJ | 1 | High | B | 11 | 2035 | 5 | 2 | 2.7 | 14843 | 24489
Local Hot Water | Instantaneous Electric Water Heater - Non-Drinking Water | Town GN | 1 | Medium | B | 6 | 2030 | 5 | 3 | 3.2 | 26111 | 18748
Local and Special Ventilation | Fan - Window / Wall Mounted | Town II | 1 | Medium | B | 3 | 2027 | 5 | 3 | 3.2 | 26112 | 13570
Lifts | Passenger Lift Hydraulic - Electric | Town GS | 1 | Medium | B | 6 | 2030 | 5 | 3 | 3.2 | 26113 | 18749
Local and Special Ventilation | Fan - Axial | Town KX | 1 | Medium | B | 8 | 2032 | 5 | 3 | 3.2 | 26114 | 21003
Air Conditioning | Multi-Split Condenser - Split Systems/Heat Pumps - Air-cooled with Direct Expansion Evaporator (DX) | Town LI | 1 | Medium | B | 1 | 2025 | 5 | 3 | 3.2 | 26115 | 8790
LV Distribution | Main Distribution Board | Town IF | 1 | High | B | 5 | 2029 | 5 | 2 | 2.7 | 14844 | 14669
Heat Emitters | Electric Heaters | Town HT | 1 | Medium | D | 1 | 2025 | 3 | 3 | 2.6 | 11145 | 2649
Boiler | Atmospheric Gas Burner/Condensing Combination Boiler (domestic type) | Town AQ | 1 | High | B | 2 | 2026 | 5 | 2 | 2.7 | 14845 | 12911
Fire Safety Systems | Fire Alarm Panel / Repeater | Town AQ | 1 | Urgent | B | 7 | 2031 | 5 | 1 | 2.2 | 5726 | 19361
Local and Special Ventilation | Fan - Extract | Town A | 1 | Medium | CX | 1 | 2025 | 2 | 3 | 2.3 | 10205 | 2146
Local and Special Ventilation | Fan - Extract | Town A | 1 | Medium | C | 1 | 2025 | 4 | 3 | 2.9 | 18707 | 5602
Fire Safety Systems | Manual and Automatic Doors - Emergency and Panic Escape Doors | Town LK | 1 | Urgent | B | 25 | 2049 | 5 | 1 | 2.2 | 5727 | 33307
Roller Shutters | External Manual Roller Shutter | Town HU | 1 | High | B | 1 | 2025 | 5 | 2 | 2.7 | 14846 | 4043
Local and Special Ventilation | Fan - Extract | Town LL | 1 | Medium | B | 1 | 2025 | 5 | 3 | 3.2 | 26116 | 8791
General Lighting | General - LED fittings & Luminaires | Town LO | 55 | Medium | C | 13 | 2037 | 4 | 3 | 2.9 | 18708 | 27047
Roller Shutters | External Manual Roller Shutter | Town HU | 1 | High | B | 1 | 2025 | 5 | 2 | 2.7 | 14847 | 4044
Roller Shutters | Internal Electric Roller Shutter | Town AQ | 1 | Medium | B | 11 | 2035 | 5 | 3 | 3.2 | 26117 | 25290
Fire Safety Systems | Fire Extinguishers - CO2 | Town HU | 1 | Urgent | B | 2 | 2026 | 5 | 1 | 2.2 | 5728 | 12628
Fire Safety Systems | Fire Extinguishers - CO2 | Town AQ | 3 | Urgent | B | 2 | 2026 | 5 | 1 | 2.2 | 5729 | 12629
Emergency Lighting | Self Contained - LED | Town P | 12 | Urgent | B | 23 | 2047 | 5 | 1 | 2.2 | 5730 | 33106
Fire Safety Systems | Fire Extinguishers - CO2 | Town LI | 2 | Urgent | B | 2 | 2026 | 5 | 1 | 2.2 | 5731 | 12630
Fire Safety Systems | Fire Extinguishers - CO2 | Town AQ | 4 | Urgent | B | 2 | 2026 | 5 | 1 | 2.2 | 5732 | 12631
Fire Safety Systems | Fire Extinguishers - Foam | Town LN | 1 | Urgent | B | 1 | 2025 | 5 | 1 | 2.2 | 5733 | 1441
Fire Safety Systems | Fire Extinguishers - CO2 | Town LN | 4 | Urgent | B | 6 | 2030 | 5 | 1 | 2.2 | 5734 | 16522
AHU - Internal | Central Air Conditioning - Gas Fired | Town A | 1 | Medium | B | 1 | 2025 | 5 | 3 | 3.2 | 26118 | 8792
LV Distribution | Main Distribution Board | Town A | 1 | High | B | 18 | 2042 | 5 | 2 | 2.7 | 14848 | 30834
Roller Shutters | Internal Electric Roller Shutter | Town AQ | 1 | Medium | B | 11 | 2035 | 5 | 3 | 3.2 | 26119 | 25291
Boiler | Atmospheric Gas Burner/Condensing Combination Boiler (domestic type) | Town LI | 1 | High | B | 5 | 2029 | 5 | 2 | 2.7 | 14849 | 14670
Boiler | Blown Gas Burner Condensing Boiler | Town LK | 1 | Low | A | 13 | 2037 | 6 | 4 | 4 | 33829 | 27318
External Lighting | General - LED | Town LO | 1 | Medium | B | 12 | 2036 | 5 | 3 | 3.2 | 26120 | 26570
Roller Shutters | External Manual Roller Shutter | Town HU | 1 | High | B | 1 | 2025 | 5 | 2 | 2.7 | 14850 | 4045
Emergency Lighting | Self Contained - LED | Town LM | 11 | Urgent | B | 21 | 2045 | 5 | 1 | 2.2 | 5735 | 32122
Emergency Lighting | Self Contained - LED | Town HU | 3 | Urgent | B | 11 | 2035 | 5 | 1 | 2.2 | 5736 | 23700
Heat Emitters | Gas Fired Natural and Fan Assisted Heaters | Town AQ | 1 | Medium | B | 10 | 2034 | 5 | 3 | 3.2 | 26121 | 22869
LV Distribution | Main Distribution Board | Town IF | 1 | High | A | 18 | 2042 | 6 | 2 | 3 | 19564 | 30910
Heat Emitters | Electric Overdoor Air Curtain/Heater | Town LM | 1 | Medium | B | 1 | 2025 | 5 | 3 | 3.2 | 26122 | 8793
Fire Safety Systems | Fire Alarm Panel / Repeater | Town A | 1 | Urgent | B | 13 | 2037 | 5 | 1 | 2.2 | 5737 | 26862
Emergency Lighting | Illuminated Fire Exit Signage | Town LN | 2 | Urgent | B | 13 | 2037 | 5 | 1 | 2.2 | 5738 | 26863
LV Distribution | Sub Distribution Board | Town LI | 1 | High | D | 2 | 2026 | 3 | 2 | 2.1 | 1188 | 12437
LV Distribution | Sub Distribution Board | Town LI | 1 | High | B | 1 | 2025 | 5 | 2 | 2.7 | 14851 | 4046
Air Conditioning | Fan - General Ventilation | Town LM | 1 | Medium | B | 1 | 2025 | 5 | 3 | 3.2 | 26123 | 8794
Local and Special Ventilation | Fan - Centrifugal | Town A | 1 | Medium | B | 1 | 2025 | 5 | 3 | 3.2 | 26124 | 8795
Security Systems | Manual and Automatic Doors - High Security Door | Town LO | 1 | High | B | 19 | 2043 | 5 | 2 | 2.7 | 14852 | 31204
Roller Shutters | Internal Electric Roller Shutter | Town LP | 1 | Medium | B | 16 | 2040 | 5 | 3 | 3.2 | 26125 | 29605
Local and Special Ventilation | Fan - Window / Wall Mounted | Town LN | 1 | Medium | B | 12 | 2036 | 5 | 3 | 3.2 | 26126 | 26571
External Doors | Entrance Doors | Town LM | 1 | High | B | 11 | 2035 | 5 | 2 | 2.7 | 14853 | 24490
Emergency Lighting | Self Contained - LED | Town LK | 8 | Urgent | B | 23 | 2047 | 5 | 1 | 2.2 | 5739 | 33107
Heat Emitters | Electric Heaters | Town HU | 1 | Medium | B | 1 | 2025 | 5 | 3 | 3.2 | 26127 | 8796
LV Distribution | Main Distribution Board | Town AQ | 1 | High | C | 6 | 2030 | 4 | 2 | 2.4 | 10601 | 17332
Heat Emitters | Fan Convector - Electric | Town AQ | 1 | Medium | C | 1 | 2025 | 4 | 3 | 2.9 | 18709 | 5603
External Doors | Entrance Doors | Town P | 1 | High | B | 6 | 2030 | 5 | 2 | 2.7 | 14854 | 17632
Heat Emitters | Electric Heaters | Town AQ | 1 | Medium | B | 1 | 2025 | 5 | 3 | 3.2 | 26128 | 8797
Heat Emitters | Radiators - Steel | Town A | 1 | Medium | B | 1 | 2025 | 5 | 3 | 3.2 | 26129 | 8798
Fire Safety Systems | Fire Extinguishers - CO2 | Town LO | 2 | Urgent | B | 6 | 2030 | 5 | 1 | 2.2 | 5740 | 16523
Heat Emitters | Gas Fired Natural and Fan Assisted Heaters | Town LI | 1 | Medium | B | 1 | 2025 | 5 | 3 | 3.2 | 26130 | 8799
Emergency Lighting | Self Contained - Non LED | Town LI | 1 | Urgent | B | 1 | 2025 | 5 | 1 | 2.2 | 5741 | 1442
Air Conditioning | Multi-Split Condenser - DX Split Systems (With Gas, Electric or Hot Water Heaters) | Town LO | 1 | Medium | B | 1 | 2025 | 5 | 3 | 3.2 | 26131 | 8800
Local Hot Water | Instantaneous Electric Water Heater - Non-Drinking Water | Town AQ | 1 | Medium | B | 7 | 2031 | 5 | 3 | 3.2 | 26132 | 19986
Fire Safety Systems | Fire Extinguishers - Foam | Town LI | 2 | Urgent | B | 2 | 2026 | 5 | 1 | 2.2 | 5742 | 12632
Local and Special Ventilation | Fan - Extract | Town AQ | 1 | Medium | B | 1 | 2025 | 5 | 3 | 3.2 | 26133 | 8801
Emergency Lighting | Illuminated Fire Exit Signage | Town HT | 2 | Urgent | B | 16 | 2040 | 5 | 1 | 2.2 | 5743 | 28840
Emergency Lighting | Self Contained - LED | Town A | 2 | Urgent | B | 21 | 2045 | 5 | 1 | 2.2 | 5744 | 32123
Fire Safety Systems | Fire Extinguishers - CO2 | Town LI | 2 | Urgent | B | 2 | 2026 | 5 | 1 | 2.2 | 5745 | 12633
Air Conditioning | Single-Split Condenser - Split Systems/Heat Pumps - Air-cooled with Direct Expansion Evaporator (DX) | Town LI | 1 | Medium | B | 5 | 2029 | 5 | 3 | 3.2 | 26134 | 15197
Air Conditioning | Multi-Split Condenser - DX Split Systems (With Gas, Electric or Hot Water Heaters) | Town LO | 1 | Medium | B | 1 | 2025 | 5 | 3 | 3.2 | 26135 | 8802
External Doors | Entrance Doors | Town P | 1 | High | B | 6 | 2030 | 5 | 2 | 2.7 | 14855 | 17633
External Doors | Entrance Doors | Town HT | 1 | High | B | 11 | 2035 | 5 | 2 | 2.7 | 14856 | 24491
Heat Emitters | Radiators - Aluminium | Town LI | 5 | Medium | B | 2 | 2026 | 5 | 3 | 3.2 | 26136 | 13117
Fire Safety Systems | Manual and Automatic Doors - Emergency and Panic Escape Doors | Town AQ | 1 | Urgent | B | 21 | 2045 | 5 | 1 | 2.2 | 5746 | 32124
Security Systems | Manual and Automatic Doors - High Security Door | Town HU | 1 | High | B | 11 | 2035 | 5 | 2 | 2.7 | 14857 | 24492
General Lighting | General - LED fittings & Luminaires | Town HT | 43 | Medium | B | 6 | 2030 | 5 | 3 | 3.2 | 26137 | 18750
Emergency Lighting | Illuminated Fire Exit Signage | Town A | 1 | Urgent | B | 13 | 2037 | 5 | 1 | 2.2 | 5747 | 26864
Fire Safety Systems | Fire Extinguishers - Powder | Town LI | 5 | Urgent | B | 2 | 2026 | 5 | 1 | 2.2 | 5748 | 12634
Air Conditioning | Multi-Split Condenser - DX Split Systems (With Gas, Electric or Hot Water Heaters) | Town LM | 1 | Medium | B | 10 | 2034 | 5 | 3 | 3.2 | 26138 | 22870
Fire Safety Systems | Fire Alarm System | Town P | 1 | Urgent | B | 5 | 2029 | 5 | 1 | 2.2 | 5749 | 14404
Emergency Lighting | Self Contained - LED | Town LO | 10 | Urgent | B | 18 | 2042 | 5 | 1 | 2.2 | 5750 | 30662
Emergency Lighting | Illuminated Fire Exit Signage | Town LJ | 1 | Urgent | B | 13 | 2037 | 5 | 1 | 2.2 | 5751 | 26865
Emergency Lighting | Self Contained - Non LED | Town A | 6 | Urgent | B | 1 | 2025 | 5 | 1 | 2.2 | 5752 | 1443
Roller Shutters | External Electric Roller Shutter | Town HT | 1 | High | B | 1 | 2025 | 5 | 2 | 2.7 | 14858 | 4047
External Doors | Entrance Doors | Town HU | 1 | High | B | 11 | 2035 | 5 | 2 | 2.7 | 14859 | 24493
Local and Special Ventilation | Fan - Extract | Town AQ | 1 | Medium | B | 1 | 2025 | 5 | 3 | 3.2 | 26139 | 8803
Fire Safety Systems | Fire Extinguishers - CO2 | Town LI | 2 | Urgent | B | 2 | 2026 | 5 | 1 | 2.2 | 5753 | 12635
Fire Safety Systems | Fire Extinguishers - Foam | Town LO | 1 | Urgent | B | 6 | 2030 | 5 | 1 | 2.2 | 5754 | 16524
Emergency Lighting | Self Contained - LED | Town LO | 23 | Urgent | B | 18 | 2042 | 5 | 1 | 2.2 | 5755 | 30663
AHU - Internal | Central Heating & Cooling - Electric & DX | Town LO | 1 | Medium | C | 4 | 2028 | 4 | 3 | 2.9 | 18710 | 14018
Fire Safety Systems | Fire Alarm Panel / Repeater | Town AQ | 1 | Urgent | B | 1 | 2025 | 5 | 1 | 2.2 | 5756 | 1444
LV Distribution | Sub Distribution Board | Town HU | 1 | High | B | 6 | 2030 | 5 | 2 | 2.7 | 14860 | 17634
Roller Shutters | External Manual Roller Shutter | Town LI | 1 | High | B | 7 | 2031 | 5 | 2 | 2.7 | 14861 | 19638
Roller Shutters | Internal Automatic Roller Shutter | Town LJ | 1 | High | B | 10 | 2034 | 5 | 2 | 2.7 | 14862 | 22384
Fire Safety Systems | Fire Alarm System | Town HU | 1 | Urgent | B | 1 | 2025 | 5 | 1 | 2.2 | 5757 | 1445
LV Distribution | Sub Distribution Board | Town AQ | 1 | High | B | 1 | 2025 | 5 | 2 | 2.7 | 14863 | 4048
Lifts | Passenger Lift Hydraulic - Electric | Town LO | 1 | Medium | B | 4 | 2028 | 5 | 3 | 3.2 | 26140 | 14137
Air Conditioning | Multi-Split Evaporator - Split Systems/Heat Pumps - Air-cooled with Direct Expansion Evaporator (DX) | Town LO | 1 | Medium | B | 1 | 2025 | 5 | 3 | 3.2 | 26141 | 8804
LV Distribution | Sub Distribution Board | Town HU | 1 | High | B | 1 | 2025 | 5 | 2 | 2.7 | 14864 | 4049
General Lighting | General - LED fittings & Luminaires | Town LP | 37 | Medium | B | 16 | 2040 | 5 | 3 | 3.2 | 26142 | 29606
Emergency Lighting | Illuminated Fire Exit Signage | Town LM | 4 | Urgent | B | 16 | 2040 | 5 | 1 | 2.2 | 5758 | 28841
Air Conditioning | Single-Split Evaporator - Split Systems/Heat Pumps - Air-cooled with Direct Expansion Evaporator (DX) | Town LI | 1 | Medium | B | 1 | 2025 | 5 | 3 | 3.2 | 26143 | 8805
LV Distribution | Sub Distribution Board | Town LN | 1 | High | B | 16 | 2040 | 5 | 2 | 2.7 | 14865 | 29193
Local and Special Ventilation | Fan - Window / Wall Mounted | Town LN | 1 | Medium | B | 3 | 2027 | 5 | 3 | 3.2 | 26144 | 13571
Fire Safety Systems | Manual and Automatic Doors - Emergency and Panic Escape Doors | Town LK | 1 | Urgent | B | 20 | 2044 | 5 | 1 | 2.2 | 5759 | 31487
Barriers & Guardrails | Vehicle Crash Protection Barrier | Town A | 1 | V Low | B | 1 | 2025 | 5 | 4 | 3.7 | 33169 | 12079
Emergency Lighting | Self Contained - LED | Town AQ | 7 | Urgent | B | 17 | 2041 | 5 | 1 | 2.2 | 5760 | 30128
LV Distribution | Main Distribution Board | Town A | 1 | High | C | 1 | 2025 | 4 | 2 | 2.4 | 10602 | 2431
Heat Emitters | Gas Fired Unit Heaters | Town IF | 1 | Medium | B | 6 | 2030 | 5 | 3 | 3.2 | 26145 | 18751
Local and Special Ventilation | Fan - Extract | Town A | 1 | Medium | C | 1 | 2025 | 4 | 3 | 2.9 | 18711 | 5604
General Lighting | General - LED fittings & Luminaires | Town HU | 10 | Medium | B | 6 | 2030 | 5 | 3 | 3.2 | 26146 | 18752
Multi-System Controls | Motor Control Centre | Town LK | 1 | Low | B | 13 | 2037 | 5 | 4 | 3.7 | 33170 | 27311
Roller Shutters | External Electric Roller Shutter | Town LI | 1 | High | B | 7 | 2031 | 5 | 2 | 2.7 | 14866 | 19639
Emergency Lighting | Illuminated Fire Exit Signage | Town P | 2 | Urgent | B | 17 | 2041 | 5 | 1 | 2.2 | 5761 | 30129
External Lighting | General - Non LED | Town HU | 9 | Medium | B | 7 | 2031 | 5 | 3 | 3.2 | 26147 | 19987
Air Conditioning | Multi-Split Condenser - Split Systems/Heat Pumps - Air-cooled with Direct Expansion Evaporator (DX) | Town LI | 1 | Medium | B | 1 | 2025 | 5 | 3 | 3.2 | 26148 | 8806
Air Conditioning | Fan - General Ventilation | Town LM | 1 | Medium | B | 1 | 2025 | 5 | 3 | 3.2 | 26149 | 8807
LV Distribution | Main Distribution Board | Town LM | 1 | High | B | 1 | 2025 | 5 | 2 | 2.7 | 14867 | 4050
Multi-System Controls | Motor Control Centre | Town P | 1 | Low | B | 1 | 2025 | 5 | 4 | 3.7 | 33171 | 12080
Air Conditioning | Single-Split Condenser - Split Systems/Heat Pumps - Air-cooled with Direct Expansion Evaporator (DX) | Town A | 1 | Medium | B | 1 | 2025 | 5 | 3 | 3.2 | 26150 | 8808
Local Hot Water | Package Electric Water Heaters - Non-Drinking Water | Town LN | 1 | Medium | B | 1 | 2025 | 5 | 3 | 3.2 | 26151 | 8809
Roller Shutters | External Manual Roller Shutter | Town IC | 1 | High | D | 1 | 2025 | 3 | 2 | 2.1 | 1189 | 812
Fire Safety Systems | Fire Alarm System | Town LN | 1 | Urgent | B | 11 | 2035 | 5 | 1 | 2.2 | 5762 | 23701
Emergency Lighting | Self Contained - LED | Town A | 11 | Urgent | B | 21 | 2045 | 5 | 1 | 2.2 | 5763 | 32125
General Lighting | General - LED fittings & Luminaires | Town AQ | 2 | Medium | B | 1 | 2025 | 5 | 3 | 3.2 | 26152 | 8810
Local and Special Ventilation | Fan - Window / Wall Mounted | Town LJ | 1 | Medium | B | 8 | 2032 | 5 | 3 | 3.2 | 26153 | 21004
Multi-System Controls | Control Panel - Electrical Services (excluding Electrical Controllers and Pneumatic Relays) | Town LM | 1 | Medium | B | 1 | 2025 | 5 | 3 | 3.2 | 26154 | 8811
Emergency Lighting | Self Contained - LED | Town LJ | 2 | Urgent | B | 18 | 2042 | 5 | 1 | 2.2 | 5764 | 30664
Roller Shutters | External Electric Roller Shutter | Town A | 1 | High | B | 1 | 2025 | 5 | 2 | 2.7 | 14868 | 4051
Roller Shutters | External Manual Roller Shutter | Town HU | 1 | High | B | 1 | 2025 | 5 | 2 | 2.7 | 14869 | 4052
Fire Safety Systems | Fire Alarm System | Town LO | 1 | Urgent | B | 1 | 2025 | 5 | 1 | 2.2 | 5765 | 1446
General Lighting | General - LED fittings & Luminaires | Town LL | 28 | Medium | B | 16 | 2040 | 5 | 3 | 3.2 | 26155 | 29607
Specialist Lighting | Illuminated External Signs | Town A | 1 | Medium | B | 1 | 2025 | 5 | 3 | 3.2 | 26156 | 8812
External Lighting | General - LED | Town LI | 6 | Medium | B | 7 | 2031 | 5 | 3 | 3.2 | 26157 | 19988
External Lighting | General - LED | Town AQ | 5 | Medium | B | 7 | 2031 | 5 | 3 | 3.2 | 26158 | 19989
AHU - Internal | Central Air Conditioning - Gas Fired | Town LM | 1 | Medium | B | 6 | 2030 | 5 | 3 | 3.2 | 26159 | 18753
Roller Shutters | External Manual Roller Shutter | Town LL | 1 | High | B | 1 | 2025 | 5 | 2 | 2.7 | 14870 | 4053
Emergency Lighting | Self Contained - LED | Town LI | 6 | Urgent | B | 20 | 2044 | 5 | 1 | 2.2 | 5766 | 31488
External Lighting | General - Non LED | Town AQ | 1 | Medium | B | 1 | 2025 | 5 | 3 | 3.2 | 26160 | 8813
Local and Special Ventilation | Fan - Window / Wall Mounted | Town HU | 1 | Medium | CX | 1 | 2025 | 2 | 3 | 2.3 | 10206 | 2147
Local and Special Ventilation | Fan - Extract | Town LL | 1 | Medium | B | 1 | 2025 | 5 | 3 | 3.2 | 26161 | 8814
Emergency Lighting | Self Contained - LED | Town A | 8 | Urgent | B | 21 | 2045 | 5 | 1 | 2.2 | 5767 | 32126
General Lighting | General - LED fittings & Luminaires | Town IF | 42 | Medium | B | 13 | 2037 | 5 | 3 | 3.2 | 26162 | 27157
Emergency Lighting | Self Contained - LED | Town LJ | 12 | Urgent | B | 18 | 2042 | 5 | 1 | 2.2 | 5768 | 30665
LV Distribution | Sub Distribution Board | Town HU | 1 | High | C | 1 | 2025 | 4 | 2 | 2.4 | 10603 | 2432
Barriers & Guardrails | Vehicle Crash Protection Barrier | Town A | 1 | V Low | B | 1 | 2025 | 5 | 4 | 3.7 | 33172 | 12081
Local and Special Ventilation | Fan - Extract | Town LL | 1 | Medium | B | 1 | 2025 | 5 | 3 | 3.2 | 26163 | 8815
Heat Emitters | Gas Fired Unit Heaters | Town LJ | 1 | Medium | A | 15 | 2039 | 6 | 3 | 3.5 | 32546 | 28573
General Lighting | General - LED fittings & Luminaires | Town LL | 20 | Medium | B | 1 | 2025 | 5 | 3 | 3.2 | 26164 | 8816
Emergency Lighting | Self Contained - LED | Town LI | 5 | Urgent | B | 17 | 2041 | 5 | 1 | 2.2 | 5769 | 30130
General Lighting | General - LED fittings & Luminaires | Town A | 15 | Medium | B | 1 | 2025 | 5 | 3 | 3.2 | 26165 | 8817
LV Distribution | Sub Distribution Board | Town LK | 1 | High | B | 14 | 2038 | 5 | 2 | 2.7 | 14871 | 27458
LV Distribution | Sub Distribution Board | Town AQ | 1 | High | B | 6 | 2030 | 5 | 2 | 2.7 | 14872 | 17635
Local Hot Water | Instantaneous Electric Water Heater - Non-Drinking Water | Town HU | 1 | Medium | B | 1 | 2025 | 5 | 3 | 3.2 | 26166 | 8818
External Doors | Entrance Doors | Town AQ | 1 | High | B | 1 | 2025 | 5 | 2 | 2.7 | 14873 | 4054
Air Conditioning | Single-Split Condenser - Split Systems/Heat Pumps - Air-cooled with Direct Expansion Evaporator (DX) | Town LI | 1 | Medium | B | 7 | 2031 | 5 | 3 | 3.2 | 26167 | 19990
Central Cooling | Fan - Axial | Town LO | 1 | Medium | B | 1 | 2025 | 5 | 3 | 3.2 | 26168 | 8819
Local and Special Ventilation | Fan - Extract | Town AQ | 1 | Medium | B | 1 | 2025 | 5 | 3 | 3.2 | 26169 | 8820
Fire Safety Systems | Fire Alarm System | Town LJ | 1 | Urgent | B | 1 | 2025 | 5 | 1 | 2.2 | 5770 | 1447
Emergency Lighting | Illuminated Fire Exit Signage | Town LK | 3 | Urgent | B | 16 | 2040 | 5 | 1 | 2.2 | 5771 | 28842
External Lighting | General - Non LED | Town LI | 2 | Medium | B | 1 | 2025 | 5 | 3 | 3.2 | 26170 | 8821
External Doors | Manual and Automatic Doors - Auto / Powered Sliding Doors | Town P | 1 | High | B | 25 | 2049 | 5 | 2 | 2.7 | 14874 | 33402
Heat Emitters | Gas Fired Natural and Fan Assisted Heaters | Town HU | 1 | Medium | B | 1 | 2025 | 5 | 3 | 3.2 | 26171 | 8822
Local and Special Ventilation | Fan - Centrifugal | Town A | 1 | Medium | B | 1 | 2025 | 5 | 3 | 3.2 | 26172 | 8823
Fire Safety Systems | Manual and Automatic Doors - Emergency and Panic Escape Doors | Town IF | 1 | Urgent | B | 5 | 2029 | 5 | 1 | 2.2 | 5772 | 14405
Roller Shutters | External Electric Roller Shutter | Town LI | 1 | High | B | 1 | 2025 | 5 | 2 | 2.7 | 14875 | 4055
External Lighting | General - Non LED | Town LL | 2 | Medium | B | 9 | 2033 | 5 | 3 | 3.2 | 26173 | 21793
Fire Safety Systems | Fire Extinguishers - CO2 | Town LK | 2 | Urgent | B | 6 | 2030 | 5 | 1 | 2.2 | 5773 | 16525
General Lighting | General - LED fittings & Luminaires | Town LI | 12 | Medium | C | 2 | 2026 | 4 | 3 | 2.9 | 18712 | 12979
LV Distribution | Main Distribution Board | Town AQ | 1 | High | B | 6 | 2030 | 5 | 2 | 2.7 | 14876 | 17636
LV Distribution | Sub Distribution Board | Town AQ | 1 | High | B | 1 | 2025 | 5 | 2 | 2.7 | 14877 | 4056
Fire Safety Systems | Fire Extinguishers - CO2 | Town LM | 4 | Urgent | B | 6 | 2030 | 5 | 1 | 2.2 | 5774 | 16526
External Lighting | General - LED | Town LJ | 1 | Medium | B | 8 | 2032 | 5 | 3 | 3.2 | 26174 | 21005
Fire Safety Systems | Fire Extinguishers - Foam | Town HT | 6 | Urgent | B | 6 | 2030 | 5 | 1 | 2.2 | 5775 | 16527
Fire Safety Systems | Fire Extinguishers - CO2 | Town AQ | 1 | Urgent | B | 2 | 2026 | 5 | 1 | 2.2 | 5776 | 12636
External Lighting | General - LED | Town LN | 1 | Medium | B | 13 | 2037 | 5 | 3 | 3.2 | 26175 | 27158
LV Distribution | Sub Distribution Board | Town LR | 1 | High | B | 6 | 2030 | 5 | 2 | 2.7 | 14878 | 17637
LV Distribution | Sub Distribution Board | Town MF | 1 | High | B | 6 | 2030 | 5 | 2 | 2.7 | 14879 | 17638
LV Distribution | Sub Distribution Board | Town MJ | 1 | High | B | 4 | 2028 | 5 | 2 | 2.7 | 14880 | 13963
General Lighting | General - LED fittings & Luminaires | Town LS | 19 | Medium | C | 6 | 2030 | 4 | 3 | 2.9 | 18713 | 17941
Air Conditioning | Single-Split Condenser - Split Systems/Heat Pumps - Air-cooled with Direct Expansion Evaporator (DX) | Town LV | 1 | Medium | B | 5 | 2029 | 5 | 3 | 3.2 | 26176 | 15198
LV Distribution | Sub Distribution Board | Town LX | 1 | High | B | 1 | 2025 | 5 | 2 | 2.7 | 14881 | 4057
LV Distribution | Sub Distribution Board | Town IH | 1 | High | B | 13 | 2037 | 5 | 2 | 2.7 | 14882 | 26985
Lifts | Passenger Lift Hydraulic - Electric | Town LX | 1 | Medium | B | 1 | 2025 | 5 | 3 | 3.2 | 26177 | 8824
Fire Safety Systems | Fire Alarm System | Town MK | 1 | Urgent | B | 1 | 2025 | 5 | 1 | 2.2 | 5777 | 1448
LV Distribution | Sub Distribution Board | Town LZ | 1 | High | B | 13 | 2037 | 5 | 2 | 2.7 | 14883 | 26986
Central Cooling | Fan - Axial | Town LV | 1 | Medium | B | 1 | 2025 | 5 | 3 | 3.2 | 26178 | 8825
Central Cooling | Fan - Axial | Town LV | 1 | Medium | B | 1 | 2025 | 5 | 3 | 3.2 | 26179 | 8826
Fire Safety Systems | Fire Alarm Panel / Repeater | Town MM | 1 | Urgent | B | 9 | 2033 | 5 | 1 | 2.2 | 5778 | 21363
Heat Emitters | Gas Fired Unit Heaters | Town MD | 1 | Medium | B | 7 | 2031 | 5 | 3 | 3.2 | 26180 | 19991
LV Distribution | Sub Distribution Board | Town MC | 1 | High | B | 14 | 2038 | 5 | 2 | 2.7 | 14884 | 27459
Heat Emitters | Unit Heaters | Town LT | 1 | Medium | B | 1 | 2025 | 5 | 3 | 3.2 | 26181 | 8827
General Lighting | General - LED fittings & Luminaires | Town KP | 4 | Medium | B | 16 | 2040 | 5 | 3 | 3.2 | 26182 | 29608
Local and Special Ventilation | Fan - Window / Wall Mounted | Town LR | 1 | Medium | B | 1 | 2025 | 5 | 3 | 3.2 | 26183 | 8828
BMS | BMS Control Panel | Town LX | 1 | High | D | 4 | 2028 | 3 | 2 | 2.1 | 1190 | 13759
Local and Special Ventilation | Fan - Window / Wall Mounted | Town LU | 1 | Medium | B | 3 | 2027 | 5 | 3 | 3.2 | 26184 | 13572
Emergency Lighting | Self Contained - LED | Town LW | 1 | Urgent | B | 21 | 2045 | 5 | 1 | 2.2 | 5779 | 32127
LV Distribution | Main Distribution Board | Town BF | 1 | High | B | 17 | 2041 | 5 | 2 | 2.7 | 14885 | 30334
Heat Emitters | Gas Fired Natural and Fan Assisted Heaters | Town BF | 1 | Medium | B | 1 | 2025 | 5 | 3 | 3.2 | 26185 | 8829
Local and Special Ventilation | Fan - Kitchen Extract | Town LP | 1 | Low | B | 5 | 2029 | 5 | 4 | 3.7 | 33173 | 15641
Roller Shutters | Internal Electric Roller Shutter | Town IH | 1 | Medium | B | 18 | 2042 | 5 | 3 | 3.2 | 26186 | 30962
Communication Systems | PA System | Town LQ | 1 | Medium | B | 1 | 2025 | 5 | 3 | 3.2 | 26187 | 8830
Access Control | Gate Access - Local Lock / Keypad / Manual (External) | Town LU | 1 | Medium | B | 8 | 2032 | 5 | 3 | 3.2 | 26188 | 21006
Air Conditioning | Fan - General Ventilation | Town IH | 1 | Medium | B | 11 | 2035 | 5 | 3 | 3.2 | 26189 | 25292
Fire Safety Systems | Fire Alarm System | Town MK | 1 | Urgent | B | 1 | 2025 | 5 | 1 | 2.2 | 5780 | 1449
Heat Emitters | Electric Heaters | Town MJ | 2 | Medium | B | 1 | 2025 | 5 | 3 | 3.2 | 26190 | 8831
General Lighting | General - LED fittings & Luminaires | Town IH | 94 | Medium | B | 16 | 2040 | 5 | 3 | 3.2 | 26191 | 29609
LV Distribution | Sub Distribution Board | Town MI | 1 | High | B | 1 | 2025 | 5 | 2 | 2.7 | 14886 | 4058
External Doors | Entrance Doors | Town LY | 1 | High | B | 11 | 2035 | 5 | 2 | 2.7 | 14887 | 24494
Fire Safety Systems | Fire Alarm System | Town MB | 1 | Urgent | B | 1 | 2025 | 5 | 1 | 2.2 | 5781 | 1450
Heat Emitters | Radiators - Steel | Town LR | 1 | Medium | B | 6 | 2030 | 5 | 3 | 3.2 | 26192 | 18754
Roller Shutters | External Manual Roller Shutter | Town MI | 1 | High | B | 1 | 2025 | 5 | 2 | 2.7 | 14888 | 4059
Emergency Lighting | Self Contained - LED | Town MB | 1 | Urgent | B | 21 | 2045 | 5 | 1 | 2.2 | 5782 | 32128
Local Hot Water | Package Electric Water Heaters - Non-Drinking Water | Town IH | 1 | Medium | B | 5 | 2029 | 5 | 3 | 3.2 | 26193 | 15199
Heat Emitters | Unit Heaters | Town ML | 1 | Medium | B | 1 | 2025 | 5 | 3 | 3.2 | 26194 | 8832
Barriers & Guardrails | Fixed Edge Protection | Town LQ | 1 | High | B | 1 | 2025 | 5 | 2 | 2.7 | 14889 | 4060
Emergency Lighting | Self Contained - LED | Town ME | 8 | Urgent | B | 15 | 2039 | 5 | 1 | 2.2 | 5783 | 27896
Emergency Lighting | Self Contained - LED | Town LV | 1 | Urgent | B | 21 | 2045 | 5 | 1 | 2.2 | 5784 | 32129
Specialist Lighting | Illuminated External Signs | Town LR | 1 | Medium | B | 6 | 2030 | 5 | 3 | 3.2 | 26195 | 18755
Air Conditioning | Single-Split Condenser - Split Systems/Heat Pumps - Air-cooled with Direct Expansion Evaporator (DX) | Town LU | 1 | Medium | B | 12 | 2036 | 5 | 3 | 3.2 | 26196 | 26572
Heat Emitters | Gas Fired Unit Heaters | Town MD | 1 | Medium | B | 7 | 2031 | 5 | 3 | 3.2 | 26197 | 19992
Heat Emitters | Unit Heaters | Town ML | 1 | Medium | B | 1 | 2025 | 5 | 3 | 3.2 | 26198 | 8833
Central Cooling | Fan - Axial | Town LW | 1 | Medium | B | 1 | 2025 | 5 | 3 | 3.2 | 26199 | 8834
Roller Shutters | External Electric Roller Shutter | Town MD | 1 | High | C | 1 | 2025 | 4 | 2 | 2.4 | 10604 | 2433
External Lighting | General - Non LED | Town MD | 4 | Medium | B | 1 | 2025 | 5 | 3 | 3.2 | 26200 | 8835
Heat Emitters | Electric Heaters | Town ML | 1 | Medium | B | 1 | 2025 | 5 | 3 | 3.2 | 26201 | 8836
Central Ventilation Systems | Fan - Axial | Town LR | 1 | Medium | B | 1 | 2025 | 5 | 3 | 3.2 | 26202 | 8837
Roller Shutters | External Manual Roller Shutter | Town MI | 1 | High | B | 1 | 2025 | 5 | 2 | 2.7 | 14890 | 4061
Emergency Lighting | Illuminated Fire Exit Signage | Town H | 1 | Urgent | B | 10 | 2034 | 5 | 1 | 2.2 | 5785 | 22073
Emergency Lighting | Self Contained - Non LED | Town MF | 2 | Urgent | B | 1 | 2025 | 5 | 1 | 2.2 | 5786 | 1451
Fire Safety Systems | Fire Extinguishers - Foam | Town LX | 7 | Urgent | A | 10 | 2034 | 6 | 1 | 2.5 | 10909 | 22221
Emergency Lighting | Self Contained - LED | Town LW | 5 | Urgent | B | 21 | 2045 | 5 | 1 | 2.2 | 5787 | 32130
Local and Special Ventilation | Fan - Axial | Town ML | 1 | Medium | B | 1 | 2025 | 5 | 3 | 3.2 | 26203 | 8838
Central Ventilation Systems | Fan - Axial | Town MF | 1 | Medium | B | 1 | 2025 | 5 | 3 | 3.2 | 26204 | 8839
Emergency Lighting | Illuminated Fire Exit Signage | Town LR | 2 | Urgent | B | 12 | 2036 | 5 | 1 | 2.2 | 5788 | 26036
General Lighting | General - LED fittings & Luminaires | Town H | 10 | Medium | B | 10 | 2034 | 5 | 3 | 3.2 | 26205 | 22871
Fire Safety Systems | Fire Extinguishers - CO2 | Town MB | 5 | Urgent | B | 6 | 2030 | 5 | 1 | 2.2 | 5789 | 16528
Local and Special Ventilation | Fan - Centrifugal | Town BF | 1 | Medium | B | 1 | 2025 | 5 | 3 | 3.2 | 26206 | 8840
General Lighting | General - LED fittings & Luminaires | Town MK | 5 | Medium | B | 6 | 2030 | 5 | 3 | 3.2 | 26207 | 18756
Central Ventilation Systems | Fan - General Ventilation | Town LP | 1 | Low | A | 14 | 2038 | 6 | 4 | 4 | 33830 | 27709
Central Ventilation Systems | Fan - Axial | Town LR | 1 | Medium | B | 1 | 2025 | 5 | 3 | 3.2 | 26208 | 8841
Roller Shutters | Internal Electric Roller Shutter | Town LR | 1 | Medium | B | 11 | 2035 | 5 | 3 | 3.2 | 26209 | 25293
Local Hot Water | Instantaneous Electric Water Heater - Non-Drinking Water | Town JH | 1 | Medium | B | 10 | 2034 | 5 | 3 | 3.2 | 26210 | 22872
LV Distribution | Sub Distribution Board | Town LZ | 1 | High | B | 13 | 2037 | 5 | 2 | 2.7 | 14891 | 26987
Emergency Lighting | Self Contained - LED | Town LR | 4 | Urgent | B | 11 | 2035 | 5 | 1 | 2.2 | 5790 | 23702
Fire Safety Systems | Manual and Automatic Doors - Emergency and Panic Escape Doors | Town MJ | 1 | Urgent | C | 11 | 2035 | 4 | 1 | 1.9 | 675 | 23279
Local and Special Ventilation | Fan - Axial | Town MC | 1 | Medium | B | 1 | 2025 | 5 | 3 | 3.2 | 26211 | 8842
Access Control | Gate Access - Local Lock / Keypad / Manual (External) | Town MB | 2 | Medium | B | 11 | 2035 | 5 | 3 | 3.2 | 26212 | 25294
Fire Safety Systems | Fire Extinguishers - CO2 | Town LY | 3 | Urgent | B | 6 | 2030 | 5 | 1 | 2.2 | 5791 | 16529
External Lighting | General - LED | Town MI | 2 | Medium | B | 5 | 2029 | 5 | 3 | 3.2 | 26213 | 15200
Heat Emitters | Electric Overdoor Air Curtain/Heater | Town BF | 1 | Medium | C | 1 | 2025 | 4 | 3 | 2.9 | 18714 | 5605
Local and Special Ventilation | Fan - Window / Wall Mounted | Town MB | 1 | Medium | B | 1 | 2025 | 5 | 3 | 3.2 | 26214 | 8843
Emergency Lighting | Illuminated Fire Exit Signage | Town H | 2 | Urgent | B | 10 | 2034 | 5 | 1 | 2.2 | 5792 | 22074
Fire Safety Systems | Fire Extinguishers - Foam | Town LP | 3 | Urgent | B | 7 | 2031 | 5 | 1 | 2.2 | 5793 | 19362
Air Conditioning | Single-Split Evaporator - Split Systems/Heat Pumps - Air-cooled with Direct Expansion Evaporator (DX) | Town LV | 1 | Medium | B | 5 | 2029 | 5 | 3 | 3.2 | 26215 | 15201
Local and Special Ventilation | Fan - Axial | Town LT | 1 | Medium | B | 1 | 2025 | 5 | 3 | 3.2 | 26216 | 8844
Emergency Lighting | Self Contained - LED | Town LQ | 1 | Urgent | B | 21 | 2045 | 5 | 1 | 2.2 | 5794 | 32131
Fire Safety Systems | Fire Extinguishers - CO2 | Town MI | 4 | Urgent | B | 9 | 2033 | 5 | 1 | 2.2 | 5795 | 21364
Boiler | Atmospheric Gas Burner - Condensing Boiler | Town LX | 1 | High | B | 14 | 2038 | 5 | 2 | 2.7 | 14892 | 27460
External Doors | Manual and Automatic Doors - Auto / Powered Sliding Doors | Town ME | 1 | High | B | 21 | 2045 | 5 | 2 | 2.7 | 14893 | 32655
Fire Safety Systems | Manual and Automatic Doors - Emergency and Panic Escape Doors | Town MI | 1 | Urgent | B | 11 | 2035 | 5 | 1 | 2.2 | 5796 | 23703
General Lighting | General - LED fittings & Luminaires | Town MB | 4 | Medium | B | 1 | 2025 | 5 | 3 | 3.2 | 26217 | 8845
Air Conditioning | Multi-Split Evaporator - Split Systems/Heat Pumps - Air-cooled with Direct Expansion Evaporator (DX) | Town LP | 1 | Medium | B | 12 | 2036 | 5 | 3 | 3.2 | 26218 | 26573
Local and Special Ventilation | Fan - Axial | Town LV | 1 | Medium | B | 1 | 2025 | 5 | 3 | 3.2 | 26219 | 8846
Heat Emitters | Unit Heaters | Town LT | 1 | Medium | B | 1 | 2025 | 5 | 3 | 3.2 | 26220 | 8847
Local and Special Ventilation | Fan - Extract | Town MK | 1 | Medium | B | 1 | 2025 | 5 | 3 | 3.2 | 26221 | 8848
Fire Safety Systems | Fire Alarm System | Town IH | 1 | Urgent | B | 8 | 2032 | 5 | 1 | 2.2 | 5797 | 20448
External Lighting | General - LED | Town MJ | 1 | Medium | B | 11 | 2035 | 5 | 3 | 3.2 | 26222 | 25295
Emergency Lighting | Self Contained - LED | Town KP | 1 | Urgent | B | 20 | 2044 | 5 | 1 | 2.2 | 5798 | 31489
Access Control | Door Lock / Keypad / Manual | Town MK | 2 | Medium | B | 1 | 2025 | 5 | 3 | 3.2 | 26223 | 8849
Fire Safety Systems | Smoke Extract Fan | Town LV | 1 | Urgent | B | 1 | 2025 | 5 | 1 | 2.2 | 5799 | 1452
Fire Safety Systems | Fire Dampers - Fusible Link | Town LU | 1 | Urgent | B | 1 | 2025 | 5 | 1 | 2.2 | 5800 | 1453
Central Ventilation Systems | Fan - General Ventilation | Town MD | 1 | Low | B | 1 | 2025 | 5 | 4 | 3.7 | 33174 | 12082
Central Heating | Fan - Axial | Town LZ | 1 | High | B | 3 | 2027 | 5 | 2 | 2.7 | 14894 | 13370
Emergency Lighting | Self Contained - LED | Town LY | 6 | Urgent | B | 23 | 2047 | 5 | 1 | 2.2 | 5801 | 33108
Emergency Lighting | Illuminated Fire Exit Signage | Town LW | 2 | Urgent | B | 1 | 2025 | 5 | 1 | 2.2 | 5802 | 1454
Fire Safety Systems | Fire Extinguishers - Foam | Town MB | 4 | Urgent | B | 6 | 2030 | 5 | 1 | 2.2 | 5803 | 16530
AHU - Internal | Central Air Conditioning - Electric Heating | Town MK | 1 | High | B | 6 | 2030 | 5 | 2 | 2.7 | 14895 | 17639
Roller Shutters | External Manual Roller Shutter | Town KP | 1 | High | B | 1 | 2025 | 5 | 2 | 2.7 | 14896 | 4062
Emergency Lighting | Self Contained - LED | Town LT | 5 | Urgent | B | 17 | 2041 | 5 | 1 | 2.2 | 5804 | 30131
Emergency Lighting | Self Contained - LED | Town MF | 4 | Urgent | B | 11 | 2035 | 5 | 1 | 2.2 | 5805 | 23704
Heat Emitters | Electric Heaters | Town JH | 1 | Medium | B | 3 | 2027 | 5 | 3 | 3.2 | 26224 | 13573
Local and Special Ventilation | Fan - Window / Wall Mounted | Town LQ | 1 | Medium | B | 1 | 2025 | 5 | 3 | 3.2 | 26225 | 8850
Fire Safety Systems | Manual and Automatic Doors - Emergency and Panic Escape Doors | Town MH | 1 | Urgent | B | 11 | 2035 | 5 | 1 | 2.2 | 5806 | 23705
Roller Shutters | Internal Automatic Roller Shutter | Town LV | 1 | High | B | 9 | 2033 | 5 | 2 | 2.7 | 14897 | 21608
Local and Special Ventilation | Fan - Centrifugal | Town BF | 1 | Medium | B | 1 | 2025 | 5 | 3 | 3.2 | 26226 | 8851
Fire Safety Systems | Fire Extinguishers - Foam | Town LR | 2 | Urgent | B | 1 | 2025 | 5 | 1 | 2.2 | 5807 | 1455
Roller Shutters | External Electric Roller Shutter | Town LS | 1 | High | B | 11 | 2035 | 5 | 2 | 2.7 | 14898 | 24495
Roller Shutters | External Electric Roller Shutter | Town LT | 1 | High | B | 1 | 2025 | 5 | 2 | 2.7 | 14899 | 4063
Air Conditioning | Multi-Split Condenser - Split Systems/Heat Pumps - Air-cooled with Direct Expansion Evaporator (DX) | Town LR | 1 | Medium | B | 1 | 2025 | 5 | 3 | 3.2 | 26227 | 8852
LV Distribution | Sub Distribution Board | Town LZ | 1 | High | B | 13 | 2037 | 5 | 2 | 2.7 | 14900 | 26988
BMS | BMS Control Panel | Town ME | 1 | High | B | 4 | 2028 | 5 | 2 | 2.7 | 14901 | 13964
Local and Special Ventilation | Unit extract fans | Town ME | 1 | Medium | B | 1 | 2025 | 5 | 3 | 3.2 | 26228 | 8853
LV Distribution | Sub Distribution Board | Town LX | 1 | High | D | 13 | 2037 | 3 | 2 | 2.1 | 1191 | 26810
Multi-System Controls | Control Panel - Electrical Services (excluding Electrical Controllers and Pneumatic Relays) | Town MH | 1 | Medium | B | 13 | 2037 | 5 | 3 | 3.2 | 26229 | 27159
External Doors | Entrance Doors | Town LQ | 1 | High | B | 9 | 2033 | 5 | 2 | 2.7 | 14902 | 21609
LV Distribution | Main Distribution Board | Town MK | 1 | High | B | 1 | 2025 | 5 | 2 | 2.7 | 14903 | 4064
Roller Shutters | External Manual Roller Shutter | Town MM | 1 | High | B | 19 | 2043 | 5 | 2 | 2.7 | 14904 | 31205
Fire Safety Systems | Fire Alarm System | Town LW | 1 | Urgent | B | 12 | 2036 | 5 | 1 | 2.2 | 5808 | 26037
Fire Safety Systems | Fire Extinguishers - CO2 | Town MF | 2 | Urgent | B | 2 | 2026 | 5 | 1 | 2.2 | 5809 | 12637
General Lighting | General - LED fittings & Luminaires | Town MB | 1 | Medium | B | 11 | 2035 | 5 | 3 | 3.2 | 26230 | 25296
Heat Emitters | Gas Fired Natural and Fan Assisted Heaters | Town LY | 1 | Medium | B | 1 | 2025 | 5 | 3 | 3.2 | 26231 | 8854
Roller Shutters | Internal Automatic Roller Shutter | Town LV | 1 | High | B | 9 | 2033 | 5 | 2 | 2.7 | 14905 | 21610
Heat Emitters | Radiators - Steel | Town MH | 1 | Medium | B | 10 | 2034 | 5 | 3 | 3.2 | 26232 | 22873
LV Distribution | Main Distribution Board | Town MG | 1 | High | B | 15 | 2039 | 5 | 2 | 2.7 | 14906 | 28185
External Doors | Entrance Doors | Town LP | 1 | High | B | 20 | 2044 | 5 | 2 | 2.7 | 14907 | 31631
General Lighting | General - LED fittings & Luminaires | Town LR | 5 | Medium | B | 12 | 2036 | 5 | 3 | 3.2 | 26233 | 26574
Local Hot Water | Package Electric Water Heaters - Non-Drinking Water | Town MK | 1 | Medium | B | 1 | 2025 | 5 | 3 | 3.2 | 26234 | 8855
LV Distribution | Sub Distribution Board | Town H | 1 | High | B | 1 | 2025 | 5 | 2 | 2.7 | 14908 | 4065
Local and Special Ventilation | Fan - Axial | Town MD | 1 | Medium | C | 1 | 2025 | 4 | 3 | 2.9 | 18715 | 5606
Barriers & Guardrails | Vehicle Crash Protection Barrier | Town MA | 6 | V Low | B | 1 | 2025 | 5 | 4 | 3.7 | 33175 | 12083
Heat Emitters | Electric Heaters | Town KP | 1 | Medium | B | 1 | 2025 | 5 | 3 | 3.2 | 26235 | 8856
Heat Emitters | Radiators - Steel | Town LQ | 4 | Medium | B | 1 | 2025 | 5 | 3 | 3.2 | 26236 | 8857
Air Conditioning | Multi-Split Condenser - Split Systems/Heat Pumps - Air-cooled with Direct Expansion Evaporator (DX) | Town LT | 1 | Medium | B | 1 | 2025 | 5 | 3 | 3.2 | 26237 | 8858
LV Distribution | Sub Distribution Board | Town ME | 1 | High | D | 1 | 2025 | 3 | 2 | 2.1 | 1192 | 813
Fire Safety Systems | Manual and Automatic Doors - Emergency and Panic Escape Doors | Town LS | 1 | Urgent | B | 1 | 2025 | 5 | 1 | 2.2 | 5810 | 1456
LV Distribution | Sub Distribution Board | Town LR | 1 | High | B | 6 | 2030 | 5 | 2 | 2.7 | 14909 | 17640
BMS | BMS Control Panel | Town LW | 1 | High | B | 7 | 2031 | 5 | 2 | 2.7 | 14910 | 19640
Boiler | Atmospheric Gas Burner Boiler - Small and/or Wall Hung for Light Commercial Installation | Town MK | 1 | Medium | B | 1 | 2025 | 5 | 3 | 3.2 | 26238 | 8859
LV Distribution | Sub Distribution Board | Town KP | 1 | High | B | 6 | 2030 | 5 | 2 | 2.7 | 14911 | 17641
General Lighting | General - LED fittings & Luminaires | Town LY | 11 | Medium | B | 15 | 2039 | 5 | 3 | 3.2 | 26239 | 28443
Emergency Lighting | Self Contained - LED | Town MF | 4 | Urgent | B | 11 | 2035 | 5 | 1 | 2.2 | 5811 | 23706
Burner | Atmospheric Gas Burner | Town MF | 1 | Medium | B | 6 | 2030 | 5 | 3 | 3.2 | 26240 | 18757
Access Control | Door Lock / Keypad / Manual | Town LP | 1 | Medium | A | 15 | 2039 | 6 | 3 | 3.5 | 32547 | 28574
Emergency Lighting | Illuminated Fire Exit Signage | Town LU | 1 | Urgent | B | 8 | 2032 | 5 | 1 | 2.2 | 5812 | 20449
Roller Shutters | Internal Manual Roller Shutter | Town MA | 1 | Medium | B | 15 | 2039 | 5 | 3 | 3.2 | 26241 | 28444
Central Cooling | Fan - Axial | Town LW | 1 | Medium | B | 1 | 2025 | 5 | 3 | 3.2 | 26242 | 8860
Fire Safety Systems | Fire Alarm Panel / Repeater | Town BF | 1 | Urgent | B | 1 | 2025 | 5 | 1 | 2.2 | 5813 | 1457
Multi-System Controls | Instrumental Control Panel | Town LR | 1 | Medium | B | 6 | 2030 | 5 | 3 | 3.2 | 26243 | 18758
Emergency Lighting | Self Contained - Non LED | Town MD | 1 | Urgent | B | 9 | 2033 | 5 | 1 | 2.2 | 5814 | 21365
LV Distribution | Sub Distribution Board | Town LY | 1 | High | B | 9 | 2033 | 5 | 2 | 2.7 | 14912 | 21611
LV Distribution | Sub Distribution Board | Town LU | 1 | High | B | 1 | 2025 | 5 | 2 | 2.7 | 14913 | 4066
Local Hot Water | Instantaneous Electric Water Heater - Non-Drinking Water | Town BF | 1 | Medium | B | 11 | 2035 | 5 | 3 | 3.2 | 26244 | 25297
Fire Safety Systems | Fire Alarm System | Town LQ | 1 | Urgent | B | 1 | 2025 | 5 | 1 | 2.2 | 5815 | 1458
Central Ventilation Systems | Fan - General Ventilation | Town LP | 1 | Low | A | 14 | 2038 | 6 | 4 | 4 | 33831 | 27710
Roller Shutters | External Manual Roller Shutter | Town LS | 1 | High | B | 1 | 2025 | 5 | 2 | 2.7 | 14914 | 4067
Burner | Forced draft gas burner | Town LX | 1 | Medium | B | 1 | 2025 | 5 | 3 | 3.2 | 26245 | 8861
Emergency Lighting | Illuminated Fire Exit Signage | Town ML | 2 | Urgent | B | 12 | 2036 | 5 | 1 | 2.2 | 5816 | 26038
Emergency Lighting | Illuminated Fire Exit Signage | Town MF | 1 | Urgent | B | 12 | 2036 | 5 | 1 | 2.2 | 5817 | 26039
External Lighting | General - Non LED | Town MI | 1 | Medium | B | 1 | 2025 | 5 | 3 | 3.2 | 26246 | 8862
Central Cooling | Fan - Axial | Town LQ | 1 | Medium | B | 1 | 2025 | 5 | 3 | 3.2 | 26247 | 8863
Local and Special Ventilation | Fan - Window / Wall Mounted | Town MB | 1 | Medium | B | 1 | 2025 | 5 | 3 | 3.2 | 26248 | 8864
Specialist Lighting | Illuminated External Signs | Town BF | 1 | Medium | B | 6 | 2030 | 5 | 3 | 3.2 | 26249 | 18759
Fire Safety Systems | Manual and Automatic Doors - Emergency and Panic Escape Doors | Town LZ | 1 | Urgent | C | 11 | 2035 | 4 | 1 | 1.9 | 676 | 23280
Boiler | Atmospheric Gas Burner/Condensing Combination Boiler | Town LW | 1 | Medium | B | 7 | 2031 | 5 | 3 | 3.2 | 26250 | 19993
Fire Safety Systems | Smoke Extract Fan | Town ME | 1 | Urgent | B | 1 | 2025 | 5 | 1 | 2.2 | 5818 | 1459
Roller Shutters | External Manual Roller Shutter | Town LZ | 1 | High | B | 1 | 2025 | 5 | 2 | 2.7 | 14915 | 4068
LV Distribution | Sub Distribution Board | Town MD | 1 | High | C | 1 | 2025 | 4 | 2 | 2.4 | 10605 | 2434
Communication Systems | PA System | Town MB | 1 | Medium | B | 1 | 2025 | 5 | 3 | 3.2 | 26251 | 8865
Roller Shutters | External Manual Roller Shutter | Town LS | 1 | High | B | 1 | 2025 | 5 | 2 | 2.7 | 14916 | 4069
Local and Special Ventilation | Fan - Kitchen Extract | Town LY | 1 | Low | B | 10 | 2034 | 5 | 4 | 3.7 | 33176 | 23217
Roller Shutters | Internal Automatic Roller Shutter | Town MB | 1 | High | B | 4 | 2028 | 5 | 2 | 2.7 | 14917 | 13965
Heat Emitters | Radiators - Steel | Town MF | 1 | Medium | B | 1 | 2025 | 5 | 3 | 3.2 | 26252 | 8866
Fire Safety Systems | Fire Extinguishers - CO2 | Town LW | 4 | Urgent | B | 6 | 2030 | 5 | 1 | 2.2 | 5819 | 16531
Air Conditioning | Single-Split Condenser - Split Systems/Heat Pumps - Air-cooled with Direct Expansion Evaporator (DX) | Town LU | 1 | Medium | B | 12 | 2036 | 5 | 3 | 3.2 | 26253 | 26575
Fire Safety Systems | Fire Alarm System | Town LU | 1 | Urgent | B | 5 | 2029 | 5 | 1 | 2.2 | 5820 | 14406
Emergency Lighting | Self Contained - LED | Town MJ | 2 | Urgent | B | 21 | 2045 | 5 | 1 | 2.2 | 5821 | 32132
Heat Emitters | Electric Heaters | Town KP | 1 | Medium | B | 1 | 2025 | 5 | 3 | 3.2 | 26254 | 8867
Fire Safety Systems | Fire Extinguishers - Powder - P50 | Town ML | 2 | Urgent | B | 2 | 2026 | 5 | 1 | 2.2 | 5822 | 12638
Fire Safety Systems | Fire Blanket | Town LQ | 1 | Urgent | B | 4 | 2028 | 5 | 1 | 2.2 | 5823 | 13833
Emergency Lighting | Self Contained - LED | Town LR | 7 | Urgent | B | 11 | 2035 | 5 | 1 | 2.2 | 5824 | 23707
Heat Emitters | Radiators - Steel | Town MH | 1 | Medium | B | 10 | 2034 | 5 | 3 | 3.2 | 26255 | 22874
Fire Safety Systems | Fire Extinguishers - Foam | Town LZ | 4 | Urgent | B | 6 | 2030 | 5 | 1 | 2.2 | 5825 | 16532
Local and Special Ventilation | Fan - Extract | Town MK | 1 | Medium | B | 1 | 2025 | 5 | 3 | 3.2 | 26256 | 8868
External Doors | Entrance Doors | Town ML | 1 | High | B | 11 | 2035 | 5 | 2 | 2.7 | 14918 | 24496
Fire Safety Systems | Fire Extinguishers - CO2 | Town LX | 6 | Urgent | B | 7 | 2031 | 5 | 1 | 2.2 | 5826 | 19363
External Doors | Entrance Doors | Town LQ | 1 | High | B | 9 | 2033 | 5 | 2 | 2.7 | 14919 | 21612
Lifts | Disabled Lift - Electric | Town MK | 1 | High | B | 1 | 2025 | 5 | 2 | 2.7 | 14920 | 4070
General Lighting | General - LED fittings & Luminaires | Town LP | 60 | Medium | A | 19 | 2043 | 6 | 3 | 3.5 | 32548 | 31389
Multi-System Controls | Instrumental Control Panel | Town LP | 1 | Medium | B | 16 | 2040 | 5 | 3 | 3.2 | 26257 | 29610
General Lighting | General - LED fittings & Luminaires | Town MB | 76 | Medium | B | 16 | 2040 | 5 | 3 | 3.2 | 26258 | 29611
General Lighting | General - LED fittings & Luminaires | Town MG | 33 | Medium | B | 15 | 2039 | 5 | 3 | 3.2 | 26259 | 28445
Fire Safety Systems | Fire Extinguishers - Foam | Town MA | 5 | Urgent | B | 6 | 2030 | 5 | 1 | 2.2 | 5827 | 16533
Air Conditioning | Multi-Split Evaporator - Split Systems/Heat Pumps - Air-cooled with Direct Expansion Evaporator (DX) | Town LU | 1 | Medium | B | 1 | 2025 | 5 | 3 | 3.2 | 26260 | 8869
Fire Safety Systems | Manual and Automatic Doors - Emergency and Panic Escape Doors | Town MD | 1 | Urgent | B | 16 | 2040 | 5 | 1 | 2.2 | 5828 | 28843
Local and Special Ventilation | Fan - Kitchen Axial | Town MC | 1 | High | B | 1 | 2025 | 5 | 2 | 2.7 | 14921 | 4071
Heat Emitters | Radiators - Steel | Town LW | 4 | Medium | B | 1 | 2025 | 5 | 3 | 3.2 | 26261 | 8870
Local and Special Ventilation | Fan - Window / Wall Mounted | Town KP | 1 | Medium | CX | 1 | 2025 | 2 | 3 | 2.3 | 10207 | 2148
Local and Special Ventilation | Fan - Axial | Town MD | 1 | Medium | C | 1 | 2025 | 4 | 3 | 2.9 | 18716 | 5607
Fire Safety Systems | Fire Alarm System | Town LP | 1 | Urgent | B | 14 | 2038 | 5 | 1 | 2.2 | 5829 | 27371
General Lighting | General - LED fittings & Luminaires | Town LR | 15 | Medium | B | 12 | 2036 | 5 | 3 | 3.2 | 26262 | 26576
Emergency Lighting | Self Contained - Non LED | Town LS | 1 | Urgent | B | 1 | 2025 | 5 | 1 | 2.2 | 5830 | 1460
Fire Safety Systems | Fire Extinguishers - Powder | Town MC | 3 | Urgent | B | 9 | 2033 | 5 | 1 | 2.2 | 5831 | 21366
Heat Emitters | Electric Overdoor Air Curtain/Heater | Town MK | 1 | Medium | B | 1 | 2025 | 5 | 3 | 3.2 | 26263 | 8871
Heat Emitters | Electric Heaters | Town KP | 1 | Medium | B | 1 | 2025 | 5 | 3 | 3.2 | 26264 | 8872
Emergency Lighting | Self Contained - Non LED | Town MB | 2 | Urgent | B | 4 | 2028 | 5 | 1 | 2.2 | 5832 | 13834
LV Distribution | Sub Distribution Board | Town MD | 1 | High | C | 1 | 2025 | 4 | 2 | 2.4 | 10606 | 2435
Boiler | Atmospheric Gas Burner Boiler - Small and/or Wall Hung for Domestic Installation | Town MH | 1 | Medium | B | 1 | 2025 | 5 | 3 | 3.2 | 26265 | 8873
Fire Safety Systems | Manual and Automatic Doors - Emergency and Panic Escape Doors | Town JH | 1 | Urgent | B | 30 | 2054 | 5 | 1 | 2.2 | 5833 | 33681
Emergency Lighting | Self Contained - LED | Town H | 1 | Urgent | B | 15 | 2039 | 5 | 1 | 2.2 | 5834 | 27897
General Lighting | General - LED fittings & Luminaires | Town MF | 6 | Medium | B | 12 | 2036 | 5 | 3 | 3.2 | 26266 | 26577
Air Conditioning | Single-Split Condenser - Split Systems/Heat Pumps - Air-cooled with Direct Expansion Evaporator (DX) | Town MB | 1 | Medium | B | 6 | 2030 | 5 | 3 | 3.2 | 26267 | 18760
Fire Safety Systems | Manual and Automatic Doors - Emergency and Panic Escape Doors | Town LP | 1 | Urgent | B | 20 | 2044 | 5 | 1 | 2.2 | 5835 | 31490
Fire Safety Systems | Fire Extinguishers - Foam | Town MC | 1 | Urgent | B | 9 | 2033 | 5 | 1 | 2.2 | 5836 | 21367
Emergency Lighting | Self Contained - LED | Town IH | 7 | Urgent | B | 21 | 2045 | 5 | 1 | 2.2 | 5837 | 32133
Central Ventilation Systems | Fan - Axial | Town MF | 1 | Medium | B | 1 | 2025 | 5 | 3 | 3.2 | 26268 | 8874
Roller Shutters | External Manual Roller Shutter | Town MI | 1 | High | B | 1 | 2025 | 5 | 2 | 2.7 | 14922 | 4072
LV Distribution | Sub Distribution Board | Town EK | 1 | High | D | 1 | 2025 | 3 | 2 | 2.1 | 1193 | 814
LV Distribution | Main Distribution Board | Town MP | 1 | High | B | 1 | 2025 | 5 | 2 | 2.7 | 14923 | 4073
LV Distribution | Sub Distribution Board | Town EK | 1 | High | B | 15 | 2039 | 5 | 2 | 2.7 | 14924 | 28186
LV Distribution | Main Distribution Board | Town EK | 1 | High | B | 1 | 2025 | 5 | 2 | 2.7 | 14925 | 4074
Fire Safety Systems | Manual and Automatic Doors - Emergency and Panic Escape Doors | Town EK | 1 | Urgent | B | 11 | 2035 | 5 | 1 | 2.2 | 5838 | 23708
Central Ventilation Systems | Fan - General Ventilation | Town JC | 1 | Low | B | 1 | 2025 | 5 | 4 | 3.7 | 33177 | 12084
LV Distribution | Sub Distribution Board | Town H | 1 | High | B | 13 | 2037 | 5 | 2 | 2.7 | 14926 | 26989
Heat Emitters | Gas Fired Unit Heaters | Town H | 1 | Medium | B | 7 | 2031 | 5 | 3 | 3.2 | 26269 | 19994
Fire Safety Systems | Fire Alarm System | Town MV | 1 | Urgent | B | 1 | 2025 | 5 | 1 | 2.2 | 5839 | 1461
Fire Safety Systems | Fire Alarm System | Town DN | 1 | Urgent | B | 12 | 2036 | 5 | 1 | 2.2 | 5840 | 26040
LV Distribution | Sub Distribution Board | Town MV | 1 | High | B | 5 | 2029 | 5 | 2 | 2.7 | 14927 | 14671
Local and Special Ventilation | Unit extract fans | Town MS | 1 | Medium | B | 1 | 2025 | 5 | 3 | 3.2 | 26270 | 8875
Roller Shutters | External Manual Roller Shutter | Town EK | 1 | High | B | 1 | 2025 | 5 | 2 | 2.7 | 14928 | 4075
LV Distribution | Sub Distribution Board | Town JC | 1 | High | B | 1 | 2025 | 5 | 2 | 2.7 | 14929 | 4076
Central Ventilation Systems | Fan - General Ventilation | Town JC | 1 | Low | B | 1 | 2025 | 5 | 4 | 3.7 | 33178 | 12085
Roller Shutters | External Manual Roller Shutter | Town MS | 1 | High | B | 1 | 2025 | 5 | 2 | 2.7 | 14930 | 4077
Local and Special Ventilation | Fan - Extract | Town MU | 1 | Medium | B | 1 | 2025 | 5 | 3 | 3.2 | 26271 | 8876
LV Distribution | Sub Distribution Board | Town NB | 1 | High | B | 13 | 2037 | 5 | 2 | 2.7 | 14931 | 26990
Central Cooling | Fan - Axial | Town MQ | 1 | Medium | B | 1 | 2025 | 5 | 3 | 3.2 | 26272 | 8877
External Doors | Entrance Doors | Town NB | 1 | High | B | 2 | 2026 | 5 | 2 | 2.7 | 14932 | 12912
External Doors | Entrance Doors | Town EK | 1 | High | B | 11 | 2035 | 5 | 2 | 2.7 | 14933 | 24497
General Lighting | General - LED fittings & Luminaires | Town MN | 106 | Medium | B | 15 | 2039 | 5 | 3 | 3.2 | 26273 | 28446
General Lighting | General - LED fittings & Luminaires | Town JC | 24 | Medium | B | 6 | 2030 | 5 | 3 | 3.2 | 26274 | 18761
Heat Emitters | Radiators - Steel | Town MT | 1 | Medium | B | 14 | 2038 | 5 | 3 | 3.2 | 26275 | 27589
Local Hot Water | Package Electric Water Heaters - Non-Drinking Water | Town MV | 1 | Medium | B | 5 | 2029 | 5 | 3 | 3.2 | 26276 | 15202
Heat Emitters | Radiators - Steel | Town MN | 1 | Medium | B | 6 | 2030 | 5 | 3 | 3.2 | 26277 | 18762
Fire Safety Systems | Fire Blanket | Town EK | 1 | Urgent | B | 1 | 2025 | 5 | 1 | 2.2 | 5841 | 1462
Roller Shutters | Internal Manual Roller Shutter | Town EK | 1 | Medium | B | 1 | 2025 | 5 | 3 | 3.2 | 26278 | 8878
General Lighting | General - LED fittings & Luminaires | Town EK | 31 | Medium | B | 12 | 2036 | 5 | 3 | 3.2 | 26279 | 26578
Fire Safety Systems | Fire Extinguishers - Powder | Town LX | 3 | Urgent | B | 8 | 2032 | 5 | 1 | 2.2 | 5842 | 20450
Roller Shutters | External Manual Roller Shutter | Town MY | 1 | High | CX | 1 | 2025 | 2 | 2 | 1.8 | 522 | 419
LV Distribution | Sub Distribution Board | Town MY | 1 | High | B | 3 | 2027 | 5 | 2 | 2.7 | 14934 | 13371
Roller Shutters | Internal Electric Roller Shutter | Town MP | 1 | Medium | B | 15 | 2039 | 5 | 3 | 3.2 | 26280 | 28447
Heat Emitters | Electric Heaters | Town DN | 4 | Medium | B | 3 | 2027 | 5 | 3 | 3.2 | 26281 | 13574
General Lighting | General - LED fittings & Luminaires | Town MZ | 2 | Medium | B | 17 | 2041 | 5 | 3 | 3.2 | 26282 | 30493
External Lighting | General - LED | Town EK | 1 | Medium | B | 10 | 2034 | 5 | 3 | 3.2 | 26283 | 22875
Heat Emitters | Radiators - Steel | Town MN | 1 | Medium | B | 6 | 2030 | 5 | 3 | 3.2 | 26284 | 18763
Heat Emitters | Radiators - Steel | Town MO | 4 | Medium | B | 1 | 2025 | 5 | 3 | 3.2 | 26285 | 8879
Air Conditioning | Single-Split Condenser - Split Systems/Heat Pumps - Air-cooled with Direct Expansion Evaporator (DX) | Town MP | 1 | Medium | B | 8 | 2032 | 5 | 3 | 3.2 | 26286 | 21007
Local and Special Ventilation | Fan - Window / Wall Mounted | Town MX | 1 | Medium | DX | 1 | 2025 | 1 | 3 | 2 | 888 | 598
External Doors | Entrance Doors | Town MO | 1 | High | B | 6 | 2030 | 5 | 2 | 2.7 | 14935 | 17642
External Lighting | General - LED | Town MZ | 2 | Medium | B | 12 | 2036 | 5 | 3 | 3.2 | 26287 | 26579
Air Conditioning | Single-Split Evaporator - Split Systems/Heat Pumps - Air-cooled with Direct Expansion Evaporator (DX) | Town JC | 1 | Medium | B | 1 | 2025 | 5 | 3 | 3.2 | 26288 | 8880
Multi-System Controls | Control Panel - Electrical Services (excluding Electrical Controllers and Pneumatic Relays) | Town MO | 1 | Medium | B | 10 | 2034 | 5 | 3 | 3.2 | 26289 | 22876
Local and Special Ventilation | Fan - Kitchen Extract | Town DN | 1 | Low | B | 12 | 2036 | 5 | 4 | 3.7 | 33179 | 26803
Roller Shutters | External Manual Roller Shutter | Town JC | 1 | High | B | 1 | 2025 | 5 | 2 | 2.7 | 14936 | 4078
LV Distribution | Main Distribution Board | Town MT | 1 | High | B | 14 | 2038 | 5 | 2 | 2.7 | 14937 | 27461
LV Distribution | Sub Distribution Board | Town NA | 1 | High | B | 12 | 2036 | 5 | 2 | 2.7 | 14938 | 26198
Central Ventilation Systems | Fan - General Ventilation | Town JC | 1 | Low | B | 1 | 2025 | 5 | 4 | 3.7 | 33180 | 12086
Fire Safety Systems | Manual and Automatic Doors - Emergency and Panic Escape Doors | Town EK | 1 | Urgent | B | 11 | 2035 | 5 | 1 | 2.2 | 5843 | 23709
Security Systems | Manual and Automatic Doors - High Security Door | Town MO | 1 | High | B | 6 | 2030 | 5 | 2 | 2.7 | 14939 | 17643
Roller Shutters | Internal Manual Roller Shutter | Town MY | 1 | Medium | B | 1 | 2025 | 5 | 3 | 3.2 | 26290 | 8881
Roller Shutters | External Electric Roller Shutter | Town JC | 1 | High | B | 11 | 2035 | 5 | 2 | 2.7 | 14940 | 24498
Fire Safety Systems | Fire Extinguishers - Foam | Town DN | 5 | Urgent | B | 7 | 2031 | 5 | 1 | 2.2 | 5844 | 19364
Fire Safety Systems | Fire Extinguishers - Foam | Town DN | 1 | Urgent | B | 7 | 2031 | 5 | 1 | 2.2 | 5845 | 19365
Fire Safety Systems | Manual and Automatic Doors - Emergency and Panic Escape Doors | Town DN | 1 | Urgent | B | 20 | 2044 | 5 | 1 | 2.2 | 5846 | 31491
Roller Shutters | External Manual Roller Shutter | Town NC | 1 | High | B | 11 | 2035 | 5 | 2 | 2.7 | 14941 | 24499
Emergency Lighting | Self Contained - Non LED | Town EK | 2 | Urgent | B | 1 | 2025 | 5 | 1 | 2.2 | 5847 | 1463
Fire Safety Systems | Fire Extinguishers - Foam | Town MY | 5 | Urgent | B | 9 | 2033 | 5 | 1 | 2.2 | 5848 | 21368
Heat Emitters | Radiators - Steel | Town MZ | 3 | Medium | B | 1 | 2025 | 5 | 3 | 3.2 | 26291 | 8882
External Doors | Entrance Doors | Town MX | 1 | High | B | 11 | 2035 | 5 | 2 | 2.7 | 14942 | 24500
LV Distribution | Main Distribution Board | Town MN | 1 | High | B | 1 | 2025 | 5 | 2 | 2.7 | 14943 | 4079
Roller Shutters | External Electric Roller Shutter | Town JC | 1 | High | B | 1 | 2025 | 5 | 2 | 2.7 | 14944 | 4080
General Lighting | General - LED fittings & Luminaires | Town H | 3 | Medium | B | 10 | 2034 | 5 | 3 | 3.2 | 26292 | 22877
General Lighting | General - LED fittings & Luminaires | Town MW | 7 | Medium | B | 8 | 2032 | 5 | 3 | 3.2 | 26293 | 21008
Local Hot Water | Instantaneous Electric Water Heater - Non-Drinking Water | Town MW | 1 | Medium | B | 3 | 2027 | 5 | 3 | 3.2 | 26294 | 13575
Fire Safety Systems | Fire Alarm System | Town NB | 1 | Urgent | B | 11 | 2035 | 5 | 1 | 2.2 | 5849 | 23710
Roller Shutters | External Manual Roller Shutter | Town MY | 1 | High | CX | 1 | 2025 | 2 | 2 | 1.8 | 523 | 420
Local and Special Ventilation | Fan - Window / Wall Mounted | Town MV | 1 | Medium | B | 1 | 2025 | 5 | 3 | 3.2 | 26295 | 8883
LV Distribution | Sub Distribution Board | Town MR | 1 | High | B | 6 | 2030 | 5 | 2 | 2.7 | 14945 | 17644
Heat Emitters | Gas Fired Unit Heaters | Town JC | 1 | Medium | B | 1 | 2025 | 5 | 3 | 3.2 | 26296 | 8884
Local and Special Ventilation | Fan - Extract | Town EK | 1 | Medium | CX | 1 | 2025 | 2 | 3 | 2.3 | 10208 | 2149
Fire Safety Systems | Fire Blanket | Town MV | 1 | Urgent | B | 4 | 2028 | 5 | 1 | 2.2 | 5850 | 13835
Local Hot Water | Instantaneous Electric Water Heater - Non-Drinking Water | Town EK | 1 | Medium | B | 1 | 2025 | 5 | 3 | 3.2 | 26297 | 8885
AHU - Internal | Central Heating & Cooling - Electric & DX | Town MN | 1 | Medium | B | 1 | 2025 | 5 | 3 | 3.2 | 26298 | 8886
LV Distribution | Sub Distribution Board | Town EK | 1 | High | B | 2 | 2026 | 5 | 2 | 2.7 | 14946 | 12913
External Doors | Entrance Doors | Town EK | 1 | High | B | 11 | 2035 | 5 | 2 | 2.7 | 14947 | 24501
LV Distribution | Sub Distribution Board | Town JC | 1 | High | B | 6 | 2030 | 5 | 2 | 2.7 | 14948 | 17645
LV Distribution | Sub Distribution Board | Town MO | 1 | High | B | 10 | 2034 | 5 | 2 | 2.7 | 14949 | 22385
External Doors | Entrance Doors | Town LX | 1 | High | B | 10 | 2034 | 5 | 2 | 2.7 | 14950 | 22386
General Lighting | General - LED fittings & Luminaires | Town MP | 1 | Medium | B | 1 | 2025 | 5 | 3 | 3.2 | 26299 | 8887
LV Distribution | Sub Distribution Board | Town DN | 1 | High | B | 19 | 2043 | 5 | 2 | 2.7 | 14951 | 31206
Local and Special Ventilation | Fan - General Ventilation | Town MO | 1 | Medium | B | 1 | 2025 | 5 | 3 | 3.2 | 26300 | 8888
Local Hot Water | Package Electric Water Heaters - Non-Drinking Water | Town JC | 1 | Medium | B | 1 | 2025 | 5 | 3 | 3.2 | 26301 | 8889
Roller Shutters | Internal Electric Roller Shutter | Town EK | 1 | Medium | B | 1 | 2025 | 5 | 3 | 3.2 | 26302 | 8890
Local and Special Ventilation | Fan - Window / Wall Mounted | Town MY | 1 | Medium | D | 1 | 2025 | 3 | 3 | 2.6 | 11146 | 2650
Roller Shutters | Internal Electric Roller Shutter | Town NA | 1 | Medium | B | 15 | 2039 | 5 | 3 | 3.2 | 26303 | 28448
External Doors | Entrance Doors | Town MU | 1 | High | B | 11 | 2035 | 5 | 2 | 2.7 | 14952 | 24502
General Lighting | General - LED fittings & Luminaires | Town EK | 6 | Medium | B | 1 | 2025 | 5 | 3 | 3.2 | 26304 | 8891
Roller Shutters | Internal Electric Roller Shutter | Town DN | 1 | Medium | B | 10 | 2034 | 5 | 3 | 3.2 | 26305 | 22878
General Lighting | General - LED fittings & Luminaires | Town DN | 89 | Medium | B | 17 | 2041 | 5 | 3 | 3.2 | 26306 | 30494
Emergency Lighting | Illuminated Fire Exit Signage | Town MY | 1 | Urgent | B | 14 | 2038 | 5 | 1 | 2.2 | 5851 | 27372
Emergency Lighting | Illuminated Fire Exit Signage | Town EK | 1 | Urgent | B | 1 | 2025 | 5 | 1 | 2.2 | 5852 | 1464
Heat Emitters | Electric Heaters | Town H | 1 | Medium | B | 5 | 2029 | 5 | 3 | 3.2 | 26307 | 15203
General Lighting | General - LED fittings & Luminaires | Town H | 9 | Medium | B | 1 | 2025 | 5 | 3 | 3.2 | 26308 | 8892
Fire Safety Systems | Fire Extinguishers - CO2 | Town JC | 5 | Urgent | B | 6 | 2030 | 5 | 1 | 2.2 | 5853 | 16534
Air Conditioning | Single-Split Evaporator - Split Systems/Heat Pumps - Air-cooled with Direct Expansion Evaporator (DX) | Town MO | 1 | Medium | D | 1 | 2025 | 3 | 3 | 2.6 | 11147 | 2651
Local and Special Ventilation | Fan - Axial | Town MY | 1 | Medium | B | 1 | 2025 | 5 | 3 | 3.2 | 26309 | 8893
Central Cooling | Fan - Axial | Town MQ | 1 | Medium | B | 1 | 2025 | 5 | 3 | 3.2 | 26310 | 8894
LV Distribution | Main Distribution Board | Town MP | 1 | High | B | 1 | 2025 | 5 | 2 | 2.7 | 14953 | 4081
Air Conditioning | Single-Split Condenser - Split Systems/Heat Pumps - Air-cooled with Direct Expansion Evaporator (DX) | Town EK | 1 | Medium | C | 1 | 2025 | 4 | 3 | 2.9 | 18717 | 5608
LV Distribution | Sub Distribution Board | Town EK | 1 | High | B | 1 | 2025 | 5 | 2 | 2.7 | 14954 | 4082
Roller Shutters | Internal Electric Roller Shutter | Town MT | 1 | Medium | B | 19 | 2043 | 5 | 3 | 3.2 | 26311 | 31362
General Lighting | General - LED fittings & Luminaires | Town MS | 38 | Medium | B | 16 | 2040 | 5 | 3 | 3.2 | 26312 | 29612
Emergency Lighting | Self Contained - LED | Town MX | 4 | Urgent | B | 21 | 2045 | 5 | 1 | 2.2 | 5854 | 32134
Heat Emitters | Electric Heaters | Town JC | 2 | Medium | B | 1 | 2025 | 5 | 3 | 3.2 | 26313 | 8895
Heat Emitters | Fan Convector - Electric | Town EK | 1 | Medium | B | 1 | 2025 | 5 | 3 | 3.2 | 26314 | 8896
Fire Safety Systems | Fire Alarm Panel / Repeater | Town EK | 1 | Urgent | B | 7 | 2031 | 5 | 1 | 2.2 | 5855 | 19366
LV Distribution | Main Distribution Board | Town DN | 1 | High | B | 17 | 2041 | 5 | 2 | 2.7 | 14955 | 30335
Local and Special Ventilation | Fan - Axial | Town MX | 1 | Medium | B | 1 | 2025 | 5 | 3 | 3.2 | 26315 | 8897
Fire Safety Systems | Fire Extinguishers - Foam | Town DN | 1 | Urgent | B | 6 | 2030 | 5 | 1 | 2.2 | 5856 | 16535
LV Distribution | Main Distribution Board | Town MW | 1 | High | B | 8 | 2032 | 5 | 2 | 2.7 | 14956 | 20732
Emergency Lighting | Self Contained - LED | Town LX | 7 | Urgent | B | 15 | 2039 | 5 | 1 | 2.2 | 5857 | 27898
Roller Shutters | Internal Electric Roller Shutter | Town MP | 1 | Medium | B | 15 | 2039 | 5 | 3 | 3.2 | 26316 | 28449
Lifts | Disabled Lift - Electric | Town MN | 1 | High | B | 1 | 2025 | 5 | 2 | 2.7 | 14957 | 4083
External Doors | Entrance Doors | Town DN | 1 | High | B | 20 | 2044 | 5 | 2 | 2.7 | 14958 | 31632
External Doors | Entrance Doors | Town MX | 1 | High | B | 16 | 2040 | 5 | 2 | 2.7 | 14959 | 29194
Emergency Lighting | Self Contained - LED | Town MP | 2 | Urgent | B | 20 | 2044 | 5 | 1 | 2.2 | 5858 | 31492
LV Distribution | Main Switch Panel at Supply Intake | Town MP | 1 | Medium | B | 1 | 2025 | 5 | 3 | 3.2 | 26317 | 8898
Fire Safety Systems | Manual and Automatic Doors - Emergency and Panic Escape Doors | Town MN | 1 | Urgent | B | 21 | 2045 | 5 | 1 | 2.2 | 5859 | 32135
Emergency Lighting | Self Contained - LED | Town NC | 14 | Urgent | B | 21 | 2045 | 5 | 1 | 2.2 | 5860 | 32136
Fire Safety Systems | Manual and Automatic Doors - Emergency and Panic Escape Doors | Town MT | 1 | Urgent | B | 29 | 2053 | 5 | 1 | 2.2 | 5861 | 33639
Heat Emitters | Gas Fired Unit Heaters | Town JC | 1 | Medium | B | 1 | 2025 | 5 | 3 | 3.2 | 26318 | 8899
Emergency Lighting | Illuminated Fire Exit Signage | Town MN | 1 | Urgent | B | 15 | 2039 | 5 | 1 | 2.2 | 5862 | 27899
Heat Emitters | Radiators - Steel | Town MN | 1 | Medium | B | 10 | 2034 | 5 | 3 | 3.2 | 26319 | 22879
LV Distribution | Sub Distribution Board | Town EK | 1 | High | D | 1 | 2025 | 3 | 2 | 2.1 | 1194 | 815
Local and Special Ventilation | Fan - General Ventilation | Town MO | 1 | Medium | B | 1 | 2025 | 5 | 3 | 3.2 | 26320 | 8900
Boiler | Atmospheric Gas Burner - Free Standing Boiler | Town MN | 1 | Medium | B | 1 | 2025 | 5 | 3 | 3.2 | 26321 | 8901
Central Cooling | Fan - Axial | Town MQ | 1 | Medium | B | 1 | 2025 | 5 | 3 | 3.2 | 26322 | 8902
General Lighting | General - LED fittings & Luminaires | Town MZ | 22 | Medium | C | 1 | 2025 | 4 | 3 | 2.9 | 18718 | 5609
External Lighting | General - LED | Town JC | 6 | Medium | B | 11 | 2035 | 5 | 3 | 3.2 | 26323 | 25298
LV Distribution | Sub Distribution Board | Town EK | 1 | High | B | 1 | 2025 | 5 | 2 | 2.7 | 14960 | 4084
Fire Safety Systems | Fire Alarm Panel / Repeater | Town EK | 1 | Urgent | B | 7 | 2031 | 5 | 1 | 2.2 | 5863 | 19367
External Doors | Entrance Doors | Town MT | 1 | High | B | 26 | 2050 | 5 | 2 | 2.7 | 14961 | 33504
External Lighting | General - Non LED | Town H | 2 | Medium | D | 1 | 2025 | 3 | 3 | 2.6 | 11148 | 2652
Fire Safety Systems | Fire Extinguishers - Foam | Town H | 4 | Urgent | B | 6 | 2030 | 5 | 1 | 2.2 | 5864 | 16536
LV Distribution | Sub Distribution Board | Town EK | 1 | High | B | 15 | 2039 | 5 | 2 | 2.7 | 14962 | 28187
External Doors | Manual and Automatic Doors - Auto / Powered Sliding Doors | Town MN | 1 | High | B | 21 | 2045 | 5 | 2 | 2.7 | 14963 | 32656
Access Control | Gate Access - Local Lock / Keypad / Manual (External) | Town MQ | 1 | Medium | B | 11 | 2035 | 5 | 3 | 3.2 | 26324 | 25299
External Lighting | General - LED | Town MQ | 1 | Medium | B | 11 | 2035 | 5 | 3 | 3.2 | 26325 | 25300
Air Conditioning | Single-Split Condenser - Split Systems/Heat Pumps - Air-cooled with Direct Expansion Evaporator (DX) | Town MO | 1 | Medium | C | 1 | 2025 | 4 | 3 | 2.9 | 18719 | 5610
LV Distribution | Sub Distribution Board | Town MQ | 1 | High | B | 11 | 2035 | 5 | 2 | 2.7 | 14964 | 24503
Local Hot Water | Electric Water Heater (Drinking Water) - Pressurised | Town MP | 1 | Medium | B | 2 | 2026 | 5 | 3 | 3.2 | 26326 | 13118
Roller Shutters | External Electric Roller Shutter | Town JC | 1 | High | B | 1 | 2025 | 5 | 2 | 2.7 | 14965 | 4085
Fire Safety Systems | Fire Extinguishers - CO2 | Town JC | 3 | Urgent | B | 6 | 2030 | 5 | 1 | 2.2 | 5865 | 16537
Roller Shutters | External Electric Roller Shutter | Town MU | 1 | High | B | 12 | 2036 | 5 | 2 | 2.7 | 14966 | 26199
Fire Safety Systems | Fire Alarm Panel / Repeater | Town MP | 1 | Urgent | B | 13 | 2037 | 5 | 1 | 2.2 | 5866 | 26866
Heat Emitters | Radiators - Steel | Town MZ | 2 | Medium | B | 1 | 2025 | 5 | 3 | 3.2 | 26327 | 8903
Fire Safety Systems | Fire Extinguishers - Foam | Town MP | 1 | Urgent | B | 8 | 2032 | 5 | 1 | 2.2 | 5867 | 20451
Fire Safety Systems | Fire Extinguishers - CO2 | Town MN | 2 | Urgent | B | 7 | 2031 | 5 | 1 | 2.2 | 5868 | 19368
Heat Emitters | Fan Convector - Electric | Town EK | 1 | Medium | B | 1 | 2025 | 5 | 3 | 3.2 | 26328 | 8904
External Doors | Entrance Doors | Town NC | 1 | High | B | 11 | 2035 | 5 | 2 | 2.7 | 14967 | 24504
LV Distribution | Sub Distribution Board | Town MZ | 1 | High | B | 10 | 2034 | 5 | 2 | 2.7 | 14968 | 22387
Boiler | Atmospheric Gas Burner Boiler - Small and/or Wall Hung for Domestic Installation | Town MN | 1 | Medium | B | 5 | 2029 | 5 | 3 | 3.2 | 26329 | 15204
Central Cooling | Fan - Axial | Town MV | 1 | Medium | B | 1 | 2025 | 5 | 3 | 3.2 | 26330 | 8905
LV Distribution | Main Distribution Board | Town MN | 1 | High | B | 1 | 2025 | 5 | 2 | 2.7 | 14969 | 4086
Local and Special Ventilation | Fan - Window / Wall Mounted | Town MV | 1 | Medium | B | 1 | 2025 | 5 | 3 | 3.2 | 26331 | 8906
Central Cooling | Fan - Axial | Town MV | 1 | Medium | B | 1 | 2025 | 5 | 3 | 3.2 | 26332 | 8907
Fire Safety Systems | Fire Extinguishers - Foam | Town MR | 1 | Urgent | B | 5 | 2029 | 5 | 1 | 2.2 | 5869 | 14407
Local and Special Ventilation | Fan - General Ventilation | Town MO | 1 | Medium | B | 1 | 2025 | 5 | 3 | 3.2 | 26333 | 8908
Emergency Lighting | Illuminated Fire Exit Signage | Town MN | 5 | Urgent | B | 15 | 2039 | 5 | 1 | 2.2 | 5870 | 27900
Fire Safety Systems | Fire Extinguishers - Foam | Town MT | 5 | Urgent | A | 9 | 2033 | 6 | 1 | 2.5 | 10910 | 21542
Air Conditioning | Multi-Split Condenser - Split Systems/Heat Pumps - Air-cooled with Direct Expansion Evaporator (DX) | Town DN | 1 | Medium | B | 5 | 2029 | 5 | 3 | 3.2 | 26334 | 15205
Heat Emitters | Gas Fired Natural and Fan Assisted Heaters | Town EK | 1 | Medium | B | 7 | 2031 | 5 | 3 | 3.2 | 26335 | 19995
Fire Safety Systems | Manual and Automatic Doors - Emergency and Panic Escape Doors | Town EK | 1 | Urgent | B | 11 | 2035 | 5 | 1 | 2.2 | 5871 | 23711
Fire Safety Systems | Fire Alarm Panel / Repeater | Town MN | 1 | Urgent | B | 1 | 2025 | 5 | 1 | 2.2 | 5872 | 1465
Central Cooling | Fan - Axial | Town MV | 1 | Medium | B | 1 | 2025 | 5 | 3 | 3.2 | 26336 | 8909
Fire Safety Systems | Manual and Automatic Doors - Emergency and Panic Escape Doors | Town MX | 1 | Urgent | B | 21 | 2045 | 5 | 1 | 2.2 | 5873 | 32137
General Lighting | General - LED fittings & Luminaires | Town MP | 21 | Medium | B | 17 | 2041 | 5 | 3 | 3.2 | 26337 | 30495
Emergency Lighting | Self Contained - LED | Town MT | 8 | Urgent | B | 21 | 2045 | 5 | 1 | 2.2 | 5874 | 32138
General Lighting | General - LED fittings & Luminaires | Town MZ | 6 | Medium | B | 1 | 2025 | 5 | 3 | 3.2 | 26338 | 8910
Roller Shutters | External Electric Roller Shutter | Town H | 1 | High | B | 1 | 2025 | 5 | 2 | 2.7 | 14970 | 4087
Fire Safety Systems | Fire Alarm System | Town MS | 1 | Urgent | B | 1 | 2025 | 5 | 1 | 2.2 | 5875 | 1466
General Lighting | General - LED fittings & Luminaires | Town NA | 53 | Medium | B | 10 | 2034 | 5 | 3 | 3.2 | 26339 | 22880
Emergency Lighting | Illuminated Fire Exit Signage | Town NB | 3 | Urgent | B | 10 | 2034 | 5 | 1 | 2.2 | 5876 | 22075
Fire Safety Systems | Fire Extinguishers - CO2 | Town MX | 2 | Urgent | B | 9 | 2033 | 5 | 1 | 2.2 | 5877 | 21369
Air Conditioning | Single-Split Evaporator - Split Systems/Heat Pumps - Air-cooled with Direct Expansion Evaporator (DX) | Town EK | 1 | Medium | CX | 1 | 2025 | 2 | 3 | 2.3 | 10209 | 2150
Heat Emitters | Gas Fired Natural and Fan Assisted Heaters | Town MZ | 1 | Medium | B | 5 | 2029 | 5 | 3 | 3.2 | 26340 | 15206
General Lighting | General - LED fittings & Luminaires | Town MX | 80 | Medium | B | 16 | 2040 | 5 | 3 | 3.2 | 26341 | 29613
Emergency Lighting | Self Contained - LED | Town EK | 1 | Urgent | B | 17 | 2041 | 5 | 1 | 2.2 | 5878 | 30132
Heat Emitters | Gas Fired Unit Heaters | Town MX | 1 | Medium | B | 10 | 2034 | 5 | 3 | 3.2 | 26342 | 22881
Roller Shutters | External Manual Roller Shutter | Town MW | 1 | High | B | 13 | 2037 | 5 | 2 | 2.7 | 14971 | 26991
Fire Safety Systems | Fire Extinguishers - Foam | Town JC | 5 | Urgent | B | 6 | 2030 | 5 | 1 | 2.2 | 5879 | 16538
Emergency Lighting | Self Contained - LED | Town MW | 6 | Urgent | B | 16 | 2040 | 5 | 1 | 2.2 | 5880 | 28844
Fire Safety Systems | Fire Extinguishers - CO2 | Town NC | 2 | Urgent | B | 6 | 2030 | 5 | 1 | 2.2 | 5881 | 16539
Roller Shutters | External Manual Roller Shutter | Town EK | 1 | High | B | 1 | 2025 | 5 | 2 | 2.7 | 14972 | 4088
Fire Safety Systems | Fire Alarm Panel / Repeater | Town MX | 1 | Urgent | B | 8 | 2032 | 5 | 1 | 2.2 | 5882 | 20452
LV Distribution | Sub Distribution Board | Town FA | 1 | High | D | 6 | 2030 | 3 | 2 | 2.1 | 1195 | 15726
Fire Safety Systems | Manual and Automatic Doors - Emergency and Panic Escape Doors | Town NE | 1 | Urgent | B | 27 | 2051 | 5 | 1 | 2.2 | 5883 | 33549
LV Distribution | Main Distribution Board | Town NN | 1 | High | B | 11 | 2035 | 5 | 2 | 2.7 | 14973 | 24505
Fire Safety Systems | Fire Alarm Panel / Repeater | Town NQ | 1 | Urgent | B | 5 | 2029 | 5 | 1 | 2.2 | 5884 | 14408
LV Distribution | Main Distribution Board | Town NH | 1 | High | B | 10 | 2034 | 5 | 2 | 2.7 | 14974 | 22388
Air Conditioning | Single-Split Evaporator - Split Systems/Heat Pumps - Air-cooled with Direct Expansion Evaporator (DX) | Town NR | 1 | Medium | B | 1 | 2025 | 5 | 3 | 3.2 | 26343 | 8911
Local and Special Ventilation | Unit extract fans | Town NI | 1 | Medium | B | 5 | 2029 | 5 | 3 | 3.2 | 26344 | 15207
Boiler | Electric Boilers | Town NM | 1 | Medium | B | 1 | 2025 | 5 | 3 | 3.2 | 26345 | 8912
Burner | Forced draft gas burner | Town NO | 1 | Medium | B | 1 | 2025 | 5 | 3 | 3.2 | 26346 | 8913
LV Distribution | Sub Distribution Board | Town NM | 1 | High | B | 1 | 2025 | 5 | 2 | 2.7 | 14975 | 4089
Heat Emitters | Electric Overdoor Air Curtain/Heater | Town O | 1 | Medium | B | 1 | 2025 | 5 | 3 | 3.2 | 26347 | 8914
LV Distribution | Main Distribution Board | Town NR | 1 | High | B | 1 | 2025 | 5 | 2 | 2.7 | 14976 | 4090
Roller Shutters | Internal Electric Roller Shutter | Town NL | 1 | Medium | B | 1 | 2025 | 5 | 3 | 3.2 | 26348 | 8915
Local and Special Ventilation | Fan - Extract | Town ND | 1 | Medium | B | 1 | 2025 | 5 | 3 | 3.2 | 26349 | 8916
Local and Special Ventilation | Fan - Extract | Town NR | 1 | Medium | B | 1 | 2025 | 5 | 3 | 3.2 | 26350 | 8917
AHU - Internal | Central Air Conditioning - Gas Fired | Town NK | 1 | Medium | B | 1 | 2025 | 5 | 3 | 3.2 | 26351 | 8918
Central Ventilation Systems | Fan - General Ventilation | Town NS | 1 | Low | B | 8 | 2032 | 5 | 4 | 3.7 | 33181 | 21186
Heat Emitters | Electric Overdoor Air Curtain/Heater | Town NE | 1 | Medium | CX | 1 | 2025 | 2 | 3 | 2.3 | 10210 | 2151
BMS | BMS Control Panel | Town GB | 1 | High | D | 4 | 2028 | 3 | 2 | 2.1 | 1196 | 13760
Local Hot Water | Instantaneous Electric Water Heater - Non-Drinking Water | Town NE | 1 | Medium | B | 1 | 2025 | 5 | 3 | 3.2 | 26352 | 8919
LV Distribution | Main Distribution Board | Town NK | 1 | High | B | 19 | 2043 | 5 | 2 | 2.7 | 14977 | 31207
Roller Shutters | Internal Manual Roller Shutter | Town NN | 1 | Medium | B | 15 | 2039 | 5 | 3 | 3.2 | 26353 | 28450
Local and Special Ventilation | Unit extract fans | Town NI | 1 | Medium | B | 1 | 2025 | 5 | 3 | 3.2 | 26354 | 8920
Central Heating | Fan - Axial | Town NO | 1 | High | B | 1 | 2025 | 5 | 2 | 2.7 | 14978 | 4091
General Lighting | General - LED fittings & Luminaires | Town NQ | 8 | Medium | B | 1 | 2025 | 5 | 3 | 3.2 | 26355 | 8921
External Doors | Manual and Automatic Doors - Auto / Powered Sliding Doors | Town NJ | 1 | High | B | 29 | 2053 | 5 | 2 | 2.7 | 14979 | 33656
General Lighting | General - LED fittings & Luminaires | Town NE | 40 | Medium | B | 1 | 2025 | 5 | 3 | 3.2 | 26356 | 8922
Heat Emitters | Radiators - Steel | Town NR | 5 | Medium | B | 6 | 2030 | 5 | 3 | 3.2 | 26357 | 18764
Fire Safety Systems | Fire Extinguishers - Foam | Town NO | 5 | Urgent | B | 5 | 2029 | 5 | 1 | 2.2 | 5885 | 14409
Fire Safety Systems | Fire Extinguishers - CO2 | Town NO | 2 | Urgent | B | 7 | 2031 | 5 | 1 | 2.2 | 5886 | 19369
LV Distribution | Main Distribution Board | Town NE | 1 | High | B | 1 | 2025 | 5 | 2 | 2.7 | 14980 | 4092
LV Distribution | Sub Distribution Board | Town NJ | 1 | High | B | 18 | 2042 | 5 | 2 | 2.7 | 14981 | 30835
External Lighting | General - LED | Town NE | 3 | Medium | B | 1 | 2025 | 5 | 3 | 3.2 | 26358 | 8923
Air Conditioning | Single-Split Evaporator - Split Systems/Heat Pumps - Air-cooled with Direct Expansion Evaporator (DX) | Town NG | 1 | Medium | B | 1 | 2025 | 5 | 3 | 3.2 | 26359 | 8924
External Doors | Entrance Doors | Town NS | 1 | High | B | 30 | 2054 | 5 | 2 | 2.7 | 14982 | 33715
Fire Safety Systems | Fire Extinguishers - Foam | Town NS | 4 | Urgent | B | 6 | 2030 | 5 | 1 | 2.2 | 5887 | 16540
LV Distribution | Sub Distribution Board | Town NP | 1 | High | B | 1 | 2025 | 5 | 2 | 2.7 | 14983 | 4093
Roller Shutters | External Manual Roller Shutter | Town NJ | 1 | High | B | 1 | 2025 | 5 | 2 | 2.7 | 14984 | 4094
Heat Emitters | Electric Heaters | Town ND | 2 | Medium | D | 1 | 2025 | 3 | 3 | 2.6 | 11149 | 2653
Heat Emitters | Radiators - Steel | Town ND | 5 | Medium | B | 5 | 2029 | 5 | 3 | 3.2 | 26360 | 15208
Fire Safety Systems | Fire Extinguishers - Foam | Town NN | 4 | Urgent | B | 6 | 2030 | 5 | 1 | 2.2 | 5888 | 16541
Roller Shutters | External Manual Roller Shutter | Town MU | 1 | High | B | 15 | 2039 | 5 | 2 | 2.7 | 14985 | 28188
Air Conditioning | Multi-Split Evaporator - Split Systems/Heat Pumps - Air-cooled with Direct Expansion Evaporator (DX) | Town NH | 1 | Medium | B | 5 | 2029 | 5 | 3 | 3.2 | 26361 | 15209
LV Distribution | Sub Distribution Board | Town GB | 1 | High | B | 14 | 2038 | 5 | 2 | 2.7 | 14986 | 27462
LV Distribution | Sub Distribution Board | Town NK | 1 | High | B | 19 | 2043 | 5 | 2 | 2.7 | 14987 | 31208
Access Control | Gate Access - Local Lock / Keypad / Manual (External) | Town NO | 2 | Medium | B | 1 | 2025 | 5 | 3 | 3.2 | 26362 | 8925
Heat Emitters | Electric Overdoor Air Curtain/Heater | Town NE | 1 | Medium | CX | 1 | 2025 | 2 | 3 | 2.3 | 10211 | 2152
Security Systems | Manual and Automatic Doors - High Security Door | Town NI | 1 | High | B | 6 | 2030 | 5 | 2 | 2.7 | 14988 | 17646
General Lighting | General - LED fittings & Luminaires | Town BI | 5 | Medium | B | 16 | 2040 | 5 | 3 | 3.2 | 26363 | 29614
Fire Safety Systems | Fire Extinguishers - CO2 | Town NI | 1 | Urgent | B | 8 | 2032 | 5 | 1 | 2.2 | 5889 | 20453
LV Distribution | Main Distribution Board | Town NE | 1 | High | B | 19 | 2043 | 5 | 2 | 2.7 | 14989 | 31209
Local and Special Ventilation | Fan - Centrifugal | Town NE | 1 | Medium | B | 1 | 2025 | 5 | 3 | 3.2 | 26364 | 8926
Local and Special Ventilation | Fan - Centrifugal | Town NK | 1 | Medium | B | 1 | 2025 | 5 | 3 | 3.2 | 26365 | 8927
Fire Safety Systems | Fire Extinguishers - CO2 | Town NE | 4 | Urgent | B | 2 | 2026 | 5 | 1 | 2.2 | 5890 | 12639
General Lighting | General - LED fittings & Luminaires | Town ND | 22 | Medium | B | 16 | 2040 | 5 | 3 | 3.2 | 26366 | 29615
Fire Safety Systems | Fire Extinguishers - Powder | Town NJ | 2 | Urgent | B | 5 | 2029 | 5 | 1 | 2.2 | 5891 | 14410
Fire Safety Systems | Fire Extinguishers - Foam | Town GB | 5 | Urgent | B | 6 | 2030 | 5 | 1 | 2.2 | 5892 | 16542
Fire Safety Systems | Fire Extinguishers - CO2 | Town NI | 3 | Urgent | B | 10 | 2034 | 5 | 1 | 2.2 | 5893 | 22076
General Lighting | General - LED fittings & Luminaires | Town NE | 46 | Medium | B | 16 | 2040 | 5 | 3 | 3.2 | 26367 | 29616
Access Control | Gate Access - Local Lock / Keypad / Manual (External) | Town NQ | 1 | Medium | B | 5 | 2029 | 5 | 3 | 3.2 | 26368 | 15210
Heat Emitters | Gas Fired Unit Heaters | Town NP | 1 | Medium | B | 4 | 2028 | 5 | 3 | 3.2 | 26369 | 14138
LV Distribution | Main Distribution Board | Town ND | 1 | High | B | 1 | 2025 | 5 | 2 | 2.7 | 14990 | 4095
Access Control | Door Lock / Keypad / Manual | Town NJ | 1 | Medium | B | 8 | 2032 | 5 | 3 | 3.2 | 26370 | 21009
Roller Shutters | External Manual Roller Shutter | Town MU | 1 | High | B | 15 | 2039 | 5 | 2 | 2.7 | 14991 | 28189
Barriers & Guardrails | Vehicle Crash Protection Barrier | Town NE | 1 | V Low | B | 1 | 2025 | 5 | 4 | 3.7 | 33182 | 12087
LV Distribution | Main Distribution Board | Town NS | 1 | High | B | 13 | 2037 | 5 | 2 | 2.7 | 14992 | 26992
Local and Special Ventilation | Fan - Window / Wall Mounted | Town NJ | 1 | Medium | B | 11 | 2035 | 5 | 3 | 3.2 | 26371 | 25301
Heat Emitters | Electric Heaters | Town BI | 3 | Medium | D | 1 | 2025 | 3 | 3 | 2.6 | 11150 | 2654
External Lighting | General - Non LED | Town NP | 3 | Medium | B | 1 | 2025 | 5 | 3 | 3.2 | 26372 | 8928
Fire Safety Systems | Fire Extinguishers - CO2 | Town NT | 5 | Urgent | B | 6 | 2030 | 5 | 1 | 2.2 | 5894 | 16543
Air Conditioning | Multi-Split Condenser - Split Systems/Heat Pumps - Air-cooled with Direct Expansion Evaporator (DX) | Town FA | 1 | Medium | B | 1 | 2025 | 5 | 3 | 3.2 | 26373 | 8929
Heat Emitters | Electric Overdoor Air Curtain/Heater | Town NQ | 1 | Medium | B | 12 | 2036 | 5 | 3 | 3.2 | 26374 | 26580
Roller Shutters | External Manual Roller Shutter | Town MU | 1 | High | B | 15 | 2039 | 5 | 2 | 2.7 | 14993 | 28190
Local and Special Ventilation | Fan - Kitchen Extract | Town NN | 1 | Low | A | 14 | 2038 | 6 | 4 | 4 | 33832 | 27711
Local and Special Ventilation | Fan - Extract | Town NE | 1 | Medium | CX | 1 | 2025 | 2 | 3 | 2.3 | 10212 | 2153
Emergency Lighting | Illuminated Fire Exit Signage | Town NQ | 4 | Urgent | B | 17 | 2041 | 5 | 1 | 2.2 | 5895 | 30133
General Lighting | General - LED fittings & Luminaires | Town IZ | 5 | Medium | B | 1 | 2025 | 5 | 3 | 3.2 | 26375 | 8930
Local Hot Water | Instantaneous Electric Water Heater - Non-Drinking Water | Town IZ | 1 | Medium | C | 7 | 2031 | 4 | 3 | 2.9 | 18720 | 19726
LV Distribution | Main Distribution Board | Town NR | 1 | High | B | 1 | 2025 | 5 | 2 | 2.7 | 14994 | 4096
Lifts | Disabled Lift - Electric | Town NG | 1 | High | B | 1 | 2025 | 5 | 2 | 2.7 | 14995 | 4097
LV Distribution | Sub Distribution Board | Town NJ | 1 | High | B | 1 | 2025 | 5 | 2 | 2.7 | 14996 | 4098
Air Conditioning | Single-Split Condenser - Split Systems/Heat Pumps - Air-cooled with Direct Expansion Evaporator (DX) | Town NJ | 1 | Medium | B | 1 | 2025 | 5 | 3 | 3.2 | 26376 | 8931
LV Distribution | Sub Distribution Board | Town NP | 1 | High | B | 1 | 2025 | 5 | 2 | 2.7 | 14997 | 4099
Emergency Lighting | Self Contained - LED | Town O | 10 | Urgent | B | 21 | 2045 | 5 | 1 | 2.2 | 5896 | 32139
General Lighting | General - LED fittings & Luminaires | Town NE | 18 | Medium | B | 16 | 2040 | 5 | 3 | 3.2 | 26377 | 29617
External Lighting | General - LED | Town NP | 1 | Medium | B | 11 | 2035 | 5 | 3 | 3.2 | 26378 | 25302
Fire Safety Systems | Fire Extinguishers - Foam | Town NN | 5 | Urgent | B | 6 | 2030 | 5 | 1 | 2.2 | 5897 | 16544
Central Ventilation Systems | Fan - General Ventilation | Town NN | 1 | Low | B | 1 | 2025 | 5 | 4 | 3.7 | 33183 | 12088
Central Heating | Fan - Axial | Town GB | 1 | High | B | 1 | 2025 | 5 | 2 | 2.7 | 14998 | 4100
External Doors | Entrance Doors | Town NL | 1 | High | B | 1 | 2025 | 5 | 2 | 2.7 | 14999 | 4101
Emergency Lighting | Self Contained - LED | Town NO | 7 | Urgent | B | 15 | 2039 | 5 | 1 | 2.2 | 5898 | 27901
Fire Safety Systems | Fire Extinguishers - Foam | Town NL | 5 | Urgent | B | 1 | 2025 | 5 | 1 | 2.2 | 5899 | 1467
General Lighting | General - LED fittings & Luminaires | Town NK | 73 | Medium | B | 16 | 2040 | 5 | 3 | 3.2 | 26379 | 29618
General Lighting | General - LED fittings & Luminaires | Town NI | 2 | Medium | B | 1 | 2025 | 5 | 3 | 3.2 | 26380 | 8932
Heat Emitters | Electric Heaters | Town NN | 1 | Medium | A | 7 | 2031 | 6 | 3 | 3.5 | 32549 | 20210
General Lighting | General - LED fittings & Luminaires | Town NR | 10 | Medium | B | 6 | 2030 | 5 | 3 | 3.2 | 26381 | 18765
General Lighting | General - LED fittings & Luminaires | Town NM | 33 | Medium | B | 1 | 2025 | 5 | 3 | 3.2 | 26382 | 8933
LV Distribution | Sub Distribution Board | Town NO | 1 | High | B | 1 | 2025 | 5 | 2 | 2.7 | 15000 | 4102
Access Control | Gate Access - Local Lock / Keypad / Manual (External) | Town NO | 1 | Medium | B | 1 | 2025 | 5 | 3 | 3.2 | 26383 | 8934
Local and Special Ventilation | Fan - Kitchen Extract | Town NN | 1 | Low | CX | 5 | 2029 | 2 | 4 | 2.8 | 18351 | 14772
Boiler | Atmospheric Gas Burner Boiler - Small and/or Wall Hung for Domestic Installation | Town NG | 1 | Medium | B | 1 | 2025 | 5 | 3 | 3.2 | 26384 | 8935
External Doors | Manual and Automatic Doors - Auto / Powered Sliding Doors | Town NQ | 1 | High | C | 6 | 2030 | 4 | 2 | 2.4 | 10607 | 17333
General Lighting | General - LED fittings & Luminaires | Town NH | 35 | Medium | B | 17 | 2041 | 5 | 3 | 3.2 | 26385 | 30496
External Lighting | General - LED | Town NK | 6 | Medium | B | 11 | 2035 | 5 | 3 | 3.2 | 26386 | 25303
Fire Safety Systems | Fire Extinguishers - CO2 | Town NN | 3 | Urgent | B | 6 | 2030 | 5 | 1 | 2.2 | 5900 | 16545
Barriers & Guardrails | Vehicle Crash Protection Barrier | Town NE | 1 | V Low | B | 1 | 2025 | 5 | 4 | 3.7 | 33184 | 12089
Multi-System Controls | Control Panel - Electrical Services (excluding Electrical Controllers and Pneumatic Relays) | Town NI | 1 | Medium | B | 1 | 2025 | 5 | 3 | 3.2 | 26387 | 8936
Fire Safety Systems | Manual and Automatic Doors - Emergency and Panic Escape Doors | Town NJ | 1 | Urgent | B | 29 | 2053 | 5 | 1 | 2.2 | 5901 | 33640
Heat Emitters | Gas Fired Unit Heaters | Town GB | 1 | Medium | B | 1 | 2025 | 5 | 3 | 3.2 | 26388 | 8937
Roller Shutters | Internal Manual Roller Shutter | Town NH | 1 | Medium | B | 10 | 2034 | 5 | 3 | 3.2 | 26389 | 22882
Emergency Lighting | Illuminated Fire Exit Signage | Town NO | 1 | Urgent | B | 10 | 2034 | 5 | 1 | 2.2 | 5902 | 22077
LV Distribution | Sub Distribution Board | Town NI | 1 | High | B | 17 | 2041 | 5 | 2 | 2.7 | 15001 | 30336
Local and Special Ventilation | Fan - Window / Wall Mounted | Town NP | 1 | Medium | DX | 7 | 2031 | 1 | 3 | 2 | 889 | 19130
Security Systems | Manual and Automatic Doors - High Security Door | Town NE | 1 | High | B | 15 | 2039 | 5 | 2 | 2.7 | 15002 | 28191
LV Distribution | Main Distribution Board | Town NH | 1 | High | B | 1 | 2025 | 5 | 2 | 2.7 | 15003 | 4103
Local Hot Water | Package Electric Water Heaters - Non-Drinking Water | Town BI | 1 | Medium | B | 1 | 2025 | 5 | 3 | 3.2 | 26390 | 8938
Fire Safety Systems | Manual and Automatic Doors - Emergency and Panic Escape Doors | Town NH | 1 | Urgent | B | 10 | 2034 | 5 | 1 | 2.2 | 5903 | 22078
Local Hot Water | Instantaneous Electric Water Heater - Non-Drinking Water | Town NE | 1 | Medium | C | 1 | 2025 | 4 | 3 | 2.9 | 18721 | 5611
Local Hot Water | Package Electric Water Heaters - Non-Drinking Water | Town NF | 1 | Medium | B | 1 | 2025 | 5 | 3 | 3.2 | 26391 | 8939
Emergency Lighting | Illuminated Fire Exit Signage | Town NG | 1 | Urgent | B | 1 | 2025 | 5 | 1 | 2.2 | 5904 | 1468
Emergency Lighting | Self Contained - LED | Town NJ | 9 | Urgent | B | 21 | 2045 | 5 | 1 | 2.2 | 5905 | 32140
Fire Safety Systems | Fire Extinguishers - Foam | Town NI | 2 | Urgent | B | 7 | 2031 | 5 | 1 | 2.2 | 5906 | 19370
Fire Safety Systems | Fire Extinguishers - CO2 | Town NG | 4 | Urgent | B | 1 | 2025 | 5 | 1 | 2.2 | 5907 | 1469
Central Ventilation Systems | Fan - General Ventilation | Town NI | 1 | Low | B | 1 | 2025 | 5 | 4 | 3.7 | 33185 | 12090
Fire Safety Systems | Manual and Automatic Doors - Emergency and Panic Escape Doors | Town NJ | 1 | Urgent | B | 25 | 2049 | 5 | 1 | 2.2 | 5908 | 33308
Emergency Lighting | Illuminated Fire Exit Signage | Town NP | 1 | Urgent | B | 16 | 2040 | 5 | 1 | 2.2 | 5909 | 28845
Fire Safety Systems | Fire Extinguishers - Foam | Town NH | 4 | Urgent | B | 6 | 2030 | 5 | 1 | 2.2 | 5910 | 16546
Fire Safety Systems | Fire Extinguishers - CO2 | Town NE | 2 | Urgent | B | 8 | 2032 | 5 | 1 | 2.2 | 5911 | 20454
Roller Shutters | Internal Electric Roller Shutter | Town NG | 1 | Medium | B | 1 | 2025 | 5 | 3 | 3.2 | 26392 | 8940
Local and Special Ventilation | Fan - Extract | Town MU | 1 | Medium | CX | 1 | 2025 | 2 | 3 | 2.3 | 10213 | 2154
External Lighting | General - LED | Town NN | 2 | Medium | B | 1 | 2025 | 5 | 3 | 3.2 | 26393 | 8941
Heat Emitters | Gas Fired Unit Heaters | Town NQ | 1 | Medium | CX | 1 | 2025 | 2 | 3 | 2.3 | 10214 | 2155
Heat Emitters | Gas Fired Unit Heaters | Town GB | 1 | Medium | B | 1 | 2025 | 5 | 3 | 3.2 | 26394 | 8942
BMS | BMS Control Panel | Town NI | 1 | High | B | 7 | 2031 | 5 | 2 | 2.7 | 15004 | 19641
Emergency Lighting | Self Contained - Non LED | Town NK | 3 | Urgent | B | 11 | 2035 | 5 | 1 | 2.2 | 5912 | 23712
General Lighting | General - LED fittings & Luminaires | Town NE | 4 | Medium | B | 1 | 2025 | 5 | 3 | 3.2 | 26395 | 8943
Local Hot Water | Package Electric Water Heaters - Non-Drinking Water | Town IZ | 1 | Medium | B | 6 | 2030 | 5 | 3 | 3.2 | 26396 | 18766
Roller Shutters | External Manual Roller Shutter | Town NE | 1 | High | B | 1 | 2025 | 5 | 2 | 2.7 | 15005 | 4104
Fire Safety Systems | Fire Extinguishers - Foam | Town NM | 4 | Urgent | B | 1 | 2025 | 5 | 1 | 2.2 | 5913 | 1470
Air Conditioning | Single-Split Condenser - Split Systems/Heat Pumps - Air-cooled with Direct Expansion Evaporator (DX) | Town NR | 1 | Medium | B | 1 | 2025 | 5 | 3 | 3.2 | 26397 | 8944
External Doors | Entrance Doors | Town NJ | 1 | High | B | 19 | 2043 | 5 | 2 | 2.7 | 15006 | 31210
Emergency Lighting | Self Contained - LED | Town NF | 8 | Urgent | B | 21 | 2045 | 5 | 1 | 2.2 | 5914 | 32141
Emergency Lighting | Self Contained - LED | Town NE | 7 | Urgent | B | 21 | 2045 | 5 | 1 | 2.2 | 5915 | 32142
General Lighting | General - LED fittings & Luminaires | Town NN | 2 | Medium | A | 19 | 2043 | 6 | 3 | 3.5 | 32550 | 31390
External Lighting | General - Non LED | Town NG | 14 | Medium | B | 1 | 2025 | 5 | 3 | 3.2 | 26398 | 8945
Air Conditioning | Single-Split Condenser - Split Systems/Heat Pumps - Air-cooled with Direct Expansion Evaporator (DX) | Town NE | 1 | Medium | B | 8 | 2032 | 5 | 3 | 3.2 | 26399 | 21010
Local Hot Water | Package Electric Water Heaters - Non-Drinking Water | Town NS | 1 | Medium | B | 5 | 2029 | 5 | 3 | 3.2 | 26400 | 15211
External Doors | Entrance Doors | Town NK | 1 | High | B | 6 | 2030 | 5 | 2 | 2.7 | 15007 | 17647
Fire Safety Systems | Fire Alarm Panel / Repeater | Town NJ | 1 | Urgent | B | 9 | 2033 | 5 | 1 | 2.2 | 5916 | 21370
LV Distribution | Main Distribution Board | Town ND | 1 | High | B | 1 | 2025 | 5 | 2 | 2.7 | 15008 | 4105
LV Distribution | Sub Distribution Board | Town NI | 1 | High | D | 1 | 2025 | 3 | 2 | 2.1 | 1197 | 816
External Doors | Entrance Doors | Town NQ | 1 | High | D | 6 | 2030 | 3 | 2 | 2.1 | 1198 | 15727
Specialist Lighting | Illuminated External Signs | Town NE | 2 | Medium | C | 1 | 2025 | 4 | 3 | 2.9 | 18722 | 5612
Emergency Lighting | Self Contained - LED | Town IZ | 1 | Urgent | B | 21 | 2045 | 5 | 1 | 2.2 | 5917 | 32143
External Lighting | General - LED | Town NI | 3 | Medium | B | 5 | 2029 | 5 | 3 | 3.2 | 26401 | 15212
Local and Special Ventilation | Fan - Window / Wall Mounted | Town NJ | 1 | Medium | CX | 11 | 2035 | 2 | 3 | 2.3 | 10215 | 24041
Local and Special Ventilation | Fan - Axial | Town NP | 1 | Medium | B | 1 | 2025 | 5 | 3 | 3.2 | 26402 | 8946
Emergency Lighting | Self Contained - Non LED | Town NI | 4 | Urgent | B | 1 | 2025 | 5 | 1 | 2.2 | 5918 | 1471
Heat Emitters | Gas Fired Unit Heaters | Town NR | 1 | Medium | B | 1 | 2025 | 5 | 3 | 3.2 | 26403 | 8947
LV Distribution | Main Distribution Board | Town NH | 1 | High | B | 1 | 2025 | 5 | 2 | 2.7 | 15009 | 4106
General Lighting | General - LED fittings & Luminaires | Town NG | 85 | Medium | B | 1 | 2025 | 5 | 3 | 3.2 | 26404 | 8948
LV Distribution | Sub Distribution Board | Town NU | 1 | High | B | 17 | 2041 | 5 | 2 | 2.7 | 15010 | 30337
External Doors | Entrance Doors | Town NZ | 1 | High | B | 15 | 2039 | 5 | 2 | 2.7 | 15011 | 28192
Local Hot Water | Package Electric Water Heaters - Non-Drinking Water | Town EJ | 1 | Medium | B | 8 | 2032 | 5 | 3 | 3.2 | 26405 | 21011
Heat Emitters | Gas Fired Unit Heaters | Town NX | 1 | Medium | B | 1 | 2025 | 5 | 3 | 3.2 | 26406 | 8949
Roller Shutters | External Electric Roller Shutter | Town NU | 1 | High | B | 15 | 2039 | 5 | 2 | 2.7 | 15012 | 28193
Roller Shutters | External Electric Roller Shutter | Town NW | 1 | High | B | 15 | 2039 | 5 | 2 | 2.7 | 15013 | 28194
Local and Special Ventilation | Fan - Window / Wall Mounted | Town OA | 1 | Medium | CX | 5 | 2029 | 2 | 3 | 2.3 | 10216 | 14532
Roller Shutters | External Electric Roller Shutter | Town NW | 1 | High | B | 15 | 2039 | 5 | 2 | 2.7 | 15014 | 28195
Emergency Lighting | Self Contained - LED | Town NZ | 9 | Urgent | B | 20 | 2044 | 5 | 1 | 2.2 | 5919 | 31493
Fire Safety Systems | Fire Extinguishers - CO2 | Town NU | 2 | Urgent | B | 9 | 2033 | 5 | 1 | 2.2 | 5920 | 21371
Local Hot Water | Package Electric Water Heaters - Non-Drinking Water | Town NY | 1 | Medium | B | 1 | 2025 | 5 | 3 | 3.2 | 26407 | 8950
LV Distribution | Main Distribution Board | Town NV | 1 | High | B | 1 | 2025 | 5 | 2 | 2.7 | 15015 | 4107
Central Heating | Fan - Axial | Town NW | 1 | High | B | 5 | 2029 | 5 | 2 | 2.7 | 15016 | 14672
Emergency Lighting | Self Contained - LED | Town EX | 15 | Urgent | B | 21 | 2045 | 5 | 1 | 2.2 | 5921 | 32144
Emergency Lighting | Self Contained - LED | Town NW | 10 | Urgent | B | 15 | 2039 | 5 | 1 | 2.2 | 5922 | 27902
Roller Shutters | External Manual Roller Shutter | Town EX | 1 | High | B | 1 | 2025 | 5 | 2 | 2.7 | 15017 | 4108
External Doors | Entrance Doors | Town NZ | 1 | High | B | 15 | 2039 | 5 | 2 | 2.7 | 15018 | 28196
External Doors | Entrance Doors | Town NZ | 1 | High | B | 15 | 2039 | 5 | 2 | 2.7 | 15019 | 28197
Emergency Lighting | Illuminated Fire Exit Signage | Town NX | 3 | Urgent | B | 16 | 2040 | 5 | 1 | 2.2 | 5923 | 28846
LV Distribution | Sub Distribution Board | Town NW | 1 | High | D | 10 | 2034 | 3 | 2 | 2.1 | 1199 | 21960
LV Distribution | Sub Distribution Board | Town NV | 1 | High | B | 19 | 2043 | 5 | 2 | 2.7 | 15020 | 31211
LV Distribution | Main Distribution Board | Town EX | 1 | High | B | 1 | 2025 | 5 | 2 | 2.7 | 15021 | 4109
External Lighting | General - LED | Town NU | 2 | Medium | B | 5 | 2029 | 5 | 3 | 3.2 | 26408 | 15213
Heat Emitters | Electric Heaters | Town NX | 1 | Medium | B | 1 | 2025 | 5 | 3 | 3.2 | 26409 | 8951
Central Ventilation Systems | Fan - General Ventilation | Town NX | 1 | Low | B | 1 | 2025 | 5 | 4 | 3.7 | 33186 | 12091
Fire Safety Systems | Manual and Automatic Doors - Emergency and Panic Escape Doors | Town NW | 1 | Urgent | B | 32 | 2056 | 5 | 1 | 2.2 | 5924 | 33816
Security Systems | Manual and Automatic Doors - High Security Door | Town NX | 1 | High | B | 11 | 2035 | 5 | 2 | 2.7 | 15022 | 24506
Roller Shutters | Internal Electric Roller Shutter | Town NZ | 1 | Medium | B | 20 | 2044 | 5 | 3 | 3.2 | 26410 | 31678
External Doors | Entrance Doors | Town EX | 1 | High | B | 11 | 2035 | 5 | 2 | 2.7 | 15023 | 24507
Emergency Lighting | Self Contained - LED | Town NY | 1 | Urgent | B | 20 | 2044 | 5 | 1 | 2.2 | 5925 | 31494
Local and Special Ventilation | Unit extract fans | Town NU | 1 | Medium | B | 1 | 2025 | 5 | 3 | 3.2 | 26411 | 8952
Local and Special Ventilation | Fan - Extract | Town NW | 1 | Medium | D | 5 | 2029 | 3 | 3 | 2.6 | 11151 | 14556
Emergency Lighting | Self Contained - LED | Town NX | 1 | Urgent | B | 21 | 2045 | 5 | 1 | 2.2 | 5926 | 32145
Fire Safety Systems | Fire Extinguishers - CO2 | Town NX | 2 | Urgent | B | 6 | 2030 | 5 | 1 | 2.2 | 5927 | 16547
LV Distribution | Main Distribution Board | Town EX | 1 | High | B | 1 | 2025 | 5 | 2 | 2.7 | 15024 | 4110
External Doors | Entrance Doors | Town NZ | 1 | High | B | 15 | 2039 | 5 | 2 | 2.7 | 15025 | 28198
Emergency Lighting | Illuminated Fire Exit Signage | Town NY | 3 | Urgent | B | 16 | 2040 | 5 | 1 | 2.2 | 5928 | 28847
Air Conditioning | Multi-Split Condenser - Split Systems/Heat Pumps - Air-cooled with Direct Expansion Evaporator (DX) | Town NU | 1 | Medium | B | 10 | 2034 | 5 | 3 | 3.2 | 26412 | 22883
LV Distribution | Sub Distribution Board | Town EJ | 1 | High | B | 16 | 2040 | 5 | 2 | 2.7 | 15026 | 29195
LV Distribution | Sub Distribution Board | Town NU | 1 | High | B | 1 | 2025 | 5 | 2 | 2.7 | 15027 | 4111
LV Distribution | Sub Distribution Board | Town NX | 1 | High | B | 1 | 2025 | 5 | 2 | 2.7 | 15028 | 4112
Heat Emitters | Electric Heaters | Town EX | 1 | Medium | B | 1 | 2025 | 5 | 3 | 3.2 | 26413 | 8953
Fire Safety Systems | Manual and Automatic Doors - Emergency and Panic Escape Doors | Town OA | 1 | Urgent | B | 15 | 2039 | 5 | 1 | 2.2 | 5929 | 27903
Fire Safety Systems | Manual and Automatic Doors - Emergency and Panic Escape Doors | Town NZ | 1 | Urgent | B | 6 | 2030 | 5 | 1 | 2.2 | 5930 | 16548
Local and Special Ventilation | Fan - Kitchen Window / Wall Mounted | Town NZ | 1 | Medium | B | 5 | 2029 | 5 | 3 | 3.2 | 26414 | 15214
External Doors | Entrance Doors | Town NZ | 1 | High | B | 15 | 2039 | 5 | 2 | 2.7 | 15029 | 28199
Central Ventilation Systems | Fan - General Ventilation | Town NV | 1 | Low | CX | 5 | 2029 | 2 | 4 | 2.8 | 18352 | 14773
Central Ventilation Systems | Fan - General Ventilation | Town NX | 1 | Low | B | 1 | 2025 | 5 | 4 | 3.7 | 33187 | 12092
Emergency Lighting | Self Contained - LED | Town NU | 8 | Urgent | B | 15 | 2039 | 5 | 1 | 2.2 | 5931 | 27904
Local Hot Water | Package Electric Water Heaters - Non-Drinking Water | Town EX | 1 | Medium | B | 1 | 2025 | 5 | 3 | 3.2 | 26415 | 8954
Fire Safety Systems | Manual and Automatic Doors - Emergency and Panic Escape Doors | Town EX | 1 | Urgent | B | 31 | 2055 | 5 | 1 | 2.2 | 5932 | 33757
Emergency Lighting | Self Contained - LED | Town NY | 1 | Urgent | B | 21 | 2045 | 5 | 1 | 2.2 | 5933 | 32146
Fire Safety Systems | Manual and Automatic Doors - Emergency and Panic Escape Doors | Town EJ | 1 | Urgent | B | 10 | 2034 | 5 | 1 | 2.2 | 5934 | 22079
Boiler | Atmospheric Gas Burner - Condensing Boiler | Town NW | 1 | High | B | 17 | 2041 | 5 | 2 | 2.7 | 15030 | 30338
Access Control | Door Lock / Keypad / Manual | Town NZ | 1 | Medium | B | 10 | 2034 | 5 | 3 | 3.2 | 26416 | 22884
Heat Emitters | Radiators - Steel | Town NZ | 1 | Medium | B | 1 | 2025 | 5 | 3 | 3.2 | 26417 | 8955
Fire Safety Systems | Fire Extinguishers - Powder | Town NY | 1 | Urgent | B | 10 | 2034 | 5 | 1 | 2.2 | 5935 | 22080
Fire Safety Systems | Fire Extinguishers - CO2 | Town NZ | 1 | Urgent | B | 9 | 2033 | 5 | 1 | 2.2 | 5936 | 21372
Fire Safety Systems | Fire Extinguishers - Foam | Town NW | 6 | Urgent | B | 7 | 2031 | 5 | 1 | 2.2 | 5937 | 19371
Boiler | Atmospheric Gas Burner Boiler - Small and/or Wall Hung for Domestic Installation | Town NZ | 1 | Medium | B | 6 | 2030 | 5 | 3 | 3.2 | 26418 | 18767
LV Distribution | Main Distribution Board | Town NZ | 1 | High | B | 1 | 2025 | 5 | 2 | 2.7 | 15031 | 4113
Boiler | Atmospheric Gas Burner - Condensing Boiler | Town NU | 1 | High | B | 17 | 2041 | 5 | 2 | 2.7 | 15032 | 30339
Heat Emitters | Radiators - Steel | Town OA | 1 | Medium | C | 1 | 2025 | 4 | 3 | 2.9 | 18723 | 5613
Fire Safety Systems | Fire Extinguishers - Foam | Town EJ | 4 | Urgent | B | 6 | 2030 | 5 | 1 | 2.2 | 5938 | 16549
LV Distribution | Sub Distribution Board | Town NU | 1 | High | D | 1 | 2025 | 3 | 2 | 2.1 | 1200 | 817
Roller Shutters | External Electric Roller Shutter | Town NX | 1 | High | B | 1 | 2025 | 5 | 2 | 2.7 | 15033 | 4114
External Lighting | General - LED | Town NW | 11 | Medium | B | 5 | 2029 | 5 | 3 | 3.2 | 26419 | 15215
General Lighting | General - LED fittings & Luminaires | Town EX | 51 | Medium | B | 16 | 2040 | 5 | 3 | 3.2 | 26420 | 29619
Multi-System Controls | Control Panel - Electrical Services (excluding Electrical Controllers and Pneumatic Relays) | Town NU | 1 | Medium | B | 1 | 2025 | 5 | 3 | 3.2 | 26421 | 8956
Central Ventilation Systems | Fan - General Ventilation | Town NX | 1 | Low | B | 1 | 2025 | 5 | 4 | 3.7 | 33188 | 12093
External Lighting | General - Non LED | Town EJ | 4 | Medium | CX | 1 | 2025 | 2 | 3 | 2.3 | 10217 | 2156
Fire Safety Systems | Fire Extinguishers - Foam | Town EX | 5 | Urgent | B | 6 | 2030 | 5 | 1 | 2.2 | 5939 | 16550
Heat Emitters | Gas Fired Natural and Fan Assisted Heaters | Town NV | 1 | Medium | B | 8 | 2032 | 5 | 3 | 3.2 | 26422 | 21012
Roller Shutters | External Manual Roller Shutter | Town NW | 1 | High | B | 15 | 2039 | 5 | 2 | 2.7 | 15034 | 28200
Fire Safety Systems | Fire Extinguishers - Foam | Town NZ | 1 | Urgent | B | 6 | 2030 | 5 | 1 | 2.2 | 5940 | 16551
Local Hot Water | Package Electric Water Heaters - Non-Drinking Water | Town EJ | 1 | Medium | B | 9 | 2033 | 5 | 3 | 3.2 | 26423 | 21794
Heat Emitters | Electric Overdoor Air Curtain/Heater | Town EX | 1 | Medium | B | 1 | 2025 | 5 | 3 | 3.2 | 26424 | 8957
External Lighting | General - LED | Town NZ | 1 | Medium | B | 10 | 2034 | 5 | 3 | 3.2 | 26425 | 22885
Heat Emitters | Electric Overdoor Air Curtain/Heater | Town NW | 1 | Medium | B | 5 | 2029 | 5 | 3 | 3.2 | 26426 | 15216
Heat Emitters | Gas Fired Natural and Fan Assisted Heaters | Town EJ | 1 | Medium | B | 3 | 2027 | 5 | 3 | 3.2 | 26427 | 13576
Fire Safety Systems | Fire Alarm System | Town NX | 1 | Urgent | B | 1 | 2025 | 5 | 1 | 2.2 | 5941 | 1472
Local and Special Ventilation | Fan - Extract | Town NX | 1 | Medium | B | 1 | 2025 | 5 | 3 | 3.2 | 26428 | 8958
External Lighting | General - Non LED | Town NW | 7 | Medium | B | 1 | 2025 | 5 | 3 | 3.2 | 26429 | 8959
Fire Safety Systems | Manual and Automatic Doors - Emergency and Panic Escape Doors | Town NZ | 1 | Urgent | B | 6 | 2030 | 5 | 1 | 2.2 | 5942 | 16552
LV Distribution | Sub Distribution Board | Town NU | 1 | High | B | 11 | 2035 | 5 | 2 | 2.7 | 15035 | 24508
Fire Safety Systems | Fire Alarm System | Town EJ | 1 | Urgent | B | 11 | 2035 | 5 | 1 | 2.2 | 5943 | 23713
General Lighting | General - LED fittings & Luminaires | Town NV | 4 | Medium | B | 17 | 2041 | 5 | 3 | 3.2 | 26430 | 30497
External Doors | Entrance Doors | Town OP | 1 | High | C | 15 | 2039 | 4 | 2 | 2.4 | 10608 | 28057
Roller Shutters | External Manual Roller Shutter | Town OO | 1 | High | B | 15 | 2039 | 5 | 2 | 2.7 | 15036 | 28201
Local and Special Ventilation | Fan - Kitchen Window / Wall Mounted | Town OQ | 1 | Medium | B | 10 | 2034 | 5 | 3 | 3.2 | 26431 | 22886
Fire Safety Systems | Fire Alarm System | Town OR | 1 | Urgent | B | 1 | 2025 | 5 | 1 | 2.2 | 5944 | 1473
LV Distribution | Sub Distribution Board | Town FD | 1 | High | B | 8 | 2032 | 5 | 2 | 2.7 | 15037 | 20733
Roller Shutters | External Electric Roller Shutter | Town ON | 1 | High | B | 14 | 2038 | 5 | 2 | 2.7 | 15038 | 27463
Local and Special Ventilation | Fan - Kitchen Window / Wall Mounted | Town OH | 1 | Medium | B | 8 | 2032 | 5 | 3 | 3.2 | 26432 | 21013
Local and Special Ventilation | Fan - Extract | Town OF | 1 | Medium | B | 1 | 2025 | 5 | 3 | 3.2 | 26433 | 8960
AHU - Internal | Central Air Conditioning - Electric & DX | Town KB | 1 | High | B | 19 | 2043 | 5 | 2 | 2.7 | 15039 | 31212
LV Distribution | Main Distribution Board | Town OK | 1 | High | B | 17 | 2041 | 5 | 2 | 2.7 | 15040 | 30340
Boiler | Atmospheric Gas Burner Boiler - Small and/or Wall Hung for Light Commercial Installation | Town FT | 1 | Medium | B | 6 | 2030 | 5 | 3 | 3.2 | 26434 | 18768
LV Distribution | Sub Distribution Board | Town FT | 1 | High | B | 1 | 2025 | 5 | 2 | 2.7 | 15041 | 4115
Central Heating & Cooling | Fan - Bifurcated | Town KB | 1 | Medium | B | 1 | 2025 | 5 | 3 | 3.2 | 26435 | 8961
BMS | BMS Control Panel | Town KB | 1 | High | A | 9 | 2033 | 6 | 2 | 3 | 19565 | 21661
Heat Emitters | Gas Fired Unit Heaters | Town OC | 1 | Medium | B | 1 | 2025 | 5 | 3 | 3.2 | 26436 | 8962
Local and Special Ventilation | Fan - Window / Wall Mounted | Town FT | 1 | Medium | B | 7 | 2031 | 5 | 3 | 3.2 | 26437 | 19996
External Doors | Entrance Doors | Town OO | 1 | High | B | 25 | 2049 | 5 | 2 | 2.7 | 15042 | 33403
Fire Safety Systems | Fire Extinguishers - Foam | Town OO | 3 | Urgent | B | 9 | 2033 | 5 | 1 | 2.2 | 5945 | 21373
Local Hot Water | Instantaneous Electric Water Heater - Non-Drinking Water | Town OH | 1 | Medium | B | 5 | 2029 | 5 | 3 | 3.2 | 26438 | 15217
External Doors | Entrance Doors | Town ON | 1 | High | B | 21 | 2045 | 5 | 2 | 2.7 | 15043 | 32657
Emergency Lighting | Illuminated Fire Exit Signage | Town OE | 4 | Urgent | B | 17 | 2041 | 5 | 1 | 2.2 | 5946 | 30134
Emergency Lighting | Illuminated Fire Exit Signage | Town FL | 4 | Urgent | B | 16 | 2040 | 5 | 1 | 2.2 | 5947 | 28848
Roller Shutters | External Electric Roller Shutter | Town KB | 1 | High | B | 15 | 2039 | 5 | 2 | 2.7 | 15044 | 28202
Local Hot Water | Package Electric Water Heaters - Non-Drinking Water | Town OO | 1 | Medium | B | 1 | 2025 | 5 | 3 | 3.2 | 26439 | 8963
LV Distribution | Sub Distribution Board | Town KB | 1 | High | B | 9 | 2033 | 5 | 2 | 2.7 | 15045 | 21613
Fire Safety Systems | Manual and Automatic Doors - Emergency and Panic Escape Doors | Town FR | 1 | Urgent | B | 15 | 2039 | 5 | 1 | 2.2 | 5948 | 27905
Roller Shutters | External Electric Roller Shutter | Town OI | 1 | High | B | 5 | 2029 | 5 | 2 | 2.7 | 15046 | 14673
External Doors | Entrance Doors | Town OK | 1 | High | A | 35 | 2059 | 6 | 2 | 3 | 19566 | 33881
Fire Safety Systems | Manual and Automatic Doors - Emergency and Panic Escape Doors | Town OO | 1 | Urgent | B | 25 | 2049 | 5 | 1 | 2.2 | 5949 | 33309
Local and Special Ventilation | Fan - Extract | Town AJ | 1 | Medium | B | 1 | 2025 | 5 | 3 | 3.2 | 26440 | 8964
Heat Emitters | Radiators - Steel | Town OH | 1 | Medium | B | 9 | 2033 | 5 | 3 | 3.2 | 26441 | 21795
Fire Safety Systems | Fire Extinguishers - Foam | Town FD | 3 | Urgent | B | 8 | 2032 | 5 | 1 | 2.2 | 5950 | 20455
General Lighting | General - LED fittings & Luminaires | Town FD | 88 | Medium | B | 16 | 2040 | 5 | 3 | 3.2 | 26442 | 29620
Emergency Lighting | Self Contained - Non LED | Town FD | 8 | Urgent | B | 9 | 2033 | 5 | 1 | 2.2 | 5951 | 21374
Fire Safety Systems | Fire Extinguishers - Foam | Town FR | 6 | Urgent | B | 6 | 2030 | 5 | 1 | 2.2 | 5952 | 16553
Fire Safety Systems | Fire Extinguishers - CO2 | Town OE | 2 | Urgent | B | 6 | 2030 | 5 | 1 | 2.2 | 5953 | 16554
Central Ventilation Systems | Fan - General Ventilation | Town OL | 1 | Low | B | 1 | 2025 | 5 | 4 | 3.7 | 33189 | 12094
Fire Safety Systems | Manual and Automatic Doors - Emergency and Panic Escape Doors | Town OB | 1 | Urgent | B | 19 | 2043 | 5 | 1 | 2.2 | 5954 | 31079
Local and Special Ventilation | Fan - Window / Wall Mounted | Town FD | 1 | Medium | CX | 3 | 2027 | 2 | 3 | 2.3 | 10218 | 13317
Emergency Lighting | Self Contained - LED | Town FR | 10 | Urgent | B | 22 | 2046 | 5 | 1 | 2.2 | 5955 | 32919
BMS | BMS Control Panel | Town FR | 1 | High | B | 9 | 2033 | 5 | 2 | 2.7 | 15047 | 21614
General Lighting | General - LED fittings & Luminaires | Town OH | 29 | Medium | B | 10 | 2034 | 5 | 3 | 3.2 | 26443 | 22887
Fire Safety Systems | Fire Extinguishers - Foam | Town OB | 5 | Urgent | B | 6 | 2030 | 5 | 1 | 2.2 | 5956 | 16555
Heat Emitters | Radiators - Steel | Town OG | 1 | Medium | B | 6 | 2030 | 5 | 3 | 3.2 | 26444 | 18769
External Lighting | General - LED | Town OQ | 2 | Medium | B | 12 | 2036 | 5 | 3 | 3.2 | 26445 | 26581
Heat Emitters | Electric Heaters | Town OR | 1 | Medium | B | 1 | 2025 | 5 | 3 | 3.2 | 26446 | 8965
LV Distribution | Main Distribution Board | Town OB | 1 | High | B | 5 | 2029 | 5 | 2 | 2.7 | 15048 | 14674
Fire Safety Systems | Manual and Automatic Doors - Emergency and Panic Escape Doors | Town OD | 1 | Urgent | B | 15 | 2039 | 5 | 1 | 2.2 | 5957 | 27906
Roller Shutters | Internal Electric Roller Shutter | Town OB | 1 | Medium | B | 7 | 2031 | 5 | 3 | 3.2 | 26447 | 19997
Roller Shutters | External Manual Roller Shutter | Town OI | 1 | High | B | 23 | 2047 | 5 | 2 | 2.7 | 15049 | 33204
Heat Emitters | Electric Heaters | Town KB | 1 | Medium | B | 1 | 2025 | 5 | 3 | 3.2 | 26448 | 8966
Fire Safety Systems | Fire Extinguishers - Foam | Town OH | 3 | Urgent | B | 6 | 2030 | 5 | 1 | 2.2 | 5958 | 16556
Fire Safety Systems | Manual and Automatic Doors - Emergency and Panic Escape Doors | Town FT | 1 | Urgent | B | 21 | 2045 | 5 | 1 | 2.2 | 5959 | 32147
Emergency Lighting | Illuminated Fire Exit Signage | Town LL | 1 | Urgent | B | 16 | 2040 | 5 | 1 | 2.2 | 5960 | 28849
General Lighting | General - LED fittings & Luminaires | Town OC | 77 | Medium | B | 17 | 2041 | 5 | 3 | 3.2 | 26449 | 30498
Fire Safety Systems | Fire Extinguishers - CO2 | Town OH | 2 | Urgent | B | 10 | 2034 | 5 | 1 | 2.2 | 5961 | 22081
External Doors | Entrance Doors | Town OM | 1 | High | B | 18 | 2042 | 5 | 2 | 2.7 | 15050 | 30836
Emergency Lighting | Illuminated Fire Exit Signage | Town FD | 3 | Urgent | B | 14 | 2038 | 5 | 1 | 2.2 | 5962 | 27373
Central Ventilation Systems | Fan - General Ventilation | Town OK | 1 | Low | B | 1 | 2025 | 5 | 4 | 3.7 | 33190 | 12095
Local Hot Water | Package Electric Water Heaters - Non-Drinking Water | Town OB | 1 | Medium | A | 11 | 2035 | 6 | 3 | 3.5 | 32551 | 25713
External Lighting | General - LED | Town OF | 2 | Medium | B | 1 | 2025 | 5 | 3 | 3.2 | 26450 | 8967
Central Ventilation Systems | Fan - General Ventilation | Town OB | 1 | Low | B | 1 | 2025 | 5 | 4 | 3.7 | 33191 | 12096
Boiler | Atmospheric Gas Burner Boiler - Small and/or Wall Hung for Domestic Installation | Town OG | 1 | Medium | B | 7 | 2031 | 5 | 3 | 3.2 | 26451 | 19998
Air Conditioning | Multi-Split Condenser - Split Systems/Heat Pumps - Air-cooled with Direct Expansion Evaporator (DX) | Town FR | 1 | Medium | CX | 1 | 2025 | 2 | 3 | 2.3 | 10219 | 2157
AHU - Internal | Central Air Conditioning - Gas Fired | Town OF | 1 | Medium | B | 3 | 2027 | 5 | 3 | 3.2 | 26452 | 13577
Local Hot Water | Package Electric Water Heaters - Non-Drinking Water | Town OE | 1 | Medium | B | 10 | 2034 | 5 | 3 | 3.2 | 26453 | 22888
Central Heating & Cooling | Fan - Bifurcated | Town AJ | 1 | Medium | B | 1 | 2025 | 5 | 3 | 3.2 | 26454 | 8968
Emergency Lighting | Self Contained - LED | Town OK | 8 | Urgent | B | 23 | 2047 | 5 | 1 | 2.2 | 5963 | 33109
Emergency Lighting | Self Contained - LED | Town OL | 4 | Urgent | B | 21 | 2045 | 5 | 1 | 2.2 | 5964 | 32148
Local Hot Water | Package Electric Water Heaters - Non-Drinking Water | Town OF | 1 | Medium | B | 1 | 2025 | 5 | 3 | 3.2 | 26455 | 8969
External Doors | Manual and Automatic Doors - Auto / Powered Sliding Doors | Town OH | 1 | High | B | 21 | 2045 | 5 | 2 | 2.7 | 15051 | 32658
Fire Safety Systems | Fire Alarm System | Town OE | 1 | Urgent | B | 5 | 2029 | 5 | 1 | 2.2 | 5965 | 14411
Heat Emitters | Gas Fired Natural and Fan Assisted Heaters | Town OG | 1 | Medium | B | 5 | 2029 | 5 | 3 | 3.2 | 26456 | 15218
Fire Safety Systems | Smoke Extract - Control Panel | Town FR | 1 | Urgent | B | 1 | 2025 | 5 | 1 | 2.2 | 5966 | 1474
Fire Safety Systems | Fire Alarm System | Town OI | 1 | Urgent | B | 11 | 2035 | 5 | 1 | 2.2 | 5967 | 23714
Fire Safety Systems | Fire Extinguishers - CO2 | Town FT | 3 | Urgent | B | 6 | 2030 | 5 | 1 | 2.2 | 5968 | 16557
LV Distribution | Main Distribution Board | Town LL | 1 | High | B | 5 | 2029 | 5 | 2 | 2.7 | 15052 | 14675
Emergency Lighting | Illuminated Fire Exit Signage | Town FT | 2 | Urgent | B | 11 | 2035 | 5 | 1 | 2.2 | 5969 | 23715
Fire Safety Systems | Fire Extinguishers - CO2 | Town OB | 1 | Urgent | B | 6 | 2030 | 5 | 1 | 2.2 | 5970 | 16558
LV Distribution | Sub Distribution Board | Town OE | 1 | High | A | 19 | 2043 | 6 | 2 | 3 | 19567 | 31307
Local Hot Water | Package Electric Water Heaters - Non-Drinking Water | Town FL | 1 | Medium | B | 7 | 2031 | 5 | 3 | 3.2 | 26457 | 19999
Central Heating & Cooling | Fan - Bifurcated | Town LL | 1 | Medium | B | 1 | 2025 | 5 | 3 | 3.2 | 26458 | 8970
Roller Shutters | External Manual Roller Shutter | Town OO | 1 | High | B | 15 | 2039 | 5 | 2 | 2.7 | 15053 | 28203
External Lighting | General - LED | Town OD | 6 | Medium | B | 5 | 2029 | 5 | 3 | 3.2 | 26459 | 15219
Local Hot Water | Package Electric Water Heaters - Non-Drinking Water | Town KB | 1 | Medium | B | 4 | 2028 | 5 | 3 | 3.2 | 26460 | 14139
LV Distribution | Main Distribution Board | Town OB | 1 | High | A | 19 | 2043 | 6 | 2 | 3 | 19568 | 31308
Heat Emitters | Gas Fired Unit Heaters | Town LL | 1 | Medium | B | 11 | 2035 | 5 | 3 | 3.2 | 26461 | 25304
Roller Shutters | Internal Electric Roller Shutter | Town OH | 1 | Medium | B | 14 | 2038 | 5 | 3 | 3.2 | 26462 | 27590
Heat Emitters | Electric Heaters | Town FD | 2 | Medium | B | 1 | 2025 | 5 | 3 | 3.2 | 26463 | 8971
LV Distribution | Sub Distribution Board | Town OL | 1 | High | A | 19 | 2043 | 6 | 2 | 3 | 19569 | 31309
External Lighting | General - LED | Town OB | 2 | Medium | B | 12 | 2036 | 5 | 3 | 3.2 | 26464 | 26582
Central Ventilation Systems | Fan - General Ventilation | Town OB | 1 | Low | B | 1 | 2025 | 5 | 4 | 3.7 | 33192 | 12097
Fire Safety Systems | Manual and Automatic Doors - Emergency and Panic Escape Doors | Town ON | 1 | Urgent | B | 21 | 2045 | 5 | 1 | 2.2 | 5971 | 32149
Local and Special Ventilation | Fan - Axial | Town OH | 1 | Medium | B | 5 | 2029 | 5 | 3 | 3.2 | 26465 | 15220
Emergency Lighting | Illuminated Fire Exit Signage | Town OE | 4 | Urgent | B | 18 | 2042 | 5 | 1 | 2.2 | 5972 | 30666
Fire Safety Systems | Fire Extinguishers - CO2 | Town OE | 4 | Urgent | B | 6 | 2030 | 5 | 1 | 2.2 | 5973 | 16559
Multi-System Controls | Control Panel - Electrical Services (excluding Electrical Controllers and Pneumatic Relays) | Town KB | 1 | Medium | B | 2 | 2026 | 5 | 3 | 3.2 | 26466 | 13119
Roller Shutters | External Manual Roller Shutter | Town OD | 1 | High | B | 5 | 2029 | 5 | 2 | 2.7 | 15054 | 14676
External Doors | Entrance Doors | Town OG | 1 | High | B | 25 | 2049 | 5 | 2 | 2.7 | 15055 | 33404
Emergency Lighting | Self Contained - Non LED | Town FT | 5 | Urgent | B | 6 | 2030 | 5 | 1 | 2.2 | 5974 | 16560
Heat Emitters | Radiators - Steel | Town OJ | 5 | Medium | B | 12 | 2036 | 5 | 3 | 3.2 | 26467 | 26583
Emergency Lighting | Self Contained - LED | Town KB | 13 | Urgent | B | 22 | 2046 | 5 | 1 | 2.2 | 5975 | 32920
Heat Emitters | Electric Heaters | Town OQ | 1 | Medium | B | 3 | 2027 | 5 | 3 | 3.2 | 26468 | 13578
Fire Safety Systems | Fire Extinguishers - CO2 | Town OL | 3 | Urgent | B | 6 | 2030 | 5 | 1 | 2.2 | 5976 | 16561
General Lighting | General - LED fittings & Luminaires | Town OM | 11 | Medium | B | 18 | 2042 | 5 | 3 | 3.2 | 26469 | 30963
Fire Safety Systems | Fire Extinguishers - Foam | Town OE | 2 | Urgent | B | 6 | 2030 | 5 | 1 | 2.2 | 5977 | 16562
Fire Safety Systems | Manual and Automatic Doors - Emergency and Panic Escape Doors | Town OC | 1 | Urgent | B | 10 | 2034 | 5 | 1 | 2.2 | 5978 | 22082
Heat Emitters | Radiators - Steel | Town OG | 1 | Medium | B | 6 | 2030 | 5 | 3 | 3.2 | 26470 | 18770
Burner | Forced draft gas burner | Town FR | 1 | Medium | B | 1 | 2025 | 5 | 3 | 3.2 | 26471 | 8972
Local and Special Ventilation | Fan - Kitchen Extract | Town OB | 1 | Low | B | 10 | 2034 | 5 | 4 | 3.7 | 33193 | 23218
General Lighting | General - LED fittings & Luminaires | Town LL | 55 | Medium | B | 16 | 2040 | 5 | 3 | 3.2 | 26472 | 29621
Roller Shutters | Internal Electric Roller Shutter | Town OH | 1 | Medium | B | 11 | 2035 | 5 | 3 | 3.2 | 26473 | 25305
General Lighting | General - LED fittings & Luminaires | Town OL | 7 | Medium | A | 18 | 2042 | 6 | 3 | 3.5 | 32552 | 31018
Heat Emitters | Gas Fired Unit Heaters | Town FT | 1 | Medium | B | 8 | 2032 | 5 | 3 | 3.2 | 26474 | 21014
External Lighting | General - LED | Town OJ | 2 | Medium | B | 1 | 2025 | 5 | 3 | 3.2 | 26475 | 8973
LV Distribution | Main Distribution Board | Town FL | 1 | High | B | 10 | 2034 | 5 | 2 | 2.7 | 15056 | 22389
General Lighting | General - LED fittings & Luminaires | Town KB | 36 | Medium | B | 17 | 2041 | 5 | 3 | 3.2 | 26476 | 30499
Fire Safety Systems | Fire Extinguishers - CO2 | Town OJ | 6 | Urgent | B | 6 | 2030 | 5 | 1 | 2.2 | 5979 | 16563
Roller Shutters | Internal Electric Roller Shutter | Town OH | 1 | Medium | D | 11 | 2035 | 3 | 3 | 2.6 | 11152 | 24066
AHU - Internal | Central Heating - Gas Fired (Externally Sourced) | Town FR | 1 | Medium | B | 1 | 2025 | 5 | 3 | 3.2 | 26477 | 8974
Local and Special Ventilation | Fan - Extract | Town LL | 1 | Medium | B | 1 | 2025 | 5 | 3 | 3.2 | 26478 | 8975
Heat Emitters | Gas Fired Natural and Fan Assisted Heaters | Town OQ | 1 | Medium | B | 5 | 2029 | 5 | 3 | 3.2 | 26479 | 15221
Central Heating & Cooling | Fan - Bifurcated | Town KB | 1 | Medium | B | 1 | 2025 | 5 | 3 | 3.2 | 26480 | 8976
BMS | BMS Control Panel | Town OC | 1 | High | A | 9 | 2033 | 6 | 2 | 3 | 19570 | 21662
General Lighting | General - LED fittings & Luminaires | Town OE | 93 | Medium | B | 18 | 2042 | 5 | 3 | 3.2 | 26481 | 30964
Emergency Lighting | Illuminated Fire Exit Signage | Town OI | 3 | Urgent | B | 16 | 2040 | 5 | 1 | 2.2 | 5980 | 28850
Air Conditioning | Multi-Split Condenser - Split Systems/Heat Pumps - Air-cooled with Direct Expansion Evaporator (DX) | Town KB | 1 | Medium | B | 5 | 2029 | 5 | 3 | 3.2 | 26482 | 15222
Roller Shutters | External Manual Roller Shutter | Town OQ | 1 | High | B | 15 | 2039 | 5 | 2 | 2.7 | 15057 | 28204
LV Distribution | Main Distribution Board | Town OI | 1 | High | B | 1 | 2025 | 5 | 2 | 2.7 | 15058 | 4116
Central Heating & Cooling | Fan - Bifurcated | Town FR | 1 | Medium | B | 1 | 2025 | 5 | 3 | 3.2 | 26483 | 8977
Fire Safety Systems | Manual and Automatic Doors - Emergency and Panic Escape Doors | Town OE | 1 | Urgent | A | 34 | 2058 | 6 | 1 | 2.5 | 10911 | 33865
Emergency Lighting | Self Contained - Non LED | Town ON | 1 | Urgent | CX | 14 | 2038 | 2 | 1 | 1.3 | 344 | 27321
Emergency Lighting | Illuminated Fire Exit Signage | Town ON | 3 | Urgent | B | 6 | 2030 | 5 | 1 | 2.2 | 5981 | 16564
LV Distribution | Main Distribution Board | Town OF | 1 | High | B | 2 | 2026 | 5 | 2 | 2.7 | 15059 | 12914
LV Distribution | Main Distribution Board | Town OO | 1 | High | B | 11 | 2035 | 5 | 2 | 2.7 | 15060 | 24509
Local and Special Ventilation | Fan - Extract | Town FR | 1 | Medium | B | 1 | 2025 | 5 | 3 | 3.2 | 26484 | 8978
Fire Safety Systems | Fire Extinguishers - Foam | Town OJ | 6 | Urgent | B | 6 | 2030 | 5 | 1 | 2.2 | 5982 | 16565
Fire Safety Systems | Fire Extinguishers - CO2 | Town OB | 3 | Urgent | B | 6 | 2030 | 5 | 1 | 2.2 | 5983 | 16566
Fire Safety Systems | Fire Extinguishers - Foam | Town OO | 3 | Urgent | A | 10 | 2034 | 6 | 1 | 2.5 | 10912 | 22222
Roller Shutters | External Electric Roller Shutter | Town ON | 1 | High | B | 14 | 2038 | 5 | 2 | 2.7 | 15061 | 27464
Security Systems | Manual and Automatic Doors - High Security Door | Town FR | 1 | High | B | 17 | 2041 | 5 | 2 | 2.7 | 15062 | 30341
Local and Special Ventilation | Fan - Axial | Town OH | 1 | Medium | B | 5 | 2029 | 5 | 3 | 3.2 | 26485 | 15223
Emergency Lighting | Self Contained - LED | Town OQ | 17 | Urgent | B | 24 | 2048 | 5 | 1 | 2.2 | 5984 | 33241
Fire Safety Systems | Fire Extinguishers - Foam | Town FL | 3 | Urgent | B | 6 | 2030 | 5 | 1 | 2.2 | 5985 | 16567
Local Hot Water | Instantaneous Electric Water Heater - Non-Drinking Water | Town OQ | 1 | Medium | B | 1 | 2025 | 5 | 3 | 3.2 | 26486 | 8979
Roller Shutters | External Manual Roller Shutter | Town OD | 1 | High | B | 5 | 2029 | 5 | 2 | 2.7 | 15063 | 14677
Roller Shutters | External Manual Roller Shutter | Town OO | 1 | High | B | 15 | 2039 | 5 | 2 | 2.7 | 15064 | 28205
Emergency Lighting | Illuminated Fire Exit Signage | Town OF | 2 | Urgent | B | 16 | 2040 | 5 | 1 | 2.2 | 5986 | 28851
Fire Safety Systems | Fire Extinguishers - CO2 | Town KB | 2 | Urgent | B | 6 | 2030 | 5 | 1 | 2.2 | 5987 | 16568
Heat Emitters | Radiators - Steel | Town OG | 1 | Medium | B | 6 | 2030 | 5 | 3 | 3.2 | 26487 | 18771
LV Distribution | Main Distribution Board | Town OC | 1 | High | B | 2 | 2026 | 5 | 2 | 2.7 | 15065 | 12915
Multi-System Controls | Control Panel - Electrical Services (excluding Electrical Controllers and Pneumatic Relays) | Town OF | 1 | Medium | B | 2 | 2026 | 5 | 3 | 3.2 | 26488 | 13120
Roller Shutters | External Manual Roller Shutter | Town OQ | 1 | High | B | 15 | 2039 | 5 | 2 | 2.7 | 15066 | 28206
Fire Safety Systems | Fire Alarm Panel / Repeater | Town OH | 1 | Urgent | B | 12 | 2036 | 5 | 1 | 2.2 | 5988 | 26041
External Doors | Entrance Doors | Town OE | 1 | High | B | 11 | 2035 | 5 | 2 | 2.7 | 15067 | 24510
Fire Safety Systems | Fire Extinguishers - Foam | Town OK | 3 | Urgent | B | 6 | 2030 | 5 | 1 | 2.2 | 5989 | 16569
General Lighting | General - LED fittings & Luminaires | Town FD | 1 | Medium | B | 6 | 2030 | 5 | 3 | 3.2 | 26489 | 18772
Fire Safety Systems | Manual and Automatic Doors - Emergency and Panic Escape Doors | Town OC | 1 | Urgent | B | 10 | 2034 | 5 | 1 | 2.2 | 5990 | 22083
Roller Shutters | External Electric Roller Shutter | Town OD | 1 | High | B | 5 | 2029 | 5 | 2 | 2.7 | 15068 | 14678
Local and Special Ventilation | Fan - Extract | Town OM | 1 | Medium | DX | 1 | 2025 | 1 | 3 | 2 | 890 | 599
Local and Special Ventilation | Fan - Extract | Town LL | 1 | Medium | B | 1 | 2025 | 5 | 3 | 3.2 | 26490 | 8980
Emergency Lighting | Self Contained - LED | Town FR | 10 | Urgent | B | 22 | 2046 | 5 | 1 | 2.2 | 5991 | 32921
Fire Safety Systems | Manual and Automatic Doors - Emergency and Panic Escape Doors | Town OQ | 1 | Urgent | B | 30 | 2054 | 5 | 1 | 2.2 | 5992 | 33682
External Doors | Entrance Doors | Town OK | 1 | High | B | 10 | 2034 | 5 | 2 | 2.7 | 15069 | 22390
Heat Emitters | Radiators - Steel | Town OH | 1 | Medium | B | 6 | 2030 | 5 | 3 | 3.2 | 26491 | 18773
Heat Emitters | Gas Fired Natural and Fan Assisted Heaters | Town OL | 1 | Medium | B | 1 | 2025 | 5 | 3 | 3.2 | 26492 | 8981
Local and Special Ventilation | Fan - Window / Wall Mounted | Town FD | 1 | Medium | CX | 4 | 2028 | 2 | 3 | 2.3 | 10220 | 13885
LV Distribution | Sub Distribution Board | Town OH | 1 | High | B | 9 | 2033 | 5 | 2 | 2.7 | 15070 | 21615
LV Distribution | Main Distribution Board | Town OK | 1 | High | B | 17 | 2041 | 5 | 2 | 2.7 | 15071 | 30342
LV Distribution | Sub Distribution Board | Town FD | 1 | High | B | 8 | 2032 | 5 | 2 | 2.7 | 15072 | 20734
External Doors | Manual and Automatic Doors - Auto / Powered Sliding Doors | Town OC | 1 | High | B | 18 | 2042 | 5 | 2 | 2.7 | 15073 | 30837
LV Distribution | Main Distribution Board | Town ON | 1 | High | B | 6 | 2030 | 5 | 2 | 2.7 | 15074 | 17648
External Doors | Manual and Automatic Doors - Auto / Powered Sliding Doors | Town FD | 1 | High | B | 23 | 2047 | 5 | 2 | 2.7 | 15075 | 33205
Emergency Lighting | Self Contained - LED | Town OO | 7 | Urgent | B | 22 | 2046 | 5 | 1 | 2.2 | 5993 | 32922
Central Heating & Cooling | Fan - Bifurcated | Town OF | 1 | Medium | B | 1 | 2025 | 5 | 3 | 3.2 | 26493 | 8982
Local and Special Ventilation | Fan - Axial | Town FT | 1 | Medium | B | 1 | 2025 | 5 | 3 | 3.2 | 26494 | 8983
Local and Special Ventilation | Fan - Axial | Town FD | 1 | Medium | B | 1 | 2025 | 5 | 3 | 3.2 | 26495 | 8984
Central Heating & Cooling | Fan - Bifurcated | Town AJ | 1 | Medium | B | 1 | 2025 | 5 | 3 | 3.2 | 26496 | 8985
Roller Shutters | External Electric Roller Shutter | Town OD | 1 | High | B | 5 | 2029 | 5 | 2 | 2.7 | 15076 | 14679
Emergency Lighting | Self Contained - LED | Town OC | 2 | Urgent | B | 22 | 2046 | 5 | 1 | 2.2 | 5994 | 32923
Fire Safety Systems | Fire Extinguishers - CO2 | Town FD | 3 | Urgent | B | 8 | 2032 | 5 | 1 | 2.2 | 5995 | 20456
Air Conditioning | Multi-Split Evaporator - Split Systems/Heat Pumps - Air-cooled with Direct Expansion Evaporator (DX) | Town FL | 1 | Medium | B | 5 | 2029 | 5 | 3 | 3.2 | 26497 | 15224
Central Heating & Cooling | Fan - Bifurcated | Town OC | 1 | Medium | B | 1 | 2025 | 5 | 3 | 3.2 | 26498 | 8986
Heat Emitters | Electric Heaters | Town OH | 2 | Medium | B | 1 | 2025 | 5 | 3 | 3.2 | 26499 | 8987
Fire Safety Systems | Fire Extinguishers - Foam | Town OH | 4 | Urgent | B | 6 | 2030 | 5 | 1 | 2.2 | 5996 | 16570
General Lighting | General - LED fittings & Luminaires | Town OR | 30 | Medium | B | 1 | 2025 | 5 | 3 | 3.2 | 26500 | 8988
LV Distribution | Sub Distribution Board | Town OX | 1 | High | B | 19 | 2043 | 5 | 2 | 2.7 | 15077 | 31213
Air Conditioning | Single-Split Evaporator - Split Systems/Heat Pumps - Air-cooled with Direct Expansion Evaporator (DX) | Town PG | 1 | Medium | B | 1 | 2025 | 5 | 3 | 3.2 | 26501 | 8989
Boiler | Atmospheric Gas Burner/Condensing Combination Boiler (domestic type) | Town PE | 1 | High | B | 4 | 2028 | 5 | 2 | 2.7 | 15078 | 13966
External Doors | Manual and Automatic Doors - Auto / Powered Sliding Doors | Town PG | 1 | High | B | 21 | 2045 | 5 | 2 | 2.7 | 15079 | 32659
Air Conditioning | Single-Split Condenser - Split Systems/Heat Pumps - Air-cooled with Direct Expansion Evaporator (DX) | Town PG | 1 | Medium | C | 5 | 2029 | 4 | 3 | 2.9 | 18724 | 14780
Local Hot Water | Package Electric Water Heaters - Non-Drinking Water | Town PC | 1 | Medium | B | 7 | 2031 | 5 | 3 | 3.2 | 26502 | 20000
Heat Emitters | Gas Fired Natural and Fan Assisted Heaters | Town OV | 1 | Medium | B | 1 | 2025 | 5 | 3 | 3.2 | 26503 | 8990
LV Distribution | Main Distribution Board | Town OW | 1 | High | B | 7 | 2031 | 5 | 2 | 2.7 | 15080 | 19642
Local Hot Water | Instantaneous Electric Water Heater - Non-Drinking Water | Town PG | 1 | Medium | B | 10 | 2034 | 5 | 3 | 3.2 | 26504 | 22889
Roller Shutters | External Manual Roller Shutter | Town OZ | 1 | High | B | 1 | 2025 | 5 | 2 | 2.7 | 15081 | 4117
Fire Safety Systems | Manual and Automatic Doors - Emergency and Panic Escape Doors | Town OW | 1 | Urgent | B | 11 | 2035 | 5 | 1 | 2.2 | 5997 | 23716
Local and Special Ventilation | Fan - Axial | Town OV | 1 | Medium | C | 1 | 2025 | 4 | 3 | 2.9 | 18725 | 5614
General Lighting | General - LED fittings & Luminaires | Town OY | 21 | Medium | B | 16 | 2040 | 5 | 3 | 3.2 | 26505 | 29622
External Doors | Entrance Doors | Town OY | 1 | High | B | 11 | 2035 | 5 | 2 | 2.7 | 15082 | 24511
Emergency Lighting | Illuminated Fire Exit Signage | Town OU | 4 | Urgent | B | 12 | 2036 | 5 | 1 | 2.2 | 5998 | 26042
Emergency Lighting | Self Contained - Non LED | Town OU | 1 | Urgent | B | 1 | 2025 | 5 | 1 | 2.2 | 5999 | 1475
External Lighting | General - Non LED | Town OT | 1 | Medium | B | 1 | 2025 | 5 | 3 | 3.2 | 26506 | 8991
Fire Safety Systems | Fire Extinguishers - CO2 | Town KP | 2 | Urgent | B | 1 | 2025 | 5 | 1 | 2.2 | 6000 | 1476
Roller Shutters | Internal Electric Roller Shutter | Town OX | 1 | Medium | B | 5 | 2029 | 5 | 3 | 3.2 | 26507 | 15225
Emergency Lighting | Self Contained - LED | Town JU | 5 | Urgent | B | 24 | 2048 | 5 | 1 | 2.2 | 6001 | 33242
General Lighting | General - LED fittings & Luminaires | Town PE | 2 | Medium | B | 1 | 2025 | 5 | 3 | 3.2 | 26508 | 8992
Fire Safety Systems | Fire Extinguishers - CO2 | Town OU | 3 | Urgent | B | 2 | 2026 | 5 | 1 | 2.2 | 6002 | 12640
Local Hot Water | Package Electric Water Heaters - Non-Drinking Water | Town OT | 1 | Medium | B | 3 | 2027 | 5 | 3 | 3.2 | 26509 | 13579
Emergency Lighting | Illuminated Fire Exit Signage | Town KP | 1 | Urgent | B | 1 | 2025 | 5 | 1 | 2.2 | 6003 | 1477
Heat Emitters | Radiators - Steel | Town PB | 5 | Medium | B | 11 | 2035 | 5 | 3 | 3.2 | 26510 | 25306
Fire Safety Systems | Fire Extinguishers - Foam | Town PD | 4 | Urgent | B | 5 | 2029 | 5 | 1 | 2.2 | 6004 | 14412
Local Hot Water | Package Electric Water Heaters - Non-Drinking Water | Town OU | 1 | Medium | B | 1 | 2025 | 5 | 3 | 3.2 | 26511 | 8993
Heat Emitters | Electric Heaters | Town PG | 1 | Medium | B | 1 | 2025 | 5 | 3 | 3.2 | 26512 | 8994
Fire Safety Systems | Fire Extinguishers - CO2 | Town PB | 4 | Urgent | B | 9 | 2033 | 5 | 1 | 2.2 | 6005 | 21375
LV Distribution | Sub Distribution Board | Town PE | 1 | High | B | 1 | 2025 | 5 | 2 | 2.7 | 15083 | 4118
External Doors | Manual and Automatic Doors - Auto / Powered Sliding Doors | Town PG | 1 | High | B | 21 | 2045 | 5 | 2 | 2.7 | 15084 | 32660
General Lighting | General - LED fittings & Luminaires | Town PC | 30 | Medium | B | 16 | 2040 | 5 | 3 | 3.2 | 26513 | 29623
External Lighting | General - LED | Town OT | 3 | Medium | B | 11 | 2035 | 5 | 3 | 3.2 | 26514 | 25307
Roller Shutters | External Manual Roller Shutter | Town PG | 1 | High | B | 15 | 2039 | 5 | 2 | 2.7 | 15085 | 28207
Roller Shutters | External Electric Roller Shutter | Town OS | 1 | High | B | 1 | 2025 | 5 | 2 | 2.7 | 15086 | 4119
Local and Special Ventilation | Fan - Extract | Town JU | 1 | Medium | B | 14 | 2038 | 5 | 3 | 3.2 | 26515 | 27591
Emergency Lighting | Self Contained - LED | Town OW | 10 | Urgent | B | 22 | 2046 | 5 | 1 | 2.2 | 6006 | 32924
Emergency Lighting | Externally Powered - Non LED | Town KP | 5 | Urgent | B | 1 | 2025 | 5 | 1 | 2.2 | 6007 | 1478
Fire Safety Systems | Manual and Automatic Doors - Emergency and Panic Escape Doors | Town PG | 1 | Urgent | B | 25 | 2049 | 5 | 1 | 2.2 | 6008 | 33310
Local and Special Ventilation | Fan - Axial | Town OV | 1 | Medium | B | 1 | 2025 | 5 | 3 | 3.2 | 26516 | 8995
General Lighting | General - LED fittings & Luminaires | Town PA | 5 | Medium | B | 15 | 2039 | 5 | 3 | 3.2 | 26517 | 28451
Emergency Lighting | Illuminated Fire Exit Signage | Town OS | 1 | Urgent | B | 16 | 2040 | 5 | 1 | 2.2 | 6009 | 28852
External Lighting | General - LED | Town OU | 7 | Medium | B | 11 | 2035 | 5 | 3 | 3.2 | 26518 | 25308
Roller Shutters | External Manual Roller Shutter | Town OY | 1 | High | B | 1 | 2025 | 5 | 2 | 2.7 | 15087 | 4120
Fire Safety Systems | Fire Extinguishers - CO2 | Town PE | 4 | Urgent | B | 2 | 2026 | 5 | 1 | 2.2 | 6010 | 12641
Fire Safety Systems | Fire Extinguishers - Foam | Town PE | 4 | Urgent | B | 2 | 2026 | 5 | 1 | 2.2 | 6011 | 12642
Fire Safety Systems | Fire Alarm Panel / Repeater | Town DK | 1 | Urgent | C | 13 | 2037 | 4 | 1 | 1.9 | 677 | 26807
BMS | BMS Control Panel | Town OY | 1 | High | B | 6 | 2030 | 5 | 2 | 2.7 | 15088 | 17649
Local Hot Water | Instantaneous Electric Water Heater - Non-Drinking Water | Town PA | 1 | Medium | B | 5 | 2029 | 5 | 3 | 3.2 | 26519 | 15226
Fire Safety Systems | Fire Extinguishers - CO2 | Town OW | 1 | Urgent | B | 6 | 2030 | 5 | 1 | 2.2 | 6012 | 16571
Air Conditioning | Single-Split Evaporator - Split Systems/Heat Pumps - Air-cooled with Direct Expansion Evaporator (DX) | Town OT | 1 | Medium | B | 7 | 2031 | 5 | 3 | 3.2 | 26520 | 20001
LV Distribution | Sub Distribution Board | Town PF | 1 | High | CX | 1 | 2025 | 2 | 2 | 1.8 | 524 | 421
Roller Shutters | External Manual Roller Shutter | Town OU | 1 | High | B | 1 | 2025 | 5 | 2 | 2.7 | 15089 | 4121
Emergency Lighting | Illuminated Fire Exit Signage | Town OW | 5 | Urgent | B | 17 | 2041 | 5 | 1 | 2.2 | 6013 | 30135
External Lighting | General - Non LED | Town KP | 5 | Medium | B | 1 | 2025 | 5 | 3 | 3.2 | 26521 | 8996
Fire Safety Systems | Fire Extinguishers - Powder | Town OU | 1 | Urgent | B | 2 | 2026 | 5 | 1 | 2.2 | 6014 | 12643
Central Ventilation Systems | Fan - Extract | Town OS | 1 | Medium | B | 1 | 2025 | 5 | 3 | 3.2 | 26522 | 8997
Multi-System Controls | Control Panel - Electrical Services (excluding Electrical Controllers and Pneumatic Relays) | Town OS | 1 | Medium | B | 1 | 2025 | 5 | 3 | 3.2 | 26523 | 8998
Local and Special Ventilation | Fan - Kitchen Extract | Town OX | 1 | Low | CX | 1 | 2025 | 2 | 4 | 2.8 | 18353 | 5338
External Doors | Entrance Doors | Town OU | 1 | High | B | 1 | 2025 | 5 | 2 | 2.7 | 15090 | 4122
Local and Special Ventilation | Fan - Extract | Town OZ | 1 | Medium | B | 1 | 2025 | 5 | 3 | 3.2 | 26524 | 8999
Emergency Lighting | Self Contained - LED | Town OW | 5 | Urgent | B | 23 | 2047 | 5 | 1 | 2.2 | 6015 | 33110
Emergency Lighting | Illuminated Fire Exit Signage | Town OT | 6 | Urgent | B | 16 | 2040 | 5 | 1 | 2.2 | 6016 | 28853
LV Distribution | Sub Distribution Board | Town KP | 1 | High | B | 1 | 2025 | 5 | 2 | 2.7 | 15091 | 4123
Multi-System Controls | Control Panel - Electrical Services (excluding Electrical Controllers and Pneumatic Relays) | Town PE | 1 | Medium | B | 14 | 2038 | 5 | 3 | 3.2 | 26525 | 27592
Fire Safety Systems | Manual and Automatic Doors - Emergency and Panic Escape Doors | Town OY | 1 | Urgent | B | 21 | 2045 | 5 | 1 | 2.2 | 6017 | 32150
External Doors | Entrance Doors | Town OZ | 1 | High | B | 11 | 2035 | 5 | 2 | 2.7 | 15092 | 24512
Emergency Lighting | Illuminated Fire Exit Signage | Town OS | 7 | Urgent | B | 16 | 2040 | 5 | 1 | 2.2 | 6018 | 28854
Emergency Lighting | Externally Powered - Non LED | Town KP | 10 | Urgent | B | 1 | 2025 | 5 | 1 | 2.2 | 6019 | 1479
Heat Emitters | Electric Heaters | Town KP | 3 | Medium | B | 1 | 2025 | 5 | 3 | 3.2 | 26526 | 9000
Local and Special Ventilation | Fan - Kitchen Window / Wall Mounted | Town PG | 1 | Medium | CX | 1 | 2025 | 2 | 3 | 2.3 | 10221 | 2158
LV Distribution | Sub Distribution Board | Town PG | 1 | High | B | 10 | 2034 | 5 | 2 | 2.7 | 15093 | 22391
External Doors | Entrance Doors | Town KP | 1 | High | B | 11 | 2035 | 5 | 2 | 2.7 | 15094 | 24513
LV Distribution | Main Switch Panel at Supply Intake | Town PG | 1 | Medium | B | 1 | 2025 | 5 | 3 | 3.2 | 26527 | 9001
Fire Safety Systems | Manual and Automatic Doors - Emergency and Panic Escape Doors | Town PE | 1 | Urgent | B | 21 | 2045 | 5 | 1 | 2.2 | 6020 | 32151
Roller Shutters | External Window Shutters - Electric | Town OZ | 1 | Medium | B | 1 | 2025 | 5 | 3 | 3.2 | 26528 | 9002
Security Systems | Manual and Automatic Doors - High Security Door | Town OS | 1 | High | B | 11 | 2035 | 5 | 2 | 2.7 | 15095 | 24514
Fire Safety Systems | Fire Alarm System | Town PC | 1 | Urgent | B | 11 | 2035 | 5 | 1 | 2.2 | 6021 | 23717
Fire Safety Systems | Fire Extinguishers - Foam | Town OT | 5 | Urgent | B | 6 | 2030 | 5 | 1 | 2.2 | 6022 | 16572
Heat Emitters | Electric Heaters | Town PA | 1 | Medium | B | 1 | 2025 | 5 | 3 | 3.2 | 26529 | 9003
Fire Safety Systems | Fire Extinguishers - CO2 | Town OY | 1 | Urgent | B | 6 | 2030 | 5 | 1 | 2.2 | 6023 | 16573
Local and Special Ventilation | Fan - Kitchen Extract | Town OW | 1 | Low | CX | 1 | 2025 | 2 | 4 | 2.8 | 18354 | 5339
Fire Safety Systems | Manual and Automatic Doors - Emergency and Panic Escape Doors | Town OY | 1 | Urgent | B | 21 | 2045 | 5 | 1 | 2.2 | 6024 | 32152
Central Ventilation Systems | Fan - Extract | Town PE | 1 | Medium | B | 1 | 2025 | 5 | 3 | 3.2 | 26530 | 9004
Specialist Lighting | Illuminated External Signs | Town PB | 1 | Medium | B | 11 | 2035 | 5 | 3 | 3.2 | 26531 | 25309
Local Hot Water | Package Electric Water Heaters - Non-Drinking Water | Town OU | 1 | Medium | B | 1 | 2025 | 5 | 3 | 3.2 | 26532 | 9005
LV Distribution | Sub Distribution Board | Town OV | 1 | High | B | 18 | 2042 | 5 | 2 | 2.7 | 15096 | 30838
Central Ventilation Systems | Fan - General Ventilation | Town OY | 1 | Low | B | 1 | 2025 | 5 | 4 | 3.7 | 33194 | 12098
Fire Safety Systems | Manual and Automatic Doors - Emergency and Panic Escape Doors | Town OX | 1 | Urgent | B | 10 | 2034 | 5 | 1 | 2.2 | 6025 | 22084
Local and Special Ventilation | Fan - Extract | Town OU | 1 | Medium | B | 1 | 2025 | 5 | 3 | 3.2 | 26533 | 9006
General Lighting | General - LED fittings & Luminaires | Town OY | 6 | Medium | B | 6 | 2030 | 5 | 3 | 3.2 | 26534 | 18774
LV Distribution | Main Distribution Board | Town OX | 1 | High | B | 15 | 2039 | 5 | 2 | 2.7 | 15097 | 28208
LV Distribution | Main Distribution Board | Town OW | 1 | High | B | 1 | 2025 | 5 | 2 | 2.7 | 15098 | 4124
Fire Safety Systems | Fire Alarm System | Town OW | 1 | Urgent | B | 14 | 2038 | 5 | 1 | 2.2 | 6026 | 27374
Emergency Lighting | Self Contained - LED | Town OU | 9 | Urgent | B | 17 | 2041 | 5 | 1 | 2.2 | 6027 | 30136
General Lighting | General - LED fittings & Luminaires | Town OY | 110 | Medium | B | 16 | 2040 | 5 | 3 | 3.2 | 26535 | 29624
Fire Safety Systems | Fire Extinguishers - CO2 | Town PA | 1 | Urgent | B | 9 | 2033 | 5 | 1 | 2.2 | 6028 | 21376
Air Conditioning | Single-Split Condenser - Split Systems/Heat Pumps - Air-cooled with Direct Expansion Evaporator (DX) | Town PG | 1 | Medium | B | 5 | 2029 | 5 | 3 | 3.2 | 26536 | 15227
Local and Special Ventilation | Fan - Extract | Town OT | 1 | Medium | B | 1 | 2025 | 5 | 3 | 3.2 | 26537 | 9007
Central Ventilation Systems | Fan - General Ventilation | Town OW | 1 | Low | B | 2 | 2026 | 5 | 4 | 3.7 | 33195 | 13241
LV Distribution | Main Distribution Board | Town OX | 1 | High | B | 1 | 2025 | 5 | 2 | 2.7 | 15099 | 4125
LV Distribution | Main Distribution Board | Town JU | 1 | High | B | 16 | 2040 | 5 | 2 | 2.7 | 15100 | 29196
Local and Special Ventilation | Fan - Extract | Town OU | 1 | Medium | B | 1 | 2025 | 5 | 3 | 3.2 | 26538 | 9008
AHU - Internal | Central Heating - Gas Fired (Internally Sourced) | Town PE | 1 | Medium | B | 14 | 2038 | 5 | 3 | 3.2 | 26539 | 27593
Security Systems | Manual and Automatic Doors - High Security Door | Town PE | 1 | High | B | 21 | 2045 | 5 | 2 | 2.7 | 15101 | 32661
External Doors | Entrance Doors | Town OW | 1 | High | B | 22 | 2046 | 5 | 2 | 2.7 | 15102 | 33030
Local and Special Ventilation | Fan - Extract | Town OY | 1 | Medium | B | 1 | 2025 | 5 | 3 | 3.2 | 26540 | 9009
Fire Safety Systems | Fire Extinguishers - CO2 | Town OU | 2 | Urgent | B | 2 | 2026 | 5 | 1 | 2.2 | 6029 | 12644
Roller Shutters | Internal Electric Roller Shutter | Town PG | 1 | Medium | B | 11 | 2035 | 5 | 3 | 3.2 | 26541 | 25310
Local and Special Ventilation | Fan - Extract | Town OV | 1 | Medium | B | 1 | 2025 | 5 | 3 | 3.2 | 26542 | 9010
AHU - Internal | Central Heating & Cooling - Electric & DX | Town OX | 1 | Medium | B | 1 | 2025 | 5 | 3 | 3.2 | 26543 | 9011
Heat Emitters | Electric Heaters | Town OW | 4 | Medium | B | 7 | 2031 | 5 | 3 | 3.2 | 26544 | 20002
Central Ventilation Systems | Fan - General Ventilation | Town OW | 1 | Low | B | 2 | 2026 | 5 | 4 | 3.7 | 33196 | 13242
LV Distribution | Sub Distribution Board | Town OU | 1 | High | D | 1 | 2025 | 3 | 2 | 2.1 | 1201 | 818
BMS | BMS Control Panel | Town OS | 1 | High | B | 6 | 2030 | 5 | 2 | 2.7 | 15103 | 17650
Fire Safety Systems | Fire Extinguishers - Foam | Town OU | 3 | Urgent | B | 2 | 2026 | 5 | 1 | 2.2 | 6030 | 12645
Local Hot Water | Package Electric Water Heaters - Non-Drinking Water | Town PC | 1 | Medium | B | 10 | 2034 | 5 | 3 | 3.2 | 26545 | 22890
Roller Shutters | External Manual Roller Shutter | Town PG | 1 | High | B | 15 | 2039 | 5 | 2 | 2.7 | 15104 | 28209
General Lighting | General - LED fittings & Luminaires | Town PG | 17 | Medium | B | 10 | 2034 | 5 | 3 | 3.2 | 26546 | 22891
General Lighting | General - LED fittings & Luminaires | Town PA | 4 | Medium | B | 15 | 2039 | 5 | 3 | 3.2 | 26547 | 28452
Fire Safety Systems | Fire Extinguishers - Foam | Town PB | 2 | Urgent | B | 6 | 2030 | 5 | 1 | 2.2 | 6031 | 16574
Roller Shutters | Internal Electric Roller Shutter | Town KP | 1 | Medium | B | 1 | 2025 | 5 | 3 | 3.2 | 26548 | 9012
Local and Special Ventilation | Fan - Extract | Town PC | 1 | Medium | B | 1 | 2025 | 5 | 3 | 3.2 | 26549 | 9013
General Lighting | General - LED fittings & Luminaires | Town PA | 2 | Medium | B | 10 | 2034 | 5 | 3 | 3.2 | 26550 | 22892
Air Conditioning | Multi-Split Condenser - Split Systems/Heat Pumps - Air-cooled with Direct Expansion Evaporator (DX) | Town OU | 1 | Medium | B | 1 | 2025 | 5 | 3 | 3.2 | 26551 | 9014
Air Conditioning | Multi-Split Evaporator - Split Systems/Heat Pumps - Air-cooled with Direct Expansion Evaporator (DX) | Town OW | 1 | Medium | B | 2 | 2026 | 5 | 3 | 3.2 | 26552 | 13121
LV Distribution | Main Distribution Board | Town OX | 1 | High | B | 1 | 2025 | 5 | 2 | 2.7 | 15105 | 4126
Roller Shutters | External Manual Roller Shutter | Town PC | 1 | High | B | 5 | 2029 | 5 | 2 | 2.7 | 15106 | 14680
LV Distribution | Main Distribution Board | Town PB | 1 | High | B | 11 | 2035 | 5 | 2 | 2.7 | 15107 | 24515
Heat Emitters | Electric Overdoor Air Curtain/Heater | Town OS | 1 | Medium | B | 1 | 2025 | 5 | 3 | 3.2 | 26553 | 9015
LV Distribution | Sub Distribution Board | Town PD | 1 | High | B | 6 | 2030 | 5 | 2 | 2.7 | 15108 | 17651
Emergency Lighting | Illuminated Fire Exit Signage | Town PG | 6 | Urgent | B | 16 | 2040 | 5 | 1 | 2.2 | 6032 | 28855
Emergency Lighting | Self Contained - LED | Town OV | 7 | Urgent | B | 23 | 2047 | 5 | 1 | 2.2 | 6033 | 33111
Fire Safety Systems | Fire Extinguishers - CO2 | Town PA | 1 | Urgent | B | 8 | 2032 | 5 | 1 | 2.2 | 6034 | 20457
Heat Emitters | Gas Fired Unit Heaters | Town OY | 1 | Medium | B | 1 | 2025 | 5 | 3 | 3.2 | 26554 | 9016
Multi-System Controls | Control Panel - Electrical Services (excluding Electrical Controllers and Pneumatic Relays) | Town PM | 1 | Medium | B | 1 | 2025 | 5 | 3 | 3.2 | 26555 | 9017
Heat Emitters | Gas Fired Unit Heaters | Town PH | 1 | Medium | B | 8 | 2032 | 5 | 3 | 3.2 | 26556 | 21015
Fire Safety Systems | Fire Alarm System | Town KP | 1 | Urgent | B | 1 | 2025 | 5 | 1 | 2.2 | 6035 | 1480
Local and Special Ventilation | Fan - Extract | Town PM | 1 | Medium | B | 1 | 2025 | 5 | 3 | 3.2 | 26557 | 9018
Local and Special Ventilation | Fan - Extract | Town PM | 1 | Medium | B | 1 | 2025 | 5 | 3 | 3.2 | 26558 | 9019
Local Hot Water | Package Electric Water Heaters - Non-Drinking Water | Town OW | 1 | Medium | B | 9 | 2033 | 5 | 3 | 3.2 | 26559 | 21796
LV Distribution | Main Distribution Board | Town PJ | 1 | High | B | 1 | 2025 | 5 | 2 | 2.7 | 15109 | 4127
External Doors | Manual and Automatic Doors - Auto / Powered Sliding Doors | Town PS | 1 | High | B | 27 | 2051 | 5 | 2 | 2.7 | 15110 | 33574
Fire Safety Systems | Manual and Automatic Doors - Emergency and Panic Escape Doors | Town PK | 1 | Urgent | B | 15 | 2039 | 5 | 1 | 2.2 | 6036 | 27907
General Lighting | General - LED fittings & Luminaires | Town PS | 16 | Medium | C | 1 | 2025 | 4 | 3 | 2.9 | 18726 | 5615
LV Distribution | Sub Distribution Board | Town PI | 1 | High | B | 6 | 2030 | 5 | 2 | 2.7 | 15111 | 17652
External Doors | Entrance Doors | Town PN | 1 | High | B | 11 | 2035 | 5 | 2 | 2.7 | 15112 | 24516
Roller Shutters | Internal Electric Roller Shutter | Town PL | 1 | Medium | B | 17 | 2041 | 5 | 3 | 3.2 | 26560 | 30500
Roller Shutters | External Electric Roller Shutter | Town PI | 1 | High | B | 17 | 2041 | 5 | 2 | 2.7 | 15113 | 30343
Central Ventilation Systems | Fan - General Ventilation | Town PM | 1 | Low | B | 1 | 2025 | 5 | 4 | 3.7 | 33197 | 12099
Roller Shutters | External Manual Roller Shutter | Town PS | 1 | High | B | 1 | 2025 | 5 | 2 | 2.7 | 15114 | 4128
Central Heating | Pressurisation Unit - Gas/Oil Fired Heating System | Town PR | 1 | Low | B | 1 | 2025 | 5 | 4 | 3.7 | 33198 | 12100
LV Distribution | Main Distribution Board | Town PK | 1 | High | B | 1 | 2025 | 5 | 2 | 2.7 | 15115 | 4129
External Doors | Manual and Automatic Doors - Auto / Powered Sliding Doors | Town IC | 1 | High | B | 11 | 2035 | 5 | 2 | 2.7 | 15116 | 24517
External Lighting | General - LED | Town PP | 1 | Medium | B | 11 | 2035 | 5 | 3 | 3.2 | 26561 | 25311
Fire Safety Systems | Fire Extinguishers - CO2 | Town OW | 3 | Urgent | B | 6 | 2030 | 5 | 1 | 2.2 | 6037 | 16575
Heat Emitters | Electric Heaters | Town OW | 5 | Medium | B | 1 | 2025 | 5 | 3 | 3.2 | 26562 | 9020
Emergency Lighting | Self Contained - LED | Town PO | 13 | Urgent | B | 21 | 2045 | 5 | 1 | 2.2 | 6038 | 32153
Fire Safety Systems | Fire Extinguishers - Foam | Town KP | 1 | Urgent | B | 1 | 2025 | 5 | 1 | 2.2 | 6039 | 1481
Emergency Lighting | Self Contained - LED | Town PL | 10 | Urgent | B | 20 | 2044 | 5 | 1 | 2.2 | 6040 | 31495
Emergency Lighting | Illuminated Fire Exit Signage | Town PI | 4 | Urgent | B | 12 | 2036 | 5 | 1 | 2.2 | 6041 | 26043
External Lighting | General - LED | Town PN | 1 | Medium | A | 13 | 2037 | 6 | 3 | 3.5 | 32553 | 27293
Heat Emitters | Electric Heaters | Town PL | 5 | Medium | B | 1 | 2025 | 5 | 3 | 3.2 | 26563 | 9021
Heat Emitters | Radiators - Steel | Town IC | 3 | Medium | B | 1 | 2025 | 5 | 3 | 3.2 | 26564 | 9022
Fire Safety Systems | Fire Extinguishers - CO2 | Town PL | 2 | Urgent | B | 2 | 2026 | 5 | 1 | 2.2 | 6042 | 12646
Fire Safety Systems | Fire Extinguishers - Foam | Town PS | 3 | Urgent | B | 2 | 2026 | 5 | 1 | 2.2 | 6043 | 12647
Air Conditioning | Multi-Split Evaporator - Split Systems/Heat Pumps - Air-cooled with Direct Expansion Evaporator (DX) | Town PK | 1 | Medium | B | 10 | 2034 | 5 | 3 | 3.2 | 26565 | 22893
Emergency Lighting | Self Contained - LED | Town PI | 7 | Urgent | B | 17 | 2041 | 5 | 1 | 2.2 | 6044 | 30137
Emergency Lighting | Illuminated Fire Exit Signage | Town KQ | 4 | Urgent | B | 17 | 2041 | 5 | 1 | 2.2 | 6045 | 30138
Air Conditioning | Multi-Split Evaporator - Split Systems/Heat Pumps - Air-cooled with Direct Expansion Evaporator (DX) | Town PK | 1 | Medium | B | 10 | 2034 | 5 | 3 | 3.2 | 26566 | 22894
LV Distribution | Sub Distribution Board | Town PI | 1 | High | B | 10 | 2034 | 5 | 2 | 2.7 | 15117 | 22392
Emergency Lighting | Self Contained - LED | Town PS | 4 | Urgent | B | 20 | 2044 | 5 | 1 | 2.2 | 6046 | 31496
Emergency Lighting | Self Contained - LED | Town PK | 13 | Urgent | B | 22 | 2046 | 5 | 1 | 2.2 | 6047 | 32925
Fire Safety Systems | Fire Extinguishers - Foam | Town FK | 5 | Urgent | B | 6 | 2030 | 5 | 1 | 2.2 | 6048 | 16576
Heat Emitters | Gas Fired Radiant Heaters | Town PI | 1 | Medium | B | 1 | 2025 | 5 | 3 | 3.2 | 26567 | 9023
Roller Shutters | External Manual Roller Shutter | Town PI | 1 | High | B | 21 | 2045 | 5 | 2 | 2.7 | 15118 | 32662
Heat Emitters | Radiators - Steel | Town PN | 3 | Medium | B | 10 | 2034 | 5 | 3 | 3.2 | 26568 | 22895
Emergency Lighting | Self Contained - LED | Town PL | 2 | Urgent | B | 17 | 2041 | 5 | 1 | 2.2 | 6049 | 30139
Fire Safety Systems | Manual and Automatic Doors - Emergency and Panic Escape Doors | Town PP | 1 | Urgent | B | 11 | 2035 | 5 | 1 | 2.2 | 6050 | 23718
Central Heating & Cooling | Fan - Bifurcated | Town PK | 1 | Medium | B | 1 | 2025 | 5 | 3 | 3.2 | 26569 | 9024
Heat Emitters | Electric Heaters | Town PO | 3 | Medium | B | 4 | 2028 | 5 | 3 | 3.2 | 26570 | 14140
General Lighting | General - LED fittings & Luminaires | Town PO | 2 | Medium | B | 2 | 2026 | 5 | 3 | 3.2 | 26571 | 13122
Roller Shutters | External Electric Roller Shutter | Town PI | 1 | High | B | 17 | 2041 | 5 | 2 | 2.7 | 15119 | 30344
Fire Safety Systems | Fire Extinguishers - CO2 | Town PN | 2 | Urgent | B | 6 | 2030 | 5 | 1 | 2.2 | 6051 | 16577
Emergency Lighting | Externally Powered - Non LED | Town IC | 3 | Urgent | B | 1 | 2025 | 5 | 1 | 2.2 | 6052 | 1482
General Lighting | General - LED fittings & Luminaires | Town PM | 8 | Medium | B | 6 | 2030 | 5 | 3 | 3.2 | 26572 | 18775
Roller Shutters | External Manual Roller Shutter | Town PL | 1 | High | B | 11 | 2035 | 5 | 2 | 2.7 | 15120 | 24518
Fire Safety Systems | Fire Extinguishers - Foam | Town PP | 5 | Urgent | B | 6 | 2030 | 5 | 1 | 2.2 | 6053 | 16578
Emergency Lighting | Illuminated Fire Exit Signage | Town PR | 3 | Urgent | B | 16 | 2040 | 5 | 1 | 2.2 | 6054 | 28856
Access Control | Door Lock / Keypad / Manual | Town PO | 1 | Medium | D | 8 | 2032 | 3 | 3 | 2.6 | 11153 | 20668
Roller Shutters | External Manual Roller Shutter | Town PK | 1 | High | B | 5 | 2029 | 5 | 2 | 2.7 | 15121 | 14681
Heat Emitters | Gas Fired Unit Heaters | Town FK | 1 | Medium | B | 1 | 2025 | 5 | 3 | 3.2 | 26573 | 9025
Local and Special Ventilation | Fan - Window / Wall Mounted | Town PO | 1 | Medium | B | 11 | 2035 | 5 | 3 | 3.2 | 26574 | 25312
Emergency Lighting | Illuminated Fire Exit Signage | Town IC | 1 | Urgent | B | 1 | 2025 | 5 | 1 | 2.2 | 6055 | 1483
Heat Emitters | Electric Heaters | Town PI | 1 | Medium | B | 1 | 2025 | 5 | 3 | 3.2 | 26575 | 9026
LV Distribution | Sub Distribution Board | Town PL | 1 | High | B | 6 | 2030 | 5 | 2 | 2.7 | 15122 | 17653
Heat Emitters | Gas Fired Natural and Fan Assisted Heaters | Town PI | 1 | Medium | B | 7 | 2031 | 5 | 3 | 3.2 | 26576 | 20003
Heat Emitters | Gas Fired Radiant Heaters | Town PI | 1 | Medium | B | 1 | 2025 | 5 | 3 | 3.2 | 26577 | 9027
Fire Safety Systems | Fire Extinguishers - Powder | Town PS | 1 | Urgent | B | 2 | 2026 | 5 | 1 | 2.2 | 6056 | 12648
Fire Safety Systems | Fire Extinguishers - Foam | Town PI | 1 | Urgent | B | 2 | 2026 | 5 | 1 | 2.2 | 6057 | 12649
Heat Emitters | Gas Fired Unit Heaters | Town KP | 1 | Medium | B | 1 | 2025 | 5 | 3 | 3.2 | 26578 | 9028
General Lighting | General - LED fittings & Luminaires | Town PI | 35 | Medium | B | 1 | 2025 | 5 | 3 | 3.2 | 26579 | 9029
General Lighting | General - LED fittings & Luminaires | Town PS | 33 | Medium | C | 1 | 2025 | 4 | 3 | 2.9 | 18727 | 5616
Emergency Lighting | Self Contained - LED | Town PP | 6 | Urgent | B | 21 | 2045 | 5 | 1 | 2.2 | 6058 | 32154
Air Conditioning | Multi-Split Condenser - Split Systems/Heat Pumps - Air-cooled with Direct Expansion Evaporator (DX) | Town PK | 1 | Medium | B | 10 | 2034 | 5 | 3 | 3.2 | 26580 | 22896
Local and Special Ventilation | Fan - Window / Wall Mounted | Town PP | 1 | Medium | B | 1 | 2025 | 5 | 3 | 3.2 | 26581 | 9030
Emergency Lighting | Self Contained - LED | Town PR | 2 | Urgent | B | 21 | 2045 | 5 | 1 | 2.2 | 6059 | 32155
Heat Emitters | Electric Heaters | Town PI | 3 | Medium | B | 1 | 2025 | 5 | 3 | 3.2 | 26582 | 9031
Air Conditioning | Single-Split Condenser - Split Systems/Heat Pumps - Air-cooled with Direct Expansion Evaporator (DX) | Town PI | 1 | Medium | B | 11 | 2035 | 5 | 3 | 3.2 | 26583 | 25313
Central Ventilation Systems | Fan - General Ventilation | Town PN | 1 | Low | B | 1 | 2025 | 5 | 4 | 3.7 | 33199 | 12101
Central Ventilation Systems | Fan - General Ventilation | Town PM | 1 | Low | B | 1 | 2025 | 5 | 4 | 3.7 | 33200 | 12102
External Doors | Manual and Automatic Doors - Auto / Powered Sliding Doors | Town PI | 1 | High | B | 27 | 2051 | 5 | 2 | 2.7 | 15123 | 33575
Boiler | Atmospheric Gas Burner/Condensing Combination Boiler (domestic type) | Town PK | 1 | High | B | 4 | 2028 | 5 | 2 | 2.7 | 15124 | 13967
Fire Safety Systems | Fire Extinguishers - Foam | Town PR | 3 | Urgent | B | 6 | 2030 | 5 | 1 | 2.2 | 6060 | 16579
Fire Safety Systems | Fire Extinguishers - Foam | Town FK | 3 | Urgent | B | 6 | 2030 | 5 | 1 | 2.2 | 6061 | 16580
Access Control | Gate Access - Local Lock / Keypad / Manual (External) | Town PI | 1 | Medium | B | 1 | 2025 | 5 | 3 | 3.2 | 26584 | 9032
Access Control | Gate Access - Local Lock / Keypad / Manual (External) | Town PI | 1 | Medium | B | 7 | 2031 | 5 | 3 | 3.2 | 26585 | 20004
Specialist Lighting | Illuminated External Signs | Town PR | 1 | Medium | B | 6 | 2030 | 5 | 3 | 3.2 | 26586 | 18776
External Lighting | General - Non LED | Town PS | 1 | Medium | B | 1 | 2025 | 5 | 3 | 3.2 | 26587 | 9033
Local and Special Ventilation | Fan - Kitchen Extract | Town OW | 1 | Low | B | 10 | 2034 | 5 | 4 | 3.7 | 33201 | 23219
Roller Shutters | External Manual Roller Shutter | Town PR | 1 | High | B | 11 | 2035 | 5 | 2 | 2.7 | 15125 | 24519
Emergency Lighting | Illuminated Fire Exit Signage | Town PL | 1 | Urgent | B | 12 | 2036 | 5 | 1 | 2.2 | 6062 | 26044
Access Control | Door Lock / Keypad / Manual | Town FK | 1 | Medium | B | 11 | 2035 | 5 | 3 | 3.2 | 26588 | 25314
Heat Emitters | Electric Heaters | Town KQ | 1 | Medium | B | 5 | 2029 | 5 | 3 | 3.2 | 26589 | 15228
Heat Emitters | Gas Fired Unit Heaters | Town PO | 1 | Medium | B | 7 | 2031 | 5 | 3 | 3.2 | 26590 | 20005
Emergency Lighting | Self Contained - Non LED | Town FK | 3 | Urgent | B | 5 | 2029 | 5 | 1 | 2.2 | 6063 | 14413
Heat Emitters | Radiators - Steel | Town PM | 3 | Medium | B | 6 | 2030 | 5 | 3 | 3.2 | 26591 | 18777
Roller Shutters | External Manual Roller Shutter | Town PI | 1 | High | B | 11 | 2035 | 5 | 2 | 2.7 | 15126 | 24520
Fire Safety Systems | Manual and Automatic Doors - Emergency and Panic Escape Doors | Town PL | 1 | Urgent | B | 11 | 2035 | 5 | 1 | 2.2 | 6064 | 23719
Fire Safety Systems | Fire Extinguishers - Foam | Town PS | 4 | Urgent | B | 2 | 2026 | 5 | 1 | 2.2 | 6065 | 12650
Roller Shutters | External Electric Roller Shutter | Town PS | 1 | High | B | 11 | 2035 | 5 | 2 | 2.7 | 15127 | 24521
External Doors | Manual and Automatic Doors - Auto / Powered Sliding Doors | Town PO | 1 | High | B | 27 | 2051 | 5 | 2 | 2.7 | 15128 | 33576
Local and Special Ventilation | Fan - Extract | Town PS | 1 | Medium | CX | 1 | 2025 | 2 | 3 | 2.3 | 10222 | 2159
General Lighting | General - LED fittings & Luminaires | Town PP | 2 | Medium | B | 1 | 2025 | 5 | 3 | 3.2 | 26592 | 9034
Fire Safety Systems | Fire Extinguishers - CO2 | Town PL | 5 | Urgent | B | 2 | 2026 | 5 | 1 | 2.2 | 6066 | 12651
Central Ventilation Systems | Fan - General Ventilation | Town PQ | 1 | Low | B | 1 | 2025 | 5 | 4 | 3.7 | 33202 | 12103
Roller Shutters | External Manual Roller Shutter | Town PL | 1 | High | B | 1 | 2025 | 5 | 2 | 2.7 | 15129 | 4130
Fire Safety Systems | Fire Extinguishers - CO2 | Town PH | 1 | Urgent | B | 6 | 2030 | 5 | 1 | 2.2 | 6067 | 16581
Emergency Lighting | Illuminated Fire Exit Signage | Town PK | 3 | Urgent | B | 16 | 2040 | 5 | 1 | 2.2 | 6068 | 28857
Emergency Lighting | Illuminated Fire Exit Signage | Town PL | 7 | Urgent | B | 12 | 2036 | 5 | 1 | 2.2 | 6069 | 26045
Emergency Lighting | Self Contained - LED | Town FK | 5 | Urgent | B | 21 | 2045 | 5 | 1 | 2.2 | 6070 | 32156
Emergency Lighting | Illuminated Fire Exit Signage | Town PI | 1 | Urgent | B | 12 | 2036 | 5 | 1 | 2.2 | 6071 | 26046
Access Control | Door Lock / Keypad / Manual | Town PS | 1 | Medium | B | 7 | 2031 | 5 | 3 | 3.2 | 26593 | 20006
General Lighting | General - LED fittings & Luminaires | Town PL | 30 | Medium | B | 12 | 2036 | 5 | 3 | 3.2 | 26594 | 26584
External Lighting | General - Non LED | Town PL | 15 | Medium | B | 1 | 2025 | 5 | 3 | 3.2 | 26595 | 9035
Fire Safety Systems | Fire Extinguishers - CO2 | Town KQ | 4 | Urgent | B | 6 | 2030 | 5 | 1 | 2.2 | 6072 | 16582
Fire Safety Systems | Fire Extinguishers - CO2 | Town PH | 2 | Urgent | B | 6 | 2030 | 5 | 1 | 2.2 | 6073 | 16583
Fire Safety Systems | Fire Extinguishers - Foam | Town PS | 3 | Urgent | B | 2 | 2026 | 5 | 1 | 2.2 | 6074 | 12652
Fire Safety Systems | Fire Extinguishers - CO2 | Town PI | 2 | Urgent | B | 2 | 2026 | 5 | 1 | 2.2 | 6075 | 12653
General Lighting | General - LED fittings & Luminaires | Town IC | 18 | Medium | B | 1 | 2025 | 5 | 3 | 3.2 | 26596 | 9036
Air Conditioning | Multi-Split Condenser - Split Systems/Heat Pumps - Air-cooled with Direct Expansion Evaporator (DX) | Town PK | 1 | Medium | B | 10 | 2034 | 5 | 3 | 3.2 | 26597 | 22897
LV Distribution | Main Distribution Board | Town OW | 1 | High | B | 1 | 2025 | 5 | 2 | 2.7 | 15130 | 4131
Local Hot Water | Package Electric Water Heaters - Non-Drinking Water | Town PN | 1 | Medium | B | 5 | 2029 | 5 | 3 | 3.2 | 26598 | 15229
Local and Special Ventilation | Fan - Extract | Town PL | 1 | Medium | B | 7 | 2031 | 5 | 3 | 3.2 | 26599 | 20007
Local and Special Ventilation | Fan - Window / Wall Mounted | Town PO | 1 | Medium | B | 11 | 2035 | 5 | 3 | 3.2 | 26600 | 25315
Local and Special Ventilation | Fan - Window / Wall Mounted | Town PO | 1 | Medium | B | 5 | 2029 | 5 | 3 | 3.2 | 26601 | 15230
Local and Special Ventilation | Fan - Kitchen Extract | Town OW | 1 | Low | B | 10 | 2034 | 5 | 4 | 3.7 | 33203 | 23220
Air Conditioning | Single-Split Evaporator - Split Systems/Heat Pumps - Air-cooled with Direct Expansion Evaporator (DX) | Town PO | 1 | Medium | B | 13 | 2037 | 5 | 3 | 3.2 | 26602 | 27160
Fire Safety Systems | Fire Extinguishers - CO2 | Town PL | 4 | Urgent | B | 2 | 2026 | 5 | 1 | 2.2 | 6076 | 12654
AHU - Internal | Central Air Conditioning - Gas Fired | Town PM | 1 | Medium | B | 1 | 2025 | 5 | 3 | 3.2 | 26603 | 9037
Air Conditioning | Single-Split Condenser - Split Systems/Heat Pumps - Air-cooled with Direct Expansion Evaporator (DX) | Town PO | 1 | Medium | B | 12 | 2036 | 5 | 3 | 3.2 | 26604 | 26585
Roller Shutters | External Manual Roller Shutter | Town PH | 1 | High | B | 1 | 2025 | 5 | 2 | 2.7 | 15131 | 4132
External Doors | Manual and Automatic Doors - Auto / Powered Sliding Doors | Town OW | 1 | High | B | 25 | 2049 | 5 | 2 | 2.7 | 15132 | 33405
LV Distribution | Sub Distribution Board | Town PS | 1 | High | B | 1 | 2025 | 5 | 2 | 2.7 | 15133 | 4133
LV Distribution | Sub Distribution Board | Town PS | 1 | High | B | 1 | 2025 | 5 | 2 | 2.7 | 15134 | 4134
Fire Safety Systems | Manual and Automatic Doors - Emergency and Panic Escape Doors | Town PR | 1 | Urgent | B | 21 | 2045 | 5 | 1 | 2.2 | 6077 | 32157
Local and Special Ventilation | Fan - Extract | Town PL | 1 | Medium | B | 1 | 2025 | 5 | 3 | 3.2 | 26605 | 9038
Local and Special Ventilation | Fan - Extract | Town PS | 1 | Medium | CX | 1 | 2025 | 2 | 3 | 2.3 | 10223 | 2160
Roller Shutters | External Manual Roller Shutter | Town PM | 1 | High | B | 1 | 2025 | 5 | 2 | 2.7 | 15135 | 4135
Fire Safety Systems | Fire Extinguishers - CO2 | Town PI | 1 | Urgent | B | 2 | 2026 | 5 | 1 | 2.2 | 6078 | 12655
Fire Safety Systems | Manual and Automatic Doors - Emergency and Panic Escape Doors | Town PR | 1 | Urgent | B | 11 | 2035 | 5 | 1 | 2.2 | 6079 | 23720
Roller Shutters | External Manual Roller Shutter | Town PM | 1 | High | B | 1 | 2025 | 5 | 2 | 2.7 | 15136 | 4136
Fire Safety Systems | Fire Extinguishers - Foam | Town KQ | 2 | Urgent | B | 6 | 2030 | 5 | 1 | 2.2 | 6080 | 16584
Local Hot Water | Instantaneous Electric Water Heater - Non-Drinking Water | Town OW | 1 | Medium | B | 10 | 2034 | 5 | 3 | 3.2 | 26606 | 22898
General Lighting | General - LED fittings & Luminaires | Town PI | 13 | Medium | B | 6 | 2030 | 5 | 3 | 3.2 | 26607 | 18778
Heat Emitters | Gas Fired Natural and Fan Assisted Heaters | Town PL | 1 | Medium | B | 7 | 2031 | 5 | 3 | 3.2 | 26608 | 20008
LV Distribution | Sub Distribution Board | Town KQ | 1 | High | B | 1 | 2025 | 5 | 2 | 2.7 | 15137 | 4137
Roller Shutters | External Manual Roller Shutter | Town PI | 1 | High | B | 1 | 2025 | 5 | 2 | 2.7 | 15138 | 4138
Local Hot Water | Package Electric Water Heaters - Non-Drinking Water | Town PI | 1 | Medium | B | 7 | 2031 | 5 | 3 | 3.2 | 26609 | 20009
Fire Safety Systems | Manual and Automatic Doors - Emergency and Panic Escape Doors | Town OW | 1 | Urgent | B | 15 | 2039 | 5 | 1 | 2.2 | 6081 | 27908
Fire Safety Systems | Fire Alarm System | Town PJ | 1 | Urgent | B | 7 | 2031 | 5 | 1 | 2.2 | 6082 | 19372
Heat Emitters | Gas Fired Natural and Fan Assisted Heaters | Town PL | 1 | Medium | B | 1 | 2025 | 5 | 3 | 3.2 | 26610 | 9039
Heat Emitters | Gas Fired Radiant Heaters | Town PI | 1 | Medium | B | 2 | 2026 | 5 | 3 | 3.2 | 26611 | 13123
Central Heating & Cooling | Fan - Bifurcated | Town PJ | 1 | Medium | B | 1 | 2025 | 5 | 3 | 3.2 | 26612 | 9040
Local and Special Ventilation | Fan - Kitchen Extract | Town PN | 1 | Low | B | 5 | 2029 | 5 | 4 | 3.7 | 33204 | 15642
External Doors | Entrance Doors | Town KP | 1 | High | B | 11 | 2035 | 5 | 2 | 2.7 | 15139 | 24522
Fire Safety Systems | Fire Alarm Panel / Repeater | Town FK | 1 | Urgent | B | 10 | 2034 | 5 | 1 | 2.2 | 6083 | 22085
LV Distribution | Main Distribution Board | Town OW | 1 | High | B | 1 | 2025 | 5 | 2 | 2.7 | 15140 | 4139
Fire Safety Systems | Manual and Automatic Doors - Emergency and Panic Escape Doors | Town PO | 1 | Urgent | B | 21 | 2045 | 5 | 1 | 2.2 | 6084 | 32158
BMS | BMS Control Panel | Town PK | 1 | High | A | 9 | 2033 | 6 | 2 | 3 | 19571 | 21663
Roller Shutters | External Electric Roller Shutter | Town KQ | 1 | High | B | 12 | 2036 | 5 | 2 | 2.7 | 15141 | 26200
Access Control | Door Lock / Keypad / Manual | Town OW | 1 | Medium | B | 13 | 2037 | 5 | 3 | 3.2 | 26613 | 27161
Fire Safety Systems | Fire Blanket | Town PP | 1 | Urgent | B | 4 | 2028 | 5 | 1 | 2.2 | 6085 | 13836
Fire Safety Systems | Fire Dampers - Fusible Link | Town PL | 1 | Urgent | B | 7 | 2031 | 5 | 1 | 2.2 | 6086 | 19373
External Doors | Manual and Automatic Doors - Auto / Powered Sliding Doors | Town PJ | 1 | High | B | 23 | 2047 | 5 | 2 | 2.7 | 15142 | 33206
General Lighting | General - LED fittings & Luminaires | Town PI | 9 | Medium | B | 1 | 2025 | 5 | 3 | 3.2 | 26614 | 9041
Local Hot Water | Package Electric Water Heaters - Non-Drinking Water | Town PS | 1 | Medium | B | 1 | 2025 | 5 | 3 | 3.2 | 26615 | 9042
Roller Shutters | External Manual Roller Shutter | Town PL | 1 | High | B | 1 | 2025 | 5 | 2 | 2.7 | 15143 | 4140
Local Hot Water | Instantaneous Electric Water Heater - Non-Drinking Water | Town PI | 1 | Medium | B | 7 | 2031 | 5 | 3 | 3.2 | 26616 | 20010
Central Ventilation Systems | Fan - General Ventilation | Town PM | 1 | Low | B | 1 | 2025 | 5 | 4 | 3.7 | 33205 | 12104
Roller Shutters | External Manual Roller Shutter | Town PI | 1 | High | B | 1 | 2025 | 5 | 2 | 2.7 | 15144 | 4141
Local and Special Ventilation | Fan - Kitchen Extract | Town OW | 1 | Low | B | 5 | 2029 | 5 | 4 | 3.7 | 33206 | 15643
Heat Emitters | Electric Heaters | Town FK | 2 | Medium | B | 1 | 2025 | 5 | 3 | 3.2 | 26617 | 9043
AHU - Internal | Central Heating & Cooling - Electric & DX | Town IC | 1 | Medium | B | 1 | 2025 | 5 | 3 | 3.2 | 26618 | 9044
Multi-System Controls | Motor Control Centre | Town OW | 1 | Low | B | 1 | 2025 | 5 | 4 | 3.7 | 33207 | 12105
External Doors | Entrance Doors | Town KQ | 1 | High | B | 22 | 2046 | 5 | 2 | 2.7 | 15145 | 33031
LV Distribution | Sub Distribution Board | Town PL | 1 | High | B | 1 | 2025 | 5 | 2 | 2.7 | 15146 | 4142
Heat Emitters | Gas Fired Unit Heaters | Town PO | 1 | Medium | B | 7 | 2031 | 5 | 3 | 3.2 | 26619 | 20011
Local Hot Water | Package Electric Water Heaters - Non-Drinking Water | Town PL | 1 | Medium | B | 10 | 2034 | 5 | 3 | 3.2 | 26620 | 22899
BMS | BMS Control Panel | Town KQ | 1 | High | A | 9 | 2033 | 6 | 2 | 3 | 19572 | 21664
Local and Special Ventilation | Fan - Extract | Town PI | 1 | Medium | CX | 1 | 2025 | 2 | 3 | 2.3 | 10224 | 2161
External Doors | Entrance Doors | Town PL | 1 | High | B | 11 | 2035 | 5 | 2 | 2.7 | 15147 | 24523
Local Hot Water | Package Electric Water Heaters - Non-Drinking Water | Town PI | 1 | Medium | B | 4 | 2028 | 5 | 3 | 3.2 | 26621 | 14141
Roller Shutters | External Window Shutters - Electric | Town PI | 1 | Medium | B | 6 | 2030 | 5 | 3 | 3.2 | 26622 | 18779
General Lighting | General - LED fittings & Luminaires | Town PK | 128 | Medium | B | 17 | 2041 | 5 | 3 | 3.2 | 26623 | 30501
Emergency Lighting | Self Contained - Non LED | Town PO | 14 | Urgent | B | 7 | 2031 | 5 | 1 | 2.2 | 6087 | 19374
AHU - Internal | Central Air Conditioning - Gas Fired | Town KQ | 1 | Medium | B | 7 | 2031 | 5 | 3 | 3.2 | 26624 | 20012
Fire Safety Systems | Manual and Automatic Doors - Emergency and Panic Escape Doors | Town PO | 1 | Urgent | B | 14 | 2038 | 5 | 1 | 2.2 | 6088 | 27375
Local and Special Ventilation | Fan - Window / Wall Mounted | Town PO | 1 | Medium | B | 13 | 2037 | 5 | 3 | 3.2 | 26625 | 27162
LV Distribution | Sub Distribution Board | Town IC | 1 | High | B | 1 | 2025 | 5 | 2 | 2.7 | 15148 | 4143
Fire Safety Systems | Manual and Automatic Doors - Emergency and Panic Escape Doors | Town KP | 1 | Urgent | B | 1 | 2025 | 5 | 1 | 2.2 | 6089 | 1484
Fire Safety Systems | Fire Extinguishers - Foam | Town PR | 1 | Urgent | B | 6 | 2030 | 5 | 1 | 2.2 | 6090 | 16585
Heat Emitters | Electric Heaters | Town PI | 1 | Medium | B | 3 | 2027 | 5 | 3 | 3.2 | 26626 | 13580
Roller Shutters | Internal Electric Roller Shutter | Town OW | 1 | Medium | B | 10 | 2034 | 5 | 3 | 3.2 | 26627 | 22900
External Doors | Manual and Automatic Doors - Auto / Powered Sliding Doors | Town PR | 1 | High | B | 26 | 2050 | 5 | 2 | 2.7 | 15149 | 33505
Roller Shutters | External Electric Roller Shutter | Town PS | 1 | High | B | 11 | 2035 | 5 | 2 | 2.7 | 15150 | 24524
LV Distribution | Sub Distribution Board | Town PI | 1 | High | B | 12 | 2036 | 5 | 2 | 2.7 | 15151 | 26201
Roller Shutters | External Manual Roller Shutter | Town PL | 1 | High | B | 11 | 2035 | 5 | 2 | 2.7 | 15152 | 24525
Local Hot Water | Electric Water Heater - Drinking Water - Non-Pressurised | Town PR | 1 | Medium | B | 8 | 2032 | 5 | 3 | 3.2 | 26628 | 21016
Fire Safety Systems | Fire Alarm Panel / Repeater | Town PS | 1 | Urgent | B | 7 | 2031 | 5 | 1 | 2.2 | 6091 | 19375
External Lighting | General - LED | Town PI | 1 | Medium | B | 10 | 2034 | 5 | 3 | 3.2 | 26629 | 22901
Air Conditioning | Multi-Split Condenser - Split Systems/Heat Pumps - Air-cooled with Direct Expansion Evaporator (DX) | Town PK | 1 | Medium | B | 10 | 2034 | 5 | 3 | 3.2 | 26630 | 22902
Air Conditioning | Single-Split Condenser - Split Systems/Heat Pumps - Air-cooled with Direct Expansion Evaporator (DX) | Town FK | 1 | Medium | B | 12 | 2036 | 5 | 3 | 3.2 | 26631 | 26586
Fire Safety Systems | Smoke vents - Smoke Relief-Natural Ventilators | Town PL | 1 | Urgent | B | 6 | 2030 | 5 | 1 | 2.2 | 6092 | 16586
Air Conditioning | Multi-Split Condenser - Split Systems/Heat Pumps - Air-cooled with Direct Expansion Evaporator (DX) | Town PI | 1 | Medium | B | 11 | 2035 | 5 | 3 | 3.2 | 26632 | 25316
External Doors | Entrance Doors | Town PN | 1 | High | B | 11 | 2035 | 5 | 2 | 2.7 | 15153 | 24526
Fire Safety Systems | Manual and Automatic Doors - Emergency and Panic Escape Doors | Town OW | 1 | Urgent | B | 15 | 2039 | 5 | 1 | 2.2 | 6093 | 27909
AHU - Internal | Central Air Conditioning - Gas Fired | Town PW | 1 | Medium | B | 6 | 2030 | 5 | 3 | 3.2 | 26633 | 18780
Roller Shutters | Internal Electric Roller Shutter | Town PX | 1 | Medium | B | 7 | 2031 | 5 | 3 | 3.2 | 26634 | 20013
Fire Safety Systems | Fire Alarm System | Town KB | 1 | Urgent | B | 11 | 2035 | 5 | 1 | 2.2 | 6094 | 23721
Fire Safety Systems | Automatic Fire Dampers | Town PX | 1 | Urgent | D | 1 | 2025 | 3 | 1 | 1.6 | 447 | 380
Access Control | Door Lock / Keypad / Manual | Town PW | 1 | Medium | D | 7 | 2031 | 3 | 3 | 2.6 | 11154 | 19553
Air Conditioning | Multi-Split Condenser - DX Split Systems (With Gas, Electric or Hot Water Heaters) | Town PT | 1 | Medium | B | 1 | 2025 | 5 | 3 | 3.2 | 26635 | 9045
AHU - Internal | Central Air Conditioning - Gas Fired | Town PT | 1 | Medium | B | 1 | 2025 | 5 | 3 | 3.2 | 26636 | 9046
LV Distribution | Main Distribution Board | Town PJ | 1 | High | B | 6 | 2030 | 5 | 2 | 2.7 | 15154 | 17654
Boiler | Electric Boilers | Town PJ | 1 | Medium | B | 6 | 2030 | 5 | 3 | 3.2 | 26637 | 18781
Air Conditioning | Single-Split Condenser - Split Systems/Heat Pumps - Air-cooled with Direct Expansion Evaporator (DX) | Town FJ | 1 | Medium | B | 1 | 2025 | 5 | 3 | 3.2 | 26638 | 9047
Local and Special Ventilation | Fan - Window / Wall Mounted | Town QJ | 1 | Medium | B | 10 | 2034 | 5 | 3 | 3.2 | 26639 | 22903
Fire Safety Systems | Manual and Automatic Doors - Emergency and Panic Escape Doors | Town PW | 1 | Urgent | B | 11 | 2035 | 5 | 1 | 2.2 | 6095 | 23722
Roller Shutters | External Manual Roller Shutter | Town QE | 1 | High | B | 5 | 2029 | 5 | 2 | 2.7 | 15155 | 14682
Roller Shutters | External Manual Roller Shutter | Town PJ | 1 | High | B | 10 | 2034 | 5 | 2 | 2.7 | 15156 | 22393
Roller Shutters | External Electric Roller Shutter | Town PJ | 1 | High | B | 10 | 2034 | 5 | 2 | 2.7 | 15157 | 22394
Central Ventilation Systems | Fan - Extract | Town KB | 1 | Medium | B | 1 | 2025 | 5 | 3 | 3.2 | 26640 | 9048
Air Conditioning | Single-Split Evaporator - Split Systems/Heat Pumps - Air-cooled with Direct Expansion Evaporator (DX) | Town QC | 1 | Medium | B | 1 | 2025 | 5 | 3 | 3.2 | 26641 | 9049
Roller Shutters | External Manual Roller Shutter | Town PW | 1 | High | B | 11 | 2035 | 5 | 2 | 2.7 | 15158 | 24527
Fire Safety Systems | Manual and Automatic Doors - Emergency and Panic Escape Doors | Town PJ | 1 | Urgent | B | 15 | 2039 | 5 | 1 | 2.2 | 6096 | 27910
Roller Shutters | External Electric Roller Shutter | Town PU | 1 | High | B | 17 | 2041 | 5 | 2 | 2.7 | 15159 | 30345
Air Conditioning | Multi-Split Condenser - Split Systems/Heat Pumps - Air-cooled with Direct Expansion Evaporator (DX) | Town PW | 1 | Medium | B | 1 | 2025 | 5 | 3 | 3.2 | 26642 | 9050
Roller Shutters | External Electric Roller Shutter | Town PU | 1 | High | B | 1 | 2025 | 5 | 2 | 2.7 | 15160 | 4144
Heat Emitters | Gas Fired Unit Heaters | Town QC | 1 | Medium | B | 1 | 2025 | 5 | 3 | 3.2 | 26643 | 9051
Roller Shutters | External Electric Roller Shutter | Town PJ | 1 | High | B | 8 | 2032 | 5 | 2 | 2.7 | 15161 | 20735
Heat Emitters | Gas Fired Natural and Fan Assisted Heaters | Town QD | 1 | Medium | B | 8 | 2032 | 5 | 3 | 3.2 | 26644 | 21017
General Lighting | General - LED fittings & Luminaires | Town QB | 24 | Medium | B | 15 | 2039 | 5 | 3 | 3.2 | 26645 | 28453
General Lighting | General - LED fittings & Luminaires | Town PJ | 32 | Medium | B | 16 | 2040 | 5 | 3 | 3.2 | 26646 | 29625
General Lighting | General - LED fittings & Luminaires | Town QC | 79 | Medium | B | 6 | 2030 | 5 | 3 | 3.2 | 26647 | 18782
Emergency Lighting | Illuminated Fire Exit Signage | Town FJ | 2 | Urgent | B | 6 | 2030 | 5 | 1 | 2.2 | 6097 | 16587
Emergency Lighting | Self Contained - LED | Town QH | 5 | Urgent | B | 21 | 2045 | 5 | 1 | 2.2 | 6098 | 32159
Fire Safety Systems | Fire Extinguishers - Foam | Town KB | 4 | Urgent | B | 6 | 2030 | 5 | 1 | 2.2 | 6099 | 16588
Fire Safety Systems | Fire Extinguishers - Foam | Town QH | 2 | Urgent | B | 6 | 2030 | 5 | 1 | 2.2 | 6100 | 16589
General Lighting | General - LED fittings & Luminaires | Town PW | 39 | Medium | B | 15 | 2039 | 5 | 3 | 3.2 | 26648 | 28454
External Lighting | General - Non LED | Town FJ | 3 | Medium | B | 1 | 2025 | 5 | 3 | 3.2 | 26649 | 9052
LV Distribution | Sub Distribution Board | Town QJ | 1 | High | B | 11 | 2035 | 5 | 2 | 2.7 | 15162 | 24528
Roller Shutters | External Manual Roller Shutter | Town QG | 1 | High | B | 15 | 2039 | 5 | 2 | 2.7 | 15163 | 28210
Emergency Lighting | Self Contained - LED | Town PW | 10 | Urgent | B | 20 | 2044 | 5 | 1 | 2.2 | 6101 | 31497
General Lighting | General - LED fittings & Luminaires | Town PZ | 12 | Medium | B | 16 | 2040 | 5 | 3 | 3.2 | 26650 | 29626
Fire Safety Systems | Fire Extinguishers - Foam | Town QD | 5 | Urgent | B | 6 | 2030 | 5 | 1 | 2.2 | 6102 | 16590
Fire Safety Systems | Manual and Automatic Doors - Emergency and Panic Escape Doors | Town PW | 1 | Urgent | B | 11 | 2035 | 5 | 1 | 2.2 | 6103 | 23723
Roller Shutters | External Manual Roller Shutter | Town FJ | 1 | High | B | 1 | 2025 | 5 | 2 | 2.7 | 15164 | 4145
Boiler | Atmospheric Gas Burner/Condensing Combination Boiler (domestic type) | Town PW | 1 | High | B | 2 | 2026 | 5 | 2 | 2.7 | 15165 | 12916
Roller Shutters | Internal Manual Roller Shutter | Town QD | 1 | Medium | B | 1 | 2025 | 5 | 3 | 3.2 | 26651 | 9053
Emergency Lighting | Illuminated Fire Exit Signage | Town QI | 3 | Urgent | B | 16 | 2040 | 5 | 1 | 2.2 | 6104 | 28858
Heat Emitters | Gas Fired Natural and Fan Assisted Heaters | Town QD | 1 | Medium | B | 8 | 2032 | 5 | 3 | 3.2 | 26652 | 21018
Heat Emitters | Gas Fired Natural and Fan Assisted Heaters | Town PU | 1 | Medium | B | 1 | 2025 | 5 | 3 | 3.2 | 26653 | 9054
Lifts | Passenger Lift Hydraulic - Electric | Town PX | 1 | Medium | B | 12 | 2036 | 5 | 3 | 3.2 | 26654 | 26587
Roller Shutters | External Manual Roller Shutter | Town PT | 1 | High | B | 1 | 2025 | 5 | 2 | 2.7 | 15166 | 4146
Fire Safety Systems | Manual and Automatic Doors - Emergency and Panic Escape Doors | Town PJ | 1 | Urgent | B | 20 | 2044 | 5 | 1 | 2.2 | 6105 | 31498
External Doors | Entrance Doors | Town PY | 1 | High | A | 33 | 2057 | 6 | 2 | 3 | 19573 | 33855
Emergency Lighting | Illuminated Fire Exit Signage | Town QJ | 3 | Urgent | B | 16 | 2040 | 5 | 1 | 2.2 | 6106 | 28859
Fire Safety Systems | Fire Extinguishers - Foam | Town PT | 4 | Urgent | B | 2 | 2026 | 5 | 1 | 2.2 | 6107 | 12656
Local and Special Ventilation | Fan - Kitchen Extract | Town QE | 1 | Low | B | 5 | 2029 | 5 | 4 | 3.7 | 33208 | 15644
Local and Special Ventilation | Fan - Extract | Town QB | 1 | Medium | B | 1 | 2025 | 5 | 3 | 3.2 | 26655 | 9055
Fire Safety Systems | Fire Extinguishers - Foam | Town QJ | 2 | Urgent | B | 6 | 2030 | 5 | 1 | 2.2 | 6108 | 16591
Fire Safety Systems | Manual and Automatic Doors - Emergency and Panic Escape Doors | Town KB | 1 | Urgent | B | 20 | 2044 | 5 | 1 | 2.2 | 6109 | 31499
External Doors | Entrance Doors | Town QG | 1 | High | B | 25 | 2049 | 5 | 2 | 2.7 | 15167 | 33406
Emergency Lighting | Self Contained - LED | Town QI | 14 | Urgent | B | 21 | 2045 | 5 | 1 | 2.2 | 6110 | 32160
Fire Safety Systems | Fire Extinguishers - Foam | Town FJ | 2 | Urgent | B | 1 | 2025 | 5 | 1 | 2.2 | 6111 | 1485
Local and Special Ventilation | Fan - Extract | Town PU | 1 | Medium | CX | 7 | 2031 | 2 | 3 | 2.3 | 10225 | 19538
LV Distribution | Main Distribution Board | Town QD | 1 | High | B | 18 | 2042 | 5 | 2 | 2.7 | 15168 | 30839
Central Ventilation Systems | Fan - Extract | Town QF | 1 | Medium | B | 1 | 2025 | 5 | 3 | 3.2 | 26656 | 9056
Roller Shutters | External Manual Roller Shutter | Town KB | 1 | High | B | 10 | 2034 | 5 | 2 | 2.7 | 15169 | 22395
LV Distribution | Main Distribution Board | Town PJ | 1 | High | D | 6 | 2030 | 3 | 2 | 2.1 | 1202 | 15728
Central Ventilation Systems | Fan - Extract | Town QF | 1 | Medium | B | 1 | 2025 | 5 | 3 | 3.2 | 26657 | 9057
Roller Shutters | External Manual Roller Shutter | Town QH | 1 | High | B | 5 | 2029 | 5 | 2 | 2.7 | 15170 | 14683
Roller Shutters | External Manual Roller Shutter | Town QH | 1 | High | B | 5 | 2029 | 5 | 2 | 2.7 | 15171 | 14684
Emergency Lighting | Illuminated Fire Exit Signage | Town PX | 4 | Urgent | B | 15 | 2039 | 5 | 1 | 2.2 | 6112 | 27911
Heat Emitters | Gas Fired Unit Heaters | Town QJ | 1 | Medium | B | 1 | 2025 | 5 | 3 | 3.2 | 26658 | 9058
Roller Shutters | External Electric Roller Shutter | Town PT | 1 | High | C | 17 | 2041 | 4 | 2 | 2.4 | 10609 | 30267
Roller Shutters | External Electric Roller Shutter | Town PJ | 1 | High | B | 8 | 2032 | 5 | 2 | 2.7 | 15172 | 20736
External Lighting | General - Non LED | Town QC | 8 | Medium | B | 1 | 2025 | 5 | 3 | 3.2 | 26659 | 9059
Air Conditioning | Single-Split Condenser - Split Systems/Heat Pumps - Air-cooled with Direct Expansion Evaporator (DX) | Town FJ | 1 | Medium | B | 1 | 2025 | 5 | 3 | 3.2 | 26660 | 9060
Local and Special Ventilation | Fan - Extract | Town QB | 1 | Medium | B | 1 | 2025 | 5 | 3 | 3.2 | 26661 | 9061
Fire Safety Systems | Fire Extinguishers - Foam | Town FJ | 3 | Urgent | B | 1 | 2025 | 5 | 1 | 2.2 | 6113 | 1486
Burner | Forced draft gas burner | Town PW | 1 | Medium | B | 1 | 2025 | 5 | 3 | 3.2 | 26662 | 9062
Fire Safety Systems | Fire Blanket | Town PT | 1 | Urgent | C | 1 | 2025 | 4 | 1 | 1.9 | 678 | 472
Emergency Lighting | Self Contained - LED | Town QG | 10 | Urgent | B | 15 | 2039 | 5 | 1 | 2.2 | 6114 | 27912
AHU - Internal | Central Heating & Cooling - Electric & DX | Town FJ | 1 | Medium | B | 6 | 2030 | 5 | 3 | 3.2 | 26663 | 18783
Local Hot Water | Package Electric Water Heaters - Non-Drinking Water | Town PV | 1 | Medium | A | 11 | 2035 | 6 | 3 | 3.5 | 32554 | 25714
Central Ventilation Systems | Fan - Extract | Town PJ | 1 | Medium | B | 1 | 2025 | 5 | 3 | 3.2 | 26664 | 9063
Fire Safety Systems | Fire Alarm System | Town FJ | 1 | Urgent | B | 1 | 2025 | 5 | 1 | 2.2 | 6115 | 1487
Emergency Lighting | Illuminated Fire Exit Signage | Town PU | 2 | Urgent | B | 12 | 2036 | 5 | 1 | 2.2 | 6116 | 26047
Emergency Lighting | Self Contained - Non LED | Town PX | 3 | Urgent | B | 1 | 2025 | 5 | 1 | 2.2 | 6117 | 1488
Air Conditioning | Single-Split Condenser - Split Systems/Heat Pumps - Air-cooled with Direct Expansion Evaporator (DX) | Town PT | 1 | Medium | B | 7 | 2031 | 5 | 3 | 3.2 | 26665 | 20014
LV Distribution | Sub Distribution Board | Town QB | 1 | High | B | 1 | 2025 | 5 | 2 | 2.7 | 15173 | 4147
Multi-System Controls | Control Panel - Electrical Services (excluding Electrical Controllers and Pneumatic Relays) | Town QB | 1 | Medium | B | 1 | 2025 | 5 | 3 | 3.2 | 26666 | 9064
Local and Special Ventilation | Fan - Extract | Town PU | 1 | Medium | CX | 7 | 2031 | 2 | 3 | 2.3 | 10226 | 19539
Heat Emitters | Gas Fired Natural and Fan Assisted Heaters | Town QF | 1 | Medium | B | 5 | 2029 | 5 | 3 | 3.2 | 26667 | 15231
External Lighting | General - LED | Town PW | 2 | Medium | B | 7 | 2031 | 5 | 3 | 3.2 | 26668 | 20015
Local and Special Ventilation | Fan - Window / Wall Mounted | Town QA | 1 | Medium | B | 10 | 2034 | 5 | 3 | 3.2 | 26669 | 22904
Central Ventilation Systems | Fan - Extract | Town QI | 1 | Medium | B | 1 | 2025 | 5 | 3 | 3.2 | 26670 | 9065
Heat Emitters | Electric Heaters | Town QE | 1 | Medium | B | 1 | 2025 | 5 | 3 | 3.2 | 26671 | 9066
LV Distribution | Sub Distribution Board | Town PW | 1 | High | B | 1 | 2025 | 5 | 2 | 2.7 | 15174 | 4148
Local and Special Ventilation | Fan - Extract | Town PX | 1 | Medium | B | 1 | 2025 | 5 | 3 | 3.2 | 26672 | 9067
General Lighting | General - LED fittings & Luminaires | Town KB | 41 | Medium | B | 16 | 2040 | 5 | 3 | 3.2 | 26673 | 29627
General Lighting | General - LED fittings & Luminaires | Town QA | 91 | Medium | B | 15 | 2039 | 5 | 3 | 3.2 | 26674 | 28455
Fire Safety Systems | Fire Extinguishers - Powder | Town PJ | 2 | Urgent | B | 6 | 2030 | 5 | 1 | 2.2 | 6118 | 16592
External Lighting | General - LED | Town PX | 2 | Medium | B | 10 | 2034 | 5 | 3 | 3.2 | 26675 | 22905
LV Distribution | Main Distribution Board | Town PY | 1 | High | B | 1 | 2025 | 5 | 2 | 2.7 | 15175 | 4149
Emergency Lighting | Self Contained - LED | Town PU | 12 | Urgent | B | 20 | 2044 | 5 | 1 | 2.2 | 6119 | 31500
Heat Emitters | Radiators - Steel | Town PZ | 8 | Medium | B | 5 | 2029 | 5 | 3 | 3.2 | 26676 | 15232
External Lighting | General - LED | Town QE | 2 | Medium | B | 12 | 2036 | 5 | 3 | 3.2 | 26677 | 26588
Fire Safety Systems | Fire Extinguishers - Foam | Town PX | 2 | Urgent | B | 2 | 2026 | 5 | 1 | 2.2 | 6120 | 12657
LV Distribution | Sub Distribution Board | Town FJ | 1 | High | B | 1 | 2025 | 5 | 2 | 2.7 | 15176 | 4150
Roller Shutters | External Manual Roller Shutter | Town QH | 1 | High | B | 5 | 2029 | 5 | 2 | 2.7 | 15177 | 14685
External Doors | Entrance Doors | Town PJ | 1 | High | B | 11 | 2035 | 5 | 2 | 2.7 | 15178 | 24529
General Lighting | General - LED fittings & Luminaires | Town PX | 14 | Medium | B | 12 | 2036 | 5 | 3 | 3.2 | 26678 | 26589
Heat Emitters | Radiators - Aluminium | Town QA | 2 | Medium | B | 15 | 2039 | 5 | 3 | 3.2 | 26679 | 28456
External Lighting | General - LED | Town QF | 4 | Medium | B | 13 | 2037 | 5 | 3 | 3.2 | 26680 | 27163
External Lighting | General - LED | Town PL | 7 | Medium | B | 1 | 2025 | 5 | 3 | 3.2 | 26681 | 9068
Fire Safety Systems | Fire Alarm System | Town QF | 1 | Urgent | B | 1 | 2025 | 5 | 1 | 2.2 | 6121 | 1489
General Lighting | General - LED fittings & Luminaires | Town OW | 97 | Medium | B | 17 | 2041 | 5 | 3 | 3.2 | 26682 | 30502
External Doors | Manual and Automatic Doors - Auto / Powered Sliding Doors | Town PW | 1 | High | B | 21 | 2045 | 5 | 2 | 2.7 | 15179 | 32663
Boiler | Atmospheric Gas Burner/Condensing Combination Boiler | Town KB | 1 | Medium | B | 1 | 2025 | 5 | 3 | 3.2 | 26683 | 9069
Fire Safety Systems | Fire Extinguishers - Foam | Town PJ | 2 | Urgent | B | 6 | 2030 | 5 | 1 | 2.2 | 6122 | 16593
External Lighting | General - LED | Town PJ | 7 | Medium | B | 1 | 2025 | 5 | 3 | 3.2 | 26684 | 9070
Roller Shutters | External Manual Roller Shutter | Town FJ | 1 | High | B | 1 | 2025 | 5 | 2 | 2.7 | 15180 | 4151
Roller Shutters | External Manual Roller Shutter | Town QH | 1 | High | B | 5 | 2029 | 5 | 2 | 2.7 | 15181 | 14686
Fire Safety Systems | Fire Extinguishers - Foam | Town PZ | 3 | Urgent | C | 6 | 2030 | 4 | 1 | 1.9 | 679 | 15709
Emergency Lighting | Self Contained - LED | Town PX | 7 | Urgent | B | 20 | 2044 | 5 | 1 | 2.2 | 6123 | 31501
LV Distribution | Sub Distribution Board | Town PX | 1 | High | B | 1 | 2025 | 5 | 2 | 2.7 | 15182 | 4152
Multi-System Controls | Control Panel - Electrical Services (excluding Electrical Controllers and Pneumatic Relays) | Town QA | 1 | Medium | B | 10 | 2034 | 5 | 3 | 3.2 | 26685 | 22906
Roller Shutters | External Electric Roller Shutter | Town PT | 1 | High | B | 17 | 2041 | 5 | 2 | 2.7 | 15183 | 30346
Roller Shutters | Internal Electric Roller Shutter | Town QF | 1 | Medium | B | 5 | 2029 | 5 | 3 | 3.2 | 26686 | 15233
General Lighting | General - LED fittings & Luminaires | Town QG | 35 | Medium | B | 10 | 2034 | 5 | 3 | 3.2 | 26687 | 22907
External Lighting | General - LED | Town PW | 3 | Medium | B | 7 | 2031 | 5 | 3 | 3.2 | 26688 | 20016
External Doors | Entrance Doors | Town PX | 1 | High | B | 11 | 2035 | 5 | 2 | 2.7 | 15184 | 24530
Fire Safety Systems | Fire Alarm System | Town PJ | 1 | Urgent | B | 11 | 2035 | 5 | 1 | 2.2 | 6124 | 23724
External Lighting | General - LED | Town PJ | 3 | Medium | B | 5 | 2029 | 5 | 3 | 3.2 | 26689 | 15234
LV Distribution | Sub Distribution Board | Town QC | 1 | High | B | 6 | 2030 | 5 | 2 | 2.7 | 15185 | 17655
LV Distribution | Sub Distribution Board | Town PX | 1 | High | B | 12 | 2036 | 5 | 2 | 2.7 | 15186 | 26202
External Doors | Entrance Doors | Town PU | 1 | High | B | 27 | 2051 | 5 | 2 | 2.7 | 15187 | 33577
Fire Safety Systems | Automatic Fire Dampers | Town PX | 1 | Urgent | B | 1 | 2025 | 5 | 1 | 2.2 | 6125 | 1490
Hot Water Distribution | Hot water cylinders | Town QH | 1 | High | B | 21 | 2045 | 5 | 2 | 2.7 | 15188 | 32664
Heat Emitters | Gas Fired Natural and Fan Assisted Heaters | Town QF | 1 | Medium | B | 5 | 2029 | 5 | 3 | 3.2 | 26690 | 15235
LV Distribution | Sub Distribution Board | Town FJ | 1 | High | B | 6 | 2030 | 5 | 2 | 2.7 | 15189 | 17656
Fire Safety Systems | Manual and Automatic Doors - Emergency and Panic Escape Doors | Town KB | 1 | Urgent | B | 20 | 2044 | 5 | 1 | 2.2 | 6126 | 31502
Fire Safety Systems | Fire Blanket | Town PX | 1 | Urgent | B | 4 | 2028 | 5 | 1 | 2.2 | 6127 | 13837
LV Distribution | Sub Distribution Board | Town PV | 1 | High | A | 19 | 2043 | 6 | 2 | 3 | 19574 | 31310
Roller Shutters | External Manual Roller Shutter | Town PW | 1 | High | B | 11 | 2035 | 5 | 2 | 2.7 | 15190 | 24531
General Lighting | General - LED fittings & Luminaires | Town PJ | 12 | Medium | B | 14 | 2038 | 5 | 3 | 3.2 | 26691 | 27594
Emergency Lighting | Illuminated Fire Exit Signage | Town FJ | 2 | Urgent | B | 1 | 2025 | 5 | 1 | 2.2 | 6128 | 1491
Emergency Lighting | Self Contained - LED | Town PZ | 5 | Urgent | B | 21 | 2045 | 5 | 1 | 2.2 | 6129 | 32161
Fire Safety Systems | Fire Extinguishers - Foam | Town QF | 4 | Urgent | B | 6 | 2030 | 5 | 1 | 2.2 | 6130 | 16594
Roller Shutters | External Window Shutters - Electric | Town PU | 1 | Medium | B | 12 | 2036 | 5 | 3 | 3.2 | 26692 | 26590
Roller Shutters | Internal Electric Roller Shutter | Town QF | 1 | Medium | B | 21 | 2045 | 5 | 3 | 3.2 | 26693 | 32797
Access Control | Gate Access - Local Lock / Keypad / Manual (External) | Town QB | 1 | Medium | B | 1 | 2025 | 5 | 3 | 3.2 | 26694 | 9071
General Lighting | General - LED fittings & Luminaires | Town PU | 13 | Medium | B | 12 | 2036 | 5 | 3 | 3.2 | 26695 | 26591
Boiler | Atmospheric Gas Burner/Condensing Combination Boiler (domestic type) | Town QA | 1 | High | B | 1 | 2025 | 5 | 2 | 2.7 | 15191 | 4153
Emergency Lighting | Self Contained - LED | Town PX | 4 | Urgent | B | 20 | 2044 | 5 | 1 | 2.2 | 6131 | 31503
LV Distribution | Sub Distribution Board | Town PW | 1 | High | B | 6 | 2030 | 5 | 2 | 2.7 | 15192 | 17657
External Doors | Manual and Automatic Doors - Auto / Powered Sliding Doors | Town FJ | 1 | High | B | 21 | 2045 | 5 | 2 | 2.7 | 15193 | 32665
Local and Special Ventilation | Fan - Extract | Town PI | 1 | Medium | B | 1 | 2025 | 5 | 3 | 3.2 | 26696 | 9072
Burner | Forced draft gas burner | Town PT | 1 | Medium | B | 1 | 2025 | 5 | 3 | 3.2 | 26697 | 9073
Central Ventilation Systems | Fan - Extract | Town PJ | 1 | Medium | B | 1 | 2025 | 5 | 3 | 3.2 | 26698 | 9074
Local and Special Ventilation | Fan - Extract | Town PU | 1 | Medium | B | 1 | 2025 | 5 | 3 | 3.2 | 26699 | 9075
Emergency Lighting | Self Contained - LED | Town QF | 2 | Urgent | B | 21 | 2045 | 5 | 1 | 2.2 | 6132 | 32162
LV Distribution | Sub Distribution Board | Town PU | 1 | High | B | 12 | 2036 | 5 | 2 | 2.7 | 15194 | 26203
Fire Safety Systems | Manual and Automatic Doors - Emergency and Panic Escape Doors | Town PT | 1 | Urgent | D | 11 | 2035 | 3 | 1 | 1.6 | 448 | 23244
Roller Shutters | External Manual Roller Shutter | Town PT | 1 | High | B | 1 | 2025 | 5 | 2 | 2.7 | 15195 | 4154
Fire Safety Systems | Fire Extinguishers - Foam | Town PU | 1 | Urgent | B | 2 | 2026 | 5 | 1 | 2.2 | 6133 | 12658
Fire Safety Systems | Manual and Automatic Doors - Emergency and Panic Escape Doors | Town E | 1 | Urgent | C | 23 | 2047 | 4 | 1 | 1.9 | 680 | 33060
LV Distribution | Sub Distribution Board | Town QN | 1 | High | B | 1 | 2025 | 5 | 2 | 2.7 | 15196 | 4155
Central Heating | Fan - Axial | Town GZ | 1 | High | B | 1 | 2025 | 5 | 2 | 2.7 | 15197 | 4156
Roller Shutters | External Manual Roller Shutter | Town GZ | 1 | High | B | 16 | 2040 | 5 | 2 | 2.7 | 15198 | 29197
Air Conditioning | Multi-Split Evaporator - Split Systems/Heat Pumps - Air-cooled with Direct Expansion Evaporator (DX) | Town QR | 1 | Medium | B | 10 | 2034 | 5 | 3 | 3.2 | 26700 | 22908
LV Distribution | Main Distribution Board | Town QK | 1 | High | B | 1 | 2025 | 5 | 2 | 2.7 | 15199 | 4157
Local and Special Ventilation | Fan - Extract | Town QK | 1 | Medium | C | 1 | 2025 | 4 | 3 | 2.9 | 18728 | 5617
Local Hot Water | Instantaneous Electric Water Heater - Non-Drinking Water | Town QW | 1 | Medium | B | 1 | 2025 | 5 | 3 | 3.2 | 26701 | 9076
Roller Shutters | Internal Electric Roller Shutter | Town QZ | 1 | Medium | B | 8 | 2032 | 5 | 3 | 3.2 | 26702 | 21019
Roller Shutters | External Manual Roller Shutter | Town GZ | 1 | High | B | 1 | 2025 | 5 | 2 | 2.7 | 15200 | 4158
Hot Water Distribution | Calorifier-LTHW - Copper | Town QK | 1 | High | B | 13 | 2037 | 5 | 2 | 2.7 | 15201 | 26993
LV Distribution | Main Distribution Board | Town QQ | 1 | High | B | 15 | 2039 | 5 | 2 | 2.7 | 15202 | 28211
LV Distribution | Main Distribution Board | Town QX | 1 | High | B | 10 | 2034 | 5 | 2 | 2.7 | 15203 | 22396
Fire Safety Systems | Manual and Automatic Doors - Emergency and Panic Escape Doors | Town GZ | 1 | Urgent | B | 6 | 2030 | 5 | 1 | 2.2 | 6134 | 16595
Local and Special Ventilation | Fan - Axial | Town QP | 1 | Medium | B | 1 | 2025 | 5 | 3 | 3.2 | 26703 | 9077
LV Distribution | Sub Distribution Board | Town QU | 1 | High | B | 1 | 2025 | 5 | 2 | 2.7 | 15204 | 4159
External Doors | Manual and Automatic Doors - Auto / Powered Sliding Doors | Town QP | 1 | High | B | 6 | 2030 | 5 | 2 | 2.7 | 15205 | 17658
Roller Shutters | External Manual Roller Shutter | Town QM | 1 | High | B | 15 | 2039 | 5 | 2 | 2.7 | 15206 | 28212
Roller Shutters | Internal Manual Roller Shutter | Town GZ | 1 | Medium | B | 1 | 2025 | 5 | 3 | 3.2 | 26704 | 9078
LV Distribution | Sub Distribution Board | Town QL | 1 | High | B | 8 | 2032 | 5 | 2 | 2.7 | 15207 | 20737
Local and Special Ventilation | Unit extract fans | Town QP | 1 | Medium | DX | 1 | 2025 | 1 | 3 | 2 | 891 | 600
LV Distribution | Sub Distribution Board | Town NO | 1 | High | B | 14 | 2038 | 5 | 2 | 2.7 | 15208 | 27465
Fire Safety Systems | Manual and Automatic Doors - Emergency and Panic Escape Doors | Town QZ | 1 | Urgent | B | 18 | 2042 | 5 | 1 | 2.2 | 6135 | 30667
Fire Safety Systems | Internal Roller Shutter- Fire Rated | Town QX | 1 | Urgent | B | 20 | 2044 | 5 | 1 | 2.2 | 6136 | 31504
External Doors | Entrance Doors | Town QL | 1 | High | B | 18 | 2042 | 5 | 2 | 2.7 | 15209 | 30840
Roller Shutters | External Manual Roller Shutter | Town QO | 1 | High | B | 11 | 2035 | 5 | 2 | 2.7 | 15210 | 24532
External Lighting | General - LED | Town QL | 1 | Medium | B | 1 | 2025 | 5 | 3 | 3.2 | 26705 | 9079
Fire Safety Systems | Fire Extinguishers - Foam | Town QX | 3 | Urgent | B | 5 | 2029 | 5 | 1 | 2.2 | 6137 | 14414
Fire Safety Systems | Fire Extinguishers - CO2 | Town QZ | 2 | Urgent | B | 9 | 2033 | 5 | 1 | 2.2 | 6138 | 21377
Fire Safety Systems | Fire Extinguishers - CO2 | Town QY | 1 | Urgent | A | 10 | 2034 | 6 | 1 | 2.5 | 10913 | 22223
General Lighting | General - LED fittings & Luminaires | Town QL | 25 | Medium | B | 14 | 2038 | 5 | 3 | 3.2 | 26706 | 27595
Emergency Lighting | Self Contained - LED | Town QL | 5 | Urgent | B | 11 | 2035 | 5 | 1 | 2.2 | 6139 | 23725
Emergency Lighting | Illuminated Fire Exit Signage | Town QQ | 2 | Urgent | B | 15 | 2039 | 5 | 1 | 2.2 | 6140 | 27913
Roller Shutters | Internal Manual Roller Shutter | Town QV | 1 | Medium | C | 1 | 2025 | 4 | 3 | 2.9 | 18729 | 5618
Local and Special Ventilation | Unit extract fans | Town NO | 1 | Medium | CX | 1 | 2025 | 2 | 3 | 2.3 | 10227 | 2162
Emergency Lighting | Illuminated Fire Exit Signage | Town QZ | 2 | Urgent | B | 3 | 2027 | 5 | 1 | 2.2 | 6141 | 13294
External Doors | Manual and Automatic Doors - Auto / Powered Sliding Doors | Town QQ | 1 | High | B | 30 | 2054 | 5 | 2 | 2.7 | 15211 | 33716
Roller Shutters | External Manual Roller Shutter | Town E | 1 | High | B | 6 | 2030 | 5 | 2 | 2.7 | 15212 | 17659
Fire Safety Systems | Fire Extinguishers - Powder | Town QW | 3 | Urgent | B | 6 | 2030 | 5 | 1 | 2.2 | 6142 | 16596
LV Distribution | Sub Distribution Board | Town QL | 1 | High | B | 8 | 2032 | 5 | 2 | 2.7 | 15213 | 20738
Roller Shutters | Internal Electric Roller Shutter | Town QL | 1 | Medium | B | 1 | 2025 | 5 | 3 | 3.2 | 26707 | 9080
Roller Shutters | External Manual Roller Shutter | Town QL | 1 | High | B | 1 | 2025 | 5 | 2 | 2.7 | 15214 | 4160
Fire Safety Systems | Fire Extinguishers - Foam - P50 | Town QV | 1 | Urgent | B | 8 | 2032 | 5 | 1 | 2.2 | 6143 | 20458
Fire Safety Systems | Fire Extinguishers - Foam | Town RB | 4 | Urgent | B | 7 | 2031 | 5 | 1 | 2.2 | 6144 | 19376
LV Distribution | Sub Distribution Board | Town NO | 1 | High | B | 1 | 2025 | 5 | 2 | 2.7 | 15215 | 4161
Fire Safety Systems | Manual and Automatic Doors - Emergency and Panic Escape Doors | Town QK | 1 | Urgent | B | 16 | 2040 | 5 | 1 | 2.2 | 6145 | 28860
BMS | BMS Control Panel | Town GZ | 1 | High | B | 6 | 2030 | 5 | 2 | 2.7 | 15216 | 17660
Local and Special Ventilation | Fan - Axial | Town QR | 1 | Medium | B | 10 | 2034 | 5 | 3 | 3.2 | 26708 | 22909
General Lighting | General - LED fittings & Luminaires | Town QM | 38 | Medium | B | 10 | 2034 | 5 | 3 | 3.2 | 26709 | 22910
Local and Special Ventilation | Fan - Kitchen General Ventilation | Town E | 1 | Medium | B | 3 | 2027 | 5 | 3 | 3.2 | 26710 | 13581
Fire Safety Systems | Fire Extinguishers - Powder | Town QO | 1 | Urgent | B | 6 | 2030 | 5 | 1 | 2.2 | 6146 | 16597
Local and Special Ventilation | Unit extract fans | Town RB | 1 | Medium | CX | 1 | 2025 | 2 | 3 | 2.3 | 10228 | 2163
Roller Shutters | External Manual Roller Shutter | Town QP | 1 | High | C | 1 | 2025 | 4 | 2 | 2.4 | 10610 | 2436
General Lighting | General - LED fittings & Luminaires | Town QU | 14 | Medium | B | 17 | 2041 | 5 | 3 | 3.2 | 26711 | 30503
Air Conditioning | Multi-Split Evaporator - Split Systems/Heat Pumps - Air-cooled with Direct Expansion Evaporator (DX) | Town QR | 1 | Medium | B | 10 | 2034 | 5 | 3 | 3.2 | 26712 | 22911
Fire Safety Systems | Manual and Automatic Doors - Emergency and Panic Escape Doors | Town QU | 1 | Urgent | B | 6 | 2030 | 5 | 1 | 2.2 | 6147 | 16598
Local and Special Ventilation | Fan - Window / Wall Mounted | Town QX | 1 | Medium | B | 10 | 2034 | 5 | 3 | 3.2 | 26713 | 22912
Barriers & Guardrails | Vehicle Crash Protection Barrier | Town QY | 1 | V Low | B | 1 | 2025 | 5 | 4 | 3.7 | 33209 | 12106
Roller Shutters | External Electric Roller Shutter | Town E | 1 | High | B | 13 | 2037 | 5 | 2 | 2.7 | 15217 | 26994
Fire Safety Systems | Fire Extinguishers - Powder | Town QM | 5 | Urgent | B | 9 | 2033 | 5 | 1 | 2.2 | 6148 | 21378
Fire Safety Systems | Manual and Automatic Doors - Emergency and Panic Escape Doors | Town UT | 1 | Urgent | D | 8 | 2032 | 3 | 1 | 1.6 | 449 | 20231
Security Systems | Manual and Automatic Doors - High Security Door | Town NO | 1 | High | B | 16 | 2040 | 5 | 2 | 2.7 | 15218 | 29198
External Doors | Entrance Doors | Town NO | 1 | High | B | 16 | 2040 | 5 | 2 | 2.7 | 15219 | 29199
General Lighting | General - LED fittings & Luminaires | Town E | 29 | Medium | B | 10 | 2034 | 5 | 3 | 3.2 | 26714 | 22913
Heat Emitters | Electric Overdoor Air Curtain/Heater | Town QU | 1 | Medium | B | 1 | 2025 | 5 | 3 | 3.2 | 26715 | 9081
Fire Safety Systems | Fire Extinguishers - CO2 | Town QY | 1 | Urgent | B | 7 | 2031 | 5 | 1 | 2.2 | 6149 | 19377
External Lighting | General - LED | Town QZ | 1 | Medium | B | 1 | 2025 | 5 | 3 | 3.2 | 26716 | 9082
Heat Emitters | Gas Fired Unit Heaters | Town QL | 1 | Medium | CX | 1 | 2025 | 2 | 3 | 2.3 | 10229 | 2164
Local and Special Ventilation | Unit extract fans | Town RA | 1 | Medium | CX | 1 | 2025 | 2 | 3 | 2.3 | 10230 | 2165
Emergency Lighting | Self Contained - LED | Town QS | 3 | Urgent | B | 15 | 2039 | 5 | 1 | 2.2 | 6150 | 27914
Fire Safety Systems | Fire Extinguishers - Foam | Town QR | 5 | Urgent | B | 5 | 2029 | 5 | 1 | 2.2 | 6151 | 14415
LV Distribution | Sub Distribution Board | Town RA | 1 | High | C | 1 | 2025 | 4 | 2 | 2.4 | 10611 | 2437
Fire Safety Systems | Manual and Automatic Doors - Emergency and Panic Escape Doors | Town E | 1 | Urgent | B | 23 | 2047 | 5 | 1 | 2.2 | 6152 | 33112
General Lighting | General - LED fittings & Luminaires | Town QV | 43 | Medium | C | 14 | 2038 | 4 | 3 | 2.9 | 18730 | 27512
LV Distribution | Main Distribution Board | Town HV | 1 | High | B | 1 | 2025 | 5 | 2 | 2.7 | 15220 | 4162
LV Distribution | Sub Distribution Board | Town UT | 1 | High | B | 9 | 2033 | 5 | 2 | 2.7 | 15221 | 21616
Fire Safety Systems | Automatic Fire Dampers | Town QZ | 1 | Urgent | B | 1 | 2025 | 5 | 1 | 2.2 | 6153 | 1492
Emergency Lighting | Self Contained - LED | Town QY | 5 | Urgent | B | 15 | 2039 | 5 | 1 | 2.2 | 6154 | 27915
Roller Shutters | External Window Shutters - Manual | Town QN | 1 | Medium | B | 1 | 2025 | 5 | 3 | 3.2 | 26717 | 9083
Emergency Lighting | Self Contained - LED | Town QR | 25 | Urgent | B | 20 | 2044 | 5 | 1 | 2.2 | 6155 | 31505
Emergency Lighting | Illuminated Fire Exit Signage | Town GZ | 4 | Urgent | D | 10 | 2034 | 3 | 1 | 1.6 | 450 | 21943
Heat Emitters | Radiators - Steel | Town QN | 1 | Medium | B | 1 | 2025 | 5 | 3 | 3.2 | 26718 | 9084
General Lighting | General - LED fittings & Luminaires | Town HV | 5 | Medium | C | 1 | 2025 | 4 | 3 | 2.9 | 18731 | 5619
Roller Shutters | External Window Shutters - Electric | Town QN | 1 | Medium | B | 1 | 2025 | 5 | 3 | 3.2 | 26719 | 9085
Barriers & Guardrails | Vehicle Crash Protection Barrier | Town QZ | 1 | V Low | B | 1 | 2025 | 5 | 4 | 3.7 | 33210 | 12107
Boiler | Burner Forced Draught [Pressure Jet] Oil | Town QK | 1 | Medium | DX | 1 | 2025 | 1 | 3 | 2 | 892 | 601
AHU - Internal | Central Heating - Gas Fired (Internally Sourced) | Town QZ | 1 | Medium | B | 1 | 2025 | 5 | 3 | 3.2 | 26720 | 9086
Fire Safety Systems | Manual and Automatic Doors - Emergency and Panic Escape Doors | Town E | 1 | Urgent | B | 23 | 2047 | 5 | 1 | 2.2 | 6156 | 33113
Fire Safety Systems | Manual and Automatic Doors - Emergency and Panic Escape Doors | Town QY | 1 | Urgent | B | 6 | 2030 | 5 | 1 | 2.2 | 6157 | 16599
Emergency Lighting | Illuminated Fire Exit Signage | Town GZ | 3 | Urgent | B | 10 | 2034 | 5 | 1 | 2.2 | 6158 | 22086
Air Conditioning | Single-Split Evaporator - Split Systems/Heat Pumps - Air-cooled with Direct Expansion Evaporator (DX) | Town QY | 1 | Medium | B | 5 | 2029 | 5 | 3 | 3.2 | 26721 | 15236
LV Distribution | Sub Distribution Board | Town QY | 1 | High | C | 1 | 2025 | 4 | 2 | 2.4 | 10612 | 2438
Local and Special Ventilation | Unit extract fans | Town QR | 1 | Medium | B | 10 | 2034 | 5 | 3 | 3.2 | 26722 | 22914
General Lighting | General - LED fittings & Luminaires | Town UT | 30 | Medium | B | 14 | 2038 | 5 | 3 | 3.2 | 26723 | 27596
Roller Shutters | Internal Electric Roller Shutter | Town QV | 1 | Medium | C | 11 | 2035 | 4 | 3 | 2.9 | 18732 | 24873
Local Hot Water | Instantaneous Electric Water Heater - Non-Drinking Water | Town QP | 1 | Medium | C | 1 | 2025 | 4 | 3 | 2.9 | 18733 | 5620
External Doors | Entrance Doors | Town RA | 1 | High | B | 6 | 2030 | 5 | 2 | 2.7 | 15222 | 17661
Fire Safety Systems | Fire Alarm Panel / Repeater | Town QP | 1 | Urgent | B | 5 | 2029 | 5 | 1 | 2.2 | 6159 | 14416
Access Control | Door Lock / Keypad / Manual | Town QX | 1 | Medium | B | 10 | 2034 | 5 | 3 | 3.2 | 26724 | 22915
Emergency Lighting | Illuminated Fire Exit Signage | Town QY | 4 | Urgent | B | 1 | 2025 | 5 | 1 | 2.2 | 6160 | 1493
LV Distribution | Main Distribution Board | Town QM | 1 | High | B | 10 | 2034 | 5 | 2 | 2.7 | 15223 | 22397
LV Distribution | Main Distribution Board | Town QX | 1 | High | B | 10 | 2034 | 5 | 2 | 2.7 | 15224 | 22398
Roller Shutters | External Manual Roller Shutter | Town QO | 1 | High | B | 11 | 2035 | 5 | 2 | 2.7 | 15225 | 24533
LV Distribution | Main Distribution Board | Town QQ | 1 | High | D | 15 | 2039 | 3 | 2 | 2.1 | 1203 | 27725
General Lighting | General - LED fittings & Luminaires | Town QN | 31 | Medium | B | 14 | 2038 | 5 | 3 | 3.2 | 26725 | 27597
General Lighting | General - LED fittings & Luminaires | Town QZ | 56 | Medium | B | 18 | 2042 | 5 | 3 | 3.2 | 26726 | 30965
External Lighting | General - Non LED | Town QU | 6 | Medium | B | 1 | 2025 | 5 | 3 | 3.2 | 26727 | 9087
Emergency Lighting | Self Contained - LED | Town QV | 10 | Urgent | B | 19 | 2043 | 5 | 1 | 2.2 | 6161 | 31080
AHU - Internal | Central Heating - Gas Fired (Internally Sourced) | Town QP | 1 | Medium | B | 1 | 2025 | 5 | 3 | 3.2 | 26728 | 9088
Roller Shutters | Internal Manual Roller Shutter | Town QN | 1 | Medium | B | 1 | 2025 | 5 | 3 | 3.2 | 26729 | 9089
Emergency Lighting | Illuminated Fire Exit Signage | Town UT | 3 | Urgent | B | 14 | 2038 | 5 | 1 | 2.2 | 6162 | 27376
Heat Emitters | Radiators - Aluminium | Town QX | 4 | Medium | B | 15 | 2039 | 5 | 3 | 3.2 | 26730 | 28457
Fire Safety Systems | Fire Extinguishers - Powder | Town QT | 3 | Urgent | B | 5 | 2029 | 5 | 1 | 2.2 | 6163 | 14417
Local and Special Ventilation | Fan - Axial | Town QR | 1 | Medium | B | 10 | 2034 | 5 | 3 | 3.2 | 26731 | 22916
LV Distribution | Sub Distribution Board | Town RB | 1 | High | B | 10 | 2034 | 5 | 2 | 2.7 | 15226 | 22399
Local Hot Water | Instantaneous Electric Water Heater - Non-Drinking Water | Town NO | 1 | Medium | B | 12 | 2036 | 5 | 3 | 3.2 | 26732 | 26592
Fire Safety Systems | Manual and Automatic Doors - Emergency and Panic Escape Doors | Town QZ | 1 | Urgent | B | 11 | 2035 | 5 | 1 | 2.2 | 6164 | 23726
Emergency Lighting | Self Contained - LED | Town NO | 10 | Urgent | B | 15 | 2039 | 5 | 1 | 2.2 | 6165 | 27916
LV Distribution | Sub Distribution Board | Town QV | 1 | High | D | 1 | 2025 | 3 | 2 | 2.1 | 1204 | 819
Local and Special Ventilation | Fan - Axial | Town QL | 1 | Medium | B | 1 | 2025 | 5 | 3 | 3.2 | 26733 | 9090
Hot Water Distribution | Hot water cylinders | Town RB | 1 | High | B | 18 | 2042 | 5 | 2 | 2.7 | 15227 | 30841
Local Hot Water | Instantaneous Electric Water Heater - Non-Drinking Water | Town QL | 1 | Medium | B | 6 | 2030 | 5 | 3 | 3.2 | 26734 | 18784
LV Distribution | Sub Distribution Board | Town QL | 1 | High | B | 6 | 2030 | 5 | 2 | 2.7 | 15228 | 17662
Fire Safety Systems | Manual and Automatic Doors - Emergency and Panic Escape Doors | Town NO | 1 | Urgent | DX | 16 | 2040 | 1 | 1 | 1 | 13 | 28591
Local and Special Ventilation | Fan - Kitchen General Ventilation | Town E | 1 | Medium | B | 3 | 2027 | 5 | 3 | 3.2 | 26735 | 13582
Multi-System Controls | Control Panel - Electrical Services (excluding Electrical Controllers and Pneumatic Relays) | Town GZ | 1 | Medium | B | 1 | 2025 | 5 | 3 | 3.2 | 26736 | 9091
Roller Shutters | External Manual Roller Shutter | Town GZ | 1 | High | B | 1 | 2025 | 5 | 2 | 2.7 | 15229 | 4163
External Doors | Entrance Doors | Town UT | 1 | High | B | 8 | 2032 | 5 | 2 | 2.7 | 15230 | 20739
Emergency Lighting | Illuminated Fire Exit Signage | Town E | 6 | Urgent | B | 10 | 2034 | 5 | 1 | 2.2 | 6166 | 22087
LV Distribution | Sub Distribution Board | Town QR | 1 | High | B | 15 | 2039 | 5 | 2 | 2.7 | 15231 | 28213
Local and Special Ventilation | Fan - Window / Wall Mounted | Town QZ | 1 | Medium | B | 1 | 2025 | 5 | 3 | 3.2 | 26737 | 9092
Heat Emitters | Electric Overdoor Air Curtain/Heater | Town QP | 1 | Medium | A | 15 | 2039 | 6 | 3 | 3.5 | 32555 | 28575
General Lighting | General - LED fittings & Luminaires | Town QY | 79 | Medium | B | 17 | 2041 | 5 | 3 | 3.2 | 26738 | 30504
Emergency Lighting | Illuminated Fire Exit Signage | Town QK | 1 | Urgent | A | 18 | 2042 | 6 | 1 | 2.5 | 10914 | 30745
Local Hot Water | Instantaneous Electric Water Heater - Non-Drinking Water | Town UT | 1 | Medium | D | 1 | 2025 | 3 | 3 | 2.6 | 11155 | 2655
Heat Emitters | Gas Fired Unit Heaters | Town GZ | 1 | Medium | B | 1 | 2025 | 5 | 3 | 3.2 | 26739 | 9093
Burner | Atmospheric Gas Burner | Town QP | 1 | Medium | B | 1 | 2025 | 5 | 3 | 3.2 | 26740 | 9094
Fire Safety Systems | Fire Extinguishers - CO2 | Town QY | 3 | Urgent | B | 7 | 2031 | 5 | 1 | 2.2 | 6167 | 19378
Access Control | Gate Access - Local Lock / Keypad / Manual (External) | Town QP | 1 | Medium | B | 1 | 2025 | 5 | 3 | 3.2 | 26741 | 9095
External Lighting | General - LED | Town GZ | 3 | Medium | B | 5 | 2029 | 5 | 3 | 3.2 | 26742 | 15237
Central Ventilation Systems | Fan - General Ventilation | Town QN | 1 | Low | B | 1 | 2025 | 5 | 4 | 3.7 | 33211 | 12108
Local and Special Ventilation | Unit extract fans | Town NO | 1 | Medium | CX | 1 | 2025 | 2 | 3 | 2.3 | 10231 | 2166
Roller Shutters | Internal Manual Roller Shutter | Town QN | 1 | Medium | B | 1 | 2025 | 5 | 3 | 3.2 | 26743 | 9096
Roller Shutters | External Electric Roller Shutter | Town NO | 1 | High | B | 6 | 2030 | 5 | 2 | 2.7 | 15232 | 17663
Heat Emitters | Electric Heaters | Town E | 2 | Medium | CX | 1 | 2025 | 2 | 3 | 2.3 | 10232 | 2167
General Lighting | General - LED fittings & Luminaires | Town QU | 17 | Medium | B | 10 | 2034 | 5 | 3 | 3.2 | 26744 | 22917
Air Conditioning | Multi-Split Evaporator - Split Systems/Heat Pumps - Air-cooled with Direct Expansion Evaporator (DX) | Town QQ | 1 | Medium | B | 10 | 2034 | 5 | 3 | 3.2 | 26745 | 22918
Local and Special Ventilation | Fan - Window / Wall Mounted | Town QQ | 1 | Medium | B | 10 | 2034 | 5 | 3 | 3.2 | 26746 | 22919
General Lighting | General - LED fittings & Luminaires | Town QP | 41 | Medium | C | 1 | 2025 | 4 | 3 | 2.9 | 18734 | 5621
Local and Special Ventilation | Unit extract fans | Town E | 1 | Medium | DX | 1 | 2025 | 1 | 3 | 2 | 893 | 602
LV Distribution | Sub Distribution Board | Town QN | 1 | High | B | 1 | 2025 | 5 | 2 | 2.7 | 15233 | 4164
Local and Special Ventilation | Unit extract fans | Town QW | 1 | Medium | C | 1 | 2025 | 4 | 3 | 2.9 | 18735 | 5622
Emergency Lighting | Self Contained - LED | Town E | 3 | Urgent | B | 15 | 2039 | 5 | 1 | 2.2 | 6168 | 27917
LV Distribution | Sub Distribution Board | Town GZ | 1 | High | D | 1 | 2025 | 3 | 2 | 2.1 | 1205 | 820
LV Distribution | Sub Distribution Board | Town RC | 1 | High | B | 10 | 2034 | 5 | 2 | 2.7 | 15234 | 22400
Roller Shutters | External Manual Roller Shutter | Town QM | 1 | High | B | 15 | 2039 | 5 | 2 | 2.7 | 15235 | 28214
Emergency Lighting | Illuminated Fire Exit Signage | Town RB | 2 | Urgent | B | 10 | 2034 | 5 | 1 | 2.2 | 6169 | 22088
LV Distribution | Sub Distribution Board | Town E | 1 | High | D | 1 | 2025 | 3 | 2 | 2.1 | 1206 | 821
LV Distribution | Sub Distribution Board | Town QZ | 1 | High | B | 6 | 2030 | 5 | 2 | 2.7 | 15236 | 17664
Roller Shutters | Internal Electric Roller Shutter | Town E | 1 | Medium | B | 13 | 2037 | 5 | 3 | 3.2 | 26747 | 27164
Local Hot Water | Instantaneous Electric Water Heater - Non-Drinking Water | Town QQ | 1 | Medium | B | 10 | 2034 | 5 | 3 | 3.2 | 26748 | 22920
Roller Shutters | Internal Electric Roller Shutter | Town QM | 1 | Medium | B | 25 | 2049 | 5 | 3 | 3.2 | 26749 | 33450
Fire Safety Systems | Fire Alarm Panel / Repeater | Town GZ | 1 | Urgent | B | 11 | 2035 | 5 | 1 | 2.2 | 6170 | 23727
Emergency Lighting | Self Contained - Non LED | Town QS | 4 | Urgent | B | 23 | 2047 | 5 | 1 | 2.2 | 6171 | 33114
External Lighting | General - Non LED | Town QS | 1 | Medium | B | 5 | 2029 | 5 | 3 | 3.2 | 26750 | 15238
General Lighting | General - LED fittings & Luminaires | Town QP | 1 | Medium | DX | 1 | 2025 | 1 | 3 | 2 | 894 | 603
LV Distribution | Sub Distribution Board | Town QN | 1 | High | B | 16 | 2040 | 5 | 2 | 2.7 | 15237 | 29200
Local Hot Water | Instantaneous Electric Water Heater - Non-Drinking Water | Town RA | 1 | Medium | B | 1 | 2025 | 5 | 3 | 3.2 | 26751 | 9097
Fire Safety Systems | Fire Extinguishers - Foam | Town QY | 3 | Urgent | B | 7 | 2031 | 5 | 1 | 2.2 | 6172 | 19379
Heat Emitters | Gas Fired Natural and Fan Assisted Heaters | Town QS | 1 | Medium | B | 1 | 2025 | 5 | 3 | 3.2 | 26752 | 9098
Roller Shutters | External Electric Roller Shutter | Town QP | 1 | High | B | 15 | 2039 | 5 | 2 | 2.7 | 15238 | 28215
Fire Safety Systems | Manual and Automatic Doors - Emergency and Panic Escape Doors | Town QM | 1 | Urgent | B | 25 | 2049 | 5 | 1 | 2.2 | 6173 | 33311
Fire Safety Systems | Fire Alarm System | Town HV | 1 | Urgent | A | 13 | 2037 | 6 | 1 | 2.5 | 10915 | 26920
Local and Special Ventilation | Fan - General Ventilation | Town QX | 1 | Medium | B | 10 | 2034 | 5 | 3 | 3.2 | 26753 | 22921
LV Distribution | Sub Distribution Board | Town GZ | 1 | High | B | 1 | 2025 | 5 | 2 | 2.7 | 15239 | 4165
General Lighting | General - LED fittings & Luminaires | Town QL | 18 | Medium | D | 6 | 2030 | 3 | 3 | 2.6 | 11156 | 17342
External Lighting | General - Non LED | Town NO | 1 | Medium | CX | 5 | 2029 | 2 | 3 | 2.3 | 10233 | 14533
Emergency Lighting | Illuminated Fire Exit Signage | Town QN | 5 | Urgent | B | 14 | 2038 | 5 | 1 | 2.2 | 6174 | 27377
Heat Emitters | Gas Fired Unit Heaters | Town NO | 1 | Medium | DX | 1 | 2025 | 1 | 3 | 2 | 895 | 604
Heat Emitters | Electric Heaters | Town QP | 3 | Medium | C | 1 | 2025 | 4 | 3 | 2.9 | 18736 | 5623
Emergency Lighting | Self Contained - LED | Town QK | 6 | Urgent | A | 23 | 2047 | 6 | 1 | 2.5 | 10916 | 33171
LV Distribution | Sub Distribution Board | Town HV | 1 | High | B | 1 | 2025 | 5 | 2 | 2.7 | 15240 | 4166
LV Distribution | Sub Distribution Board | Town RI | 1 | High | C | 16 | 2040 | 4 | 2 | 2.4 | 10613 | 29070
Local Hot Water | Instantaneous Electric Water Heater - Non-Drinking Water | Town RK | 1 | Medium | D | 11 | 2035 | 3 | 3 | 2.6 | 11157 | 24067
Emergency Lighting | Self Contained - Non LED | Town RI | 1 | Urgent | B | 11 | 2035 | 5 | 1 | 2.2 | 6175 | 23728
Fire Safety Systems | Manual and Automatic Doors - Emergency and Panic Escape Doors | Town RG | 1 | Urgent | B | 31 | 2055 | 5 | 1 | 2.2 | 6176 | 33758
Fire Safety Systems | Fire Alarm Panel / Repeater | Town RD | 1 | Urgent | B | 11 | 2035 | 5 | 1 | 2.2 | 6177 | 23729
Fire Safety Systems | Fire Alarm System | Town QM | 1 | Urgent | B | 1 | 2025 | 5 | 1 | 2.2 | 6178 | 1494
Local and Special Ventilation | Fan - Extract | Town RI | 1 | Medium | C | 11 | 2035 | 4 | 3 | 2.9 | 18737 | 24874
Barriers & Guardrails | Security Controlled Barrier | Town M | 1 | High | B | 11 | 2035 | 5 | 2 | 2.7 | 15241 | 24534
Local and Special Ventilation | Fan - Extract | Town RE | 1 | Medium | B | 1 | 2025 | 5 | 3 | 3.2 | 26754 | 9099
BMS | BMS Control Panel | Town RO | 1 | High | B | 6 | 2030 | 5 | 2 | 2.7 | 15242 | 17665
General Lighting | General - LED fittings & Luminaires | Town C | 45 | Medium | B | 19 | 2043 | 5 | 3 | 3.2 | 26755 | 31363
Barriers & Guardrails | Vehicle Crash Protection Barrier | Town RG | 1 | V Low | B | 1 | 2025 | 5 | 4 | 3.7 | 33212 | 12109
Fire Safety Systems | Manual and Automatic Doors - Emergency and Panic Escape Doors | Town C | 1 | Urgent | CX | 1 | 2025 | 2 | 1 | 1.3 | 345 | 318
Roller Shutters | External Electric Roller Shutter | Town RH | 1 | High | B | 11 | 2035 | 5 | 2 | 2.7 | 15243 | 24535
Roller Shutters | External Manual Roller Shutter | Town RM | 1 | High | B | 11 | 2035 | 5 | 2 | 2.7 | 15244 | 24536
Barriers & Guardrails | Vehicle Crash Protection Barrier | Town RE | 1 | V Low | B | 1 | 2025 | 5 | 4 | 3.7 | 33213 | 12110
Barriers & Guardrails | Vehicle Crash Protection Barrier | Town RI | 1 | V Low | B | 1 | 2025 | 5 | 4 | 3.7 | 33214 | 12111
Fire Safety Systems | Internal Roller Shutter- Fire Rated | Town RK | 1 | Urgent | B | 11 | 2035 | 5 | 1 | 2.2 | 6179 | 23730
Fire Safety Systems | Fire Alarm Panel / Repeater | Town RE | 1 | Urgent | B | 15 | 2039 | 5 | 1 | 2.2 | 6180 | 27918
Local and Special Ventilation | Fan - Extract | Town RD | 1 | Medium | B | 1 | 2025 | 5 | 3 | 3.2 | 26756 | 9100
Barriers & Guardrails | Vehicle Crash Protection Barrier | Town RK | 1 | V Low | B | 1 | 2025 | 5 | 4 | 3.7 | 33215 | 12112
External Doors | Entrance Doors | Town RG | 1 | High | B | 31 | 2055 | 5 | 2 | 2.7 | 15245 | 33797
Local and Special Ventilation | Fan - General Ventilation | Town RP | 1 | Medium | B | 9 | 2033 | 5 | 3 | 3.2 | 26757 | 21797
Local and Special Ventilation | Fan - General Ventilation | Town QM | 1 | Medium | DX | 1 | 2025 | 1 | 3 | 2 | 896 | 605
External Doors | Entrance Doors | Town RQ | 1 | High | B | 26 | 2050 | 5 | 2 | 2.7 | 15246 | 33506
Roller Shutters | External Manual Roller Shutter | Town CQ | 1 | High | B | 16 | 2040 | 5 | 2 | 2.7 | 15247 | 29201
Roller Shutters | Internal Manual Roller Shutter | Town RN | 1 | Medium | B | 21 | 2045 | 5 | 3 | 3.2 | 26758 | 32798
Local and Special Ventilation | Fan - Centrifugal | Town RI | 1 | Medium | B | 1 | 2025 | 5 | 3 | 3.2 | 26759 | 9101
LV Distribution | Main Distribution Board | Town RP | 1 | High | B | 1 | 2025 | 5 | 2 | 2.7 | 15248 | 4167
Fire Safety Systems | Fire Alarm System | Town RQ | 1 | Urgent | B | 1 | 2025 | 5 | 1 | 2.2 | 6181 | 1495
Air Conditioning | Single-Split Condenser - Split Systems/Heat Pumps - Air-cooled with Direct Expansion Evaporator (DX) | Town RU | 1 | Medium | B | 1 | 2025 | 5 | 3 | 3.2 | 26760 | 9102
Heat Emitters | Electric Overdoor Air Curtain/Heater | Town RH | 1 | Medium | B | 1 | 2025 | 5 | 3 | 3.2 | 26761 | 9103
Emergency Lighting | Self Contained - LED | Town RN | 11 | Urgent | B | 21 | 2045 | 5 | 1 | 2.2 | 6182 | 32163
Emergency Lighting | Self Contained - Non LED | Town RP | 7 | Urgent | B | 11 | 2035 | 5 | 1 | 2.2 | 6183 | 23731
Air Conditioning | Single-Split Condenser - Split Systems/Heat Pumps - Air-cooled with Direct Expansion Evaporator (DX) | Town RD | 1 | Medium | B | 1 | 2025 | 5 | 3 | 3.2 | 26762 | 9104
LV Distribution | Sub Distribution Board | Town RM | 1 | High | D | 2 | 2026 | 3 | 2 | 2.1 | 1207 | 12438
Local and Special Ventilation | Fan - Axial | Town RH | 1 | Medium | B | 13 | 2037 | 5 | 3 | 3.2 | 26763 | 27165
Access Control | Gate Access - Local Lock / Keypad / Manual (External) | Town RE | 1 | Medium | B | 1 | 2025 | 5 | 3 | 3.2 | 26764 | 9105
Emergency Lighting | Self Contained - LED | Town RM | 3 | Urgent | B | 21 | 2045 | 5 | 1 | 2.2 | 6184 | 32164
Air Conditioning | Single-Split Condenser - Split Systems/Heat Pumps - Air-cooled with Direct Expansion Evaporator (DX) | Town RI | 1 | Medium | B | 1 | 2025 | 5 | 3 | 3.2 | 26765 | 9106
LV Distribution | Sub Distribution Board | Town RG | 1 | High | B | 4 | 2028 | 5 | 2 | 2.7 | 15249 | 13968
LV Distribution | Sub Distribution Board | Town RN | 1 | High | B | 16 | 2040 | 5 | 2 | 2.7 | 15250 | 29202
BMS | BMS Control Panel | Town RR | 1 | High | B | 7 | 2031 | 5 | 2 | 2.7 | 15251 | 19643
Barriers & Guardrails | Vehicle Crash Protection Barrier | Town RL | 1 | V Low | B | 1 | 2025 | 5 | 4 | 3.7 | 33216 | 12113
Fire Safety Systems | Fire Extinguishers - Powder | Town RK | 1 | Urgent | B | 7 | 2031 | 5 | 1 | 2.2 | 6185 | 19380
Fire Safety Systems | Fire Extinguishers - Foam | Town RI | 2 | Urgent | B | 7 | 2031 | 5 | 1 | 2.2 | 6186 | 19381
Fire Safety Systems | Fire Extinguishers - CO2 | Town RK | 4 | Urgent | B | 1 | 2025 | 5 | 1 | 2.2 | 6187 | 1496
Air Conditioning | Single-Split Condenser - Split Systems/Heat Pumps - Air-cooled with Direct Expansion Evaporator (DX) | Town RG | 1 | Medium | DX | 1 | 2025 | 1 | 3 | 2 | 897 | 606
Access Control | Gate Access - Local Lock / Keypad / Manual (External) | Town RD | 2 | Medium | B | 11 | 2035 | 5 | 3 | 3.2 | 26766 | 25317
Fire Safety Systems | Manual and Automatic Doors - Emergency and Panic Escape Doors | Town CQ | 1 | Urgent | B | 21 | 2045 | 5 | 1 | 2.2 | 6188 | 32165
Fire Safety Systems | Fire Extinguishers - CO2 | Town RR | 3 | Urgent | B | 7 | 2031 | 5 | 1 | 2.2 | 6189 | 19382
Heat Emitters | Electric Overdoor Air Curtain/Heater | Town RH | 1 | Medium | B | 1 | 2025 | 5 | 3 | 3.2 | 26767 | 9107
Fire Safety Systems | Fire Extinguishers - Foam | Town RU | 1 | Urgent | B | 6 | 2030 | 5 | 1 | 2.2 | 6190 | 16600
External Lighting | General - LED | Town RE | 6 | Medium | B | 11 | 2035 | 5 | 3 | 3.2 | 26768 | 25318
Fire Safety Systems | Manual and Automatic Doors - Emergency and Panic Escape Doors | Town RF | 1 | Urgent | B | 1 | 2025 | 5 | 1 | 2.2 | 6191 | 1497
Local and Special Ventilation | Fan - General Ventilation | Town RU | 1 | Medium | B | 6 | 2030 | 5 | 3 | 3.2 | 26769 | 18785
Emergency Lighting | Self Contained - LED | Town RO | 8 | Urgent | B | 16 | 2040 | 5 | 1 | 2.2 | 6192 | 28861
Fire Safety Systems | Manual and Automatic Doors - Emergency and Panic Escape Doors | Town RP | 1 | Urgent | B | 21 | 2045 | 5 | 1 | 2.2 | 6193 | 32166
Emergency Lighting | Self Contained - LED | Town QM | 2 | Urgent | B | 19 | 2043 | 5 | 1 | 2.2 | 6194 | 31081
External Lighting | General - LED | Town CQ | 7 | Medium | B | 12 | 2036 | 5 | 3 | 3.2 | 26770 | 26593
Fire Safety Systems | Fire Extinguishers - CO2 | Town RE | 4 | Urgent | B | 1 | 2025 | 5 | 1 | 2.2 | 6195 | 1498
Fire Safety Systems | Fire Extinguishers - Foam | Town RE | 5 | Urgent | B | 5 | 2029 | 5 | 1 | 2.2 | 6196 | 14418
Fire Safety Systems | Fire Extinguishers - Foam | Town RU | 1 | Urgent | B | 6 | 2030 | 5 | 1 | 2.2 | 6197 | 16601
Roller Shutters | External Manual Roller Shutter | Town CQ | 1 | High | DX | 1 | 2025 | 1 | 2 | 1.5 | 396 | 355
Fire Safety Systems | Fire Extinguishers - Foam | Town RS | 7 | Urgent | B | 6 | 2030 | 5 | 1 | 2.2 | 6198 | 16602
Fire Safety Systems | Fire Extinguishers - Powder - P50 | Town RO | 1 | Urgent | B | 6 | 2030 | 5 | 1 | 2.2 | 6199 | 16603
Local and Special Ventilation | Fan - General Ventilation | Town M | 1 | Medium | B | 1 | 2025 | 5 | 3 | 3.2 | 26771 | 9108
Local and Special Ventilation | Fan - Centrifugal | Town RI | 1 | Medium | B | 1 | 2025 | 5 | 3 | 3.2 | 26772 | 9109
Access Control | Door Lock / Keypad / Manual | Town QM | 2 | Medium | B | 1 | 2025 | 5 | 3 | 3.2 | 26773 | 9110
Central Ventilation Systems | Fan - Extract | Town M | 1 | Medium | B | 1 | 2025 | 5 | 3 | 3.2 | 26774 | 9111
LV Distribution | Sub Distribution Board | Town RE | 1 | High | B | 20 | 2044 | 5 | 2 | 2.7 | 15252 | 31633
Heat Emitters | Gas Fired Unit Heaters | Town CQ | 1 | Medium | B | 4 | 2028 | 5 | 3 | 3.2 | 26775 | 14142
Local and Special Ventilation | Fan - Centrifugal | Town RE | 1 | Medium | B | 1 | 2025 | 5 | 3 | 3.2 | 26776 | 9112
Fire Safety Systems | Fire Extinguishers - Powder | Town RL | 1 | Urgent | B | 5 | 2029 | 5 | 1 | 2.2 | 6200 | 14419
Fire Safety Systems | Fire Extinguishers - Foam | Town RH | 1 | Urgent | B | 6 | 2030 | 5 | 1 | 2.2 | 6201 | 16604
Local and Special Ventilation | Fan - Extract | Town RP | 1 | Medium | B | 1 | 2025 | 5 | 3 | 3.2 | 26777 | 9113
Local and Special Ventilation | Fan - Centrifugal | Town RE | 1 | Medium | B | 1 | 2025 | 5 | 3 | 3.2 | 26778 | 9114
General Lighting | General - LED fittings & Luminaires | Town RS | 27 | Medium | B | 16 | 2040 | 5 | 3 | 3.2 | 26779 | 29628
Air Conditioning | Single-Split Condenser - Split Systems/Heat Pumps - Air-cooled with Direct Expansion Evaporator (DX) | Town RU | 1 | Medium | B | 1 | 2025 | 5 | 3 | 3.2 | 26780 | 9115
Boiler | Combination Atmospheric Burner Gas Boiler | Town RO | 1 | High | B | 1 | 2025 | 5 | 2 | 2.7 | 15253 | 4168
Burner | Forced draft gas burner | Town RU | 1 | Medium | B | 13 | 2037 | 5 | 3 | 3.2 | 26781 | 27166
External Doors | Entrance Doors | Town RR | 1 | High | B | 6 | 2030 | 5 | 2 | 2.7 | 15254 | 17666
Heat Emitters | Electric Heaters | Town RE | 3 | Medium | B | 8 | 2032 | 5 | 3 | 3.2 | 26782 | 21020
Heat Emitters | Electric Heaters | Town CQ | 1 | Medium | B | 1 | 2025 | 5 | 3 | 3.2 | 26783 | 9116
Fire Safety Systems | Fire Extinguishers - Foam | Town RK | 3 | Urgent | B | 5 | 2029 | 5 | 1 | 2.2 | 6202 | 14420
External Doors | Entrance Doors | Town RM | 1 | High | CX | 21 | 2045 | 2 | 2 | 1.8 | 525 | 31710
Local and Special Ventilation | Unit extract fans | Town RJ | 1 | Medium | B | 5 | 2029 | 5 | 3 | 3.2 | 26784 | 15239
Barriers & Guardrails | Vehicle Crash Protection Barrier | Town RG | 1 | V Low | B | 1 | 2025 | 5 | 4 | 3.7 | 33217 | 12114
Heat Emitters | Gas Fired Unit Heaters | Town M | 1 | Medium | B | 1 | 2025 | 5 | 3 | 3.2 | 26785 | 9117
External Doors | Entrance Doors | Town RL | 1 | High | B | 1 | 2025 | 5 | 2 | 2.7 | 15255 | 4169
Local and Special Ventilation | Unit extract fans | Town RR | 1 | Medium | DX | 1 | 2025 | 1 | 3 | 2 | 898 | 607
LV Distribution | Main Distribution Board | Town RI | 1 | High | B | 16 | 2040 | 5 | 2 | 2.7 | 15256 | 29203
Roller Shutters | External Electric Roller Shutter | Town RP | 1 | High | B | 11 | 2035 | 5 | 2 | 2.7 | 15257 | 24537
Local and Special Ventilation | Fan - Axial | Town RT | 1 | Medium | B | 1 | 2025 | 5 | 3 | 3.2 | 26786 | 9118
Access Control | Door Lock / Keypad / Manual | Town RO | 2 | Medium | B | 11 | 2035 | 5 | 3 | 3.2 | 26787 | 25319
External Doors | Entrance Doors | Town RL | 1 | High | B | 1 | 2025 | 5 | 2 | 2.7 | 15258 | 4170
Fire Safety Systems | Fire Dampers - Fusible Link | Town RH | 1 | Urgent | B | 13 | 2037 | 5 | 1 | 2.2 | 6203 | 26867
Local and Special Ventilation | Fan - Window / Wall Mounted | Town RM | 1 | Medium | A | 14 | 2038 | 6 | 3 | 3.5 | 32556 | 27676
Lifts | Disabled Lift - Electric | Town RD | 1 | High | B | 1 | 2025 | 5 | 2 | 2.7 | 15259 | 4171
Local and Special Ventilation | Fan - Kitchen Extract | Town RD | 1 | Low | B | 11 | 2035 | 5 | 4 | 3.7 | 33218 | 25726
Local and Special Ventilation | Fan - Extract | Town RD | 1 | Medium | B | 13 | 2037 | 5 | 3 | 3.2 | 26788 | 27167
Barriers & Guardrails | Vehicle Crash Protection Barrier | Town RU | 1 | V Low | B | 6 | 2030 | 5 | 4 | 3.7 | 33219 | 19107
Air Conditioning | Single-Split Condenser - Split Systems/Heat Pumps - Air-cooled with Direct Expansion Evaporator (DX) | Town RD | 1 | Medium | B | 1 | 2025 | 5 | 3 | 3.2 | 26789 | 9119
Local and Special Ventilation | Fan - General Ventilation | Town QM | 1 | Medium | DX | 1 | 2025 | 1 | 3 | 2 | 899 | 608
Local and Special Ventilation | Fan - Axial | Town RT | 1 | Medium | B | 1 | 2025 | 5 | 3 | 3.2 | 26790 | 9120
Emergency Lighting | Illuminated Fire Exit Signage | Town QM | 2 | Urgent | B | 6 | 2030 | 5 | 1 | 2.2 | 6204 | 16605
Fire Safety Systems | Fire Extinguishers - Foam | Town RM | 6 | Urgent | B | 8 | 2032 | 5 | 1 | 2.2 | 6205 | 20459
LV Distribution | Main Distribution Board | Town RF | 1 | High | B | 19 | 2043 | 5 | 2 | 2.7 | 15260 | 31214
Heat Emitters | Electric Overdoor Air Curtain/Heater | Town RQ | 1 | Medium | B | 6 | 2030 | 5 | 3 | 3.2 | 26791 | 18786
General Lighting | General - LED fittings & Luminaires | Town RH | 32 | Medium | B | 16 | 2040 | 5 | 3 | 3.2 | 26792 | 29629
LV Distribution | Main Distribution Board | Town RH | 1 | High | B | 1 | 2025 | 5 | 2 | 2.7 | 15261 | 4172
Fire Safety Systems | Manual and Automatic Doors - Emergency and Panic Escape Doors | Town M | 1 | Urgent | B | 31 | 2055 | 5 | 1 | 2.2 | 6206 | 33759
Fire Safety Systems | Manual and Automatic Doors - Emergency and Panic Escape Doors | Town RQ | 1 | Urgent | B | 26 | 2050 | 5 | 1 | 2.2 | 6207 | 33461
General Lighting | General - LED fittings & Luminaires | Town RT | 29 | Medium | B | 16 | 2040 | 5 | 3 | 3.2 | 26793 | 29630
General Lighting | General - LED fittings & Luminaires | Town CQ | 23 | Medium | B | 16 | 2040 | 5 | 3 | 3.2 | 26794 | 29631
Emergency Lighting | Illuminated Fire Exit Signage | Town RQ | 3 | Urgent | B | 11 | 2035 | 5 | 1 | 2.2 | 6208 | 23732
Fire Safety Systems | Fire Extinguishers - Foam | Town RJ | 3 | Urgent | B | 8 | 2032 | 5 | 1 | 2.2 | 6209 | 20460
Barriers & Guardrails | Vehicle Crash Protection Barrier | Town RK | 1 | V Low | B | 1 | 2025 | 5 | 4 | 3.7 | 33220 | 12115
Local and Special Ventilation | Fan - Extract | Town RL | 1 | Medium | DX | 1 | 2025 | 1 | 3 | 2 | 900 | 609
BMS | BMS Control Panel | Town RH | 1 | High | C | 8 | 2032 | 4 | 2 | 2.4 | 10614 | 20647
Emergency Lighting | Illuminated Fire Exit Signage | Town RU | 1 | Urgent | B | 1 | 2025 | 5 | 1 | 2.2 | 6210 | 1499
General Lighting | General - LED fittings & Luminaires | Town RG | 133 | Medium | CX | 6 | 2030 | 2 | 3 | 2.3 | 10234 | 17320
Emergency Lighting | Illuminated Fire Exit Signage | Town RH | 3 | Urgent | B | 6 | 2030 | 5 | 1 | 2.2 | 6211 | 16606
Emergency Lighting | Self Contained - LED | Town RT | 4 | Urgent | B | 21 | 2045 | 5 | 1 | 2.2 | 6212 | 32167
Emergency Lighting | Self Contained - LED | Town RO | 4 | Urgent | B | 16 | 2040 | 5 | 1 | 2.2 | 6213 | 28862
External Doors | Entrance Doors | Town RP | 1 | High | B | 21 | 2045 | 5 | 2 | 2.7 | 15262 | 32666
Emergency Lighting | Self Contained - LED | Town RL | 16 | Urgent | B | 21 | 2045 | 5 | 1 | 2.2 | 6214 | 32168
Air Conditioning | Single-Split Condenser - Split Systems/Heat Pumps - Air-cooled with Direct Expansion Evaporator (DX) | Town RO | 1 | Medium | DX | 1 | 2025 | 1 | 3 | 2 | 901 | 610
Fire Safety Systems | Manual and Automatic Doors - Emergency and Panic Escape Doors | Town RD | 1 | Urgent | B | 11 | 2035 | 5 | 1 | 2.2 | 6215 | 23733
General Lighting | General - LED fittings & Luminaires | Town RI | 6 | Medium | CX | 1 | 2025 | 2 | 3 | 2.3 | 10235 | 2168
LV Distribution | Sub Distribution Board | Town CQ | 1 | High | B | 12 | 2036 | 5 | 2 | 2.7 | 15263 | 26204
LV Distribution | Main Distribution Board | Town QM | 1 | High | D | 6 | 2030 | 3 | 2 | 2.1 | 1208 | 15729
Fire Safety Systems | Manual and Automatic Doors - Emergency and Panic Escape Doors | Town RM | 1 | Urgent | B | 27 | 2051 | 5 | 1 | 2.2 | 6216 | 33550
Fire Safety Systems | Manual and Automatic Doors - Emergency and Panic Escape Doors | Town RP | 1 | Urgent | B | 29 | 2053 | 5 | 1 | 2.2 | 6217 | 33641
Barriers & Guardrails | Vehicle Crash Protection Barrier | Town RE | 1 | V Low | B | 1 | 2025 | 5 | 4 | 3.7 | 33221 | 12116
Emergency Lighting | Self Contained - LED | Town CQ | 12 | Urgent | B | 21 | 2045 | 5 | 1 | 2.2 | 6218 | 32169
External Lighting | General - LED | Town M | 2 | Medium | B | 11 | 2035 | 5 | 3 | 3.2 | 26795 | 25320
Roller Shutters | Internal Manual Roller Shutter | Town RN | 1 | Medium | B | 21 | 2045 | 5 | 3 | 3.2 | 26796 | 32799
Fire Safety Systems | Manual and Automatic Doors - Emergency and Panic Escape Doors | Town RE | 1 | Urgent | B | 11 | 2035 | 5 | 1 | 2.2 | 6219 | 23734
Local and Special Ventilation | Fan - General Ventilation | Town RH | 1 | Medium | C | 13 | 2037 | 4 | 3 | 2.9 | 18738 | 27048
Local and Special Ventilation | Unit extract fans | Town RR | 1 | Medium | DX | 1 | 2025 | 1 | 3 | 2 | 902 | 611
General Lighting | General - LED fittings & Luminaires | Town QM | 99 | Medium | B | 16 | 2040 | 5 | 3 | 3.2 | 26797 | 29632
Air Conditioning | Single-Split Condenser - Split Systems/Heat Pumps - Air-cooled with Direct Expansion Evaporator (DX) | Town RH | 1 | Medium | B | 1 | 2025 | 5 | 3 | 3.2 | 26798 | 9121
Fire Safety Systems | Manual and Automatic Doors - Emergency and Panic Escape Doors | Town RG | 1 | Urgent | B | 31 | 2055 | 5 | 1 | 2.2 | 6220 | 33760
Local and Special Ventilation | Fan - General Ventilation | Town RP | 1 | Medium | B | 9 | 2033 | 5 | 3 | 3.2 | 26799 | 21798
Local and Special Ventilation | Fan - Window / Wall Mounted | Town RM | 1 | Medium | B | 13 | 2037 | 5 | 3 | 3.2 | 26800 | 27168
Specialist Lighting | Illuminated External Signs | Town RE | 1 | Medium | DX | 1 | 2025 | 1 | 3 | 2 | 903 | 612
Access Control | Door Lock / Keypad / Manual | Town M | 1 | Medium | B | 1 | 2025 | 5 | 3 | 3.2 | 26801 | 9122
Local and Special Ventilation | Fan - Extract | Town RD | 1 | Medium | B | 1 | 2025 | 5 | 3 | 3.2 | 26802 | 9123
External Lighting | General - LED | Town RL | 4 | Medium | B | 11 | 2035 | 5 | 3 | 3.2 | 26803 | 25321
Roller Shutters | External Electric Roller Shutter | Town QM | 1 | High | B | 11 | 2035 | 5 | 2 | 2.7 | 15264 | 24538
General Lighting | General - LED fittings & Luminaires | Town RD | 66 | Medium | B | 16 | 2040 | 5 | 3 | 3.2 | 26804 | 29633
Fire Safety Systems | Fire Extinguishers - CO2 | Town RD | 2 | Urgent | B | 7 | 2031 | 5 | 1 | 2.2 | 6221 | 19383
Roller Shutters | External Electric Roller Shutter | Town RP | 1 | High | B | 11 | 2035 | 5 | 2 | 2.7 | 15265 | 24539
Emergency Lighting | Illuminated Fire Exit Signage | Town RJ | 2 | Urgent | B | 10 | 2034 | 5 | 1 | 2.2 | 6222 | 22089
Fire Safety Systems | Fire Extinguishers - Foam | Town QM | 5 | Urgent | B | 4 | 2028 | 5 | 1 | 2.2 | 6223 | 13838
Barriers & Guardrails | Vehicle Crash Protection Barrier | Town RK | 1 | V Low | B | 1 | 2025 | 5 | 4 | 3.7 | 33222 | 12117
External Doors | Entrance Doors | Town RU | 1 | High | B | 26 | 2050 | 5 | 2 | 2.7 | 15266 | 33507
Heat Emitters | Gas Fired Natural and Fan Assisted Heaters | Town RN | 1 | Medium | B | 11 | 2035 | 5 | 3 | 3.2 | 26805 | 25322
Fire Safety Systems | Fire Alarm Panel / Repeater | Town RE | 1 | Urgent | B | 11 | 2035 | 5 | 1 | 2.2 | 6224 | 23735
Heat Emitters | Radiators - Steel | Town RE | 4 | Medium | B | 1 | 2025 | 5 | 3 | 3.2 | 26806 | 9124
Fire Safety Systems | Fire Extinguishers - Foam | Town RR | 3 | Urgent | B | 7 | 2031 | 5 | 1 | 2.2 | 6225 | 19384
Barriers & Guardrails | Vehicle Crash Protection Barrier | Town RG | 1 | V Low | B | 1 | 2025 | 5 | 4 | 3.7 | 33223 | 12118
Roller Shutters | External Electric Roller Shutter | Town RH | 1 | High | B | 11 | 2035 | 5 | 2 | 2.7 | 15267 | 24540
Emergency Lighting | Illuminated Fire Exit Signage | Town RF | 3 | Urgent | B | 7 | 2031 | 5 | 1 | 2.2 | 6226 | 19385
Heat Emitters | Gas Fired Natural and Fan Assisted Heaters | Town RN | 1 | Medium | B | 11 | 2035 | 5 | 3 | 3.2 | 26807 | 25323
LV Distribution | Main Distribution Board | Town RI | 1 | High | B | 16 | 2040 | 5 | 2 | 2.7 | 15268 | 29204
Local and Special Ventilation | Fan - General Ventilation | Town RH | 1 | Medium | C | 13 | 2037 | 4 | 3 | 2.9 | 18739 | 27049
External Lighting | General - Non LED | Town RS | 1 | Medium | B | 3 | 2027 | 5 | 3 | 3.2 | 26808 | 13583
External Lighting | General - LED | Town RQ | 1 | Medium | B | 13 | 2037 | 5 | 3 | 3.2 | 26809 | 27169
Fire Safety Systems | Fire Extinguishers - Foam | Town RH | 4 | Urgent | B | 6 | 2030 | 5 | 1 | 2.2 | 6227 | 16607
Specialist Lighting | Illuminated External Signs | Town RL | 1 | Medium | DX | 1 | 2025 | 1 | 3 | 2 | 904 | 613
Fire Safety Systems | Fire Extinguishers - Foam | Town RN | 5 | Urgent | B | 6 | 2030 | 5 | 1 | 2.2 | 6228 | 16608
General Lighting | General - LED fittings & Luminaires | Town RJ | 65 | Medium | B | 17 | 2041 | 5 | 3 | 3.2 | 26810 | 30505
Emergency Lighting | Self Contained - LED | Town RG | 25 | Urgent | B | 21 | 2045 | 5 | 1 | 2.2 | 6229 | 32170
Heat Emitters | Electric Heaters | Town M | 3 | Medium | C | 1 | 2025 | 4 | 3 | 2.9 | 18740 | 5624
Heat Emitters | Gas Fired Natural and Fan Assisted Heaters | Town RD | 1 | Medium | B | 11 | 2035 | 5 | 3 | 3.2 | 26811 | 25324
Local Hot Water | Package Electric Water Heaters - Non-Drinking Water | Town CQ | 1 | Medium | CX | 1 | 2025 | 2 | 3 | 2.3 | 10236 | 2169
LV Distribution | Sub Distribution Board | Town RG | 1 | High | B | 19 | 2043 | 5 | 2 | 2.7 | 15269 | 31215
General Lighting | General - LED fittings & Luminaires | Town RE | 43 | Medium | B | 20 | 2044 | 5 | 3 | 3.2 | 26812 | 31679
Emergency Lighting | Illuminated Fire Exit Signage | Town CQ | 1 | Urgent | B | 16 | 2040 | 5 | 1 | 2.2 | 6230 | 28863
Fire Safety Systems | Fire Extinguishers - Foam | Town RD | 2 | Urgent | B | 7 | 2031 | 5 | 1 | 2.2 | 6231 | 19386
LV Distribution | Main Distribution Board | Town RH | 1 | High | B | 1 | 2025 | 5 | 2 | 2.7 | 15270 | 4173
Security Systems | Manual and Automatic Doors - High Security Door | Town RH | 1 | High | C | 21 | 2045 | 4 | 2 | 2.4 | 10615 | 32514
Barriers & Guardrails | Vehicle Crash Protection Barrier | Town RE | 1 | V Low | B | 1 | 2025 | 5 | 4 | 3.7 | 33224 | 12119
Air Conditioning | Fan - Centrifugal | Town RG | 1 | Medium | D | 1 | 2025 | 3 | 3 | 2.6 | 11158 | 2656
Burner | Atmospheric Gas Burner | Town RR | 1 | Medium | B | 1 | 2025 | 5 | 3 | 3.2 | 26813 | 9125
Fire Safety Systems | Manual and Automatic Doors - Emergency and Panic Escape Doors | Town RH | 1 | Urgent | B | 21 | 2045 | 5 | 1 | 2.2 | 6232 | 32171
Fire Safety Systems | Fire Alarm Panel / Repeater | Town RL | 1 | Urgent | B | 11 | 2035 | 5 | 1 | 2.2 | 6233 | 23736
Barriers & Guardrails | Vehicle Crash Protection Barrier | Town RE | 1 | V Low | B | 1 | 2025 | 5 | 4 | 3.7 | 33225 | 12120
External Doors | Manual and Automatic Doors - Auto / Powered Sliding Doors | Town M | 1 | High | B | 21 | 2045 | 5 | 2 | 2.7 | 15271 | 32667
Local and Special Ventilation | Fan - Extract | Town RL | 1 | Medium | C | 1 | 2025 | 4 | 3 | 2.9 | 18741 | 5625
External Doors | Entrance Doors | Town RH | 1 | High | B | 11 | 2035 | 5 | 2 | 2.7 | 15272 | 24541
Heat Emitters | Electric Heaters | Town CQ | 2 | Medium | B | 1 | 2025 | 5 | 3 | 3.2 | 26814 | 9126
Local Hot Water | Instantaneous Electric Water Heater - Non-Drinking Water | Town C | 1 | Medium | B | 11 | 2035 | 5 | 3 | 3.2 | 26815 | 25325
Barriers & Guardrails | Vehicle Crash Protection Barrier | Town RH | 19 | V Low | B | 1 | 2025 | 5 | 4 | 3.7 | 33226 | 12121
Fire Safety Systems | Manual and Automatic Doors - Emergency and Panic Escape Doors | Town M | 1 | Urgent | B | 21 | 2045 | 5 | 1 | 2.2 | 6234 | 32172
Local and Special Ventilation | Fan - Window / Wall Mounted | Town RM | 1 | Medium | B | 7 | 2031 | 5 | 3 | 3.2 | 26816 | 20017
Roller Shutters | Internal Manual Roller Shutter | Town RP | 1 | Medium | B | 19 | 2043 | 5 | 3 | 3.2 | 26817 | 31364
Emergency Lighting | Illuminated Fire Exit Signage | Town RN | 1 | Urgent | B | 7 | 2031 | 5 | 1 | 2.2 | 6235 | 19387
Fire Safety Systems | Fire Extinguishers - Powder | Town CQ | 1 | Urgent | B | 6 | 2030 | 5 | 1 | 2.2 | 6236 | 16609
General Lighting | General - LED fittings & Luminaires | Town RQ | 52 | Medium | B | 11 | 2035 | 5 | 3 | 3.2 | 26818 | 25326
Local Hot Water | Instantaneous Electric Water Heater - Non-Drinking Water | Town C | 1 | Medium | D | 1 | 2025 | 3 | 3 | 2.6 | 11159 | 2657
Heat Emitters | Gas Fired Unit Heaters | Town RH | 1 | Medium | CX | 1 | 2025 | 2 | 3 | 2.3 | 10237 | 2170
Local and Special Ventilation | Unit extract fans | Town RR | 1 | Medium | DX | 1 | 2025 | 1 | 3 | 2 | 905 | 614
Local and Special Ventilation | Fan - Axial | Town RT | 1 | Medium | B | 1 | 2025 | 5 | 3 | 3.2 | 26819 | 9127
Barriers & Guardrails | Manual Vehicle Barrier | Town RP | 1 | Medium | B | 11 | 2035 | 5 | 3 | 3.2 | 26820 | 25327
Lightning Protection | System | Town RO | 1 | High | B | 6 | 2030 | 5 | 2 | 2.7 | 15273 | 17667
Fire Safety Systems | Manual and Automatic Doors - Emergency and Panic Escape Doors | Town RP | 1 | Urgent | B | 21 | 2045 | 5 | 1 | 2.2 | 6237 | 32173
Emergency Lighting | Illuminated Fire Exit Signage | Town RD | 2 | Urgent | B | 10 | 2034 | 5 | 1 | 2.2 | 6238 | 22090
Fire Safety Systems | Fire Extinguishers - Foam | Town RT | 4 | Urgent | B | 6 | 2030 | 5 | 1 | 2.2 | 6239 | 16610
LV Distribution | Sub Distribution Board | Town M | 1 | High | B | 6 | 2030 | 5 | 2 | 2.7 | 15274 | 17668
Emergency Lighting | Self Contained - LED | Town RS | 2 | Urgent | B | 21 | 2045 | 5 | 1 | 2.2 | 6240 | 32174
Barriers & Guardrails | Manual Vehicle Barrier | Town RH | 1 | Medium | B | 1 | 2025 | 5 | 3 | 3.2 | 26821 | 9128
External Doors | Entrance Doors | Town RT | 1 | High | B | 24 | 2048 | 5 | 2 | 2.7 | 15275 | 33268
Roller Shutters | External Electric Roller Shutter | Town RH | 1 | High | B | 11 | 2035 | 5 | 2 | 2.7 | 15276 | 24542
LV Distribution | Sub Distribution Board | Town M | 1 | High | B | 1 | 2025 | 5 | 2 | 2.7 | 15277 | 4174
LV Distribution | Sub Distribution Board | Town RS | 1 | High | B | 4 | 2028 | 5 | 2 | 2.7 | 15278 | 13969
Communication Systems | PA System | Town K | 1 | Medium | B | 6 | 2030 | 5 | 3 | 3.2 | 26822 | 18787
Air Conditioning | Single-Split Evaporator - Split Systems/Heat Pumps - Air-cooled with Direct Expansion Evaporator (DX) | Town RZ | 1 | Medium | B | 13 | 2037 | 5 | 3 | 3.2 | 26823 | 27170
Local and Special Ventilation | Fan - Window / Wall Mounted | Town SH | 1 | Medium | DX | 1 | 2025 | 1 | 3 | 2 | 906 | 615
LV Distribution | Sub Distribution Board | Town SB | 1 | High | B | 1 | 2025 | 5 | 2 | 2.7 | 15279 | 4175
Communication Systems | PA System | Town SA | 1 | Medium | CX | 12 | 2036 | 2 | 3 | 2.3 | 10238 | 26126
LV Distribution | Sub Distribution Board | Town SF | 1 | High | C | 1 | 2025 | 4 | 2 | 2.4 | 10616 | 2439
Fire Safety Systems | Fire Alarm System | Town SB | 1 | Urgent | B | 7 | 2031 | 5 | 1 | 2.2 | 6241 | 19388
LV Distribution | Sub Distribution Board | Town SB | 1 | High | B | 8 | 2032 | 5 | 2 | 2.7 | 15280 | 20740
Local and Special Ventilation | Fan - Extract | Town RM | 1 | Medium | B | 7 | 2031 | 5 | 3 | 3.2 | 26824 | 20018
Heat Emitters | Gas Fired Unit Heaters | Town SE | 1 | Medium | B | 8 | 2032 | 5 | 3 | 3.2 | 26825 | 21021
Fire Safety Systems | Manual and Automatic Doors - Emergency and Panic Escape Doors | Town RZ | 3 | Urgent | B | 26 | 2050 | 5 | 1 | 2.2 | 6242 | 33462
Barriers & Guardrails | Vehicle Crash Protection Barrier | Town RV | 1 | V Low | B | 1 | 2025 | 5 | 4 | 3.7 | 33227 | 12122
LV Distribution | Main Distribution Board | Town RV | 1 | High | D | 1 | 2025 | 3 | 2 | 2.1 | 1209 | 822
Heat Emitters | Gas Fired Unit Heaters | Town SE | 1 | Medium | B | 8 | 2032 | 5 | 3 | 3.2 | 26826 | 21022
LV Distribution | Main Distribution Board | Town SI | 1 | High | B | 15 | 2039 | 5 | 2 | 2.7 | 15281 | 28216
Specialist Lighting | Illuminated External Signs | Town RW | 2 | Medium | C | 1 | 2025 | 4 | 3 | 2.9 | 18742 | 5626
Fire Safety Systems | Fire Alarm Panel / Repeater | Town J | 1 | Urgent | B | 6 | 2030 | 5 | 1 | 2.2 | 6243 | 16611
Fire Safety Systems | Manual and Automatic Doors - Emergency and Panic Escape Doors | Town RY | 1 | Urgent | B | 15 | 2039 | 5 | 1 | 2.2 | 6244 | 27919
General Lighting | General - LED fittings & Luminaires | Town J | 106 | Medium | B | 16 | 2040 | 5 | 3 | 3.2 | 26827 | 29634
Emergency Lighting | Self Contained - LED | Town SJ | 5 | Urgent | B | 20 | 2044 | 5 | 1 | 2.2 | 6245 | 31506
Access Control | Gate Access - Local Lock / Keypad / Manual (External) | Town RV | 2 | Medium | B | 1 | 2025 | 5 | 3 | 3.2 | 26828 | 9129
Heat Emitters | Electric Heaters | Town SH | 1 | Medium | B | 3 | 2027 | 5 | 3 | 3.2 | 26829 | 13584
Fire Safety Systems | Manual and Automatic Doors - Emergency and Panic Escape Doors | Town SB | 1 | Urgent | B | 9 | 2033 | 5 | 1 | 2.2 | 6246 | 21379
Roller Shutters | Internal Electric Roller Shutter | Town SC | 1 | Medium | B | 11 | 2035 | 5 | 3 | 3.2 | 26830 | 25328
Emergency Lighting | Self Contained - LED | Town SI | 9 | Urgent | B | 22 | 2046 | 5 | 1 | 2.2 | 6247 | 32926
Heat Emitters | Radiators - Steel | Town RX | 1 | Medium | B | 10 | 2034 | 5 | 3 | 3.2 | 26831 | 22922
Emergency Lighting | Self Contained - LED | Town RY | 3 | Urgent | B | 22 | 2046 | 5 | 1 | 2.2 | 6248 | 32927
Fire Safety Systems | Fire Extinguishers - Foam | Town SB | 2 | Urgent | B | 8 | 2032 | 5 | 1 | 2.2 | 6249 | 20461
Emergency Lighting | Self Contained - Non LED | Town SE | 7 | Urgent | CX | 4 | 2028 | 2 | 1 | 1.3 | 346 | 13737
Access Control | Door Lock / Keypad / Manual | Town RZ | 1 | Medium | B | 10 | 2034 | 5 | 3 | 3.2 | 26832 | 22923
Heat Emitters | Radiators - Steel | Town RX | 1 | Medium | B | 10 | 2034 | 5 | 3 | 3.2 | 26833 | 22924
Fire Safety Systems | Fire Extinguishers - Foam | Town K | 6 | Urgent | B | 8 | 2032 | 5 | 1 | 2.2 | 6250 | 20462
Emergency Lighting | Self Contained - Non LED | Town RM | 4 | Urgent | B | 15 | 2039 | 5 | 1 | 2.2 | 6251 | 27920
Central Cooling | Fan - General Ventilation | Town K | 1 | Medium | B | 1 | 2025 | 5 | 3 | 3.2 | 26834 | 9130
Access Control | Door Lock / Keypad / Manual | Town SF | 1 | Medium | B | 10 | 2034 | 5 | 3 | 3.2 | 26835 | 22925
Fire Safety Systems | Fire Extinguishers - Foam - P50 | Town RZ | 6 | Urgent | A | 9 | 2033 | 6 | 1 | 2.5 | 10917 | 21543
Fire Safety Systems | Fire Extinguishers - CO2 | Town SH | 2 | Urgent | B | 7 | 2031 | 5 | 1 | 2.2 | 6252 | 19389
Fire Safety Systems | Fire Extinguishers - Foam - P50 | Town SD | 2 | Urgent | B | 3 | 2027 | 5 | 1 | 2.2 | 6253 | 13295
Local Hot Water | Package Electric Water Heaters - Non-Drinking Water | Town J | 1 | Medium | CX | 1 | 2025 | 2 | 3 | 2.3 | 10239 | 2171
Local Hot Water | Instantaneous Electric Water Heater - Non-Drinking Water | Town SG | 1 | Medium | B | 1 | 2025 | 5 | 3 | 3.2 | 26836 | 9131
Local and Special Ventilation | Fan - Kitchen Window / Wall Mounted | Town SI | 1 | Medium | B | 9 | 2033 | 5 | 3 | 3.2 | 26837 | 21799
General Lighting | General - LED fittings & Luminaires | Town SE | 77 | Medium | B | 16 | 2040 | 5 | 3 | 3.2 | 26838 | 29635
Fire Safety Systems | Fire Extinguishers - CO2 | Town SC | 1 | Urgent | B | 2 | 2026 | 5 | 1 | 2.2 | 6254 | 12659
Fire Safety Systems | Fire Extinguishers - CO2 | Town SA | 2 | Urgent | B | 2 | 2026 | 5 | 1 | 2.2 | 6255 | 12660
Air Conditioning | Single-Split Condenser - Split Systems/Heat Pumps - Air-cooled with Direct Expansion Evaporator (DX) | Town RV | 1 | Medium | B | 1 | 2025 | 5 | 3 | 3.2 | 26839 | 9132
LV Distribution | Main Distribution Board | Town RY | 1 | High | B | 1 | 2025 | 5 | 2 | 2.7 | 15282 | 4176
Heat Emitters | Gas Fired Unit Heaters | Town SE | 1 | Medium | B | 8 | 2032 | 5 | 3 | 3.2 | 26840 | 21023
External Doors | Entrance Doors | Town SB | 1 | High | B | 11 | 2035 | 5 | 2 | 2.7 | 15283 | 24543
Emergency Lighting | Self Contained - LED | Town SA | 13 | Urgent | B | 21 | 2045 | 5 | 1 | 2.2 | 6256 | 32175
Air Conditioning | Multi-Split Condenser - Split Systems/Heat Pumps - Air-cooled with Direct Expansion Evaporator (DX) | Town RZ | 1 | Medium | B | 7 | 2031 | 5 | 3 | 3.2 | 26841 | 20019
LV Distribution | Main Distribution Board | Town RV | 1 | High | B | 1 | 2025 | 5 | 2 | 2.7 | 15284 | 4177
LV Distribution | Sub Distribution Board | Town J | 1 | High | B | 4 | 2028 | 5 | 2 | 2.7 | 15285 | 13970
Local and Special Ventilation | Fan - Toilet Extract | Town RX | 1 | Medium | B | 9 | 2033 | 5 | 3 | 3.2 | 26842 | 21800
General Lighting | General - LED fittings & Luminaires | Town RY | 15 | Medium | B | 12 | 2036 | 5 | 3 | 3.2 | 26843 | 26594
General Lighting | General - LED fittings & Luminaires | Town SD | 1 | Medium | B | 16 | 2040 | 5 | 3 | 3.2 | 26844 | 29636
Local and Special Ventilation | Fan - Extract | Town SE | 1 | Medium | C | 1 | 2025 | 4 | 3 | 2.9 | 18743 | 5627
Emergency Lighting | Self Contained - LED | Town J | 2 | Urgent | B | 21 | 2045 | 5 | 1 | 2.2 | 6257 | 32176
External Lighting | General - Non LED | Town RX | 1 | Medium | B | 9 | 2033 | 5 | 3 | 3.2 | 26845 | 21801
Roller Shutters | Internal Manual Roller Shutter | Town SB | 1 | Medium | B | 1 | 2025 | 5 | 3 | 3.2 | 26846 | 9133
Roller Shutters | Internal Manual Roller Shutter | Town SB | 1 | Medium | B | 1 | 2025 | 5 | 3 | 3.2 | 26847 | 9134
External Doors | Entrance Doors | Town SF | 1 | High | B | 21 | 2045 | 5 | 2 | 2.7 | 15286 | 32668
Emergency Lighting | Self Contained - Non LED | Town SG | 3 | Urgent | B | 1 | 2025 | 5 | 1 | 2.2 | 6258 | 1500
Local Hot Water | Package Electric Water Heaters - Non-Drinking Water | Town I | 1 | Medium | A | 11 | 2035 | 6 | 3 | 3.5 | 32557 | 25715
Access Control | Door Lock / Keypad / Manual | Town RZ | 1 | Medium | B | 10 | 2034 | 5 | 3 | 3.2 | 26848 | 22926
General Lighting | General - LED fittings & Luminaires | Town RY | 2 | Medium | B | 17 | 2041 | 5 | 3 | 3.2 | 26849 | 30506
General Lighting | General - LED fittings & Luminaires | Town SA | 74 | Medium | B | 16 | 2040 | 5 | 3 | 3.2 | 26850 | 29637
Local and Special Ventilation | Fan - Window / Wall Mounted | Town J | 1 | Medium | B | 11 | 2035 | 5 | 3 | 3.2 | 26851 | 25329
Local and Special Ventilation | Fan - Window / Wall Mounted | Town RZ | 1 | Medium | B | 11 | 2035 | 5 | 3 | 3.2 | 26852 | 25330
Air Conditioning | Multi-Split Condenser - Split Systems/Heat Pumps - Air-cooled with Direct Expansion Evaporator (DX) | Town SA | 1 | Medium | B | 10 | 2034 | 5 | 3 | 3.2 | 26853 | 22927
Local and Special Ventilation | Unit extract fans | Town SF | 1 | Medium | B | 11 | 2035 | 5 | 3 | 3.2 | 26854 | 25331
Fire Safety Systems | Fire Alarm Panel / Repeater | Town SH | 1 | Urgent | B | 11 | 2035 | 5 | 1 | 2.2 | 6259 | 23737
Local and Special Ventilation | Fan - Centrifugal | Town RY | 1 | Medium | B | 1 | 2025 | 5 | 3 | 3.2 | 26855 | 9135
Air Conditioning | Single-Split Condenser - Split Systems/Heat Pumps - Air-cooled with Direct Expansion Evaporator (DX) | Town RM | 1 | Medium | B | 1 | 2025 | 5 | 3 | 3.2 | 26856 | 9136
General Lighting | General - LED fittings & Luminaires | Town J | 35 | Medium | B | 16 | 2040 | 5 | 3 | 3.2 | 26857 | 29638
Heat Emitters | Electric Heaters | Town I | 1 | Medium | C | 1 | 2025 | 4 | 3 | 2.9 | 18744 | 5628
Roller Shutters | Internal Electric Roller Shutter | Town RZ | 1 | Medium | B | 11 | 2035 | 5 | 3 | 3.2 | 26858 | 25332
Roller Shutters | Internal Automatic Fabric Roll Up Door | Town SD | 1 | High | B | 1 | 2025 | 5 | 2 | 2.7 | 15287 | 4178
Roller Shutters | Internal Electric Roller Shutter | Town I | 1 | Medium | CX | 1 | 2025 | 2 | 3 | 2.3 | 10240 | 2172
External Doors | Entrance Doors | Town SB | 1 | High | B | 11 | 2035 | 5 | 2 | 2.7 | 15288 | 24544
External Lighting | General - LED | Town SD | 1 | Medium | B | 11 | 2035 | 5 | 3 | 3.2 | 26859 | 25333
Local and Special Ventilation | Fan - Kitchen Window / Wall Mounted | Town RZ | 1 | Medium | B | 12 | 2036 | 5 | 3 | 3.2 | 26860 | 26595
Local and Special Ventilation | Unit extract fans | Town SJ | 1 | Medium | B | 10 | 2034 | 5 | 3 | 3.2 | 26861 | 22928
Fire Safety Systems | Fire Extinguishers - Foam - P50 | Town SD | 1 | Urgent | B | 1 | 2025 | 5 | 1 | 2.2 | 6260 | 1501
Local and Special Ventilation | Fan - Extract | Town SA | 1 | Medium | B | 7 | 2031 | 5 | 3 | 3.2 | 26862 | 20020
Fire Safety Systems | Fire Extinguishers - Foam | Town K | 2 | Urgent | B | 8 | 2032 | 5 | 1 | 2.2 | 6261 | 20463
External Doors | Entrance Doors | Town RY | 1 | High | B | 15 | 2039 | 5 | 2 | 2.7 | 15289 | 28217
Emergency Lighting | Self Contained - LED | Town RY | 1 | Urgent | B | 5 | 2029 | 5 | 1 | 2.2 | 6262 | 14421
Fire Safety Systems | Fire Extinguishers - Foam | Town SB | 5 | Urgent | A | 9 | 2033 | 6 | 1 | 2.5 | 10918 | 21544
Air Conditioning | Single-Split Condenser - Split Systems/Heat Pumps - Air-cooled with Direct Expansion Evaporator (DX) | Town RZ | 1 | Medium | B | 5 | 2029 | 5 | 3 | 3.2 | 26863 | 15240
Local Hot Water | Electric Water Heater - Drinking Water - Non-Pressurised | Town SB | 1 | Medium | B | 1 | 2025 | 5 | 3 | 3.2 | 26864 | 9137
Emergency Lighting | Self Contained - Non LED | Town SD | 1 | Urgent | B | 1 | 2025 | 5 | 1 | 2.2 | 6263 | 1502
General Lighting | General - LED fittings & Luminaires | Town RY | 8 | Medium | B | 1 | 2025 | 5 | 3 | 3.2 | 26865 | 9138
General Lighting | General - LED fittings & Luminaires | Town SD | 4 | Medium | B | 16 | 2040 | 5 | 3 | 3.2 | 26866 | 29639
Burner | Blown gas burner | Town RY | 1 | Medium | B | 1 | 2025 | 5 | 3 | 3.2 | 26867 | 9139
Communication Systems | PA System | Town SD | 1 | Medium | B | 1 | 2025 | 5 | 3 | 3.2 | 26868 | 9140
Fire Safety Systems | Manual and Automatic Doors - Emergency and Panic Escape Doors | Town SI | 1 | Urgent | B | 23 | 2047 | 5 | 1 | 2.2 | 6264 | 33115
General Lighting | General - LED fittings & Luminaires | Town SD | 5 | Medium | B | 16 | 2040 | 5 | 3 | 3.2 | 26869 | 29640
Heat Emitters | Gas Fired Unit Heaters | Town RM | 1 | Medium | B | 7 | 2031 | 5 | 3 | 3.2 | 26870 | 20021
External Doors | Entrance Doors | Town SJ | 1 | High | B | 30 | 2054 | 5 | 2 | 2.7 | 15290 | 33717
Fire Safety Systems | Fire Extinguishers - Foam | Town RZ | 2 | Urgent | B | 8 | 2032 | 5 | 1 | 2.2 | 6265 | 20464
General Lighting | General - LED fittings & Luminaires | Town SB | 8 | Medium | B | 1 | 2025 | 5 | 3 | 3.2 | 26871 | 9141
General Lighting | General - LED fittings & Luminaires | Town RY | 3 | Medium | B | 8 | 2032 | 5 | 3 | 3.2 | 26872 | 21024
Emergency Lighting | Self Contained - LED | Town SC | 5 | Urgent | B | 21 | 2045 | 5 | 1 | 2.2 | 6266 | 32177
Emergency Lighting | Self Contained - LED | Town RX | 7 | Urgent | B | 22 | 2046 | 5 | 1 | 2.2 | 6267 | 32928
Heat Emitters | Radiators - Steel | Town RZ | 1 | Medium | B | 10 | 2034 | 5 | 3 | 3.2 | 26873 | 22929
General Lighting | General - LED fittings & Luminaires | Town RY | 1 | Medium | B | 6 | 2030 | 5 | 3 | 3.2 | 26874 | 18788
General Lighting | General - LED fittings & Luminaires | Town RY | 9 | Medium | B | 6 | 2030 | 5 | 3 | 3.2 | 26875 | 18789
Emergency Lighting | Self Contained - LED | Town SH | 1 | Urgent | A | 24 | 2048 | 6 | 1 | 2.5 | 10919 | 33254
Fire Safety Systems | Fire Extinguishers - Foam | Town I | 4 | Urgent | B | 8 | 2032 | 5 | 1 | 2.2 | 6268 | 20465
Emergency Lighting | Self Contained - LED | Town SD | 1 | Urgent | B | 23 | 2047 | 5 | 1 | 2.2 | 6269 | 33116
General Lighting | General - LED fittings & Luminaires | Town SB | 63 | Medium | B | 18 | 2042 | 5 | 3 | 3.2 | 26876 | 30966
Local and Special Ventilation | Fan - Window / Wall Mounted | Town SD | 1 | Medium | B | 1 | 2025 | 5 | 3 | 3.2 | 26877 | 9142
Heat Emitters | Gas Fired Unit Heaters | Town RY | 1 | Medium | B | 3 | 2027 | 5 | 3 | 3.2 | 26878 | 13585
Fire Safety Systems | Fire Extinguishers - Foam | Town SC | 1 | Urgent | B | 6 | 2030 | 5 | 1 | 2.2 | 6270 | 16612
LV Distribution | Sub Distribution Board | Town RV | 1 | High | B | 1 | 2025 | 5 | 2 | 2.7 | 15291 | 4179
Local and Special Ventilation | Fan - Extract | Town SE | 1 | Medium | C | 1 | 2025 | 4 | 3 | 2.9 | 18745 | 5629
Emergency Lighting | Self Contained - LED | Town RX | 6 | Urgent | B | 19 | 2043 | 5 | 1 | 2.2 | 6271 | 31082
Air Conditioning | Single-Split Evaporator - Split Systems/Heat Pumps - Air-cooled with Direct Expansion Evaporator (DX) | Town RV | 1 | Medium | B | 11 | 2035 | 5 | 3 | 3.2 | 26879 | 25334
External Doors | Entrance Doors | Town SD | 1 | High | B | 1 | 2025 | 5 | 2 | 2.7 | 15292 | 4180
Barriers & Guardrails | Vehicle Crash Protection Barrier | Town RV | 1 | V Low | B | 1 | 2025 | 5 | 4 | 3.7 | 33228 | 12123
Fire Safety Systems | Fire Extinguishers - Foam | Town RY | 6 | Urgent | B | 7 | 2031 | 5 | 1 | 2.2 | 6272 | 19390
LV Distribution | Sub Distribution Board | Town RZ | 1 | High | B | 1 | 2025 | 5 | 2 | 2.7 | 15293 | 4181
LV Distribution | Sub Distribution Board | Town SB | 1 | High | B | 6 | 2030 | 5 | 2 | 2.7 | 15294 | 17669
Local and Special Ventilation | Fan - Extract | Town RM | 1 | Medium | B | 7 | 2031 | 5 | 3 | 3.2 | 26880 | 20022
Fire Safety Systems | Fire Extinguishers - Powder | Town RY | 1 | Urgent | B | 8 | 2032 | 5 | 1 | 2.2 | 6273 | 20466
Fire Safety Systems | Fire Extinguishers - CO2 | Town RZ | 1 | Urgent | B | 6 | 2030 | 5 | 1 | 2.2 | 6274 | 16613
General Lighting | General - LED fittings & Luminaires | Town SG | 31 | Medium | B | 1 | 2025 | 5 | 3 | 3.2 | 26881 | 9143
Heat Emitters | Electric Heaters | Town RW | 5 | Medium | DX | 1 | 2025 | 1 | 3 | 2 | 907 | 616
Emergency Lighting | Illuminated Fire Exit Signage | Town RZ | 2 | Urgent | B | 15 | 2039 | 5 | 1 | 2.2 | 6275 | 27921
General Lighting | General - LED fittings & Luminaires | Town SA | 41 | Medium | B | 16 | 2040 | 5 | 3 | 3.2 | 26882 | 29641
General Lighting | General - LED fittings & Luminaires | Town RM | 51 | Medium | B | 16 | 2040 | 5 | 3 | 3.2 | 26883 | 29642
Fire Safety Systems | Fire Extinguishers - Foam | Town RV | 4 | Urgent | B | 5 | 2029 | 5 | 1 | 2.2 | 6276 | 14422
Local and Special Ventilation | Fan - Window / Wall Mounted | Town RM | 1 | Medium | B | 11 | 2035 | 5 | 3 | 3.2 | 26884 | 25335
LV Distribution | Sub Distribution Board | Town SD | 1 | High | B | 1 | 2025 | 5 | 2 | 2.7 | 15295 | 4182
LV Distribution | Sub Distribution Board | Town RZ | 1 | High | B | 6 | 2030 | 5 | 2 | 2.7 | 15296 | 17670
Fire Safety Systems | Fire Alarm Panel / Repeater | Town SA | 1 | Urgent | B | 7 | 2031 | 5 | 1 | 2.2 | 6277 | 19391
Heat Emitters | Radiators - Steel | Town RX | 3 | Medium | B | 11 | 2035 | 5 | 3 | 3.2 | 26885 | 25336
Emergency Lighting | Illuminated Fire Exit Signage | Town K | 2 | Urgent | B | 11 | 2035 | 5 | 1 | 2.2 | 6278 | 23738
Emergency Lighting | Self Contained - LED | Town SD | 1 | Urgent | B | 21 | 2045 | 5 | 1 | 2.2 | 6279 | 32178
Air Conditioning | Single-Split Condenser - Split Systems/Heat Pumps - Air-cooled with Direct Expansion Evaporator (DX) | Town RZ | 1 | Medium | B | 9 | 2033 | 5 | 3 | 3.2 | 26886 | 21802
Barriers & Guardrails | Vehicle Crash Protection Barrier | Town J | 9 | V Low | B | 1 | 2025 | 5 | 4 | 3.7 | 33229 | 12124
Heat Emitters | Gas Fired Natural and Fan Assisted Heaters | Town SJ | 1 | Medium | B | 1 | 2025 | 5 | 3 | 3.2 | 26887 | 9144
Fire Safety Systems | Fire Alarm System | Town RM | 1 | Urgent | B | 7 | 2031 | 5 | 1 | 2.2 | 6280 | 19392
General Lighting | General - LED fittings & Luminaires | Town SG | 6 | Medium | B | 19 | 2043 | 5 | 3 | 3.2 | 26888 | 31365
LV Distribution | Sub Distribution Board | Town SF | 1 | High | B | 14 | 2038 | 5 | 2 | 2.7 | 15297 | 27466
Local and Special Ventilation | Fan - Window / Wall Mounted | Town J | 1 | Medium | B | 11 | 2035 | 5 | 3 | 3.2 | 26889 | 25337
Heat Emitters | Radiators - Steel | Town RX | 1 | Medium | B | 10 | 2034 | 5 | 3 | 3.2 | 26890 | 22930
Local Hot Water | Instantaneous Electric Water Heater - Non-Drinking Water | Town RV | 1 | Medium | B | 1 | 2025 | 5 | 3 | 3.2 | 26891 | 9145
Heat Emitters | Gas Fired Unit Heaters | Town RM | 1 | Medium | B | 7 | 2031 | 5 | 3 | 3.2 | 26892 | 20023
Barriers & Guardrails | Vehicle Crash Protection Barrier | Town RV | 1 | V Low | B | 1 | 2025 | 5 | 4 | 3.7 | 33230 | 12125
Emergency Lighting | Self Contained - LED | Town SH | 6 | Urgent | B | 22 | 2046 | 5 | 1 | 2.2 | 6281 | 32929
LV Distribution | Main Distribution Board | Town SB | 1 | High | B | 6 | 2030 | 5 | 2 | 2.7 | 15298 | 17671
External Doors | Entrance Doors | Town RX | 1 | High | B | 30 | 2054 | 5 | 2 | 2.7 | 15299 | 33718
Multi-System Controls | Multi-Input Controllers | Town RZ | 1 | Medium | B | 4 | 2028 | 5 | 3 | 3.2 | 26893 | 14143
Fire Safety Systems | Fire Extinguishers - CO2 | Town RZ | 1 | Urgent | B | 3 | 2027 | 5 | 1 | 2.2 | 6282 | 13296
Emergency Lighting | Self Contained - LED | Town SB | 3 | Urgent | B | 17 | 2041 | 5 | 1 | 2.2 | 6283 | 30140
Fire Safety Systems | Fire Extinguishers - Foam | Town RY | 2 | Urgent | B | 8 | 2032 | 5 | 1 | 2.2 | 6284 | 20467
LV Distribution | Sub Distribution Board | Town K | 1 | High | B | 1 | 2025 | 5 | 2 | 2.7 | 15300 | 4183
LV Distribution | Sub Distribution Board | Town SF | 1 | High | C | 1 | 2025 | 4 | 2 | 2.4 | 10617 | 2440
Emergency Lighting | Self Contained - LED | Town RY | 2 | Urgent | B | 23 | 2047 | 5 | 1 | 2.2 | 6285 | 33117
Emergency Lighting | Self Contained - LED | Town RV | 14 | Urgent | B | 20 | 2044 | 5 | 1 | 2.2 | 6286 | 31507
Air Conditioning | Single-Split Evaporator - Split Systems/Heat Pumps - Air-cooled with Direct Expansion Evaporator (DX) | Town SE | 1 | Medium | B | 9 | 2033 | 5 | 3 | 3.2 | 26894 | 21803
Roller Shutters | External Manual Roller Shutter | Town RY | 1 | High | B | 11 | 2035 | 5 | 2 | 2.7 | 15301 | 24545
Barriers & Guardrails | Vehicle Crash Protection Barrier | Town RV | 1 | V Low | B | 1 | 2025 | 5 | 4 | 3.7 | 33231 | 12126
Fire Safety Systems | Fire Extinguishers - Foam | Town RZ | 3 | Urgent | B | 7 | 2031 | 5 | 1 | 2.2 | 6287 | 19393
General Lighting | General - LED fittings & Luminaires | Town SB | 40 | Medium | B | 12 | 2036 | 5 | 3 | 3.2 | 26895 | 26596
Emergency Lighting | Self Contained - LED | Town RM | 1 | Urgent | B | 21 | 2045 | 5 | 1 | 2.2 | 6288 | 32179
LV Distribution | Sub Distribution Board | Town SB | 1 | High | B | 10 | 2034 | 5 | 2 | 2.7 | 15302 | 22401
LV Distribution | Main Distribution Board | Town SG | 1 | High | B | 1 | 2025 | 5 | 2 | 2.7 | 15303 | 4184
Local and Special Ventilation | Fan - Window / Wall Mounted | Town SD | 1 | Medium | B | 1 | 2025 | 5 | 3 | 3.2 | 26896 | 9146
Fire Safety Systems | Manual and Automatic Doors - Emergency and Panic Escape Doors | Town RY | 1 | Urgent | B | 15 | 2039 | 5 | 1 | 2.2 | 6289 | 27922
LV Distribution | Main Distribution Board | Town RV | 1 | High | D | 19 | 2043 | 3 | 2 | 2.1 | 1210 | 31034
Fire Safety Systems | Manual and Automatic Doors - Emergency and Panic Escape Doors | Town K | 1 | Urgent | B | 11 | 2035 | 5 | 1 | 2.2 | 6290 | 23739
Communication Systems | PA System | Town RM | 1 | Medium | DX | 6 | 2030 | 1 | 3 | 2 | 908 | 15716
Access Control | Door Lock / Keypad / Manual | Town RZ | 1 | Medium | B | 10 | 2034 | 5 | 3 | 3.2 | 26897 | 22931
Heat Emitters | Radiators - Steel | Town SF | 1 | Medium | B | 10 | 2034 | 5 | 3 | 3.2 | 26898 | 22932
Air Conditioning | Multi-Split Condenser - Split Systems/Heat Pumps - Air-cooled with Direct Expansion Evaporator (DX) | Town SE | 1 | Medium | B | 9 | 2033 | 5 | 3 | 3.2 | 26899 | 21804
Local and Special Ventilation | Fan - Window / Wall Mounted | Town RZ | 1 | Medium | B | 12 | 2036 | 5 | 3 | 3.2 | 26900 | 26597
Fire Safety Systems | Fire Extinguishers - CO2 | Town RY | 2 | Urgent | B | 6 | 2030 | 5 | 1 | 2.2 | 6291 | 16614
LV Distribution | Sub Distribution Board | Town RY | 1 | High | B | 1 | 2025 | 5 | 2 | 2.7 | 15304 | 4185
External Doors | Entrance Doors | Town SF | 1 | High | C | 21 | 2045 | 4 | 2 | 2.4 | 10618 | 32515
Local and Special Ventilation | Fan - Extract | Town J | 1 | Medium | B | 7 | 2031 | 5 | 3 | 3.2 | 26901 | 20024
Emergency Lighting | Self Contained - LED | Town J | 2 | Urgent | B | 21 | 2045 | 5 | 1 | 2.2 | 6292 | 32180
Air Conditioning | Single-Split Evaporator - Split Systems/Heat Pumps - Air-cooled with Direct Expansion Evaporator (DX) | Town RZ | 1 | Medium | B | 1 | 2025 | 5 | 3 | 3.2 | 26902 | 9147
Roller Shutters | External Manual Roller Shutter | Town SB | 1 | High | B | 3 | 2027 | 5 | 2 | 2.7 | 15305 | 13372
Local and Special Ventilation | Fan - Window / Wall Mounted | Town J | 1 | Medium | B | 11 | 2035 | 5 | 3 | 3.2 | 26903 | 25338
Boiler | Atmospheric Gas Burner/Condensing Combination Boiler (domestic type) | Town SD | 1 | High | B | 6 | 2030 | 5 | 2 | 2.7 | 15306 | 17672
Local and Special Ventilation | Fan - Window / Wall Mounted | Town I | 1 | Medium | DX | 1 | 2025 | 1 | 3 | 2 | 909 | 617
Roller Shutters | External Manual Roller Shutter | Town SB | 1 | High | B | 1 | 2025 | 5 | 2 | 2.7 | 15307 | 4186
Fire Safety Systems | Manual and Automatic Doors - Emergency and Panic Escape Doors | Town RX | 1 | Urgent | B | 25 | 2049 | 5 | 1 | 2.2 | 6293 | 33312
Fire Safety Systems | Manual and Automatic Doors - Emergency and Panic Escape Doors | Town RX | 1 | Urgent | B | 25 | 2049 | 5 | 1 | 2.2 | 6294 | 33313
Fire Safety Systems | Fire Extinguishers - Foam | Town SB | 4 | Urgent | B | 8 | 2032 | 5 | 1 | 2.2 | 6295 | 20468
Air Conditioning | Single-Split Condenser - Split Systems/Heat Pumps - Air-cooled with Direct Expansion Evaporator (DX) | Town J | 1 | Medium | B | 5 | 2029 | 5 | 3 | 3.2 | 26904 | 15241
Air Conditioning | Multi-Split Condenser - Split Systems/Heat Pumps - Air-cooled with Direct Expansion Evaporator (DX) | Town SA | 1 | Medium | B | 10 | 2034 | 5 | 3 | 3.2 | 26905 | 22933
Fire Safety Systems | Manual and Automatic Doors - Emergency and Panic Escape Doors | Town K | 2 | Urgent | B | 11 | 2035 | 5 | 1 | 2.2 | 6296 | 23740
LV Distribution | Sub Distribution Board | Town SD | 1 | High | C | 1 | 2025 | 4 | 2 | 2.4 | 10619 | 2441
Fire Safety Systems | Fire Extinguishers - Foam | Town SA | 2 | Urgent | B | 7 | 2031 | 5 | 1 | 2.2 | 6297 | 19394
Fire Safety Systems | Fire Extinguishers - CO2 | Town RZ | 1 | Urgent | B | 8 | 2032 | 5 | 1 | 2.2 | 6298 | 20469
External Doors | Entrance Doors | Town SD | 1 | High | B | 1 | 2025 | 5 | 2 | 2.7 | 15308 | 4187
External Doors | Entrance Doors | Town RX | 1 | High | B | 26 | 2050 | 5 | 2 | 2.7 | 15309 | 33508
Emergency Lighting | Self Contained - Non LED | Town SD | 6 | Urgent | B | 1 | 2025 | 5 | 1 | 2.2 | 6299 | 1503
Heat Emitters | Gas Fired Unit Heaters | Town SX | 1 | Medium | B | 1 | 2025 | 5 | 3 | 3.2 | 26906 | 9148
Local and Special Ventilation | Unit extract fans | Town AH | 1 | Medium | B | 1 | 2025 | 5 | 3 | 3.2 | 26907 | 9149
LV Distribution | Main Distribution Board | Town EN | 1 | High | B | 1 | 2025 | 5 | 2 | 2.7 | 15310 | 4188
Local and Special Ventilation | Fan - Extract | Town SS | 1 | Medium | B | 1 | 2025 | 5 | 3 | 3.2 | 26908 | 9150
Heat Emitters | Electric Overdoor Air Curtain/Heater | Town SK | 1 | Medium | B | 1 | 2025 | 5 | 3 | 3.2 | 26909 | 9151
Local Hot Water | Instantaneous Electric Water Heater - Non-Drinking Water | Town CA | 1 | Medium | B | 7 | 2031 | 5 | 3 | 3.2 | 26910 | 20025
Local and Special Ventilation | Fan - Axial | Town SK | 1 | Medium | B | 1 | 2025 | 5 | 3 | 3.2 | 26911 | 9152
LV Distribution | Sub Distribution Board | Town SN | 1 | High | B | 1 | 2025 | 5 | 2 | 2.7 | 15311 | 4189
Local and Special Ventilation | Fan - Window / Wall Mounted | Town RX | 1 | Medium | CX | 9 | 2033 | 2 | 3 | 2.3 | 10241 | 21520
Roller Shutters | External Electric Roller Shutter | Town SL | 1 | High | B | 1 | 2025 | 5 | 2 | 2.7 | 15312 | 4190
External Doors | Entrance Doors | Town SX | 1 | High | B | 21 | 2045 | 5 | 2 | 2.7 | 15313 | 32669
Local and Special Ventilation | Fan - Extract | Town SQ | 1 | Medium | B | 11 | 2035 | 5 | 3 | 3.2 | 26912 | 25339
Roller Shutters | External Manual Roller Shutter | Town SO | 1 | High | C | 1 | 2025 | 4 | 2 | 2.4 | 10620 | 2442
LV Distribution | Sub Distribution Board | Town AH | 1 | High | B | 16 | 2040 | 5 | 2 | 2.7 | 15314 | 29205
Security Systems | Manual and Automatic Doors - High Security Door | Town SO | 1 | High | B | 8 | 2032 | 5 | 2 | 2.7 | 15315 | 20741
BMS | BMS Control Panel | Town SP | 1 | High | B | 7 | 2031 | 5 | 2 | 2.7 | 15316 | 19644
General Lighting | General - LED fittings & Luminaires | Town CA | 9 | Medium | B | 1 | 2025 | 5 | 3 | 3.2 | 26913 | 9153
General Lighting | General - LED fittings & Luminaires | Town SK | 92 | Medium | B | 14 | 2038 | 5 | 3 | 3.2 | 26914 | 27598
General Lighting | General - LED fittings & Luminaires | Town CA | 3 | Medium | B | 16 | 2040 | 5 | 3 | 3.2 | 26915 | 29643
Emergency Lighting | Self Contained - LED | Town CA | 1 | Urgent | B | 11 | 2035 | 5 | 1 | 2.2 | 6300 | 23741
General Lighting | General - LED fittings & Luminaires | Town EN | 32 | Medium | B | 15 | 2039 | 5 | 3 | 3.2 | 26916 | 28458
Roller Shutters | External Electric Roller Shutter | Town SX | 1 | High | B | 1 | 2025 | 5 | 2 | 2.7 | 15317 | 4191
Roller Shutters | External Manual Roller Shutter | Town SL | 1 | High | B | 1 | 2025 | 5 | 2 | 2.7 | 15318 | 4192
Heat Emitters | Radiators - Steel | Town SX | 3 | Medium | B | 6 | 2030 | 5 | 3 | 3.2 | 26917 | 18790
Emergency Lighting | Illuminated Fire Exit Signage | Town SU | 2 | Urgent | B | 11 | 2035 | 5 | 1 | 2.2 | 6301 | 23742
Local and Special Ventilation | Fan - Window / Wall Mounted | Town CA | 1 | Medium | B | 1 | 2025 | 5 | 3 | 3.2 | 26918 | 9154
Heat Emitters | Radiators - Steel | Town SN | 5 | Medium | B | 1 | 2025 | 5 | 3 | 3.2 | 26919 | 9155
Air Conditioning | Multi-Split Condenser - Split Systems/Heat Pumps - Air-cooled with Direct Expansion Evaporator (DX) | Town SP | 1 | Medium | B | 1 | 2025 | 5 | 3 | 3.2 | 26920 | 9156
Heat Emitters | Gas Fired Unit Heaters | Town AH | 1 | Medium | B | 10 | 2034 | 5 | 3 | 3.2 | 26921 | 22934
Local Hot Water | Instantaneous Electric Water Heater - Non-Drinking Water | Town AH | 1 | Medium | B | 11 | 2035 | 5 | 3 | 3.2 | 26922 | 25340
Emergency Lighting | Self Contained - LED | Town SO | 12 | Urgent | B | 21 | 2045 | 5 | 1 | 2.2 | 6302 | 32181
LV Distribution | Main Distribution Board | Town SO | 1 | High | B | 19 | 2043 | 5 | 2 | 2.7 | 15319 | 31216
LV Distribution | Sub Distribution Board | Town SN | 1 | High | B | 10 | 2034 | 5 | 2 | 2.7 | 15320 | 22402
Roller Shutters | External Manual Roller Shutter | Town AH | 1 | High | B | 1 | 2025 | 5 | 2 | 2.7 | 15321 | 4193
Roller Shutters | Internal Electric Roller Shutter | Town SW | 1 | Medium | B | 18 | 2042 | 5 | 3 | 3.2 | 26923 | 30967
General Lighting | General - LED fittings & Luminaires | Town RX | 84 | Medium | B | 17 | 2041 | 5 | 3 | 3.2 | 26924 | 30507
Boiler | Atmospheric Gas Burner/Condensing Combination Boiler (domestic type) | Town SX | 1 | High | B | 6 | 2030 | 5 | 2 | 2.7 | 15322 | 17673
Fire Safety Systems | Manual and Automatic Doors - Emergency and Panic Escape Doors | Town SL | 1 | Urgent | B | 15 | 2039 | 5 | 1 | 2.2 | 6303 | 27923
Emergency Lighting | Self Contained - Non LED | Town SP | 1 | Urgent | B | 1 | 2025 | 5 | 1 | 2.2 | 6304 | 1504
Heat Emitters | Gas Fired Natural and Fan Assisted Heaters | Town SM | 1 | Medium | B | 1 | 2025 | 5 | 3 | 3.2 | 26925 | 9157
Roller Shutters | External Window Shutters - Manual | Town SU | 1 | Medium | B | 1 | 2025 | 5 | 3 | 3.2 | 26926 | 9158
General Lighting | General - LED fittings & Luminaires | Town EN | 61 | Medium | B | 17 | 2041 | 5 | 3 | 3.2 | 26927 | 30508
External Lighting | General - Non LED | Town SL | 8 | Medium | B | 1 | 2025 | 5 | 3 | 3.2 | 26928 | 9159
Fire Safety Systems | Fire Extinguishers - Powder | Town SO | 2 | Urgent | B | 4 | 2028 | 5 | 1 | 2.2 | 6305 | 13839
Local and Special Ventilation | Unit extract fans | Town AH | 1 | Medium | B | 1 | 2025 | 5 | 3 | 3.2 | 26929 | 9160
Emergency Lighting | Illuminated Fire Exit Signage | Town SS | 1 | Urgent | B | 16 | 2040 | 5 | 1 | 2.2 | 6306 | 28864
General Lighting | General - LED fittings & Luminaires | Town CA | 2 | Medium | B | 1 | 2025 | 5 | 3 | 3.2 | 26930 | 9161
Heat Emitters | Electric Overdoor Air Curtain/Heater | Town SK | 1 | Medium | B | 1 | 2025 | 5 | 3 | 3.2 | 26931 | 9162
General Lighting | General - LED fittings & Luminaires | Town CA | 3 | Medium | B | 1 | 2025 | 5 | 3 | 3.2 | 26932 | 9163
Local and Special Ventilation | Fan - Window / Wall Mounted | Town RX | 1 | Medium | B | 9 | 2033 | 5 | 3 | 3.2 | 26933 | 21805
Heat Emitters | Electric Heaters | Town CA | 2 | Medium | B | 1 | 2025 | 5 | 3 | 3.2 | 26934 | 9164
Fire Safety Systems | Fire Extinguishers - Powder | Town M | 3 | Urgent | B | 6 | 2030 | 5 | 1 | 2.2 | 6307 | 16615
Local and Special Ventilation | Fan - Window / Wall Mounted | Town RX | 1 | Medium | B | 10 | 2034 | 5 | 3 | 3.2 | 26935 | 22935
LV Distribution | Sub Distribution Board | Town L | 1 | High | B | 1 | 2025 | 5 | 2 | 2.7 | 15323 | 4194
Emergency Lighting | Illuminated Fire Exit Signage | Town CA | 1 | Urgent | B | 6 | 2030 | 5 | 1 | 2.2 | 6308 | 16616
General Lighting | General - LED fittings & Luminaires | Town SQ | 30 | Medium | B | 16 | 2040 | 5 | 3 | 3.2 | 26936 | 29644
General Lighting | General - LED fittings & Luminaires | Town CA | 3 | Medium | B | 16 | 2040 | 5 | 3 | 3.2 | 26937 | 29645
External Lighting | General - LED | Town SM | 2 | Medium | B | 5 | 2029 | 5 | 3 | 3.2 | 26938 | 15242
Emergency Lighting | Self Contained - LED | Town M | 14 | Urgent | B | 21 | 2045 | 5 | 1 | 2.2 | 6309 | 32182
Local and Special Ventilation | Unit extract fans | Town SP | 1 | Medium | DX | 1 | 2025 | 1 | 3 | 2 | 910 | 618
Local and Special Ventilation | Fan - Centrifugal | Town SO | 1 | Medium | B | 1 | 2025 | 5 | 3 | 3.2 | 26939 | 9165
Emergency Lighting | Self Contained - Non LED | Town SU | 2 | Urgent | B | 1 | 2025 | 5 | 1 | 2.2 | 6310 | 1505
General Lighting | General - LED fittings & Luminaires | Town L | 6 | Medium | B | 10 | 2034 | 5 | 3 | 3.2 | 26940 | 22936
Roller Shutters | External Window Shutters - Manual | Town SU | 1 | Medium | B | 1 | 2025 | 5 | 3 | 3.2 | 26941 | 9166
Fire Safety Systems | Fire Alarm Panel / Repeater | Town SK | 1 | Urgent | B | 1 | 2025 | 5 | 1 | 2.2 | 6311 | 1506
Roller Shutters | External Electric Roller Shutter | Town SQ | 1 | High | B | 11 | 2035 | 5 | 2 | 2.7 | 15324 | 24546
Roller Shutters | Internal Electric Roller Shutter | Town EN | 1 | Medium | B | 11 | 2035 | 5 | 3 | 3.2 | 26942 | 25341
Emergency Lighting | Self Contained - Non LED | Town SN | 2 | Urgent | B | 1 | 2025 | 5 | 1 | 2.2 | 6312 | 1507
Local and Special Ventilation | Fan - General Ventilation | Town SP | 1 | Medium | B | 5 | 2029 | 5 | 3 | 3.2 | 26943 | 15243
Roller Shutters | External Electric Roller Shutter | Town M | 1 | High | B | 1 | 2025 | 5 | 2 | 2.7 | 15325 | 4195
External Lighting | General - Non LED | Town SU | 1 | Medium | B | 1 | 2025 | 5 | 3 | 3.2 | 26944 | 9167
LV Distribution | Sub Distribution Board | Town SS | 1 | High | D | 1 | 2025 | 3 | 2 | 2.1 | 1211 | 823
Boiler | Atmospheric Gas Burner Boiler - Small and/or Wall Hung for Domestic Installation | Town SW | 1 | Medium | B | 4 | 2028 | 5 | 3 | 3.2 | 26945 | 14144
LV Distribution | Sub Distribution Board | Town EN | 1 | High | B | 1 | 2025 | 5 | 2 | 2.7 | 15326 | 4196
LV Distribution | Sub Distribution Board | Town SU | 1 | High | B | 1 | 2025 | 5 | 2 | 2.7 | 15327 | 4197
Barriers & Guardrails | Vehicle Crash Protection Barrier | Town SO | 1 | V Low | B | 1 | 2025 | 5 | 4 | 3.7 | 33232 | 12127
Air Conditioning | Single-Split Condenser - Split Systems/Heat Pumps - Air-cooled with Direct Expansion Evaporator (DX) | Town SW | 1 | Medium | B | 8 | 2032 | 5 | 3 | 3.2 | 26946 | 21025
External Doors | Entrance Doors | Town SN | 1 | High | B | 6 | 2030 | 5 | 2 | 2.7 | 15328 | 17674
Heat Emitters | Electric Heaters | Town CA | 1 | Medium | B | 1 | 2025 | 5 | 3 | 3.2 | 26947 | 9168
Heat Emitters | Electric Overdoor Air Curtain/Heater | Town SO | 1 | Medium | B | 1 | 2025 | 5 | 3 | 3.2 | 26948 | 9169
Barriers & Guardrails | Vehicle Crash Protection Barrier | Town SM | 1 | V Low | B | 1 | 2025 | 5 | 4 | 3.7 | 33233 | 12128
External Lighting | General - Non LED | Town SL | 3 | Medium | B | 1 | 2025 | 5 | 3 | 3.2 | 26949 | 9170
Emergency Lighting | Illuminated Fire Exit Signage | Town SW | 1 | Urgent | B | 15 | 2039 | 5 | 1 | 2.2 | 6313 | 27924
General Lighting | General - LED fittings & Luminaires | Town ST | 17 | Medium | B | 1 | 2025 | 5 | 3 | 3.2 | 26950 | 9171
Local and Special Ventilation | Fan - Centrifugal | Town SO | 1 | Medium | B | 1 | 2025 | 5 | 3 | 3.2 | 26951 | 9172
Heat Emitters | Electric Heaters | Town SR | 4 | Medium | B | 1 | 2025 | 5 | 3 | 3.2 | 26952 | 9173
Fire Safety Systems | Fire Extinguishers - CO2 | Town AH | 4 | Urgent | B | 6 | 2030 | 5 | 1 | 2.2 | 6314 | 16617
Emergency Lighting | Self Contained - LED | Town SL | 8 | Urgent | A | 23 | 2047 | 6 | 1 | 2.5 | 10920 | 33172
Heat Emitters | Electric Heaters | Town SK | 4 | Medium | B | 1 | 2025 | 5 | 3 | 3.2 | 26953 | 9174
Fire Safety Systems | Fire Extinguishers - Foam | Town SQ | 1 | Urgent | B | 8 | 2032 | 5 | 1 | 2.2 | 6315 | 20470
Roller Shutters | Internal Electric Roller Shutter | Town SW | 1 | Medium | B | 18 | 2042 | 5 | 3 | 3.2 | 26954 | 30968
LV Distribution | Sub Distribution Board | Town SS | 1 | High | D | 1 | 2025 | 3 | 2 | 2.1 | 1212 | 824
Local Hot Water | Instantaneous Electric Water Heater - Non-Drinking Water | Town SK | 1 | Medium | B | 6 | 2030 | 5 | 3 | 3.2 | 26955 | 18791
Burner | Atmospheric Gas Burner | Town SP | 1 | Medium | B | 10 | 2034 | 5 | 3 | 3.2 | 26956 | 22937
Emergency Lighting | Self Contained - LED | Town SL | 20 | Urgent | A | 23 | 2047 | 6 | 1 | 2.5 | 10921 | 33173
Heat Emitters | Gas Fired Unit Heaters | Town SL | 1 | Medium | B | 5 | 2029 | 5 | 3 | 3.2 | 26957 | 15244
Air Conditioning | Multi-Split Evaporator - Split Systems/Heat Pumps - Air-cooled with Direct Expansion Evaporator (DX) | Town SQ | 1 | Medium | B | 11 | 2035 | 5 | 3 | 3.2 | 26958 | 25342
External Doors | Manual and Automatic Doors - Auto / Powered Sliding Doors | Town SO | 1 | High | B | 11 | 2035 | 5 | 2 | 2.7 | 15329 | 24547
Fire Safety Systems | Fire Extinguishers - CO2 | Town CA | 1 | Urgent | B | 2 | 2026 | 5 | 1 | 2.2 | 6316 | 12661
Emergency Lighting | Self Contained - LED | Town SS | 6 | Urgent | B | 21 | 2045 | 5 | 1 | 2.2 | 6317 | 32183
Fire Safety Systems | Fire Extinguishers - Powder | Town ST | 1 | Urgent | B | 10 | 2034 | 5 | 1 | 2.2 | 6318 | 22091
LV Distribution | Main Distribution Board | Town EN | 1 | High | B | 1 | 2025 | 5 | 2 | 2.7 | 15330 | 4198
Roller Shutters | External Manual Roller Shutter | Town SL | 1 | High | B | 1 | 2025 | 5 | 2 | 2.7 | 15331 | 4199
General Lighting | General - LED fittings & Luminaires | Town CA | 1 | Medium | B | 1 | 2025 | 5 | 3 | 3.2 | 26959 | 9175
Fire Safety Systems | Fire Extinguishers - Foam | Town SQ | 4 | Urgent | B | 6 | 2030 | 5 | 1 | 2.2 | 6319 | 16618
Fire Safety Systems | Fire Extinguishers - Foam | Town SP | 6 | Urgent | B | 7 | 2031 | 5 | 1 | 2.2 | 6320 | 19395
LV Distribution | Sub Distribution Board | Town SQ | 1 | High | B | 14 | 2038 | 5 | 2 | 2.7 | 15332 | 27467
Local and Special Ventilation | Fan - Window / Wall Mounted | Town CA | 1 | Medium | B | 1 | 2025 | 5 | 3 | 3.2 | 26960 | 9176
General Lighting | General - LED fittings & Luminaires | Town CA | 10 | Medium | B | 6 | 2030 | 5 | 3 | 3.2 | 26961 | 18792
Local and Special Ventilation | Fan - Extract | Town SL | 1 | Medium | B | 1 | 2025 | 5 | 3 | 3.2 | 26962 | 9177
Fire Safety Systems | Manual and Automatic Doors - Emergency and Panic Escape Doors | Town SQ | 1 | Urgent | B | 28 | 2052 | 5 | 1 | 2.2 | 6321 | 33606
Local and Special Ventilation | Fan - Extract | Town SQ | 1 | Medium | B | 11 | 2035 | 5 | 3 | 3.2 | 26963 | 25343
Fire Safety Systems | Fire Extinguishers - Foam | Town CA | 1 | Urgent | B | 2 | 2026 | 5 | 1 | 2.2 | 6322 | 12662
Heat Emitters | Electric Heaters | Town SQ | 1 | Medium | CX | 1 | 2025 | 2 | 3 | 2.3 | 10242 | 2173
Fire Safety Systems | Fire Alarm Panel / Repeater | Town SQ | 1 | Urgent | B | 11 | 2035 | 5 | 1 | 2.2 | 6323 | 23743
Local and Special Ventilation | Fan - Extract | Town SO | 1 | Medium | B | 1 | 2025 | 5 | 3 | 3.2 | 26964 | 9178
General Lighting | General - LED fittings & Luminaires | Town SO | 56 | Medium | B | 1 | 2025 | 5 | 3 | 3.2 | 26965 | 9179
LV Distribution | Sub Distribution Board | Town SS | 1 | High | B | 1 | 2025 | 5 | 2 | 2.7 | 15333 | 4200
External Doors | Entrance Doors | Town SP | 1 | High | B | 6 | 2030 | 5 | 2 | 2.7 | 15334 | 17675
Local and Special Ventilation | Fan - Window / Wall Mounted | Town SV | 1 | Medium | B | 5 | 2029 | 5 | 3 | 3.2 | 26966 | 15245
Heat Emitters | Electric Heaters | Town SS | 4 | Medium | B | 1 | 2025 | 5 | 3 | 3.2 | 26967 | 9180
Fire Safety Systems | Fire Extinguishers - Foam | Town SO | 6 | Urgent | B | 8 | 2032 | 5 | 1 | 2.2 | 6324 | 20471
Air Conditioning | Single-Split Condenser - Split Systems/Heat Pumps - Air-cooled with Direct Expansion Evaporator (DX) | Town SW | 1 | Medium | B | 8 | 2032 | 5 | 3 | 3.2 | 26968 | 21026
LV Distribution | Main Distribution Board | Town SL | 1 | High | B | 1 | 2025 | 5 | 2 | 2.7 | 15335 | 4201
Roller Shutters | External Manual Roller Shutter | Town SS | 1 | High | B | 1 | 2025 | 5 | 2 | 2.7 | 15336 | 4202
Fire Safety Systems | Manual and Automatic Doors - Emergency and Panic Escape Doors | Town SL | 1 | Urgent | B | 1 | 2025 | 5 | 1 | 2.2 | 6325 | 1508
Fire Safety Systems | Fire Alarm Panel / Repeater | Town SR | 1 | Urgent | B | 1 | 2025 | 5 | 1 | 2.2 | 6326 | 1509
Fire Safety Systems | Fire Extinguishers - Foam | Town L | 2 | Urgent | B | 7 | 2031 | 5 | 1 | 2.2 | 6327 | 19396
Local Hot Water | Package Electric Water Heaters - Non-Drinking Water | Town SQ | 1 | Medium | B | 8 | 2032 | 5 | 3 | 3.2 | 26969 | 21027
Boiler | Electric Boilers | Town SN | 1 | Medium | B | 20 | 2044 | 5 | 3 | 3.2 | 26970 | 31680
LV Distribution | Sub Distribution Board | Town AH | 1 | High | B | 1 | 2025 | 5 | 2 | 2.7 | 15337 | 4203
Local Hot Water | Instantaneous Electric Water Heater - Non-Drinking Water | Town ST | 1 | Medium | B | 1 | 2025 | 5 | 3 | 3.2 | 26971 | 9181
Roller Shutters | External Manual Roller Shutter | Town SS | 1 | High | B | 1 | 2025 | 5 | 2 | 2.7 | 15338 | 4204
Fire Safety Systems | Fire Alarm System | Town SL | 1 | Urgent | A | 13 | 2037 | 6 | 1 | 2.5 | 10922 | 26921
Local and Special Ventilation | Fan - Centrifugal | Town SO | 1 | Medium | B | 1 | 2025 | 5 | 3 | 3.2 | 26972 | 9182
Heat Emitters | Radiators - Steel | Town SP | 3 | Medium | B | 1 | 2025 | 5 | 3 | 3.2 | 26973 | 9183
Fire Safety Systems | Fire Extinguishers - Foam | Town SU | 2 | Urgent | B | 6 | 2030 | 5 | 1 | 2.2 | 6328 | 16619
Emergency Lighting | Self Contained - LED | Town CA | 2 | Urgent | B | 21 | 2045 | 5 | 1 | 2.2 | 6329 | 32184
Fire Safety Systems | Fire Extinguishers - Powder | Town SN | 1 | Urgent | B | 9 | 2033 | 5 | 1 | 2.2 | 6330 | 21380
Roller Shutters | External Manual Roller Shutter | Town SL | 1 | High | B | 1 | 2025 | 5 | 2 | 2.7 | 15339 | 4205
Access Control | Gate Access - Local Lock / Keypad / Manual (External) | Town AH | 4 | Medium | B | 1 | 2025 | 5 | 3 | 3.2 | 26974 | 9184
General Lighting | General - LED fittings & Luminaires | Town CA | 3 | Medium | B | 16 | 2040 | 5 | 3 | 3.2 | 26975 | 29646
General Lighting | General - LED fittings & Luminaires | Town SS | 34 | Medium | B | 16 | 2040 | 5 | 3 | 3.2 | 26976 | 29647
Air Conditioning | Multi-Split Evaporator - Split Systems/Heat Pumps - Air-cooled with Direct Expansion Evaporator (DX) | Town SQ | 1 | Medium | B | 11 | 2035 | 5 | 3 | 3.2 | 26977 | 25344
Heat Emitters | Electric Overdoor Air Curtain/Heater | Town ST | 1 | Medium | B | 14 | 2038 | 5 | 3 | 3.2 | 26978 | 27599
BMS | BMS Control Panel | Town SL | 1 | High | A | 9 | 2033 | 6 | 2 | 3 | 19575 | 21665
General Lighting | General - LED fittings & Luminaires | Town EN | 41 | Medium | B | 11 | 2035 | 5 | 3 | 3.2 | 26979 | 25345
Local and Special Ventilation | Fan - Extract | Town SL | 1 | Medium | B | 1 | 2025 | 5 | 3 | 3.2 | 26980 | 9185
Fire Safety Systems | Fire Extinguishers - Foam | Town SL | 4 | Urgent | A | 8 | 2032 | 6 | 1 | 2.5 | 10923 | 20658
Emergency Lighting | Self Contained - LED | Town CA | 7 | Urgent | B | 19 | 2043 | 5 | 1 | 2.2 | 6331 | 31083
LV Distribution | Sub Distribution Board | Town SS | 1 | High | D | 1 | 2025 | 3 | 2 | 2.1 | 1213 | 825
Fire Safety Systems | Manual and Automatic Doors - Emergency and Panic Escape Doors | Town SV | 1 | Urgent | D | 23 | 2047 | 3 | 1 | 1.6 | 451 | 33056
Fire Safety Systems | Fire Alarm System | Town SS | 1 | Urgent | A | 13 | 2037 | 6 | 1 | 2.5 | 10924 | 26922
Heat Emitters | Electric Heaters | Town SV | 1 | Medium | C | 1 | 2025 | 4 | 3 | 2.9 | 18746 | 5630
Fire Safety Systems | Fire Extinguishers - CO2 | Town SX | 4 | Urgent | B | 6 | 2030 | 5 | 1 | 2.2 | 6332 | 16620
LV Distribution | LV Switch Panel | Town SO | 1 | High | B | 1 | 2025 | 5 | 2 | 2.7 | 15340 | 4206
Air Conditioning | Multi-Split Evaporator - Split Systems/Heat Pumps - Air-cooled with Direct Expansion Evaporator (DX) | Town SQ | 1 | Medium | B | 11 | 2035 | 5 | 3 | 3.2 | 26981 | 25346
LV Distribution | Sub Distribution Board | Town SK | 1 | High | B | 3 | 2027 | 5 | 2 | 2.7 | 15341 | 13373
LV Distribution | Sub Distribution Board | Town SS | 1 | High | B | 1 | 2025 | 5 | 2 | 2.7 | 15342 | 4207
Local and Special Ventilation | Fan - Extract | Town M | 1 | Medium | B | 1 | 2025 | 5 | 3 | 3.2 | 26982 | 9186
Fire Safety Systems | Fire Extinguishers - Powder | Town L | 2 | Urgent | B | 9 | 2033 | 5 | 1 | 2.2 | 6333 | 21381
Fire Safety Systems | Fire Extinguishers - CO2 | Town ST | 2 | Urgent | B | 10 | 2034 | 5 | 1 | 2.2 | 6334 | 22092
LV Distribution | Main Distribution Board | Town SO | 1 | High | B | 1 | 2025 | 5 | 2 | 2.7 | 15343 | 4208
Roller Shutters | External Manual Roller Shutter | Town SN | 1 | High | B | 1 | 2025 | 5 | 2 | 2.7 | 15344 | 4209
Local and Special Ventilation | Fan - Axial | Town SO | 1 | Medium | C | 1 | 2025 | 4 | 3 | 2.9 | 18747 | 5631
Emergency Lighting | Self Contained - LED | Town RX | 1 | Urgent | C | 19 | 2043 | 4 | 1 | 1.9 | 681 | 31033
General Lighting | General - LED fittings & Luminaires | Town CA | 1 | Medium | B | 12 | 2036 | 5 | 3 | 3.2 | 26983 | 26598
Emergency Lighting | Self Contained - LED | Town SK | 1 | Urgent | B | 11 | 2035 | 5 | 1 | 2.2 | 6335 | 23744
LV Distribution | Sub Distribution Board | Town SL | 1 | High | B | 20 | 2044 | 5 | 2 | 2.7 | 15345 | 31634
Roller Shutters | External Electric Roller Shutter | Town M | 1 | High | B | 1 | 2025 | 5 | 2 | 2.7 | 15346 | 4210
Roller Shutters | External Manual Roller Shutter | Town L | 1 | High | B | 1 | 2025 | 5 | 2 | 2.7 | 15347 | 4211
Heat Emitters | Electric Heaters | Town CA | 2 | Medium | B | 1 | 2025 | 5 | 3 | 3.2 | 26984 | 9187
Fire Safety Systems | Fire Extinguishers - Foam | Town M | 2 | Urgent | B | 6 | 2030 | 5 | 1 | 2.2 | 6336 | 16621
Roller Shutters | External Electric Roller Shutter | Town SZ | 1 | High | D | 8 | 2032 | 3 | 2 | 2.1 | 1214 | 20248
Local and Special Ventilation | Unit extract fans | Town TI | 1 | Medium | CX | 6 | 2030 | 2 | 3 | 2.3 | 10243 | 17321
Local Hot Water | Package Electric Water Heaters - Non-Drinking Water | Town M | 1 | Medium | B | 6 | 2030 | 5 | 3 | 3.2 | 26985 | 18793
Communication Systems | PA System | Town TF | 1 | Medium | B | 6 | 2030 | 5 | 3 | 3.2 | 26986 | 18794
General Lighting | General - LED fittings & Luminaires | Town SZ | 29 | Medium | B | 10 | 2034 | 5 | 3 | 3.2 | 26987 | 22938
Local Hot Water | Package Electric Water Heaters - Non-Drinking Water | Town J | 1 | Medium | B | 3 | 2027 | 5 | 3 | 3.2 | 26988 | 13586
Fire Safety Systems | Fire Alarm Panel / Repeater | Town II | 1 | Urgent | B | 9 | 2033 | 5 | 1 | 2.2 | 6337 | 21382
Air Conditioning | Single-Split Condenser - Split Systems/Heat Pumps - Air-cooled with Direct Expansion Evaporator (DX) | Town E | 1 | Medium | D | 1 | 2025 | 3 | 3 | 2.6 | 11160 | 2658
Heat Emitters | Gas Fired Unit Heaters | Town DH | 1 | Medium | B | 1 | 2025 | 5 | 3 | 3.2 | 26989 | 9188
Heat Emitters | Electric Heaters | Town SZ | 4 | Medium | C | 1 | 2025 | 4 | 3 | 2.9 | 18748 | 5632
LV Distribution | Sub Distribution Board | Town TE | 1 | High | B | 6 | 2030 | 5 | 2 | 2.7 | 15348 | 17676
Local and Special Ventilation | Fan - General Ventilation | Town TC | 1 | Medium | B | 1 | 2025 | 5 | 3 | 3.2 | 26990 | 9189
LV Distribution | Sub Distribution Board | Town TA | 1 | High | B | 1 | 2025 | 5 | 2 | 2.7 | 15349 | 4212
Fire Safety Systems | Fire Alarm Panel / Repeater | Town TH | 1 | Urgent | B | 14 | 2038 | 5 | 1 | 2.2 | 6338 | 27378
Lifts | Passenger Lift Hydraulic - Electric | Town E | 1 | Medium | B | 1 | 2025 | 5 | 3 | 3.2 | 26991 | 9190
Roller Shutters | External Manual Roller Shutter | Town SZ | 1 | High | B | 14 | 2038 | 5 | 2 | 2.7 | 15350 | 27468
Local and Special Ventilation | Fan - Extract | Town QO | 1 | Medium | B | 6 | 2030 | 5 | 3 | 3.2 | 26992 | 18795
Fire Safety Systems | Fire Alarm Panel / Repeater | Town II | 1 | Urgent | B | 13 | 2037 | 5 | 1 | 2.2 | 6339 | 26868
Security Systems | Manual and Automatic Doors - High Security Door | Town QO | 1 | High | B | 26 | 2050 | 5 | 2 | 2.7 | 15351 | 33509
External Doors | Entrance Doors | Town QO | 1 | High | B | 21 | 2045 | 5 | 2 | 2.7 | 15352 | 32670
Local and Special Ventilation | Fan - General Ventilation | Town QO | 1 | Medium | A | 14 | 2038 | 6 | 3 | 3.5 | 32558 | 27677
Boiler | Atmospheric Gas Burner/Condensing Combination Boiler (domestic type) | Town QO | 1 | High | B | 5 | 2029 | 5 | 2 | 2.7 | 15353 | 14687
Boiler | Atmospheric Gas Burner/Condensing Combination Boiler (domestic type) | Town TA | 1 | High | B | 4 | 2028 | 5 | 2 | 2.7 | 15354 | 13971
Roller Shutters | External Manual Roller Shutter | Town QO | 1 | High | B | 11 | 2035 | 5 | 2 | 2.7 | 15355 | 24548
Fire Safety Systems | Fire Extinguishers - Foam | Town NK | 7 | Urgent | B | 9 | 2033 | 5 | 1 | 2.2 | 6340 | 21383
Air Conditioning | Single-Split Condenser - Split Systems/Heat Pumps - Air-cooled with Direct Expansion Evaporator (DX) | Town TD | 1 | Medium | B | 5 | 2029 | 5 | 3 | 3.2 | 26993 | 15246
Local and Special Ventilation | Unit extract fans | Town DH | 1 | Medium | C | 1 | 2025 | 4 | 3 | 2.9 | 18749 | 5633
Local and Special Ventilation | Fan - Centrifugal | Town TB | 1 | Medium | B | 5 | 2029 | 5 | 3 | 3.2 | 26994 | 15247
Local and Special Ventilation | Fan - Window / Wall Mounted | Town TC | 1 | Medium | B | 10 | 2034 | 5 | 3 | 3.2 | 26995 | 22939
General Lighting | General - LED fittings & Luminaires | Town TH | 2 | Medium | B | 18 | 2042 | 5 | 3 | 3.2 | 26996 | 30969
External Lighting | General - LED | Town TF | 3 | Medium | B | 11 | 2035 | 5 | 3 | 3.2 | 26997 | 25347
General Lighting | General - LED fittings & Luminaires | Town TD | 36 | Medium | B | 18 | 2042 | 5 | 3 | 3.2 | 26998 | 30970
Fire Safety Systems | Fire Extinguishers - Foam | Town TC | 3 | Urgent | B | 5 | 2029 | 5 | 1 | 2.2 | 6341 | 14423
Emergency Lighting | Self Contained - Non LED | Town TD | 1 | Urgent | B | 6 | 2030 | 5 | 1 | 2.2 | 6342 | 16622
Fire Safety Systems | Fire Extinguishers - CO2 | Town CA | 1 | Urgent | B | 2 | 2026 | 5 | 1 | 2.2 | 6343 | 12663
LV Distribution | Sub Distribution Board | Town TF | 1 | High | B | 17 | 2041 | 5 | 2 | 2.7 | 15356 | 30347
General Lighting | General - LED fittings & Luminaires | Town TB | 30 | Medium | B | 10 | 2034 | 5 | 3 | 3.2 | 26999 | 22940
Fire Safety Systems | Fire Extinguishers - Foam | Town TF | 6 | Urgent | B | 8 | 2032 | 5 | 1 | 2.2 | 6344 | 20472
Fire Safety Systems | Fire Extinguishers - Foam | Town TC | 1 | Urgent | B | 5 | 2029 | 5 | 1 | 2.2 | 6345 | 14424
LV Distribution | Sub Distribution Board | Town DH | 1 | High | B | 3 | 2027 | 5 | 2 | 2.7 | 15357 | 13374
General Lighting | General - LED fittings & Luminaires | Town TH | 46 | Medium | B | 18 | 2042 | 5 | 3 | 3.2 | 27000 | 30971
Central Heating | Fan - Axial | Town E | 1 | High | B | 1 | 2025 | 5 | 2 | 2.7 | 15358 | 4213
External Lighting | General - LED | Town QO | 2 | Medium | B | 11 | 2035 | 5 | 3 | 3.2 | 27001 | 25348
Local Hot Water | Instantaneous Electric Water Heater - Non-Drinking Water | Town SZ | 1 | Medium | B | 4 | 2028 | 5 | 3 | 3.2 | 27002 | 14145
Emergency Lighting | Illuminated Fire Exit Signage | Town NM | 4 | Urgent | B | 14 | 2038 | 5 | 1 | 2.2 | 6346 | 27379
External Lighting | General - Non LED | Town CU | 4 | Medium | DX | 1 | 2025 | 1 | 3 | 2 | 911 | 619
Fire Safety Systems | Fire Extinguishers - Foam | Town CU | 1 | Urgent | B | 9 | 2033 | 5 | 1 | 2.2 | 6347 | 21384
Emergency Lighting | Self Contained - LED | Town TG | 2 | Urgent | B | 11 | 2035 | 5 | 1 | 2.2 | 6348 | 23745
Local Hot Water | Instantaneous Electric Water Heater - Non-Drinking Water | Town CU | 1 | Medium | B | 1 | 2025 | 5 | 3 | 3.2 | 27003 | 9191
Local Hot Water | Package Electric Water Heaters - Non-Drinking Water | Town TF | 1 | Medium | B | 11 | 2035 | 5 | 3 | 3.2 | 27004 | 25349
General Lighting | General - LED fittings & Luminaires | Town TA | 54 | Medium | B | 12 | 2036 | 5 | 3 | 3.2 | 27005 | 26599
Emergency Lighting | Self Contained - LED | Town SY | 18 | Urgent | B | 15 | 2039 | 5 | 1 | 2.2 | 6349 | 27925
Local and Special Ventilation | Fan - Extract | Town M | 1 | Medium | B | 11 | 2035 | 5 | 3 | 3.2 | 27006 | 25350
Roller Shutters | External Manual Roller Shutter | Town SZ | 1 | High | B | 14 | 2038 | 5 | 2 | 2.7 | 15359 | 27469
General Lighting | General - LED fittings & Luminaires | Town N | 50 | Medium | A | 18 | 2042 | 6 | 3 | 3.5 | 32559 | 31019
Emergency Lighting | Self Contained - LED | Town TB | 6 | Urgent | B | 15 | 2039 | 5 | 1 | 2.2 | 6350 | 27926
Fire Safety Systems | Fire Extinguishers - CO2 | Town CA | 1 | Urgent | B | 2 | 2026 | 5 | 1 | 2.2 | 6351 | 12664
AHU - Internal | Central Ventilation Systems - Ventilation Only | Town TH | 1 | Medium | B | 1 | 2025 | 5 | 3 | 3.2 | 27007 | 9192
Roller Shutters | External Manual Roller Shutter | Town TI | 1 | High | B | 1 | 2025 | 5 | 2 | 2.7 | 15360 | 4214
Emergency Lighting | Self Contained - Non LED | Town TA | 1 | Urgent | B | 21 | 2045 | 5 | 1 | 2.2 | 6352 | 32185
General Lighting | General - LED fittings & Luminaires | Town QO | 38 | Medium | B | 15 | 2039 | 5 | 3 | 3.2 | 27008 | 28459
Fire Safety Systems | Fire Extinguishers - CO2 | Town QO | 1 | Urgent | B | 6 | 2030 | 5 | 1 | 2.2 | 6353 | 16623
Fire Safety Systems | Fire Extinguishers - CO2 | Town II | 1 | Urgent | B | 8 | 2032 | 5 | 1 | 2.2 | 6354 | 20473
Barriers & Guardrails | Vehicle Crash Protection Barrier | Town TH | 1 | V Low | B | 1 | 2025 | 5 | 4 | 3.7 | 33234 | 12129
Roller Shutters | External Electric Roller Shutter | Town DH | 1 | High | B | 8 | 2032 | 5 | 2 | 2.7 | 15361 | 20742
Heat Emitters | Radiators - Steel | Town TG | 2 | Medium | B | 6 | 2030 | 5 | 3 | 3.2 | 27009 | 18796
Heat Emitters | Electric Heaters | Town M | 4 | Medium | B | 1 | 2025 | 5 | 3 | 3.2 | 27010 | 9193
General Lighting | General - LED fittings & Luminaires | Town II | 5 | Medium | B | 11 | 2035 | 5 | 3 | 3.2 | 27011 | 25351
Local and Special Ventilation | Fan - Axial | Town TB | 1 | Medium | B | 5 | 2029 | 5 | 3 | 3.2 | 27012 | 15248
Fire Safety Systems | Manual and Automatic Doors - Emergency and Panic Escape Doors | Town TE | 1 | Urgent | B | 21 | 2045 | 5 | 1 | 2.2 | 6355 | 32186
General Lighting | General - LED fittings & Luminaires | Town M | 42 | Medium | B | 16 | 2040 | 5 | 3 | 3.2 | 27013 | 29648
Emergency Lighting | Illuminated Fire Exit Signage | Town DH | 8 | Urgent | B | 3 | 2027 | 5 | 1 | 2.2 | 6356 | 13297
Fire Safety Systems | Fire Extinguishers - CO2 | Town II | 1 | Urgent | B | 8 | 2032 | 5 | 1 | 2.2 | 6357 | 20474
Emergency Lighting | Self Contained - Non LED | Town CA | 1 | Urgent | B | 1 | 2025 | 5 | 1 | 2.2 | 6358 | 1510
LV Distribution | Main Distribution Board | Town TD | 1 | High | CX | 1 | 2025 | 2 | 2 | 1.8 | 526 | 422
Fire Safety Systems | Manual and Automatic Doors - Emergency and Panic Escape Doors | Town II | 1 | Urgent | C | 11 | 2035 | 4 | 1 | 1.9 | 682 | 23281
Roller Shutters | External Window Shutters - Manual | Town M | 1 | Medium | B | 6 | 2030 | 5 | 3 | 3.2 | 27014 | 18797
General Lighting | General - LED fittings & Luminaires | Town TA | 4 | Medium | B | 16 | 2040 | 5 | 3 | 3.2 | 27015 | 29649
General Lighting | General - LED fittings & Luminaires | Town TJ | 25 | Medium | A | 18 | 2042 | 6 | 3 | 3.5 | 32560 | 31020
General Lighting | General - LED fittings & Luminaires | Town QO | 91 | Medium | B | 17 | 2041 | 5 | 3 | 3.2 | 27016 | 30509
Access Control | Door Lock / Keypad / Manual | Town TD | 1 | Medium | B | 11 | 2035 | 5 | 3 | 3.2 | 27017 | 25352
Air Conditioning | Multi-Split Condenser - Split Systems/Heat Pumps - Air-cooled with Direct Expansion Evaporator (DX) | Town NM | 1 | Medium | B | 3 | 2027 | 5 | 3 | 3.2 | 27018 | 13587
LV Distribution | Main Distribution Board | Town CU | 1 | High | B | 19 | 2043 | 5 | 2 | 2.7 | 15362 | 31217
Roller Shutters | External Electric Roller Shutter | Town QO | 1 | High | B | 1 | 2025 | 5 | 2 | 2.7 | 15363 | 4215
General Lighting | General - LED fittings & Luminaires | Town TC | 27 | Medium | B | 15 | 2039 | 5 | 3 | 3.2 | 27019 | 28460
Fire Safety Systems | Manual and Automatic Doors - Emergency and Panic Escape Doors | Town J | 1 | Urgent | B | 26 | 2050 | 5 | 1 | 2.2 | 6359 | 33463
Local and Special Ventilation | Fan - Hazardous Area Extract | Town TA | 1 | Medium | B | 1 | 2025 | 5 | 3 | 3.2 | 27020 | 9194
General Lighting | General - LED fittings & Luminaires | Town II | 2 | Medium | B | 2 | 2026 | 5 | 3 | 3.2 | 27021 | 13124
Heat Emitters | Electric Overdoor Air Curtain/Heater | Town TI | 1 | Medium | B | 1 | 2025 | 5 | 3 | 3.2 | 27022 | 9195
Fire Safety Systems | Manual and Automatic Doors - Emergency and Panic Escape Doors | Town N | 1 | Urgent | B | 11 | 2035 | 5 | 1 | 2.2 | 6360 | 23746
Local and Special Ventilation | Fan - Extract | Town TD | 1 | Medium | B | 1 | 2025 | 5 | 3 | 3.2 | 27023 | 9196
Roller Shutters | External Manual Roller Shutter | Town TE | 1 | High | B | 1 | 2025 | 5 | 2 | 2.7 | 15364 | 4216
Roller Shutters | External Manual Roller Shutter | Town SZ | 1 | High | B | 14 | 2038 | 5 | 2 | 2.7 | 15365 | 27470
Boiler | Electric Boilers | Town SY | 1 | Medium | B | 10 | 2034 | 5 | 3 | 3.2 | 27024 | 22941
Fire Safety Systems | Fire Extinguishers - CO2 | Town QO | 1 | Urgent | B | 5 | 2029 | 5 | 1 | 2.2 | 6361 | 14425
General Lighting | General - LED fittings & Luminaires | Town CA | 36 | Medium | B | 12 | 2036 | 5 | 3 | 3.2 | 27025 | 26600
Heat Emitters | Electric Overdoor Air Curtain/Heater | Town TI | 1 | Medium | B | 1 | 2025 | 5 | 3 | 3.2 | 27026 | 9197
Local Hot Water | Instantaneous Electric Water Heater - Non-Drinking Water | Town E | 1 | Medium | B | 1 | 2025 | 5 | 3 | 3.2 | 27027 | 9198
Heat Emitters | Radiators - Aluminium | Town TC | 1 | Medium | B | 15 | 2039 | 5 | 3 | 3.2 | 27028 | 28461
Heat Emitters | Electric Heaters | Town TD | 2 | Medium | B | 1 | 2025 | 5 | 3 | 3.2 | 27029 | 9199
Roller Shutters | Internal Electric Roller Shutter | Town SY | 1 | Medium | B | 15 | 2039 | 5 | 3 | 3.2 | 27030 | 28462
Local and Special Ventilation | Fan - Extract | Town TE | 1 | Medium | B | 1 | 2025 | 5 | 3 | 3.2 | 27031 | 9200
Roller Shutters | External Manual Roller Shutter | Town TJ | 1 | High | B | 1 | 2025 | 5 | 2 | 2.7 | 15366 | 4217
Emergency Lighting | Illuminated Fire Exit Signage | Town TE | 1 | Urgent | B | 16 | 2040 | 5 | 1 | 2.2 | 6362 | 28865
General Lighting | General - LED fittings & Luminaires | Town QO | 3 | Medium | B | 6 | 2030 | 5 | 3 | 3.2 | 27032 | 18798
LV Distribution | Main Distribution Board | Town QO | 1 | High | B | 15 | 2039 | 5 | 2 | 2.7 | 15367 | 28218
Roller Shutters | External Manual Roller Shutter | Town QO | 1 | High | B | 20 | 2044 | 5 | 2 | 2.7 | 15368 | 31635
Barriers & Guardrails | Manual Vehicle Barrier | Town NM | 1 | Medium | B | 1 | 2025 | 5 | 3 | 3.2 | 27033 | 9201
Emergency Lighting | Illuminated Fire Exit Signage | Town TD | 2 | Urgent | B | 1 | 2025 | 5 | 1 | 2.2 | 6363 | 1511
Local and Special Ventilation | Fan - General Ventilation | Town QO | 1 | Medium | B | 1 | 2025 | 5 | 3 | 3.2 | 27034 | 9202
Roller Shutters | Internal Electric Roller Shutter | Town NM | 1 | Medium | B | 11 | 2035 | 5 | 3 | 3.2 | 27035 | 25353
Fire Safety Systems | Manual and Automatic Doors - Emergency and Panic Escape Doors | Town DH | 1 | Urgent | B | 30 | 2054 | 5 | 1 | 2.2 | 6364 | 33683
Fire Safety Systems | Manual and Automatic Doors - Emergency and Panic Escape Doors | Town SZ | 1 | Urgent | B | 18 | 2042 | 5 | 1 | 2.2 | 6365 | 30668
Emergency Lighting | Self Contained - LED | Town TA | 1 | Urgent | B | 21 | 2045 | 5 | 1 | 2.2 | 6366 | 32187
Emergency Lighting | Self Contained - Non LED | Town SZ | 3 | Urgent | B | 15 | 2039 | 5 | 1 | 2.2 | 6367 | 27927
Local and Special Ventilation | Fan - General Ventilation | Town QO | 1 | Medium | B | 1 | 2025 | 5 | 3 | 3.2 | 27036 | 9203
General Lighting | General - LED fittings & Luminaires | Town E | 34 | Medium | B | 10 | 2034 | 5 | 3 | 3.2 | 27037 | 22942
External Lighting | General - Non LED | Town II | 6 | Medium | B | 1 | 2025 | 5 | 3 | 3.2 | 27038 | 9204
Fire Safety Systems | Fire Extinguishers - CO2 | Town II | 1 | Urgent | B | 4 | 2028 | 5 | 1 | 2.2 | 6368 | 13840
Fire Safety Systems | Manual Fire Dampers | Town TA | 1 | Urgent | B | 1 | 2025 | 5 | 1 | 2.2 | 6369 | 1512
Emergency Lighting | Self Contained - Non LED | Town TJ | 4 | Urgent | B | 11 | 2035 | 5 | 1 | 2.2 | 6370 | 23747
Fire Safety Systems | Fire Extinguishers - CO2 | Town QO | 3 | Urgent | B | 5 | 2029 | 5 | 1 | 2.2 | 6371 | 14426
External Lighting | General - Non LED | Town TG | 2 | Medium | B | 1 | 2025 | 5 | 3 | 3.2 | 27039 | 9205
External Lighting | General - LED | Town SY | 2 | Medium | B | 5 | 2029 | 5 | 3 | 3.2 | 27040 | 15249
Emergency Lighting | Self Contained - LED | Town TH | 3 | Urgent | B | 23 | 2047 | 5 | 1 | 2.2 | 6372 | 33118
Air Conditioning | Multi-Split Evaporator - Split Systems/Heat Pumps - Air-cooled with Direct Expansion Evaporator (DX) | Town QO | 1 | Medium | B | 12 | 2036 | 5 | 3 | 3.2 | 27041 | 26601
Heat Emitters | Gas Fired Unit Heaters | Town QO | 1 | Medium | B | 11 | 2035 | 5 | 3 | 3.2 | 27042 | 25354
Roller Shutters | External Manual Roller Shutter | Town QO | 1 | High | B | 1 | 2025 | 5 | 2 | 2.7 | 15369 | 4218
Fire Safety Systems | Fire Extinguishers - Foam | Town CA | 1 | Urgent | B | 1 | 2025 | 5 | 1 | 2.2 | 6373 | 1513
LV Distribution | Main Distribution Board | Town TC | 1 | High | D | 10 | 2034 | 3 | 2 | 2.1 | 1215 | 21961
LV Distribution | Main Distribution Board | Town TJ | 1 | High | B | 1 | 2025 | 5 | 2 | 2.7 | 15370 | 4219
Roller Shutters | Internal Electric Roller Shutter | Town QO | 1 | Medium | B | 21 | 2045 | 5 | 3 | 3.2 | 27043 | 32800
BMS | BMS Control Panel | Town NM | 1 | High | B | 4 | 2028 | 5 | 2 | 2.7 | 15371 | 13972
Local and Special Ventilation | Fan - General Ventilation | Town TC | 1 | Medium | B | 1 | 2025 | 5 | 3 | 3.2 | 27044 | 9206
External Doors | Entrance Doors | Town TG | 1 | High | B | 21 | 2045 | 5 | 2 | 2.7 | 15372 | 32671
Local and Special Ventilation | Fan - Centrifugal | Town TB | 1 | Medium | B | 5 | 2029 | 5 | 3 | 3.2 | 27045 | 15250
Heat Emitters | Electric Heaters | Town TB | 2 | Medium | B | 1 | 2025 | 5 | 3 | 3.2 | 27046 | 9207
Emergency Lighting | Illuminated Fire Exit Signage | Town TH | 2 | Urgent | B | 10 | 2034 | 5 | 1 | 2.2 | 6374 | 22093
LV Distribution | Sub Distribution Board | Town CA | 1 | High | D | 1 | 2025 | 3 | 2 | 2.1 | 1216 | 826
LV Distribution | Sub Distribution Board | Town TB | 1 | High | D | 10 | 2034 | 3 | 2 | 2.1 | 1217 | 21962
Fire Safety Systems | Fire Dampers - Fusible Link | Town TD | 1 | Urgent | B | 1 | 2025 | 5 | 1 | 2.2 | 6375 | 1514
LV Distribution | Main Distribution Board | Town QO | 1 | High | B | 15 | 2039 | 5 | 2 | 2.7 | 15373 | 28219
Roller Shutters | Internal Electric Roller Shutter | Town TH | 1 | Medium | B | 2 | 2026 | 5 | 3 | 3.2 | 27047 | 13125
Fire Safety Systems | Fire Extinguishers - CO2 | Town M | 4 | Urgent | B | 6 | 2030 | 5 | 1 | 2.2 | 6376 | 16624
Heat Emitters | Electric Heaters | Town SY | 4 | Medium | B | 1 | 2025 | 5 | 3 | 3.2 | 27048 | 9208
LV Distribution | Sub Distribution Board | Town CA | 1 | High | D | 1 | 2025 | 3 | 2 | 2.1 | 1218 | 827
LV Distribution | Main Distribution Board | Town TH | 1 | High | B | 19 | 2043 | 5 | 2 | 2.7 | 15374 | 31218
Fire Safety Systems | Fire Extinguishers - Powder | Town N | 2 | Urgent | B | 4 | 2028 | 5 | 1 | 2.2 | 6377 | 13841
Local and Special Ventilation | Fan - Window / Wall Mounted | Town TG | 1 | Medium | B | 1 | 2025 | 5 | 3 | 3.2 | 27049 | 9209
Fire Safety Systems | Manual and Automatic Doors - Emergency and Panic Escape Doors | Town DH | 1 | Urgent | B | 18 | 2042 | 5 | 1 | 2.2 | 6378 | 30669
Fire Safety Systems | Fire Alarm Panel / Repeater | Town TF | 1 | Urgent | B | 11 | 2035 | 5 | 1 | 2.2 | 6379 | 23748
Emergency Lighting | Illuminated Fire Exit Signage | Town QO | 1 | Urgent | B | 16 | 2040 | 5 | 1 | 2.2 | 6380 | 28866
Fire Safety Systems | Fire Extinguishers - CO2 | Town QO | 2 | Urgent | B | 5 | 2029 | 5 | 1 | 2.2 | 6381 | 14427
Local and Special Ventilation | Fan - General Ventilation | Town QO | 1 | Medium | B | 1 | 2025 | 5 | 3 | 3.2 | 27050 | 9210
LV Distribution | Sub Distribution Board | Town SZ | 1 | High | D | 3 | 2027 | 3 | 2 | 2.1 | 1219 | 13265
Roller Shutters | External Manual Roller Shutter | Town TE | 1 | High | B | 1 | 2025 | 5 | 2 | 2.7 | 15375 | 4220
Fire Safety Systems | Fire Alarm System | Town TJ | 1 | Urgent | B | 11 | 2035 | 5 | 1 | 2.2 | 6382 | 23749
Fire Safety Systems | Manual and Automatic Doors - Emergency and Panic Escape Doors | Town TC | 1 | Urgent | B | 30 | 2054 | 5 | 1 | 2.2 | 6383 | 33684
BMS | BMS Operating Station | Town TA | 1 | High | B | 4 | 2028 | 5 | 2 | 2.7 | 15376 | 13973
Emergency Lighting | Self Contained - LED | Town J | 8 | Urgent | B | 21 | 2045 | 5 | 1 | 2.2 | 6384 | 32188
General Lighting | General - LED fittings & Luminaires | Town II | 2 | Medium | B | 6 | 2030 | 5 | 3 | 3.2 | 27051 | 18799
Roller Shutters | External Manual Roller Shutter | Town NK | 1 | High | B | 1 | 2025 | 5 | 2 | 2.7 | 15377 | 4221
Fire Safety Systems | Fire Extinguishers - Foam | Town M | 2 | Urgent | B | 6 | 2030 | 5 | 1 | 2.2 | 6385 | 16625
Emergency Lighting | Self Contained - LED | Town J | 2 | Urgent | B | 21 | 2045 | 5 | 1 | 2.2 | 6386 | 32189
LV Distribution | Sub Distribution Board | Town SZ | 1 | High | D | 3 | 2027 | 3 | 2 | 2.1 | 1220 | 13266
External Doors | Entrance Doors | Town II | 1 | High | B | 21 | 2045 | 5 | 2 | 2.7 | 15378 | 32672
Roller Shutters | External Manual Roller Shutter | Town CU | 1 | High | B | 1 | 2025 | 5 | 2 | 2.7 | 15379 | 4222
Emergency Lighting | Self Contained - LED | Town TE | 1 | Urgent | B | 21 | 2045 | 5 | 1 | 2.2 | 6387 | 32190
External Lighting | General - Non LED | Town M | 3 | Medium | B | 1 | 2025 | 5 | 3 | 3.2 | 27052 | 9211
Heat Emitters | Electric Heaters | Town DH | 2 | Medium | B | 2 | 2026 | 5 | 3 | 3.2 | 27053 | 13126
LV Distribution | Main Distribution Board | Town J | 1 | High | B | 11 | 2035 | 5 | 2 | 2.7 | 15380 | 24549
Roller Shutters | External Manual Roller Shutter | Town CU | 1 | High | B | 1 | 2025 | 5 | 2 | 2.7 | 15381 | 4223
Multi-System Controls | Control Panel - Electrical Services (excluding Electrical Controllers and Pneumatic Relays) | Town QO | 1 | Medium | B | 6 | 2030 | 5 | 3 | 3.2 | 27054 | 18800
Heat Emitters | Gas Fired Unit Heaters | Town TE | 1 | Medium | B | 11 | 2035 | 5 | 3 | 3.2 | 27055 | 25355
Roller Shutters | External Window Shutters - Manual | Town M | 1 | Medium | B | 1 | 2025 | 5 | 3 | 3.2 | 27056 | 9212
Heat Emitters | Radiators - Steel | Town TA | 1 | Medium | B | 6 | 2030 | 5 | 3 | 3.2 | 27057 | 18801
General Lighting | General - LED fittings & Luminaires | Town E | 1 | Medium | B | 1 | 2025 | 5 | 3 | 3.2 | 27058 | 9213
Central Heating | Fan - Axial | Town E | 1 | High | B | 1 | 2025 | 5 | 2 | 2.7 | 15382 | 4224
Local and Special Ventilation | Fan - General Ventilation | Town QO | 1 | Medium | A | 14 | 2038 | 6 | 3 | 3.5 | 32561 | 27678
Fire Safety Systems | Fire Alarm System | Town QO | 1 | Urgent | B | 10 | 2034 | 5 | 1 | 2.2 | 6388 | 22094
Emergency Lighting | Self Contained - Non LED | Town TA | 1 | Urgent | B | 1 | 2025 | 5 | 1 | 2.2 | 6389 | 1515
Emergency Lighting | Self Contained - LED | Town NK | 4 | Urgent | B | 24 | 2048 | 5 | 1 | 2.2 | 6390 | 33243
General Lighting | General - LED fittings & Luminaires | Town TB | 1 | Medium | B | 10 | 2034 | 5 | 3 | 3.2 | 27059 | 22943
Fire Safety Systems | Fire Extinguishers - Powder | Town M | 2 | Urgent | B | 6 | 2030 | 5 | 1 | 2.2 | 6391 | 16626
Air Conditioning | Multi-Split Evaporator - Split Systems/Heat Pumps - Air-cooled with Direct Expansion Evaporator (DX) | Town TC | 1 | Medium | B | 1 | 2025 | 5 | 3 | 3.2 | 27060 | 9214
Barriers & Guardrails | Vehicle Crash Protection Barrier | Town NK | 1 | V Low | B | 14 | 2038 | 5 | 4 | 3.7 | 33235 | 27699
Roller Shutters | External Electric Roller Shutter | Town QO | 1 | High | B | 1 | 2025 | 5 | 2 | 2.7 | 15383 | 4225
LV Distribution | Main Distribution Board | Town SY | 1 | High | B | 10 | 2034 | 5 | 2 | 2.7 | 15384 | 22403
Lightning Protection | System | Town E | 1 | High | B | 11 | 2035 | 5 | 2 | 2.7 | 15385 | 24550
Access Control | Gate Access - Local Lock / Keypad / Manual (External) | Town DH | 1 | Medium | B | 1 | 2025 | 5 | 3 | 3.2 | 27061 | 9215
Roller Shutters | External Electric Roller Shutter | Town TI | 1 | High | B | 16 | 2040 | 5 | 2 | 2.7 | 15386 | 29206
Roller Shutters | External Window Shutters - Manual | Town CU | 1 | Medium | B | 1 | 2025 | 5 | 3 | 3.2 | 27062 | 9216
Heat Emitters | Electric Heaters | Town N | 4 | Medium | B | 4 | 2028 | 5 | 3 | 3.2 | 27063 | 14146
Roller Shutters | External Manual Roller Shutter | Town II | 1 | High | B | 11 | 2035 | 5 | 2 | 2.7 | 15387 | 24551
General Lighting | General - LED fittings & Luminaires | Town TG | 2 | Medium | B | 1 | 2025 | 5 | 3 | 3.2 | 27064 | 9217
Emergency Lighting | Self Contained - LED | Town TG | 1 | Urgent | B | 11 | 2035 | 5 | 1 | 2.2 | 6392 | 23750
Emergency Lighting | Self Contained - LED | Town TI | 18 | Urgent | B | 15 | 2039 | 5 | 1 | 2.2 | 6393 | 27928
General Lighting | General - LED fittings & Luminaires | Town QO | 36 | Medium | B | 15 | 2039 | 5 | 3 | 3.2 | 27065 | 28463
Local and Special Ventilation | Fan - General Ventilation | Town SY | 1 | Medium | B | 5 | 2029 | 5 | 3 | 3.2 | 27066 | 15251
Fire Safety Systems | Manual and Automatic Doors - Emergency and Panic Escape Doors | Town M | 1 | Urgent | B | 11 | 2035 | 5 | 1 | 2.2 | 6394 | 23751
LV Distribution | Sub Distribution Board | Town N | 1 | High | B | 12 | 2036 | 5 | 2 | 2.7 | 15388 | 26205
Emergency Lighting | Self Contained - LED | Town II | 1 | Urgent | B | 18 | 2042 | 5 | 1 | 2.2 | 6395 | 30670
Fire Safety Systems | Fire Alarm Panel / Repeater | Town TI | 1 | Urgent | B | 11 | 2035 | 5 | 1 | 2.2 | 6396 | 23752
Emergency Lighting | Illuminated Fire Exit Signage | Town TC | 2 | Urgent | B | 15 | 2039 | 5 | 1 | 2.2 | 6397 | 27929
Boiler | Atmospheric Gas Burner/Condensing Combination Boiler (domestic type) | Town TD | 1 | High | B | 10 | 2034 | 5 | 2 | 2.7 | 15389 | 22404
Roller Shutters | Internal Electric Roller Shutter | Town TC | 1 | Medium | B | 11 | 2035 | 5 | 3 | 3.2 | 27067 | 25356
Air Conditioning | Multi-Split Evaporator - Split Systems/Heat Pumps - Air-cooled with Direct Expansion Evaporator (DX) | Town TF | 1 | Medium | B | 6 | 2030 | 5 | 3 | 3.2 | 27068 | 18802
Heat Emitters | Gas Fired Unit Heaters | Town SY | 1 | Medium | B | 5 | 2029 | 5 | 3 | 3.2 | 27069 | 15252
LV Distribution | Sub Distribution Board | Town II | 1 | High | B | 14 | 2038 | 5 | 2 | 2.7 | 15390 | 27471
Fire Safety Systems | Automatic Fire Dampers | Town QO | 1 | Urgent | B | 10 | 2034 | 5 | 1 | 2.2 | 6398 | 22095
Heat Emitters | Gas Fired Unit Heaters | Town TC | 1 | Medium | A | 15 | 2039 | 6 | 3 | 3.5 | 32562 | 28576
Local Hot Water | Instantaneous Electric Water Heater - Non-Drinking Water | Town TB | 1 | Medium | B | 5 | 2029 | 5 | 3 | 3.2 | 27070 | 15253
Fire Safety Systems | Manual and Automatic Doors - Emergency and Panic Escape Doors | Town TH | 1 | Urgent | B | 12 | 2036 | 5 | 1 | 2.2 | 6399 | 26048
Local and Special Ventilation | Fan - Axial | Town TF | 1 | Medium | B | 5 | 2029 | 5 | 3 | 3.2 | 27071 | 15254
Burner | Forced draft gas burner | Town J | 1 | Medium | B | 4 | 2028 | 5 | 3 | 3.2 | 27072 | 14147
Heat Emitters | Electric Heaters | Town CA | 1 | Medium | B | 1 | 2025 | 5 | 3 | 3.2 | 27073 | 9218
LV Distribution | Sub Distribution Board | Town TA | 1 | High | B | 1 | 2025 | 5 | 2 | 2.7 | 15391 | 4226
LV Distribution | Sub Distribution Board | Town TA | 1 | High | D | 1 | 2025 | 3 | 2 | 2.1 | 1221 | 828
Fire Safety Systems | Fire Alarm System | Town TG | 1 | Urgent | B | 1 | 2025 | 5 | 1 | 2.2 | 6400 | 1516
Heat Emitters | Radiators - Steel | Town TG | 1 | Medium | B | 6 | 2030 | 5 | 3 | 3.2 | 27074 | 18803
LV Distribution | Sub Distribution Board | Town TF | 1 | High | CX | 1 | 2025 | 2 | 2 | 1.8 | 527 | 423
Roller Shutters | External Window Shutters - Manual | Town M | 1 | Medium | B | 1 | 2025 | 5 | 3 | 3.2 | 27075 | 9219
Fire Safety Systems | Manual and Automatic Doors - Emergency and Panic Escape Doors | Town SY | 1 | Urgent | B | 25 | 2049 | 5 | 1 | 2.2 | 6401 | 33314
Security Systems | Manual and Automatic Doors - High Security Door | Town TA | 1 | High | B | 11 | 2035 | 5 | 2 | 2.7 | 15392 | 24552
Emergency Lighting | Self Contained - Non LED | Town QO | 3 | Urgent | B | 11 | 2035 | 5 | 1 | 2.2 | 6402 | 23753
Heat Emitters | Electric Overdoor Air Curtain/Heater | Town SZ | 1 | Medium | B | 1 | 2025 | 5 | 3 | 3.2 | 27076 | 9220
Roller Shutters | External Electric Roller Shutter | Town N | 1 | High | B | 11 | 2035 | 5 | 2 | 2.7 | 15393 | 24553
Fire Safety Systems | Fire Extinguishers - CO2 | Town QO | 1 | Urgent | B | 7 | 2031 | 5 | 1 | 2.2 | 6403 | 19397
Local and Special Ventilation | Fan - Extract | Town M | 1 | Medium | C | 1 | 2025 | 4 | 3 | 2.9 | 18750 | 5634
Fire Safety Systems | Manual and Automatic Doors - Emergency and Panic Escape Doors | Town N | 1 | Urgent | B | 20 | 2044 | 5 | 1 | 2.2 | 6404 | 31508
BMS | BMS Control Panel | Town SY | 1 | High | B | 1 | 2025 | 5 | 2 | 2.7 | 15394 | 4227
General Lighting | General - LED fittings & Luminaires | Town II | 4 | Medium | B | 17 | 2041 | 5 | 3 | 3.2 | 27077 | 30510
General Lighting | General - LED fittings & Luminaires | Town II | 8 | Medium | B | 16 | 2040 | 5 | 3 | 3.2 | 27078 | 29650
Local Hot Water | Instantaneous Electric Water Heater - Non-Drinking Water | Town TQ | 1 | Medium | B | 5 | 2029 | 5 | 3 | 3.2 | 27079 | 15255
Local and Special Ventilation | Fan - Extract | Town TO | 1 | Medium | B | 1 | 2025 | 5 | 3 | 3.2 | 27080 | 9221
Air Conditioning | Single-Split Evaporator - Split Systems/Heat Pumps - Air-cooled with Direct Expansion Evaporator (DX) | Town TK | 1 | Medium | B | 9 | 2033 | 5 | 3 | 3.2 | 27081 | 21806
Local and Special Ventilation | Fan - Extract | Town TM | 1 | Medium | C | 1 | 2025 | 4 | 3 | 2.9 | 18751 | 5635
Local and Special Ventilation | Fan - Axial | Town TQ | 1 | Medium | C | 5 | 2029 | 4 | 3 | 2.9 | 18752 | 14781
Boiler | Atmospheric Gas Burner/Condensing Combination Boiler (domestic type) | Town TP | 1 | High | B | 7 | 2031 | 5 | 2 | 2.7 | 15395 | 19645
Local and Special Ventilation | Fan - Kitchen Extract | Town TP | 1 | Low | B | 1 | 2025 | 5 | 4 | 3.7 | 33236 | 12130
Local and Special Ventilation | Fan - Extract | Town TM | 1 | Medium | B | 1 | 2025 | 5 | 3 | 3.2 | 27082 | 9222
External Doors | Manual and Automatic Doors - Auto / Powered Sliding Doors | Town TK | 1 | High | B | 27 | 2051 | 5 | 2 | 2.7 | 15396 | 33578
Fire Safety Systems | Fire Extinguishers - Foam | Town FM | 3 | Urgent | B | 6 | 2030 | 5 | 1 | 2.2 | 6405 | 16627
Specialist Lighting | Illuminated External Signs | Town TS | 4 | Medium | B | 1 | 2025 | 5 | 3 | 3.2 | 27083 | 9223
LV Distribution | Main Distribution Board | Town FM | 1 | High | A | 20 | 2044 | 6 | 2 | 3 | 19576 | 31666
General Lighting | General - LED fittings & Luminaires | Town TO | 34 | Medium | B | 15 | 2039 | 5 | 3 | 3.2 | 27084 | 28464
Emergency Lighting | Self Contained - LED | Town FM | 12 | Urgent | B | 21 | 2045 | 5 | 1 | 2.2 | 6406 | 32191
Fire Safety Systems | Fire Extinguishers - Foam | Town TO | 3 | Urgent | B | 2 | 2026 | 5 | 1 | 2.2 | 6407 | 12665
Heat Emitters | Gas Fired Natural and Fan Assisted Heaters | Town TM | 1 | Medium | B | 1 | 2025 | 5 | 3 | 3.2 | 27085 | 9224
External Doors | Manual and Automatic Doors - Auto / Powered Sliding Doors | Town TQ | 1 | High | C | 21 | 2045 | 4 | 2 | 2.4 | 10621 | 32516
Fire Safety Systems | Fire Extinguishers - CO2 | Town TR | 4 | Urgent | B | 6 | 2030 | 5 | 1 | 2.2 | 6408 | 16628
Roller Shutters | External Manual Roller Shutter | Town TM | 1 | High | B | 1 | 2025 | 5 | 2 | 2.7 | 15397 | 4228
Burner | Forced draft gas burner | Town TP | 1 | Medium | B | 9 | 2033 | 5 | 3 | 3.2 | 27086 | 21807
General Lighting | General - LED fittings & Luminaires | Town TL | 94 | Medium | B | 18 | 2042 | 5 | 3 | 3.2 | 27087 | 30972
Fire Safety Systems | Fire Extinguishers - Foam | Town TP | 6 | Urgent | B | 6 | 2030 | 5 | 1 | 2.2 | 6409 | 16629
Access Control | Door Lock / Keypad / Manual | Town TP | 1 | Medium | B | 14 | 2038 | 5 | 3 | 3.2 | 27088 | 27600
Fire Safety Systems | Fire Blanket | Town TK | 1 | Urgent | B | 4 | 2028 | 5 | 1 | 2.2 | 6410 | 13842
Heat Emitters | Fan Convector - Electric | Town TM | 1 | Medium | D | 1 | 2025 | 3 | 3 | 2.6 | 11161 | 2659
Central Ventilation Systems | Fan - General Ventilation | Town TR | 1 | Low | B | 1 | 2025 | 5 | 4 | 3.7 | 33237 | 12131
LV Distribution | Sub Distribution Board | Town TL | 1 | High | B | 19 | 2043 | 5 | 2 | 2.7 | 15398 | 31219
Fire Safety Systems | Fire Extinguishers - CO2 | Town TS | 3 | Urgent | B | 6 | 2030 | 5 | 1 | 2.2 | 6411 | 16630
Heat Emitters | Gas Fired Natural and Fan Assisted Heaters | Town TM | 1 | Medium | C | 1 | 2025 | 4 | 3 | 2.9 | 18753 | 5636
General Lighting | General - LED fittings & Luminaires | Town TK | 8 | Medium | B | 6 | 2030 | 5 | 3 | 3.2 | 27089 | 18804
Emergency Lighting | Illuminated Fire Exit Signage | Town TQ | 3 | Urgent | B | 16 | 2040 | 5 | 1 | 2.2 | 6412 | 28867
Air Conditioning | Multi-Split Condenser - Split Systems/Heat Pumps - Air-cooled with Direct Expansion Evaporator (DX) | Town TR | 1 | Medium | B | 9 | 2033 | 5 | 3 | 3.2 | 27090 | 21808
LV Distribution | Sub Distribution Board | Town TK | 1 | High | B | 12 | 2036 | 5 | 2 | 2.7 | 15399 | 26206
LV Distribution | Sub Distribution Board | Town TO | 1 | High | B | 1 | 2025 | 5 | 2 | 2.7 | 15400 | 4229
Fire Safety Systems | Manual and Automatic Doors - Emergency and Panic Escape Doors | Town TQ | 1 | Urgent | B | 30 | 2054 | 5 | 1 | 2.2 | 6413 | 33685
Emergency Lighting | Self Contained - LED | Town TP | 14 | Urgent | B | 23 | 2047 | 5 | 1 | 2.2 | 6414 | 33119
Heat Emitters | Electric Heaters | Town TK | 2 | Medium | B | 1 | 2025 | 5 | 3 | 3.2 | 27091 | 9225
Fire Safety Systems | Fire Extinguishers - CO2 | Town TN | 3 | Urgent | B | 8 | 2032 | 5 | 1 | 2.2 | 6415 | 20475
Lifts | Disabled Lift - Electric | Town TQ | 1 | High | CX | 1 | 2025 | 2 | 2 | 1.8 | 528 | 424
Local Hot Water | Package Electric Water Heaters - Non-Drinking Water | Town TO | 1 | Medium | CX | 1 | 2025 | 2 | 3 | 2.3 | 10244 | 2174
Heat Emitters | Gas Fired Natural and Fan Assisted Heaters | Town TO | 1 | Medium | B | 1 | 2025 | 5 | 3 | 3.2 | 27092 | 9226
Local and Special Ventilation | Fan - Kitchen Window / Wall Mounted | Town TQ | 1 | Medium | B | 10 | 2034 | 5 | 3 | 3.2 | 27093 | 22944
Roller Shutters | Internal Electric Roller Shutter | Town TK | 1 | Medium | B | 17 | 2041 | 5 | 3 | 3.2 | 27094 | 30511
Fire Safety Systems | Manual and Automatic Doors - Emergency and Panic Escape Doors | Town TQ | 1 | Urgent | B | 25 | 2049 | 5 | 1 | 2.2 | 6416 | 33315
Fire Safety Systems | Manual and Automatic Doors - Emergency and Panic Escape Doors | Town TO | 1 | Urgent | B | 11 | 2035 | 5 | 1 | 2.2 | 6417 | 23754
Emergency Lighting | Self Contained - LED | Town TS | 13 | Urgent | B | 21 | 2045 | 5 | 1 | 2.2 | 6418 | 32192
Fire Safety Systems | Fire Extinguishers - Foam | Town TK | 5 | Urgent | B | 2 | 2026 | 5 | 1 | 2.2 | 6419 | 12666
Central Ventilation Systems | Fan - General Ventilation | Town TL | 1 | Low | B | 1 | 2025 | 5 | 4 | 3.7 | 33238 | 12132
Emergency Lighting | Illuminated Fire Exit Signage | Town TO | 7 | Urgent | B | 15 | 2039 | 5 | 1 | 2.2 | 6420 | 27930
Emergency Lighting | Self Contained - Non LED | Town TK | 2 | Urgent | C | 1 | 2025 | 4 | 1 | 1.9 | 683 | 473
Fire Safety Systems | Fire Extinguishers - Foam | Town TO | 4 | Urgent | B | 2 | 2026 | 5 | 1 | 2.2 | 6421 | 12667
Local and Special Ventilation | Fan - Kitchen Window / Wall Mounted | Town TQ | 1 | Medium | CX | 10 | 2034 | 2 | 3 | 2.3 | 10245 | 22188
LV Distribution | Main Distribution Board | Town TP | 1 | High | D | 1 | 2025 | 3 | 2 | 2.1 | 1222 | 829
Central Ventilation Systems | Fan - Axial | Town TQ | 1 | Medium | B | 1 | 2025 | 5 | 3 | 3.2 | 27095 | 9227
Local and Special Ventilation | Fan - Extract | Town TO | 1 | Medium | B | 1 | 2025 | 5 | 3 | 3.2 | 27096 | 9228
Fire Safety Systems | Fire Extinguishers - CO2 | Town FM | 5 | Urgent | B | 6 | 2030 | 5 | 1 | 2.2 | 6422 | 16631
Heat Emitters | Fan Convector - Electric | Town TS | 1 | Medium | B | 1 | 2025 | 5 | 3 | 3.2 | 27097 | 9229
Local Hot Water | Instantaneous Electric Water Heater - Non-Drinking Water | Town TQ | 1 | Medium | B | 5 | 2029 | 5 | 3 | 3.2 | 27098 | 15256
Air Conditioning | Multi-Split Condenser - Split Systems/Heat Pumps - Air-cooled with Direct Expansion Evaporator (DX) | Town TQ | 1 | Medium | B | 7 | 2031 | 5 | 3 | 3.2 | 27099 | 20026
Multi-System Controls | Motor Control Centre | Town TR | 1 | Low | B | 1 | 2025 | 5 | 4 | 3.7 | 33239 | 12133
Fire Safety Systems | Manual and Automatic Doors - Emergency and Panic Escape Doors | Town TK | 1 | Urgent | B | 23 | 2047 | 5 | 1 | 2.2 | 6423 | 33120
Fire Safety Systems | Fire Alarm Panel / Repeater | Town TK | 1 | Urgent | B | 7 | 2031 | 5 | 1 | 2.2 | 6424 | 19398
Local and Special Ventilation | Fan - Kitchen Extract | Town TL | 1 | Low | B | 5 | 2029 | 5 | 4 | 3.7 | 33240 | 15645
Roller Shutters | External Electric Roller Shutter | Town TK | 1 | High | B | 13 | 2037 | 5 | 2 | 2.7 | 15401 | 26995
Emergency Lighting | Illuminated Fire Exit Signage | Town TQ | 2 | Urgent | B | 15 | 2039 | 5 | 1 | 2.2 | 6425 | 27931
Heat Emitters | Fan Convector - Electric | Town TS | 1 | Medium | B | 1 | 2025 | 5 | 3 | 3.2 | 27100 | 9230
LV Distribution | Sub Distribution Board | Town TQ | 1 | High | B | 6 | 2030 | 5 | 2 | 2.7 | 15402 | 17677
Air Conditioning | Multi-Split Condenser - Split Systems/Heat Pumps - Air-cooled with Direct Expansion Evaporator (DX) | Town TP | 1 | Medium | B | 9 | 2033 | 5 | 3 | 3.2 | 27101 | 21809
Heat Emitters | Gas Fired Natural and Fan Assisted Heaters | Town TO | 1 | Medium | B | 9 | 2033 | 5 | 3 | 3.2 | 27102 | 21810
LV Distribution | Main Distribution Board | Town TR | 1 | High | B | 1 | 2025 | 5 | 2 | 2.7 | 15403 | 4230
External Doors | Manual and Automatic Doors - Auto / Powered Sliding Doors | Town TL | 1 | High | B | 14 | 2038 | 5 | 2 | 2.7 | 15404 | 27472
Roller Shutters | External Electric Roller Shutter | Town FM | 1 | High | B | 7 | 2031 | 5 | 2 | 2.7 | 15405 | 19646
Central Ventilation Systems | Fan - General Ventilation | Town TP | 1 | Low | B | 1 | 2025 | 5 | 4 | 3.7 | 33241 | 12134
Fire Safety Systems | Fire Alarm System | Town TR | 1 | Urgent | B | 1 | 2025 | 5 | 1 | 2.2 | 6426 | 1517
Fire Safety Systems | Manual and Automatic Doors - Emergency and Panic Escape Doors | Town TO | 1 | Urgent | B | 17 | 2041 | 5 | 1 | 2.2 | 6427 | 30141
External Doors | Entrance Doors | Town TQ | 1 | High | B | 25 | 2049 | 5 | 2 | 2.7 | 15406 | 33407
Heat Emitters | Electric Heaters | Town TQ | 1 | Medium | B | 1 | 2025 | 5 | 3 | 3.2 | 27103 | 9231
Fire Safety Systems | Internal Roller Shutter- Fire Rated | Town TQ | 1 | Urgent | B | 11 | 2035 | 5 | 1 | 2.2 | 6428 | 23755
Heat Emitters | Electric Heaters | Town TQ | 1 | Medium | B | 1 | 2025 | 5 | 3 | 3.2 | 27104 | 9232
General Lighting | General - LED fittings & Luminaires | Town TK | 43 | Medium | B | 14 | 2038 | 5 | 3 | 3.2 | 27105 | 27601
Fire Safety Systems | Fire Extinguishers - CO2 | Town TQ | 4 | Urgent | B | 6 | 2030 | 5 | 1 | 2.2 | 6429 | 16632
Fire Safety Systems | Fire Extinguishers - CO2 | Town TO | 6 | Urgent | B | 2 | 2026 | 5 | 1 | 2.2 | 6430 | 12668
AHU - Internal | Central Heating & Cooling - Electric & DX | Town TP | 1 | Medium | B | 14 | 2038 | 5 | 3 | 3.2 | 27106 | 27602
Central Ventilation Systems | Fan - General Ventilation | Town TR | 1 | Low | B | 1 | 2025 | 5 | 4 | 3.7 | 33242 | 12135
Local and Special Ventilation | Fan - Window / Wall Mounted | Town TQ | 1 | Medium | B | 6 | 2030 | 5 | 3 | 3.2 | 27107 | 18805
Fire Safety Systems | Manual and Automatic Doors - Emergency and Panic Escape Doors | Town TQ | 1 | Urgent | B | 30 | 2054 | 5 | 1 | 2.2 | 6431 | 33686
Fire Safety Systems | Fire Extinguishers - CO2 | Town TP | 1 | Urgent | B | 6 | 2030 | 5 | 1 | 2.2 | 6432 | 16633
Heat Emitters | Radiators - Aluminium | Town TO | 3 | Medium | B | 1 | 2025 | 5 | 3 | 3.2 | 27108 | 9233
Central Ventilation Systems | Fan - General Ventilation | Town TR | 1 | Low | B | 1 | 2025 | 5 | 4 | 3.7 | 33243 | 12136
LV Distribution | Main Distribution Board | Town TL | 1 | High | B | 1 | 2025 | 5 | 2 | 2.7 | 15407 | 4231
Local and Special Ventilation | Fan - Extract | Town TS | 1 | Medium | B | 6 | 2030 | 5 | 3 | 3.2 | 27109 | 18806
Access Control | Door Lock / Keypad / Manual | Town TO | 3 | Medium | B | 7 | 2031 | 5 | 3 | 3.2 | 27110 | 20027
Local and Special Ventilation | Fan - Kitchen Window / Wall Mounted | Town TQ | 1 | Medium | B | 10 | 2034 | 5 | 3 | 3.2 | 27111 | 22945
External Doors | Manual and Automatic Doors - Auto / Powered Sliding Doors | Town TO | 1 | High | B | 23 | 2047 | 5 | 2 | 2.7 | 15408 | 33207
Fire Safety Systems | Manual and Automatic Doors - Emergency and Panic Escape Doors | Town TK | 1 | Urgent | B | 21 | 2045 | 5 | 1 | 2.2 | 6433 | 32193
LV Distribution | Sub Distribution Board | Town TP | 1 | High | D | 19 | 2043 | 3 | 2 | 2.1 | 1223 | 31035
Fire Safety Systems | Manual and Automatic Doors - Emergency and Panic Escape Doors | Town TK | 1 | Urgent | B | 31 | 2055 | 5 | 1 | 2.2 | 6434 | 33761
Emergency Lighting | Illuminated Fire Exit Signage | Town TL | 3 | Urgent | B | 18 | 2042 | 5 | 1 | 2.2 | 6435 | 30671
Air Conditioning | Single-Split Condenser - Split Systems/Heat Pumps - Air-cooled with Direct Expansion Evaporator (DX) | Town TO | 1 | Medium | B | 10 | 2034 | 5 | 3 | 3.2 | 27112 | 22946
Multi-System Controls | Instrumental Control Panel | Town CZ | 1 | Medium | DX | 1 | 2025 | 1 | 3 | 2 | 912 | 620
Fire Safety Systems | Manual and Automatic Doors - Emergency and Panic Escape Doors | Town TX | 1 | Urgent | C | 11 | 2035 | 4 | 1 | 1.9 | 684 | 23282
Boiler | Atmospheric Gas Burner Boiler - Small and/or Wall Hung for Light Commercial Installation | Town UC | 1 | Medium | B | 1 | 2025 | 5 | 3 | 3.2 | 27113 | 9234
Local and Special Ventilation | Unit extract fans | Town UC | 1 | Medium | D | 1 | 2025 | 3 | 3 | 2.6 | 11162 | 2660
LV Distribution | Sub Distribution Board | Town LQ | 1 | High | B | 6 | 2030 | 5 | 2 | 2.7 | 15409 | 17678
Local Hot Water | Instantaneous Electric Water Heater - Non-Drinking Water | Town TZ | 1 | Medium | B | 1 | 2025 | 5 | 3 | 3.2 | 27114 | 9235
Air Conditioning | Single-Split Condenser - Split Systems/Heat Pumps - Air-cooled with Direct Expansion Evaporator (DX) | Town ST | 1 | Medium | B | 5 | 2029 | 5 | 3 | 3.2 | 27115 | 15257
LV Distribution | Sub Distribution Board | Town DC | 1 | High | B | 12 | 2036 | 5 | 2 | 2.7 | 15410 | 26207
LV Distribution | Sub Distribution Board | Town CW | 1 | High | A | 18 | 2042 | 6 | 2 | 3 | 19577 | 30911
Air Conditioning | Single-Split Evaporator - Split Systems/Heat Pumps - Air-cooled with Direct Expansion Evaporator (DX) | Town TW | 1 | Medium | B | 3 | 2027 | 5 | 3 | 3.2 | 27116 | 13588
Local and Special Ventilation | Fan - Window / Wall Mounted | Town TY | 1 | Medium | B | 1 | 2025 | 5 | 3 | 3.2 | 27117 | 9236
Local and Special Ventilation | Fan - Axial | Town CZ | 1 | Medium | B | 4 | 2028 | 5 | 3 | 3.2 | 27118 | 14148
Local and Special Ventilation | Fan - Axial | Town CZ | 1 | Medium | B | 4 | 2028 | 5 | 3 | 3.2 | 27119 | 14149
Fire Safety Systems | Fire Alarm Panel / Repeater | Town RZ | 1 | Urgent | B | 9 | 2033 | 5 | 1 | 2.2 | 6436 | 21385
Fire Safety Systems | Fire Alarm System | Town DC | 1 | Urgent | B | 11 | 2035 | 5 | 1 | 2.2 | 6437 | 23756
LV Distribution | Main Distribution Board | Town LQ | 1 | High | B | 1 | 2025 | 5 | 2 | 2.7 | 15411 | 4232
Burner | Light oil vaporising pot burner | Town LQ | 1 | Urgent | B | 1 | 2025 | 5 | 1 | 2.2 | 6438 | 1518
LV Distribution | Sub Distribution Board | Town TV | 1 | High | B | 1 | 2025 | 5 | 2 | 2.7 | 15412 | 4233
Fire Safety Systems | Manual and Automatic Doors - Emergency and Panic Escape Doors | Town UB | 1 | Urgent | B | 11 | 2035 | 5 | 1 | 2.2 | 6439 | 23757
LV Distribution | Sub Distribution Board | Town TW | 1 | High | B | 1 | 2025 | 5 | 2 | 2.7 | 15413 | 4234
Local and Special Ventilation | Fan - Axial | Town LQ | 1 | Medium | B | 1 | 2025 | 5 | 3 | 3.2 | 27120 | 9237
Local and Special Ventilation | Fan - Window / Wall Mounted | Town CZ | 1 | Medium | B | 10 | 2034 | 5 | 3 | 3.2 | 27121 | 22947
Local Hot Water | Instantaneous Electric Water Heater - Non-Drinking Water | Town TY | 1 | Medium | B | 10 | 2034 | 5 | 3 | 3.2 | 27122 | 22948
BMS | BMS Control Panel | Town LQ | 1 | High | B | 6 | 2030 | 5 | 2 | 2.7 | 15414 | 17679
Fire Safety Systems | Fire Extinguishers - Powder | Town UE | 1 | Urgent | B | 6 | 2030 | 5 | 1 | 2.2 | 6440 | 16634
Fire Safety Systems | Fire Extinguishers - CO2 | Town RZ | 3 | Urgent | A | 10 | 2034 | 6 | 1 | 2.5 | 10925 | 22224
General Lighting | General - LED fittings & Luminaires | Town ST | 1 | Medium | DX | 1 | 2025 | 1 | 3 | 2 | 913 | 621
Fire Safety Systems | Fire Extinguishers - CO2 | Town DE | 1 | Urgent | B | 8 | 2032 | 5 | 1 | 2.2 | 6441 | 20476
Fire Safety Systems | Fire Extinguishers - Foam | Town TZ | 2 | Urgent | B | 1 | 2025 | 5 | 1 | 2.2 | 6442 | 1519
Fire Safety Systems | Manual and Automatic Doors - Emergency and Panic Escape Doors | Town TT | 1 | Urgent | B | 6 | 2030 | 5 | 1 | 2.2 | 6443 | 16635
Emergency Lighting | Self Contained - LED | Town UC | 9 | Urgent | B | 15 | 2039 | 5 | 1 | 2.2 | 6444 | 27932
General Lighting | General - LED fittings & Luminaires | Town UA | 4 | Medium | B | 1 | 2025 | 5 | 3 | 3.2 | 27123 | 9238
General Lighting | General - LED fittings & Luminaires | Town TW | 7 | Medium | B | 8 | 2032 | 5 | 3 | 3.2 | 27124 | 21028
Fire Safety Systems | Fire Extinguishers - CO2 | Town UD | 4 | Urgent | B | 6 | 2030 | 5 | 1 | 2.2 | 6445 | 16636
General Lighting | General - LED fittings & Luminaires | Town UE | 2 | Medium | B | 16 | 2040 | 5 | 3 | 3.2 | 27125 | 29651
LV Distribution | Sub Distribution Board | Town DE | 1 | High | D | 10 | 2034 | 3 | 2 | 2.1 | 1224 | 21963
General Lighting | General - LED fittings & Luminaires | Town RZ | 28 | Medium | C | 1 | 2025 | 4 | 3 | 2.9 | 18754 | 5637
General Lighting | General - LED fittings & Luminaires | Town DG | 14 | Medium | C | 19 | 2043 | 4 | 3 | 2.9 | 18755 | 31277
Emergency Lighting | Self Contained - LED | Town TY | 4 | Urgent | C | 17 | 2041 | 4 | 1 | 1.9 | 685 | 29973
Local and Special Ventilation | Fan - Axial | Town TT | 1 | Medium | B | 1 | 2025 | 5 | 3 | 3.2 | 27126 | 9239
Fire Safety Systems | Fire Alarm Panel / Repeater | Town TU | 1 | Urgent | B | 1 | 2025 | 5 | 1 | 2.2 | 6446 | 1520
LV Distribution | Main Distribution Board | Town UE | 1 | High | B | 16 | 2040 | 5 | 2 | 2.7 | 15415 | 29207
Roller Shutters | Internal Electric Roller Shutter | Town TT | 1 | Medium | B | 1 | 2025 | 5 | 3 | 3.2 | 27127 | 9240
Emergency Lighting | Illuminated Fire Exit Signage | Town TU | 7 | Urgent | B | 16 | 2040 | 5 | 1 | 2.2 | 6447 | 28868
Fire Safety Systems | Fire Extinguishers - CO2 | Town LQ | 1 | Urgent | B | 6 | 2030 | 5 | 1 | 2.2 | 6448 | 16637
Local Hot Water | Package Electric Water Heaters - Non-Drinking Water | Town RZ | 1 | Medium | B | 2 | 2026 | 5 | 3 | 3.2 | 27128 | 13127
LV Distribution | Sub Distribution Board | Town ST | 1 | High | B | 1 | 2025 | 5 | 2 | 2.7 | 15416 | 4235
LV Distribution | Sub Distribution Board | Town TX | 1 | High | B | 1 | 2025 | 5 | 2 | 2.7 | 15417 | 4236
Burner | Forced draft gas burner | Town UC | 1 | Medium | B | 1 | 2025 | 5 | 3 | 3.2 | 27129 | 9241
Fire Safety Systems | Fire Extinguishers - Foam | Town ST | 3 | Urgent | B | 8 | 2032 | 5 | 1 | 2.2 | 6449 | 20477
Fire Safety Systems | Manual and Automatic Doors - Emergency and Panic Escape Doors | Town DC | 1 | Urgent | B | 11 | 2035 | 5 | 1 | 2.2 | 6450 | 23758
Security Systems | Manual and Automatic Doors - High Security Door | Town TW | 1 | High | B | 23 | 2047 | 5 | 2 | 2.7 | 15418 | 33208
External Lighting | General - LED | Town DE | 1 | Medium | B | 5 | 2029 | 5 | 3 | 3.2 | 27130 | 15258
Fire Safety Systems | Fire Extinguishers - Foam | Town DC | 1 | Urgent | B | 6 | 2030 | 5 | 1 | 2.2 | 6451 | 16638
Fire Safety Systems | Fire Extinguishers - Foam | Town DE | 3 | Urgent | B | 8 | 2032 | 5 | 1 | 2.2 | 6452 | 20478
Local and Special Ventilation | Fan - General Ventilation | Town ST | 1 | Medium | B | 1 | 2025 | 5 | 3 | 3.2 | 27131 | 9242
Roller Shutters | Internal Automatic Roller Shutter | Town UB | 1 | High | B | 18 | 2042 | 5 | 2 | 2.7 | 15419 | 30842
Fire Safety Systems | Fire Extinguishers - CO2 | Town TU | 6 | Urgent | B | 6 | 2030 | 5 | 1 | 2.2 | 6453 | 16639
General Lighting | General - LED fittings & Luminaires | Town TX | 4 | Medium | B | 16 | 2040 | 5 | 3 | 3.2 | 27132 | 29652
Fire Safety Systems | Fire Extinguishers - CO2 | Town LQ | 1 | Urgent | B | 6 | 2030 | 5 | 1 | 2.2 | 6454 | 16640
Access Control | Door Lock / Keypad / Manual | Town UB | 1 | Medium | B | 9 | 2033 | 5 | 3 | 3.2 | 27133 | 21811
Heat Emitters | Electric Heaters | Town TZ | 4 | Medium | B | 1 | 2025 | 5 | 3 | 3.2 | 27134 | 9243
Access Control | Gate Access - Local Lock / Keypad / Manual (External) | Town ST | 1 | Medium | B | 1 | 2025 | 5 | 3 | 3.2 | 27135 | 9244
Fire Safety Systems | Fire Extinguishers - Foam | Town TW | 6 | Urgent | B | 8 | 2032 | 5 | 1 | 2.2 | 6455 | 20479
Fire Safety Systems | Fire Alarm Panel / Repeater | Town ST | 1 | Urgent | D | 1 | 2025 | 3 | 1 | 1.6 | 452 | 381
Emergency Lighting | Self Contained - LED | Town TY | 1 | Urgent | B | 21 | 2045 | 5 | 1 | 2.2 | 6456 | 32194
Heat Emitters | Radiators - Steel | Town TT | 4 | Medium | B | 1 | 2025 | 5 | 3 | 3.2 | 27136 | 9245
Roller Shutters | Internal Electric Roller Shutter | Town TW | 1 | Medium | C | 13 | 2037 | 4 | 3 | 2.9 | 18756 | 27050
LV Distribution | Main Distribution Board | Town UB | 1 | High | B | 1 | 2025 | 5 | 2 | 2.7 | 15420 | 4237
Access Control | Door Lock / Keypad / Manual | Town TV | 1 | Medium | B | 1 | 2025 | 5 | 3 | 3.2 | 27137 | 9246
Emergency Lighting | Self Contained - Non LED | Town TW | 7 | Urgent | B | 15 | 2039 | 5 | 1 | 2.2 | 6457 | 27933
Fire Safety Systems | Fire Blanket | Town UD | 1 | Urgent | B | 4 | 2028 | 5 | 1 | 2.2 | 6458 | 13843
Air Conditioning | Single-Split Condenser - Split Systems/Heat Pumps - Air-cooled with Direct Expansion Evaporator (DX) | Town UC | 1 | Medium | B | 7 | 2031 | 5 | 3 | 3.2 | 27138 | 20028
LV Distribution | Sub Distribution Board | Town DE | 1 | High | D | 10 | 2034 | 3 | 2 | 2.1 | 1225 | 21964
Fire Safety Systems | Manual and Automatic Doors - Emergency and Panic Escape Doors | Town TU | 1 | Urgent | B | 21 | 2045 | 5 | 1 | 2.2 | 6459 | 32195
Local Hot Water | Instantaneous Electric Water Heater - Non-Drinking Water | Town LQ | 1 | Medium | B | 1 | 2025 | 5 | 3 | 3.2 | 27139 | 9247
Roller Shutters | External Electric Roller Shutter | Town TW | 1 | High | B | 21 | 2045 | 5 | 2 | 2.7 | 15421 | 32673
LV Distribution | Main Distribution Board | Town LQ | 1 | High | B | 1 | 2025 | 5 | 2 | 2.7 | 15422 | 4238
Local and Special Ventilation | Fan - Extract | Town TU | 1 | Medium | B | 1 | 2025 | 5 | 3 | 3.2 | 27140 | 9248
Emergency Lighting | Self Contained - LED | Town TY | 1 | Urgent | B | 17 | 2041 | 5 | 1 | 2.2 | 6460 | 30142
Roller Shutters | Internal Electric Roller Shutter | Town UB | 1 | Medium | B | 1 | 2025 | 5 | 3 | 3.2 | 27141 | 9249
Roller Shutters | External Electric Roller Shutter | Town DE | 1 | High | B | 15 | 2039 | 5 | 2 | 2.7 | 15423 | 28220
LV Distribution | Main Switch Panel at Supply Intake | Town RZ | 1 | Medium | B | 1 | 2025 | 5 | 3 | 3.2 | 27142 | 9250
Fire Safety Systems | Fire Extinguishers - CO2 | Town UE | 2 | Urgent | B | 6 | 2030 | 5 | 1 | 2.2 | 6461 | 16641
Emergency Lighting | Self Contained - LED | Town TW | 2 | Urgent | B | 22 | 2046 | 5 | 1 | 2.2 | 6462 | 32930
Emergency Lighting | Self Contained - LED | Town ST | 12 | Urgent | B | 22 | 2046 | 5 | 1 | 2.2 | 6463 | 32931
Emergency Lighting | Self Contained - LED | Town CW | 10 | Urgent | B | 21 | 2045 | 5 | 1 | 2.2 | 6464 | 32196
Central Ventilation Systems | Fan - General Ventilation | Town DE | 1 | Low | B | 5 | 2029 | 5 | 4 | 3.7 | 33244 | 15646
External Doors | Manual and Automatic Doors - Auto / Powered Sliding Doors | Town DE | 1 | High | B | 6 | 2030 | 5 | 2 | 2.7 | 15424 | 17680
Fire Safety Systems | Manual and Automatic Doors - Emergency and Panic Escape Doors | Town DE | 1 | Urgent | B | 25 | 2049 | 5 | 1 | 2.2 | 6465 | 33316
Fire Safety Systems | Fire Extinguishers - Foam | Town TV | 3 | Urgent | B | 6 | 2030 | 5 | 1 | 2.2 | 6466 | 16642
General Lighting | General - LED fittings & Luminaires | Town UB | 4 | Medium | B | 1 | 2025 | 5 | 3 | 3.2 | 27143 | 9251
Hot Water Distribution | Hot water cylinders Domestic Type | Town TT | 1 | Low | B | 1 | 2025 | 5 | 4 | 3.7 | 33245 | 12137
Local and Special Ventilation | Fan - Axial | Town LQ | 1 | Medium | B | 1 | 2025 | 5 | 3 | 3.2 | 27144 | 9252
Roller Shutters | External Electric Roller Shutter | Town LQ | 1 | High | B | 1 | 2025 | 5 | 2 | 2.7 | 15425 | 4239
General Lighting | General - LED fittings & Luminaires | Town DE | 3 | Medium | B | 17 | 2041 | 5 | 3 | 3.2 | 27145 | 30512
Heat Emitters | Radiators - Steel | Town CZ | 1 | Medium | B | 6 | 2030 | 5 | 3 | 3.2 | 27146 | 18807
Fire Safety Systems | Fire Extinguishers - Foam - P50 | Town DE | 3 | Urgent | B | 7 | 2031 | 5 | 1 | 2.2 | 6467 | 19399
Heat Emitters | Electric Heaters | Town TY | 1 | Medium | B | 1 | 2025 | 5 | 3 | 3.2 | 27147 | 9253
Emergency Lighting | Self Contained - LED | Town DE | 11 | Urgent | B | 22 | 2046 | 5 | 1 | 2.2 | 6468 | 32932
Emergency Lighting | Self Contained - LED | Town LQ | 1 | Urgent | B | 21 | 2045 | 5 | 1 | 2.2 | 6469 | 32197
External Doors | Manual and Automatic Doors - Auto / Powered Sliding Doors | Town TY | 1 | High | B | 21 | 2045 | 5 | 2 | 2.7 | 15426 | 32674
General Lighting | General - LED fittings & Luminaires | Town DG | 26 | Medium | B | 1 | 2025 | 5 | 3 | 3.2 | 27148 | 9254
Fire Safety Systems | Fire Extinguishers - Powder | Town DC | 1 | Urgent | B | 6 | 2030 | 5 | 1 | 2.2 | 6470 | 16643
General Lighting | General - LED fittings & Luminaires | Town UE | 3 | Medium | B | 16 | 2040 | 5 | 3 | 3.2 | 27149 | 29653
Roller Shutters | Internal Electric Roller Shutter | Town TT | 1 | Medium | B | 1 | 2025 | 5 | 3 | 3.2 | 27150 | 9255
Multi-System Controls | Instrumental Control Panel | Town TY | 1 | Medium | B | 12 | 2036 | 5 | 3 | 3.2 | 27151 | 26602
LV Distribution | Sub Distribution Board | Town TY | 1 | High | B | 6 | 2030 | 5 | 2 | 2.7 | 15427 | 17681
BMS | BMS Operating Station | Town TY | 1 | High | B | 6 | 2030 | 5 | 2 | 2.7 | 15428 | 17682
Fire Safety Systems | Manual and Automatic Doors - Emergency and Panic Escape Doors | Town CZ | 1 | Urgent | B | 21 | 2045 | 5 | 1 | 2.2 | 6471 | 32198
Fire Safety Systems | Fire Extinguishers - CO2 | Town TZ | 1 | Urgent | B | 2 | 2026 | 5 | 1 | 2.2 | 6472 | 12669
Local and Special Ventilation | Fan - Extract | Town TV | 1 | Medium | B | 1 | 2025 | 5 | 3 | 3.2 | 27152 | 9256
Fire Safety Systems | Manual and Automatic Doors - Emergency and Panic Escape Doors | Town UC | 1 | Urgent | B | 8 | 2032 | 5 | 1 | 2.2 | 6473 | 20480
Air Conditioning | Single-Split Condenser - Split Systems/Heat Pumps - Air-cooled with Direct Expansion Evaporator (DX) | Town TT | 1 | Medium | B | 1 | 2025 | 5 | 3 | 3.2 | 27153 | 9257
LV Distribution | Main Distribution Board | Town UB | 1 | High | B | 4 | 2028 | 5 | 2 | 2.7 | 15429 | 13974
External Doors | Manual and Automatic Doors - Auto / Powered Sliding Doors | Town TW | 1 | High | C | 23 | 2047 | 4 | 2 | 2.4 | 10622 | 33159
External Lighting | General - Non LED | Town LQ | 9 | Medium | B | 1 | 2025 | 5 | 3 | 3.2 | 27154 | 9258
Security Systems | Manual and Automatic Doors - High Security Door | Town TZ | 1 | High | B | 19 | 2043 | 5 | 2 | 2.7 | 15430 | 31220
Local Hot Water | Package Electric Water Heaters - Non-Drinking Water | Town UE | 1 | Medium | B | 4 | 2028 | 5 | 3 | 3.2 | 27155 | 14150
BMS | BMS Control Panel | Town UC | 1 | High | B | 5 | 2029 | 5 | 2 | 2.7 | 15431 | 14688
Fire Safety Systems | Fire Alarm System | Town DC | 1 | Urgent | B | 11 | 2035 | 5 | 1 | 2.2 | 6474 | 23759
LV Distribution | Sub Distribution Board | Town DC | 1 | High | B | 6 | 2030 | 5 | 2 | 2.7 | 15432 | 17683
General Lighting | General - LED fittings & Luminaires | Town TU | 22 | Medium | B | 16 | 2040 | 5 | 3 | 3.2 | 27156 | 29654
Emergency Lighting | Self Contained - LED | Town TZ | 3 | Urgent | B | 17 | 2041 | 5 | 1 | 2.2 | 6475 | 30143
Heat Emitters | Gas Fired Unit Heaters | Town TU | 1 | Medium | B | 6 | 2030 | 5 | 3 | 3.2 | 27157 | 18808
Fire Safety Systems | Fire Alarm System | Town TT | 1 | Urgent | B | 1 | 2025 | 5 | 1 | 2.2 | 6476 | 1521
BMS | BMS Control Panel | Town TT | 1 | High | B | 1 | 2025 | 5 | 2 | 2.7 | 15433 | 4240
LV Distribution | Main Distribution Board | Town UA | 1 | High | B | 1 | 2025 | 5 | 2 | 2.7 | 15434 | 4241
Central Heating | Fan - Axial | Town UC | 1 | High | B | 1 | 2025 | 5 | 2 | 2.7 | 15435 | 4242
Local and Special Ventilation | Fan - Axial | Town CZ | 1 | Medium | B | 4 | 2028 | 5 | 3 | 3.2 | 27158 | 14151
Fire Safety Systems | Fire Alarm System | Town UB | 1 | Urgent | B | 11 | 2035 | 5 | 1 | 2.2 | 6477 | 23760
Fire Safety Systems | Fire Extinguishers - Foam | Town DC | 3 | Urgent | B | 6 | 2030 | 5 | 1 | 2.2 | 6478 | 16644
Fire Safety Systems | Fire Extinguishers - Foam | Town LQ | 1 | Urgent | B | 6 | 2030 | 5 | 1 | 2.2 | 6479 | 16645
Heat Emitters | Electric Heaters | Town UB | 3 | Medium | B | 4 | 2028 | 5 | 3 | 3.2 | 27159 | 14152
Local and Special Ventilation | Fan - General Ventilation | Town ST | 1 | Medium | B | 1 | 2025 | 5 | 3 | 3.2 | 27160 | 9259
Roller Shutters | Internal Electric Roller Shutter | Town CZ | 1 | Medium | B | 1 | 2025 | 5 | 3 | 3.2 | 27161 | 9260
Roller Shutters | Internal Electric Roller Shutter | Town TZ | 1 | Medium | B | 11 | 2035 | 5 | 3 | 3.2 | 27162 | 25357
Fire Safety Systems | Fire Extinguishers - CO2 | Town UB | 1 | Urgent | B | 6 | 2030 | 5 | 1 | 2.2 | 6480 | 16646
Local Hot Water | Instantaneous Electric Water Heater - Non-Drinking Water | Town DE | 1 | Medium | B | 12 | 2036 | 5 | 3 | 3.2 | 27163 | 26603
Roller Shutters | Internal Electric Roller Shutter | Town UB | 1 | Medium | B | 19 | 2043 | 5 | 3 | 3.2 | 27164 | 31366
Fire Safety Systems | Fire Extinguishers - Powder | Town RZ | 1 | Urgent | B | 7 | 2031 | 5 | 1 | 2.2 | 6481 | 19400
Fire Safety Systems | Fire Extinguishers - CO2 | Town LQ | 1 | Urgent | B | 6 | 2030 | 5 | 1 | 2.2 | 6482 | 16647
Local and Special Ventilation | Fan - General Ventilation | Town ST | 1 | Medium | B | 1 | 2025 | 5 | 3 | 3.2 | 27165 | 9261
External Lighting | General - LED | Town LQ | 3 | Medium | B | 1 | 2025 | 5 | 3 | 3.2 | 27166 | 9262
Local and Special Ventilation | Fan - Extract | Town DC | 1 | Medium | B | 1 | 2025 | 5 | 3 | 3.2 | 27167 | 9263
Roller Shutters | External Manual Roller Shutter | Town RZ | 1 | High | B | 5 | 2029 | 5 | 2 | 2.7 | 15436 | 14689
Emergency Lighting | Self Contained - LED | Town TX | 3 | Urgent | B | 21 | 2045 | 5 | 1 | 2.2 | 6483 | 32199
Air Conditioning | Multi-Split Condenser - Split Systems/Heat Pumps - Air-cooled with Direct Expansion Evaporator (DX) | Town DE | 1 | Medium | B | 10 | 2034 | 5 | 3 | 3.2 | 27168 | 22949
Heat Emitters | Gas Fired Natural and Fan Assisted Heaters | Town TZ | 1 | Medium | B | 1 | 2025 | 5 | 3 | 3.2 | 27169 | 9264
External Doors | Entrance Doors | Town UA | 1 | High | B | 6 | 2030 | 5 | 2 | 2.7 | 15437 | 17684
Roller Shutters | Internal Electric Roller Shutter | Town LQ | 1 | Medium | B | 11 | 2035 | 5 | 3 | 3.2 | 27170 | 25358
Roller Shutters | External Electric Roller Shutter | Town LQ | 1 | High | B | 1 | 2025 | 5 | 2 | 2.7 | 15438 | 4243
Emergency Lighting | Self Contained - LED | Town ST | 13 | Urgent | B | 22 | 2046 | 5 | 1 | 2.2 | 6484 | 32933
Fire Safety Systems | Manual and Automatic Doors - Emergency and Panic Escape Doors | Town DE | 1 | Urgent | B | 6 | 2030 | 5 | 1 | 2.2 | 6485 | 16648
Emergency Lighting | Illuminated Fire Exit Signage | Town CZ | 2 | Urgent | B | 16 | 2040 | 5 | 1 | 2.2 | 6486 | 28869
Air Conditioning | Multi-Split Condenser - Split Systems/Heat Pumps - Air-cooled with Direct Expansion Evaporator (DX) | Town DE | 1 | Medium | B | 7 | 2031 | 5 | 3 | 3.2 | 27171 | 20029
Roller Shutters | Internal Electric Roller Shutter | Town TZ | 1 | Medium | B | 9 | 2033 | 5 | 3 | 3.2 | 27172 | 21812
Central Heating | Fan - Axial | Town UB | 1 | High | B | 1 | 2025 | 5 | 2 | 2.7 | 15439 | 4244
General Lighting | General - LED fittings & Luminaires | Town TX | 18 | Medium | B | 1 | 2025 | 5 | 3 | 3.2 | 27173 | 9265
Local and Special Ventilation | Fan - Axial | Town CZ | 1 | Medium | B | 4 | 2028 | 5 | 3 | 3.2 | 27174 | 14153
External Doors | Entrance Doors | Town TN | 1 | High | B | 15 | 2039 | 5 | 2 | 2.7 | 15440 | 28221
LV Distribution | Sub Distribution Board | Town UM | 1 | High | D | 1 | 2025 | 3 | 2 | 2.1 | 1226 | 830
Boiler | Boiler Superheaters Commercial | Town TN | 1 | Medium | B | 1 | 2025 | 5 | 3 | 3.2 | 27175 | 9266
Roller Shutters | Internal Electric Roller Shutter | Town UO | 1 | Medium | B | 1 | 2025 | 5 | 3 | 3.2 | 27176 | 9267
Fire Safety Systems | Manual and Automatic Doors - Emergency and Panic Escape Doors | Town UO | 1 | Urgent | B | 1 | 2025 | 5 | 1 | 2.2 | 6487 | 1522
Local and Special Ventilation | Fan - Kitchen Extract | Town UH | 1 | Low | B | 5 | 2029 | 5 | 4 | 3.7 | 33246 | 15647
Local Hot Water | Package Electric Water Heaters - Non-Drinking Water | Town UJ | 1 | Medium | B | 4 | 2028 | 5 | 3 | 3.2 | 27177 | 14154
General Lighting | General - LED fittings & Luminaires | Town UM | 45 | Medium | B | 16 | 2040 | 5 | 3 | 3.2 | 27178 | 29655
Central Ventilation Systems | Fan - General Ventilation | Town UN | 1 | Low | B | 1 | 2025 | 5 | 4 | 3.7 | 33247 | 12138
LV Distribution | Sub Distribution Board | Town UF | 1 | High | B | 14 | 2038 | 5 | 2 | 2.7 | 15441 | 27473
Roller Shutters | Internal Electric Roller Shutter | Town UP | 1 | Medium | B | 15 | 2039 | 5 | 3 | 3.2 | 27179 | 28465
General Lighting | General - LED fittings & Luminaires | Town UH | 26 | Medium | B | 18 | 2042 | 5 | 3 | 3.2 | 27180 | 30973
Fire Safety Systems | Fire Extinguishers - Powder | Town ET | 8 | Urgent | B | 9 | 2033 | 5 | 1 | 2.2 | 6488 | 21386
LV Distribution | Sub Distribution Board | Town UH | 1 | High | A | 19 | 2043 | 6 | 2 | 3 | 19578 | 31311
Central Ventilation Systems | Fan - General Ventilation | Town UQ | 1 | Low | B | 1 | 2025 | 5 | 4 | 3.7 | 33248 | 12139
Multi-System Controls | Instrumental Control Panel | Town TN | 1 | Medium | B | 3 | 2027 | 5 | 3 | 3.2 | 27181 | 13589
Fire Safety Systems | Fire Extinguishers - Powder | Town ET | 1 | Urgent | B | 9 | 2033 | 5 | 1 | 2.2 | 6489 | 21387
LV Distribution | Sub Distribution Board | Town UK | 1 | High | B | 1 | 2025 | 5 | 2 | 2.7 | 15442 | 4245
Fire Safety Systems | Fire Extinguishers - CO2 | Town UN | 3 | Urgent | B | 6 | 2030 | 5 | 1 | 2.2 | 6490 | 16649
Emergency Lighting | Illuminated Fire Exit Signage | Town TN | 1 | Urgent | A | 19 | 2043 | 6 | 1 | 2.5 | 10926 | 31129
Emergency Lighting | Self Contained - LED | Town UO | 2 | Urgent | B | 20 | 2044 | 5 | 1 | 2.2 | 6491 | 31509
Fire Safety Systems | Fire Extinguishers - CO2 | Town UL | 4 | Urgent | A | 10 | 2034 | 6 | 1 | 2.5 | 10927 | 22225
Fire Safety Systems | Fire Extinguishers - Foam | Town UM | 5 | Urgent | B | 2 | 2026 | 5 | 1 | 2.2 | 6492 | 12670
Fire Safety Systems | Fire Alarm Panel / Repeater | Town TN | 1 | Urgent | B | 12 | 2036 | 5 | 1 | 2.2 | 6493 | 26049
External Doors | Entrance Doors | Town TN | 1 | High | B | 15 | 2039 | 5 | 2 | 2.7 | 15443 | 28222
External Doors | Entrance Doors | Town TN | 1 | High | B | 15 | 2039 | 5 | 2 | 2.7 | 15444 | 28223
General Lighting | General - LED fittings & Luminaires | Town ET | 39 | Medium | B | 1 | 2025 | 5 | 3 | 3.2 | 27182 | 9268
Fire Safety Systems | Fire Extinguishers - Foam | Town UK | 7 | Urgent | B | 2 | 2026 | 5 | 1 | 2.2 | 6494 | 12671
Local Hot Water | Instantaneous Electric Water Heater - Non-Drinking Water | Town UO | 1 | Medium | B | 1 | 2025 | 5 | 3 | 3.2 | 27183 | 9269
Local Hot Water | Instantaneous Electric Water Heater - Non-Drinking Water | Town UK | 1 | Medium | B | 9 | 2033 | 5 | 3 | 3.2 | 27184 | 21813
Central Ventilation Systems | Fan - General Ventilation | Town UN | 1 | Low | B | 1 | 2025 | 5 | 4 | 3.7 | 33249 | 12140
LV Distribution | Sub Distribution Board | Town ET | 1 | High | B | 1 | 2025 | 5 | 2 | 2.7 | 15445 | 4246
Emergency Lighting | Self Contained - LED | Town UH | 7 | Urgent | B | 22 | 2046 | 5 | 1 | 2.2 | 6495 | 32934
Fire Safety Systems | Fire Extinguishers - Foam | Town UN | 1 | Urgent | B | 6 | 2030 | 5 | 1 | 2.2 | 6496 | 16650
Local and Special Ventilation | Fan - Axial | Town UL | 1 | Medium | C | 6 | 2030 | 4 | 3 | 2.9 | 18757 | 17942
Fire Safety Systems | Fire Dampers - Fusible Link | Town UM | 1 | Urgent | B | 1 | 2025 | 5 | 1 | 2.2 | 6497 | 1523
Roller Shutters | External Electric Roller Shutter | Town UK | 1 | High | B | 19 | 2043 | 5 | 2 | 2.7 | 15446 | 31221
Fire Safety Systems | Fire Extinguishers - CO2 | Town UF | 1 | Urgent | B | 2 | 2026 | 5 | 1 | 2.2 | 6498 | 12672
Central Ventilation Systems | Fan - General Ventilation | Town UN | 1 | Low | B | 1 | 2025 | 5 | 4 | 3.7 | 33250 | 12141
Lifts | Goods Lift electric | Town UJ | 1 | Medium | B | 6 | 2030 | 5 | 3 | 3.2 | 27185 | 18809
External Lighting | General - Non LED | Town UK | 5 | Medium | C | 1 | 2025 | 4 | 3 | 2.9 | 18758 | 5638
Fire Safety Systems | Fire Extinguishers - CO2 | Town UJ | 6 | Urgent | B | 2 | 2026 | 5 | 1 | 2.2 | 6499 | 12673
Emergency Lighting | Self Contained - LED | Town UJ | 5 | Urgent | B | 21 | 2045 | 5 | 1 | 2.2 | 6500 | 32200
LV Distribution | Main Distribution Board | Town UR | 1 | High | B | 1 | 2025 | 5 | 2 | 2.7 | 15447 | 4247
Fire Safety Systems | Manual and Automatic Doors - Emergency and Panic Escape Doors | Town UM | 1 | Urgent | B | 11 | 2035 | 5 | 1 | 2.2 | 6501 | 23761
Fire Safety Systems | Fire Extinguishers - CO2 | Town UN | 1 | Urgent | B | 6 | 2030 | 5 | 1 | 2.2 | 6502 | 16651
Fire Safety Systems | Fire Alarm Panel / Repeater | Town UR | 1 | Urgent | B | 1 | 2025 | 5 | 1 | 2.2 | 6503 | 1524
Emergency Lighting | Self Contained - LED | Town UP | 11 | Urgent | B | 23 | 2047 | 5 | 1 | 2.2 | 6504 | 33121
Emergency Lighting | Self Contained - Non LED | Town UG | 3 | Urgent | B | 11 | 2035 | 5 | 1 | 2.2 | 6505 | 23762
Fire Safety Systems | Fire Extinguishers - Powder | Town UP | 3 | Urgent | A | 9 | 2033 | 6 | 1 | 2.5 | 10928 | 21545
Air Conditioning | Multi-Split Condenser - Split Systems/Heat Pumps - Air-cooled with Direct Expansion Evaporator (DX) | Town UQ | 1 | Medium | B | 1 | 2025 | 5 | 3 | 3.2 | 27186 | 9270
Air Conditioning | Multi-Split Condenser - Split Systems/Heat Pumps - Air-cooled with Direct Expansion Evaporator (DX) | Town UH | 1 | Medium | B | 10 | 2034 | 5 | 3 | 3.2 | 27187 | 22950
Boiler | Atmospheric Gas Burner/Condensing Combination Boiler (domestic type) | Town UH | 1 | High | B | 7 | 2031 | 5 | 2 | 2.7 | 15448 | 19647
Emergency Lighting | Illuminated Fire Exit Signage | Town UI | 2 | Urgent | B | 6 | 2030 | 5 | 1 | 2.2 | 6506 | 16652
External Lighting | General - Non LED | Town UI | 2 | Medium | B | 1 | 2025 | 5 | 3 | 3.2 | 27188 | 9271
Burner | Forced draft gas burner | Town UQ | 1 | Medium | B | 1 | 2025 | 5 | 3 | 3.2 | 27189 | 9272
Emergency Lighting | Self Contained - LED | Town UH | 12 | Urgent | B | 22 | 2046 | 5 | 1 | 2.2 | 6507 | 32935
Fire Safety Systems | Fire Extinguishers - Foam | Town TN | 2 | Urgent | B | 6 | 2030 | 5 | 1 | 2.2 | 6508 | 16653
LV Distribution | Sub Distribution Board | Town UM | 1 | High | D | 1 | 2025 | 3 | 2 | 2.1 | 1227 | 831
Local and Special Ventilation | Fan - Extract | Town UI | 1 | Medium | B | 5 | 2029 | 5 | 3 | 3.2 | 27190 | 15259
Fire Safety Systems | Fire Extinguishers - Foam | Town UO | 4 | Urgent | B | 6 | 2030 | 5 | 1 | 2.2 | 6509 | 16654
LV Distribution | Sub Distribution Board | Town TN | 1 | High | B | 1 | 2025 | 5 | 2 | 2.7 | 15449 | 4248
Heat Emitters | Gas Fired Natural and Fan Assisted Heaters | Town UO | 1 | Medium | CX | 1 | 2025 | 2 | 3 | 2.3 | 10246 | 2175
LV Distribution | Main Distribution Board | Town UQ | 1 | High | B | 1 | 2025 | 5 | 2 | 2.7 | 15450 | 4249
Heat Emitters | Gas Fired Natural and Fan Assisted Heaters | Town UO | 1 | Medium | B | 10 | 2034 | 5 | 3 | 3.2 | 27191 | 22951
Heat Emitters | Radiators - Steel | Town TN | 1 | Medium | B | 1 | 2025 | 5 | 3 | 3.2 | 27192 | 9273
External Doors | Entrance Doors | Town TN | 1 | High | B | 15 | 2039 | 5 | 2 | 2.7 | 15451 | 28224
Central Ventilation Systems | Fan - General Ventilation | Town UQ | 1 | Low | B | 1 | 2025 | 5 | 4 | 3.7 | 33251 | 12142
LV Distribution | Main Distribution Board | Town UQ | 1 | High | B | 1 | 2025 | 5 | 2 | 2.7 | 15452 | 4250
Local Hot Water | Instantaneous Electric Water Heater - Non-Drinking Water | Town UO | 1 | Medium | B | 1 | 2025 | 5 | 3 | 3.2 | 27193 | 9274
Roller Shutters | External Manual Roller Shutter | Town UI | 1 | High | B | 1 | 2025 | 5 | 2 | 2.7 | 15453 | 4251
Fire Safety Systems | Manual and Automatic Doors - Emergency and Panic Escape Doors | Town UL | 1 | Urgent | B | 26 | 2050 | 5 | 1 | 2.2 | 6510 | 33464
LV Distribution | Sub Distribution Board | Town UK | 1 | High | B | 16 | 2040 | 5 | 2 | 2.7 | 15454 | 29208
LV Distribution | Main Distribution Board | Town UP | 1 | High | B | 6 | 2030 | 5 | 2 | 2.7 | 15455 | 17685
External Doors | Entrance Doors | Town TN | 1 | High | B | 15 | 2039 | 5 | 2 | 2.7 | 15456 | 28225
Fire Safety Systems | Fire Blanket | Town UJ | 2 | Urgent | B | 1 | 2025 | 5 | 1 | 2.2 | 6511 | 1525
Air Conditioning | Multi-Split Condenser - DX Split Systems (With Gas, Electric or Hot Water Heaters) | Town UM | 1 | Medium | B | 1 | 2025 | 5 | 3 | 3.2 | 27194 | 9275
Fire Safety Systems | Fire Dampers - Fusible Link | Town UM | 1 | Urgent | B | 1 | 2025 | 5 | 1 | 2.2 | 6512 | 1526
LV Distribution | Sub Distribution Board | Town UR | 1 | High | B | 10 | 2034 | 5 | 2 | 2.7 | 15457 | 22405
Emergency Lighting | Illuminated Fire Exit Signage | Town UI | 1 | Urgent | B | 12 | 2036 | 5 | 1 | 2.2 | 6513 | 26050
Heat Emitters | Radiators - Steel | Town TN | 1 | Medium | B | 1 | 2025 | 5 | 3 | 3.2 | 27195 | 9276
Heat Emitters | Radiators - Steel | Town TN | 1 | Medium | B | 1 | 2025 | 5 | 3 | 3.2 | 27196 | 9277
Fire Safety Systems | Fire Extinguishers - CO2 | Town TN | 2 | Urgent | A | 10 | 2034 | 6 | 1 | 2.5 | 10929 | 22226
Air Conditioning | Single-Split Evaporator - Split Systems/Heat Pumps - Air-cooled with Direct Expansion Evaporator (DX) | Town HT | 1 | Medium | B | 5 | 2029 | 5 | 3 | 3.2 | 27197 | 15260
External Doors | Entrance Doors | Town CA | 1 | High | B | 11 | 2035 | 5 | 2 | 2.7 | 15458 | 24554
Heat Emitters | Electric Overdoor Air Curtain/Heater | Town LQ | 1 | Medium | D | 1 | 2025 | 3 | 3 | 2.6 | 11163 | 2661
Local and Special Ventilation | Fan - Window / Wall Mounted | Town CA | 1 | Medium | B | 1 | 2025 | 5 | 3 | 3.2 | 27198 | 9278
Roller Shutters | Internal Automatic Fabric Roll Up Door | Town CA | 1 | High | B | 1 | 2025 | 5 | 2 | 2.7 | 15459 | 4252
Roller Shutters | Internal Automatic Fabric Roll Up Door | Town CA | 1 | High | C | 1 | 2025 | 4 | 2 | 2.4 | 10623 | 2443
External Doors | Entrance Doors | Town JO | 1 | High | B | 11 | 2035 | 5 | 2 | 2.7 | 15460 | 24555
Local and Special Ventilation | Fan - Axial | Town FW | 1 | Medium | C | 14 | 2038 | 4 | 3 | 2.9 | 18759 | 27513
Local Hot Water | Instantaneous Electric Water Heater - Non-Drinking Water | Town PG | 1 | Medium | B | 10 | 2034 | 5 | 3 | 3.2 | 27199 | 22952
Local Hot Water | Instantaneous Electric Water Heater - Non-Drinking Water | Town EI | 1 | Medium | B | 5 | 2029 | 5 | 3 | 3.2 | 27200 | 15261
External Doors | Entrance Doors | Town CA | 1 | High | B | 11 | 2035 | 5 | 2 | 2.7 | 15461 | 24556
LV Distribution | Sub Distribution Board | Town KF | 1 | High | B | 1 | 2025 | 5 | 2 | 2.7 | 15462 | 4253
Heat Emitters | Unit Heaters | Town CA | 1 | Medium | B | 1 | 2025 | 5 | 3 | 3.2 | 27201 | 9279
External Doors | Manual and Automatic Doors - Auto / Powered Sliding Doors | Town CA | 1 | High | B | 21 | 2045 | 5 | 2 | 2.7 | 15463 | 32675
Roller Shutters | Internal Automatic Fabric Roll Up Door | Town CA | 1 | High | B | 1 | 2025 | 5 | 2 | 2.7 | 15464 | 4254
Local and Special Ventilation | Fan - Extract | Town EX | 1 | Medium | B | 1 | 2025 | 5 | 3 | 3.2 | 27202 | 9280
Central Cooling | Fan - Axial | Town JG | 1 | Medium | B | 1 | 2025 | 5 | 3 | 3.2 | 27203 | 9281
Air Conditioning | Single-Split Evaporator - Split Systems/Heat Pumps - Air-cooled with Direct Expansion Evaporator (DX) | Town KO | 1 | Medium | B | 8 | 2032 | 5 | 3 | 3.2 | 27204 | 21029
AHU - Internal | Central Air Conditioning - DX Cooling | Town KF | 1 | High | B | 6 | 2030 | 5 | 2 | 2.7 | 15465 | 17686
Multi-System Controls | Control Panel - Electrical Services (excluding Electrical Controllers and Pneumatic Relays) | Town EX | 1 | Medium | B | 1 | 2025 | 5 | 3 | 3.2 | 27205 | 9282
Central Heating & Cooling | Fan - Mixed Flow | Town CA | 1 | Medium | B | 1 | 2025 | 5 | 3 | 3.2 | 27206 | 9283
Local and Special Ventilation | Fan - Axial | Town AB | 1 | Medium | B | 1 | 2025 | 5 | 3 | 3.2 | 27207 | 9284
Central Ventilation Systems | Fan - General Ventilation | Town NX | 1 | Low | B | 1 | 2025 | 5 | 4 | 3.7 | 33252 | 12143
LV Distribution | Sub Distribution Board | Town CA | 1 | High | B | 12 | 2036 | 5 | 2 | 2.7 | 15466 | 26208
Roller Shutters | Internal Electric Roller Shutter | Town FK | 1 | Medium | B | 11 | 2035 | 5 | 3 | 3.2 | 27208 | 25359
Air Conditioning | Single-Split Condenser - Split Systems/Heat Pumps - Air-cooled with Direct Expansion Evaporator (DX) | Town EN | 1 | Medium | B | 11 | 2035 | 5 | 3 | 3.2 | 27209 | 25360
Air Conditioning | Single-Split Evaporator - Split Systems/Heat Pumps - Air-cooled with Direct Expansion Evaporator (DX) | Town EN | 1 | Medium | B | 13 | 2037 | 5 | 3 | 3.2 | 27210 | 27171
Heat Emitters | Radiators - Steel | Town EN | 11 | Medium | B | 1 | 2025 | 5 | 3 | 3.2 | 27211 | 9285
LV Distribution | Sub Distribution Board | Town EN | 1 | High | B | 1 | 2025 | 5 | 2 | 2.7 | 15467 | 4255
Air Conditioning | Single-Split Evaporator - Split Systems/Heat Pumps - Air-cooled with Direct Expansion Evaporator (DX) | Town EN | 1 | Medium | B | 13 | 2037 | 5 | 3 | 3.2 | 27212 | 27172
Air Conditioning | Single-Split Evaporator - Split Systems/Heat Pumps - Air-cooled with Direct Expansion Evaporator (DX) | Town EN | 1 | Medium | B | 13 | 2037 | 5 | 3 | 3.2 | 27213 | 27173
LV Distribution | Sub Distribution Board | Town EN | 1 | High | B | 1 | 2025 | 5 | 2 | 2.7 | 15468 | 4256
Roller Shutters | External Manual Roller Shutter | Town EN | 1 | High | B | 1 | 2025 | 5 | 2 | 2.7 | 15469 | 4257
Boiler | Combination Atmospheric Burner Gas Boiler | Town EN | 1 | High | B | 7 | 2031 | 5 | 2 | 2.7 | 15470 | 19648
Air Conditioning | Single-Split Condenser - Split Systems/Heat Pumps - Air-cooled with Direct Expansion Evaporator (DX) | Town EN | 1 | Medium | B | 13 | 2037 | 5 | 3 | 3.2 | 27214 | 27174
Air Conditioning | Single-Split Condenser - Split Systems/Heat Pumps - Air-cooled with Direct Expansion Evaporator (DX) | Town EN | 1 | Medium | B | 13 | 2037 | 5 | 3 | 3.2 | 27215 | 27175
Emergency Lighting | Self Contained - LED | Town EN | 15 | Urgent | B | 22 | 2046 | 5 | 1 | 2.2 | 6514 | 32936
Fire Safety Systems | Fire Extinguishers - CO2 | Town EN | 4 | Urgent | B | 1 | 2025 | 5 | 1 | 2.2 | 6515 | 1527
Air Conditioning | Single-Split Evaporator - Split Systems/Heat Pumps - Air-cooled with Direct Expansion Evaporator (DX) | Town EN | 1 | Medium | B | 13 | 2037 | 5 | 3 | 3.2 | 27216 | 27176
LV Distribution | Sub Distribution Board | Town EN | 1 | High | B | 1 | 2025 | 5 | 2 | 2.7 | 15471 | 4258
Hot Water Distribution | Pumps - Secondary Hot Water Circulating | Town EN | 1 | Medium | B | 17 | 2041 | 5 | 3 | 3.2 | 27217 | 30513
Central Heating | Circulating Pump | Town EN | 1 | High | B | 17 | 2041 | 5 | 2 | 2.7 | 15472 | 30348
Air Conditioning | Single-Split Condenser - Split Systems/Heat Pumps - Air-cooled with Direct Expansion Evaporator (DX) | Town EN | 1 | Medium | B | 13 | 2037 | 5 | 3 | 3.2 | 27218 | 27177
Air Conditioning | Single-Split Evaporator - Split Systems/Heat Pumps - Air-cooled with Direct Expansion Evaporator (DX) | Town EN | 1 | Medium | B | 13 | 2037 | 5 | 3 | 3.2 | 27219 | 27178
Local and Special Ventilation | Fan - Extract | Town FY | 1 | Medium | B | 1 | 2025 | 5 | 3 | 3.2 | 27220 | 9286
Fire Safety Systems | Smoke vents - Smoke Relief-Natural Ventilators | Town OF | 1 | Urgent | B | 2 | 2026 | 5 | 1 | 2.2 | 6516 | 12674
Fire Safety Systems | Manual and Automatic Doors - Emergency and Panic Escape Doors | Town RZ | 1 | Urgent | B | 15 | 2039 | 5 | 1 | 2.2 | 6517 | 27934
External Doors | Entrance Doors | Town RZ | 1 | High | B | 11 | 2035 | 5 | 2 | 2.7 | 15473 | 24557
Fire Safety Systems | Fire Blanket | Town RZ | 1 | Urgent | B | 1 | 2025 | 5 | 1 | 2.2 | 6518 | 1528
Fire Safety Systems | Fire Extinguishers - Foam | Town RZ | 2 | Urgent | B | 9 | 2033 | 5 | 1 | 2.2 | 6519 | 21388
Local and Special Ventilation | Fan - General Ventilation | Town QQ | 1 | Medium | C | 1 | 2025 | 4 | 3 | 2.9 | 18760 | 5639
Multi-System Controls | Instrumental Control Panel | Town D | 1 | Medium | D | 1 | 2025 | 3 | 3 | 2.6 | 11164 | 2662
Heat Emitters | Gas Radiant Tube Heaters | Town QZ | 1 | Medium | DX | 1 | 2025 | 1 | 3 | 2 | 914 | 622
Local and Special Ventilation | Fan - General Ventilation | Town QQ | 1 | Medium | C | 1 | 2025 | 4 | 3 | 2.9 | 18761 | 5640
Local and Special Ventilation | Fan - General Ventilation | Town QQ | 1 | Medium | C | 1 | 2025 | 4 | 3 | 2.9 | 18762 | 5641
Multi-System Controls | Control Panel - Electrical Services (excluding Electrical Controllers and Pneumatic Relays) | Town QL | 1 | Medium | DX | 1 | 2025 | 1 | 3 | 2 | 915 | 623
Central Heating | General Pump | Town QL | 1 | V Low | DX | 1 | 2025 | 1 | 4 | 2.5 | 10930 | 2562
Local and Special Ventilation | Fan - General Ventilation | Town RJ | 1 | Medium | DX | 1 | 2025 | 1 | 3 | 2 | 916 | 624
Local and Special Ventilation | Unit extract fans | Town RA | 1 | Medium | D | 10 | 2034 | 3 | 3 | 2.6 | 11165 | 22245
Heat Emitters | Gas Fired Natural and Fan Assisted Heaters | Town EN | 1 | Medium | B | 5 | 2029 | 5 | 3 | 3.2 | 27221 | 15262
Local and Special Ventilation | Fan - Axial | Town RJ | 1 | Medium | DX | 1 | 2025 | 1 | 3 | 2 | 917 | 625
External Lighting | General - LED | Town QM | 3 | Medium | D | 5 | 2029 | 3 | 3 | 2.6 | 11166 | 14557
LV Distribution | Sub Distribution Board | Town JS | 1 | High | B | 1 | 2025 | 5 | 2 | 2.7 | 15474 | 4259
Fire Safety Systems | Fire Alarm Panel / Repeater | Town EN | 1 | Urgent | B | 1 | 2025 | 5 | 1 | 2.2 | 6520 | 1529
LV Distribution | Main Distribution Board | Town JS | 1 | High | D | 1 | 2025 | 3 | 2 | 2.1 | 1228 | 832
Roller Shutters | Internal Electric Roller Shutter | Town JS | 1 | Medium | B | 15 | 2039 | 5 | 3 | 3.2 | 27222 | 28466
Roller Shutters | Internal Electric Roller Shutter | Town JS | 1 | Medium | B | 15 | 2039 | 5 | 3 | 3.2 | 27223 | 28467
Air Conditioning | Multi-Split Condenser - Split Systems/Heat Pumps - Air-cooled with Direct Expansion Evaporator (DX) | Town JZ | 1 | Medium | B | 1 | 2025 | 5 | 3 | 3.2 | 27224 | 9287
Local and Special Ventilation | Fan - Window / Wall Mounted | Town IZ | 1 | Medium | CX | 11 | 2035 | 2 | 3 | 2.3 | 10247 | 24042
Barriers & Guardrails | Vehicle Crash Protection Barrier | Town HJ | 4 | V Low | D | 1 | 2025 | 3 | 4 | 3.1 | 19654 | 5874
Local and Special Ventilation | Fan - Extract | Town M | 1 | Medium | B | 1 | 2025 | 5 | 3 | 3.2 | 27225 | 9288
Heat Emitters | Electric Heaters | Town LQ | 2 | Medium | B | 1 | 2025 | 5 | 3 | 3.2 | 27226 | 9289
Local and Special Ventilation | Fan - Window / Wall Mounted | Town MJ | 1 | Medium | B | 6 | 2030 | 5 | 3 | 3.2 | 27227 | 18810
Local and Special Ventilation | Fan - Window / Wall Mounted | Town CB | 1 | Medium | C | 1 | 2025 | 4 | 3 | 2.9 | 18763 | 5642
Central Heating | Fan - General Ventilation | Town BL | 1 | Medium | B | 5 | 2029 | 5 | 3 | 3.2 | 27228 | 15263
External Doors | Entrance Doors | Town FK | 1 | High | B | 1 | 2025 | 5 | 2 | 2.7 | 15475 | 4260
General Lighting | General - LED fittings & Luminaires | Town CB | 2 | Medium | C | 1 | 2025 | 4 | 3 | 2.9 | 18764 | 5643
General Lighting | General - LED fittings & Luminaires | Town CH | 20 | Medium | D | 6 | 2030 | 3 | 3 | 2.6 | 11167 | 17343
LV Distribution | Sub Distribution Board | Town AP | 1 | High | B | 1 | 2025 | 5 | 2 | 2.7 | 15476 | 4261
Local and Special Ventilation | Fan - Extract | Town HK | 1 | Medium | D | 1 | 2025 | 3 | 3 | 2.6 | 11168 | 2663
General Lighting | General - LED fittings & Luminaires | Town CH | 11 | Medium | D | 6 | 2030 | 3 | 3 | 2.6 | 11169 | 17344
Local and Special Ventilation | Unit extract fans | Town TW | 1 | Medium | C | 1 | 2025 | 4 | 3 | 2.9 | 18765 | 5644
LV Distribution | Sub Distribution Board | Town SS | 1 | High | B | 1 | 2025 | 5 | 2 | 2.7 | 15477 | 4262
Local and Special Ventilation | Unit extract fans | Town E | 1 | Medium | B | 5 | 2029 | 5 | 3 | 3.2 | 27229 | 15264
Specialist Lighting | Illuminated External Signs | Town KW | 1 | Medium | C | 6 | 2030 | 4 | 3 | 2.9 | 18766 | 17943
Local and Special Ventilation | Unit extract fans | Town JL | 1 | Medium | CX | 1 | 2025 | 2 | 3 | 2.3 | 10248 | 2176
Roller Shutters | Internal Electric Roller Shutter | Town CQ | 1 | Medium | B | 12 | 2036 | 5 | 3 | 3.2 | 27230 | 26604
Local and Special Ventilation | Fan - Centrifugal | Town CD | 1 | Medium | C | 1 | 2025 | 4 | 3 | 2.9 | 18767 | 5645
Heat Emitters | Electric Heaters | Town CZ | 1 | Medium | C | 1 | 2025 | 4 | 3 | 2.9 | 18768 | 5646
General Lighting | General - LED fittings & Luminaires | Town CB | 2 | Medium | C | 1 | 2025 | 4 | 3 | 2.9 | 18769 | 5647
General Lighting | General - LED fittings & Luminaires | Town EM | 4 | Medium | B | 1 | 2025 | 5 | 3 | 3.2 | 27231 | 9290
LV Distribution | Sub Distribution Board | Town SS | 1 | High | B | 1 | 2025 | 5 | 2 | 2.7 | 15478 | 4263
Local and Special Ventilation | Fan - Window / Wall Mounted | Town EA | 1 | Medium | B | 5 | 2029 | 5 | 3 | 3.2 | 27232 | 15265
General Lighting | General - LED fittings & Luminaires | Town PL | 1 | Medium | B | 1 | 2025 | 5 | 3 | 3.2 | 27233 | 9291
Burner | Forced draft gas burner | Town CY | 1 | Medium | D | 7 | 2031 | 3 | 3 | 2.6 | 11170 | 19554
Local and Special Ventilation | Fan - Kitchen Extract | Town JE | 1 | Low | B | 5 | 2029 | 5 | 4 | 3.7 | 33253 | 15648
Local and Special Ventilation | Fan - Extract | Town BK | 1 | Medium | B | 1 | 2025 | 5 | 3 | 3.2 | 27234 | 9292
Local and Special Ventilation | Unit extract fans | Town NO | 1 | Medium | B | 1 | 2025 | 5 | 3 | 3.2 | 27235 | 9293
LV Distribution | Sub Distribution Board | Town JE | 1 | High | B | 19 | 2043 | 5 | 2 | 2.7 | 15479 | 31222
Local and Special Ventilation | Unit extract fans | Town LZ | 1 | Medium | B | 1 | 2025 | 5 | 3 | 3.2 | 27236 | 9294
Local and Special Ventilation | Fan - Axial | Town JU | 1 | Medium | B | 1 | 2025 | 5 | 3 | 3.2 | 27237 | 9295
LV Distribution | Sub Distribution Board | Town R | 1 | High | B | 16 | 2040 | 5 | 2 | 2.7 | 15480 | 29209
Central Heating | Circulating Pump | Town NM | 1 | High | D | 1 | 2025 | 3 | 2 | 2.1 | 1229 | 833
LV Distribution | Sub Distribution Board | Town OW | 1 | High | B | 15 | 2039 | 5 | 2 | 2.7 | 15481 | 28226
Air Conditioning | Single-Split Condenser - Split Systems/Heat Pumps - Air-cooled with Direct Expansion Evaporator (DX) | Town MB | 1 | Medium | B | 1 | 2025 | 5 | 3 | 3.2 | 27238 | 9296
Heat Emitters | Electric Heaters | Town TX | 2 | Medium | C | 1 | 2025 | 4 | 3 | 2.9 | 18770 | 5648
Air Conditioning | Multi-Split Condenser - Split Systems/Heat Pumps - Air-cooled with Direct Expansion Evaporator (DX) | Town IS | 1 | Medium | B | 1 | 2025 | 5 | 3 | 3.2 | 27239 | 9297
Local and Special Ventilation | Fan - General Ventilation | Town MZ | 1 | Medium | B | 1 | 2025 | 5 | 3 | 3.2 | 27240 | 9298
External Doors | Entrance Doors | Town DE | 1 | High | D | 6 | 2030 | 3 | 2 | 2.1 | 1230 | 15730
General Lighting | General - LED fittings & Luminaires | Town E | 14 | Medium | B | 1 | 2025 | 5 | 3 | 3.2 | 27241 | 9299
Roller Shutters | Internal Electric Roller Shutter | Town LF | 1 | Medium | B | 1 | 2025 | 5 | 3 | 3.2 | 27242 | 9300
Local and Special Ventilation | Unit extract fans | Town EM | 1 | Medium | B | 1 | 2025 | 5 | 3 | 3.2 | 27243 | 9301
Emergency Lighting | Illuminated Fire Exit Signage | Town MD | 3 | Urgent | B | 16 | 2040 | 5 | 1 | 2.2 | 6521 | 28870
LV Distribution | Sub Distribution Board | Town AC | 1 | High | B | 1 | 2025 | 5 | 2 | 2.7 | 15482 | 4264
Local and Special Ventilation | Fan - Extract | Town AQ | 1 | Medium | B | 1 | 2025 | 5 | 3 | 3.2 | 27244 | 9302
Local and Special Ventilation | Fan - Window / Wall Mounted | Town TF | 1 | Medium | CX | 1 | 2025 | 2 | 3 | 2.3 | 10249 | 2177
Local and Special Ventilation | Fan - Window / Wall Mounted | Town HE | 1 | Medium | D | 5 | 2029 | 3 | 3 | 2.6 | 11171 | 14558
Local and Special Ventilation | Fan - Window / Wall Mounted | Town IA | 1 | Medium | D | 1 | 2025 | 3 | 3 | 2.6 | 11172 | 2664
Local and Special Ventilation | Fan - Extract | Town KU | 1 | Medium | B | 1 | 2025 | 5 | 3 | 3.2 | 27245 | 9303
Local and Special Ventilation | Unit extract fans | Town MI | 1 | Medium | B | 1 | 2025 | 5 | 3 | 3.2 | 27246 | 9304
LV Distribution | Main Distribution Board | Town GT | 1 | High | B | 2 | 2026 | 5 | 2 | 2.7 | 15483 | 12917
Local and Special Ventilation | Fan - Extract | Town KB | 1 | Medium | B | 1 | 2025 | 5 | 3 | 3.2 | 27247 | 9305
Local and Special Ventilation | Unit extract fans | Town KD | 1 | Medium | B | 3 | 2027 | 5 | 3 | 3.2 | 27248 | 13590
Local and Special Ventilation | Fan - Extract | Town KU | 1 | Medium | B | 1 | 2025 | 5 | 3 | 3.2 | 27249 | 9306
Local and Special Ventilation | Fan - Window / Wall Mounted | Town OQ | 1 | Medium | B | 6 | 2030 | 5 | 3 | 3.2 | 27250 | 18811
Local and Special Ventilation | Fan - Axial | Town JU | 1 | Medium | B | 1 | 2025 | 5 | 3 | 3.2 | 27251 | 9307
LV Distribution | Sub Distribution Board | Town KL | 1 | High | B | 1 | 2025 | 5 | 2 | 2.7 | 15484 | 4265
Local and Special Ventilation | Fan - Window / Wall Mounted | Town IZ | 1 | Medium | CX | 1 | 2025 | 2 | 3 | 2.3 | 10250 | 2178
Roller Shutters | External Electric Roller Shutter | Town CZ | 1 | High | C | 5 | 2029 | 4 | 2 | 2.4 | 10624 | 14538
LV Distribution | Sub Distribution Board | Town JE | 1 | High | B | 1 | 2025 | 5 | 2 | 2.7 | 15485 | 4266
Local and Special Ventilation | Unit extract fans | Town KS | 1 | Medium | B | 1 | 2025 | 5 | 3 | 3.2 | 27252 | 9308
LV Distribution | Sub Distribution Board | Town FY | 1 | High | B | 1 | 2025 | 5 | 2 | 2.7 | 15486 | 4267
Local and Special Ventilation | Fan - Kitchen Extract | Town LX | 1 | Low | B | 1 | 2025 | 5 | 4 | 3.7 | 33254 | 12144
Roller Shutters | External Manual Roller Shutter | Town DC | 1 | High | C | 1 | 2025 | 4 | 2 | 2.4 | 10625 | 2444
Air Conditioning | Single-Split Evaporator - Split Systems/Heat Pumps - Air-cooled with Direct Expansion Evaporator (DX) | Town MH | 1 | Medium | B | 1 | 2025 | 5 | 3 | 3.2 | 27253 | 9309
Local and Special Ventilation | Unit extract fans | Town KS | 1 | Medium | B | 1 | 2025 | 5 | 3 | 3.2 | 27254 | 9310
Local and Special Ventilation | Unit extract fans | Town ME | 1 | Medium | B | 3 | 2027 | 5 | 3 | 3.2 | 27255 | 13591
Local and Special Ventilation | Fan - Window / Wall Mounted | Town CZ | 1 | Medium | C | 9 | 2033 | 4 | 3 | 2.9 | 18771 | 21654
LV Distribution | Sub Distribution Board | Town SK | 1 | High | B | 3 | 2027 | 5 | 2 | 2.7 | 15487 | 13375
Local and Special Ventilation | Unit extract fans | Town H | 1 | Medium | B | 2 | 2026 | 5 | 3 | 3.2 | 27256 | 13128
Fire Safety Systems | Manual and Automatic Doors - Emergency and Panic Escape Doors | Town KL | 1 | Urgent | B | 11 | 2035 | 5 | 1 | 2.2 | 6522 | 23763
General Lighting | General - LED fittings & Luminaires | Town BI | 52 | Medium | B | 1 | 2025 | 5 | 3 | 3.2 | 27257 | 9311
Local and Special Ventilation | Fan - Extract | Town KU | 1 | Medium | B | 1 | 2025 | 5 | 3 | 3.2 | 27258 | 9312
Local and Special Ventilation | Fan - Kitchen Extract | Town LX | 1 | Low | B | 1 | 2025 | 5 | 4 | 3.7 | 33255 | 12145
External Doors | Entrance Doors | Town BI | 1 | High | B | 1 | 2025 | 5 | 2 | 2.7 | 15488 | 4268
Air Conditioning | Multi-Split Condenser - Split Systems/Heat Pumps - Air-cooled with Direct Expansion Evaporator (DX) | Town OE | 1 | Medium | B | 1 | 2025 | 5 | 3 | 3.2 | 27259 | 9313
Communication Systems | PA System | Town S | 1 | Medium | C | 1 | 2025 | 4 | 3 | 2.9 | 18772 | 5649
Heat Emitters | Electric Heaters | Town CG | 2 | Medium | D | 1 | 2025 | 3 | 3 | 2.6 | 11173 | 2665
Local and Special Ventilation | Unit extract fans | Town E | 1 | Medium | B | 6 | 2030 | 5 | 3 | 3.2 | 27260 | 18812
Local and Special Ventilation | Fan - Kitchen Extract | Town JT | 1 | Low | CX | 5 | 2029 | 2 | 4 | 2.8 | 18355 | 14774
Central Ventilation Systems | Fan - Extract | Town DB | 1 | Medium | D | 1 | 2025 | 3 | 3 | 2.6 | 11174 | 2666
Burner | Forced draft gas burner | Town HM | 1 | Medium | C | 1 | 2025 | 4 | 3 | 2.9 | 18773 | 5650
Local and Special Ventilation | Fan - Extract | Town BK | 1 | Medium | B | 1 | 2025 | 5 | 3 | 3.2 | 27261 | 9314
Local and Special Ventilation | Fan - Extract | Town BI | 1 | Medium | B | 1 | 2025 | 5 | 3 | 3.2 | 27262 | 9315
Local and Special Ventilation | Fan - Extract | Town HX | 1 | Medium | C | 7 | 2031 | 4 | 3 | 2.9 | 18774 | 19727
LV Distribution | Sub Distribution Board | Town PL | 1 | High | B | 1 | 2025 | 5 | 2 | 2.7 | 15489 | 4269
Local and Special Ventilation | Unit extract fans | Town H | 1 | Medium | B | 2 | 2026 | 5 | 3 | 3.2 | 27263 | 13129
Local and Special Ventilation | Unit extract fans | Town MI | 1 | Medium | B | 1 | 2025 | 5 | 3 | 3.2 | 27264 | 9316
LV Distribution | Sub Distribution Board | Town LP | 1 | High | B | 19 | 2043 | 5 | 2 | 2.7 | 15490 | 31223
Local and Special Ventilation | Unit extract fans | Town NI | 1 | Medium | B | 1 | 2025 | 5 | 3 | 3.2 | 27265 | 9317
Local and Special Ventilation | Fan - Window / Wall Mounted | Town CB | 1 | Medium | B | 1 | 2025 | 5 | 3 | 3.2 | 27266 | 9318
Roller Shutters | Internal Manual Roller Shutter | Town QL | 1 | Medium | B | 1 | 2025 | 5 | 3 | 3.2 | 27267 | 9319
Roller Shutters | Internal Manual Roller Shutter | Town QL | 1 | Medium | B | 1 | 2025 | 5 | 3 | 3.2 | 27268 | 9320
Roller Shutters | External Electric Roller Shutter | Town RJ | 1 | High | B | 1 | 2025 | 5 | 2 | 2.7 | 15491 | 4270
Roller Shutters | Internal Manual Roller Shutter | Town QL | 1 | Medium | B | 1 | 2025 | 5 | 3 | 3.2 | 27269 | 9321
LV Distribution | Sub Distribution Board | Town CH | 1 | High | B | 1 | 2025 | 5 | 2 | 2.7 | 15492 | 4271
Emergency Communication Systems | Pull Cord/Alarm Switch | Town A | 1 | Urgent | B | 3 | 2027 | 5 | 1 | 2.2 | 6523 | 13298
Domestic Kitchen | Fridge | Town A | 1 | Medium | B | 6 | 2030 | 5 | 3 | 3.2 | 27270 | 18813
Sanitary | WC Toilet Disabled / All Types | Town A | 1 | Medium | B | 13 | 2037 | 5 | 3 | 3.2 | 27271 | 27179
Access Control | Door Lock / Keypad / Manual | Town A | 2 | Medium | B | 8 | 2032 | 5 | 3 | 3.2 | 27272 | 21030
Fire Safety Systems | Fire Call Point / Break Glass BGU | Town A | 2 | Urgent | B | 8 | 2032 | 5 | 1 | 2.2 | 6524 | 20481
Access Control | Coded Entry (Internal) | Town A | 1 | Medium | B | 8 | 2032 | 5 | 3 | 3.2 | 27273 | 21031
Fire Safety Systems | Internal Fire Doors - Single | Town A | 1 | Urgent | B | 21 | 2045 | 5 | 1 | 2.2 | 6525 | 32201
Domestic Kitchen | Microwave | Town A | 1 | Low | B | 8 | 2032 | 5 | 4 | 3.7 | 33256 | 21187
Roller Shutters | Internal Electric Roller Shutter | Town A | 1 | Medium | B | 18 | 2042 | 5 | 3 | 3.2 | 27274 | 30974
Heat Emitters | Gas Fired Unit Heaters | Town A | 1 | Medium | B | 1 | 2025 | 5 | 3 | 3.2 | 27275 | 9322
Heat Exchangers | Heat Reclaim Unit (Lossnay Type) | Town A | 1 | Medium | B | 13 | 2037 | 5 | 3 | 3.2 | 27276 | 27180
Local Hot Water | Instantaneous Electric Water Heater - Non-Drinking Water | Town A | 1 | Medium | B | 11 | 2035 | 5 | 3 | 3.2 | 27277 | 25361
Local and Special Ventilation | Fan - Window / Wall Mounted | Town A | 1 | Medium | DX | 11 | 2035 | 1 | 3 | 2 | 918 | 23306
Emergency Lighting | Illuminated Fire Exit Signage | Town B | 2 | Urgent | C | 1 | 2025 | 4 | 1 | 1.9 | 686 | 474
Emergency Lighting | Self Contained - LED | Town B | 21 | Urgent | B | 21 | 2045 | 5 | 1 | 2.2 | 6526 | 32202
General Lighting | General - LED fittings & Luminaires | Town B | 20 | Medium | C | 1 | 2025 | 4 | 3 | 2.9 | 18775 | 5651
External Doors | Manual and Automatic Doors - Auto / Powered Sliding Doors | Town D | 1 | High | B | 18 | 2042 | 5 | 2 | 2.7 | 15493 | 30843
Hot Water Distribution | Expansion Vessels - Closed (with membrane) | Town A | 1 | High | B | 8 | 2032 | 5 | 2 | 2.7 | 15494 | 20743
Fire Safety Systems | Internal Fire Doors - Single | Town A | 1 | Urgent | B | 28 | 2052 | 5 | 1 | 2.2 | 6527 | 33607
Mains Water Supply | Water Meters - Utility | Town A | 1 | Low | B | 13 | 2037 | 5 | 4 | 3.7 | 33257 | 27312
Sanitary | Sinks / basins | Town A | 3 | Medium | B | 6 | 2030 | 5 | 3 | 3.2 | 27278 | 18814
CCTV | Camera - Fixed Dome | Town A | 17 | Urgent | B | 9 | 2033 | 5 | 1 | 2.2 | 6528 | 21389
Fire Safety Systems | Fire Sounder | Town A | 2 | Urgent | B | 1 | 2025 | 5 | 1 | 2.2 | 6529 | 1530
Lifts | Scissor Lift | Town A | 1 | Medium | B | 2 | 2026 | 5 | 3 | 3.2 | 27279 | 13130
Emergency Lighting | Illuminated Fire Exit Signage | Town A | 1 | Urgent | B | 13 | 2037 | 5 | 1 | 2.2 | 6530 | 26869
Air Conditioning | Single-Split Condenser - Split Systems/Heat Pumps - Air-cooled with Direct Expansion Evaporator (DX) | Town A | 1 | Medium | B | 8 | 2032 | 5 | 3 | 3.2 | 27280 | 21032
Local and Special Ventilation | Fan - Mixed Flow | Town A | 1 | Medium | B | 8 | 2032 | 5 | 3 | 3.2 | 27281 | 21033
Fire Safety Systems | Fire Extinguishers - CO2 | Town A | 2 | Urgent | B | 8 | 2032 | 5 | 1 | 2.2 | 6531 | 20482
External Lighting | General - LED | Town A | 2 | Medium | B | 11 | 2035 | 5 | 3 | 3.2 | 27282 | 25362
Roller Shutters | External Window Shutters - Manual | Town B | 1 | Medium | B | 15 | 2039 | 5 | 3 | 3.2 | 27283 | 28468
Roller Shutters | External Window Shutters - Manual | Town B | 1 | Medium | B | 15 | 2039 | 5 | 3 | 3.2 | 27284 | 28469
External Lighting | General - LED | Town C | 2 | Medium | B | 13 | 2037 | 5 | 3 | 3.2 | 27285 | 27181
Local and Special Ventilation | Fan - Centrifugal | Town C | 1 | Medium | B | 1 | 2025 | 5 | 3 | 3.2 | 27286 | 9323
Local and Special Ventilation | Fan - Centrifugal | Town C | 1 | Medium | B | 1 | 2025 | 5 | 3 | 3.2 | 27287 | 9324
LV Distribution | Sub Distribution Board | Town C | 1 | High | B | 16 | 2040 | 5 | 2 | 2.7 | 15495 | 29210
LV Distribution | Sub Distribution Board | Town C | 1 | High | B | 16 | 2040 | 5 | 2 | 2.7 | 15496 | 29211
LV Distribution | Sub Distribution Board | Town C | 1 | High | B | 19 | 2043 | 5 | 2 | 2.7 | 15497 | 31224
Communication Systems | PA System | Town C | 1 | Medium | B | 16 | 2040 | 5 | 3 | 3.2 | 27288 | 29656
Barriers & Guardrails | Vehicle Crash Protection Barrier | Town C | 1 | V Low | B | 1 | 2025 | 5 | 4 | 3.7 | 33258 | 12146
Local and Special Ventilation | Fan - Extract | Town B | 1 | Medium | B | 1 | 2025 | 5 | 3 | 3.2 | 27289 | 9325
External Lighting | General - LED | Town B | 5 | Medium | B | 11 | 2035 | 5 | 3 | 3.2 | 27290 | 25363
General Lighting | General - LED fittings & Luminaires | Town E | 1 | Medium | B | 10 | 2034 | 5 | 3 | 3.2 | 27291 | 22953
Heat Emitters | Radiators - Steel | Town E | 3 | Medium | B | 1 | 2025 | 5 | 3 | 3.2 | 27292 | 9326
Fire Safety Systems | Fire Extinguishers - CO2 | Town E | 4 | Urgent | B | 7 | 2031 | 5 | 1 | 2.2 | 6532 | 19401
Air Conditioning | Single-Split Condenser - Split Systems/Heat Pumps - Air-cooled with Direct Expansion Evaporator (DX) | Town B | 1 | Medium | DX | 1 | 2025 | 1 | 3 | 2 | 919 | 626
LV Distribution | Sub Distribution Board | Town G | 1 | High | B | 1 | 2025 | 5 | 2 | 2.7 | 15498 | 4272
Emergency Lighting | Self Contained - LED | Town E | 15 | Urgent | B | 15 | 2039 | 5 | 1 | 2.2 | 6533 | 27935
Heat Emitters | Electric Heaters | Town H | 1 | Medium | B | 1 | 2025 | 5 | 3 | 3.2 | 27293 | 9327
Emergency Lighting | Self Contained - LED | Town E | 2 | Urgent | B | 15 | 2039 | 5 | 1 | 2.2 | 6534 | 27936
General Lighting | General - LED fittings & Luminaires | Town I | 4 | Medium | B | 3 | 2027 | 5 | 3 | 3.2 | 27294 | 13592
Fire Safety Systems | Fire Extinguishers - Foam | Town I | 3 | Urgent | B | 8 | 2032 | 5 | 1 | 2.2 | 6535 | 20483
Heat Emitters | Electric Heaters | Town F | 3 | Medium | B | 1 | 2025 | 5 | 3 | 3.2 | 27295 | 9328
External Doors | Entrance Doors | Town E | 1 | High | B | 11 | 2035 | 5 | 2 | 2.7 | 15499 | 24558
Emergency Lighting | Illuminated Fire Exit Signage | Town D | 5 | Urgent | B | 11 | 2035 | 5 | 1 | 2.2 | 6536 | 23764
Fire Safety Systems | Fire Extinguishers - CO2 | Town D | 3 | Urgent | B | 9 | 2033 | 5 | 1 | 2.2 | 6537 | 21390
Fire Safety Systems | Fire Extinguishers - CO2 | Town I | 5 | Urgent | B | 7 | 2031 | 5 | 1 | 2.2 | 6538 | 19402
Local Hot Water | Package Electric Water Heaters - Non-Drinking Water | Town B | 1 | Medium | C | 1 | 2025 | 4 | 3 | 2.9 | 18776 | 5652
Roller Shutters | External Manual Roller Shutter | Town E | 1 | High | B | 1 | 2025 | 5 | 2 | 2.7 | 15500 | 4273
Heat Emitters | Gas Fired Unit Heaters | Town D | 1 | Medium | B | 1 | 2025 | 5 | 3 | 3.2 | 27296 | 9329
General Lighting | General - LED fittings & Luminaires | Town E | 8 | Medium | CX | 1 | 2025 | 2 | 3 | 2.3 | 10251 | 2179
Emergency Lighting | Self Contained - Non LED | Town K | 2 | Urgent | B | 20 | 2044 | 5 | 1 | 2.2 | 6539 | 31510
LV Distribution | Sub Distribution Board | Town D | 1 | High | C | 1 | 2025 | 4 | 2 | 2.4 | 10626 | 2445
Roller Shutters | External Manual Roller Shutter | Town C | 1 | High | B | 12 | 2036 | 5 | 2 | 2.7 | 15501 | 26209
External Lighting | General - LED | Town K | 8 | Medium | B | 7 | 2031 | 5 | 3 | 3.2 | 27297 | 20030
Fire Safety Systems | Fire Extinguishers - Foam | Town G | 1 | Urgent | B | 1 | 2025 | 5 | 1 | 2.2 | 6540 | 1531
AHU - Internal | Central Air Conditioning - Electric & DX | Town G | 1 | High | B | 10 | 2034 | 5 | 2 | 2.7 | 15502 | 22406
Local and Special Ventilation | Fan - Extract | Town I | 1 | Medium | B | 8 | 2032 | 5 | 3 | 3.2 | 27298 | 21034
Local and Special Ventilation | Fan - Axial | Town B | 1 | Medium | B | 1 | 2025 | 5 | 3 | 3.2 | 27299 | 9330
Local Hot Water | Instantaneous Electric Water Heater - Non-Drinking Water | Town G | 1 | Medium | B | 13 | 2037 | 5 | 3 | 3.2 | 27300 | 27182
LV Distribution | Sub Distribution Board | Town I | 1 | High | B | 4 | 2028 | 5 | 2 | 2.7 | 15503 | 13975
Local and Special Ventilation | Fan - Extract | Town G | 1 | Medium | B | 5 | 2029 | 5 | 3 | 3.2 | 27301 | 15266
LV Distribution | Main Distribution Board | Town C | 1 | High | D | 7 | 2031 | 3 | 2 | 2.1 | 1231 | 19141
Emergency Lighting | Self Contained - LED | Town B | 23 | Urgent | B | 21 | 2045 | 5 | 1 | 2.2 | 6541 | 32203
Heat Emitters | Gas Fired Unit Heaters | Town D | 1 | Medium | B | 1 | 2025 | 5 | 3 | 3.2 | 27302 | 9331
Heat Emitters | Gas Fired Unit Heaters | Town E | 1 | Medium | B | 7 | 2031 | 5 | 3 | 3.2 | 27303 | 20031
LV Distribution | Sub Distribution Board | Town B | 1 | High | B | 1 | 2025 | 5 | 2 | 2.7 | 15504 | 4274
Roller Shutters | Internal Electric Roller Shutter | Town H | 1 | Medium | B | 10 | 2034 | 5 | 3 | 3.2 | 27304 | 22954
General Lighting | General - LED fittings & Luminaires | Town K | 13 | Medium | B | 13 | 2037 | 5 | 3 | 3.2 | 27305 | 27183
General Lighting | General - LED fittings & Luminaires | Town D | 12 | Medium | B | 11 | 2035 | 5 | 3 | 3.2 | 27306 | 25364
Emergency Lighting | Self Contained - LED | Town J | 1 | Urgent | B | 15 | 2039 | 5 | 1 | 2.2 | 6542 | 27937
Roller Shutters | Internal Electric Roller Shutter | Town C | 1 | Medium | B | 12 | 2036 | 5 | 3 | 3.2 | 27307 | 26605
LV Distribution | Sub Distribution Board | Town G | 1 | High | B | 1 | 2025 | 5 | 2 | 2.7 | 15505 | 4275
Roller Shutters | External Window Shutters - Manual | Town E | 1 | Medium | B | 1 | 2025 | 5 | 3 | 3.2 | 27308 | 9332
AHU - Internal | Central Air Conditioning - Electric & DX | Town I | 1 | High | B | 3 | 2027 | 5 | 2 | 2.7 | 15506 | 13376
LV Distribution | Sub Distribution Board | Town D | 1 | High | B | 1 | 2025 | 5 | 2 | 2.7 | 15507 | 4276
Barriers & Guardrails | Vehicle Crash Protection Barrier | Town C | 1 | V Low | B | 1 | 2025 | 5 | 4 | 3.7 | 33259 | 12147
Fire Safety Systems | Manual and Automatic Doors - Emergency and Panic Escape Doors | Town F | 1 | Urgent | B | 16 | 2040 | 5 | 1 | 2.2 | 6543 | 28871
General Lighting | General - LED fittings & Luminaires | Town H | 47 | Medium | B | 10 | 2034 | 5 | 3 | 3.2 | 27309 | 22955
Air Conditioning | Single-Split Evaporator - Split Systems/Heat Pumps - Air-cooled with Direct Expansion Evaporator (DX) | Town F | 1 | Medium | B | 11 | 2035 | 5 | 3 | 3.2 | 27310 | 25365
LV Distribution | Sub Distribution Board | Town B | 1 | High | B | 1 | 2025 | 5 | 2 | 2.7 | 15508 | 4277
Roller Shutters | External Electric Roller Shutter | Town D | 1 | High | B | 16 | 2040 | 5 | 2 | 2.7 | 15509 | 29212
Local and Special Ventilation | Fan - Extract | Town B | 1 | Medium | C | 1 | 2025 | 4 | 3 | 2.9 | 18777 | 5653
Air Conditioning | Multi-Split Condenser - DX Split Systems (With Gas, Electric or Hot Water Heaters) | Town C | 1 | Medium | DX | 10 | 2034 | 1 | 3 | 2 | 920 | 21951
LV Distribution | Sub Distribution Board | Town B | 1 | High | D | 1 | 2025 | 3 | 2 | 2.1 | 1232 | 834
Fire Safety Systems | Fire Extinguishers - CO2 | Town K | 2 | Urgent | A | 8 | 2032 | 6 | 1 | 2.5 | 10931 | 20659
Barriers & Guardrails | Vehicle Crash Protection Barrier | Town C | 1 | V Low | B | 1 | 2025 | 5 | 4 | 3.7 | 33260 | 12148
Local Hot Water | Package Electric Water Heaters - Non-Drinking Water | Town E | 1 | Medium | B | 2 | 2026 | 5 | 3 | 3.2 | 27311 | 13131
Emergency Lighting | Self Contained - Non LED | Town G | 3 | Urgent | B | 15 | 2039 | 5 | 1 | 2.2 | 6544 | 27938
Fire Safety Systems | Fire Extinguishers - CO2 | Town H | 4 | Urgent | B | 7 | 2031 | 5 | 1 | 2.2 | 6545 | 19403
Roller Shutters | Internal Electric Roller Shutter | Town C | 1 | Medium | B | 12 | 2036 | 5 | 3 | 3.2 | 27312 | 26606
Heat Emitters | Electric Heaters | Town J | 3 | Medium | B | 3 | 2027 | 5 | 3 | 3.2 | 27313 | 13593
Emergency Lighting | Self Contained - LED | Town D | 6 | Urgent | B | 16 | 2040 | 5 | 1 | 2.2 | 6546 | 28872
Heat Emitters | Radiators - Steel | Town I | 5 | Medium | B | 10 | 2034 | 5 | 3 | 3.2 | 27314 | 22956
Air Conditioning | Multi-Split Evaporator - DX Split Systems (With Gas, Electric or Hot Water Heaters) | Town C | 1 | High | DX | 10 | 2034 | 1 | 2 | 1.5 | 397 | 21942
Local and Special Ventilation | Fan - General Ventilation | Town J | 1 | Medium | D | 5 | 2029 | 3 | 3 | 2.6 | 11175 | 14559
Emergency Lighting | Self Contained - LED | Town E | 1 | Urgent | B | 15 | 2039 | 5 | 1 | 2.2 | 6547 | 27939
Fire Safety Systems | Manual and Automatic Doors - Emergency and Panic Escape Doors | Town E | 1 | Urgent | D | 8 | 2032 | 3 | 1 | 1.6 | 453 | 20232
Fire Safety Systems | Fire Extinguishers - Foam | Town B | 1 | Urgent | B | 6 | 2030 | 5 | 1 | 2.2 | 6548 | 16655
LV Distribution | Main Distribution Board | Town C | 1 | High | B | 1 | 2025 | 5 | 2 | 2.7 | 15510 | 4278
Lifts | Disabled Lift - Electric | Town I | 1 | High | B | 7 | 2031 | 5 | 2 | 2.7 | 15511 | 19649
Emergency Lighting | Illuminated Fire Exit Signage | Town I | 3 | Urgent | B | 13 | 2037 | 5 | 1 | 2.2 | 6549 | 26870
Heat Emitters | Electric Heaters | Town D | 3 | Medium | C | 1 | 2025 | 4 | 3 | 2.9 | 18778 | 5654
Access Control | Gate Access - Local Lock / Keypad / Manual (External) | Town E | 1 | Medium | B | 1 | 2025 | 5 | 3 | 3.2 | 27315 | 9333
Fire Safety Systems | Fire Alarm Panel / Repeater | Town G | 1 | Urgent | B | 1 | 2025 | 5 | 1 | 2.2 | 6550 | 1532
Roller Shutters | Internal Electric Roller Shutter | Town D | 1 | Medium | B | 1 | 2025 | 5 | 3 | 3.2 | 27316 | 9334
Access Control | Gate Access - Local Lock / Keypad / Manual (External) | Town D | 1 | Medium | B | 6 | 2030 | 5 | 3 | 3.2 | 27317 | 18815
Heat Emitters | Gas Fired Unit Heaters | Town B | 1 | Medium | B | 1 | 2025 | 5 | 3 | 3.2 | 27318 | 9335
LV Distribution | Sub Distribution Board | Town I | 1 | High | B | 4 | 2028 | 5 | 2 | 2.7 | 15512 | 13976
Access Control | Door Lock / Keypad / Manual | Town J | 1 | Medium | B | 10 | 2034 | 5 | 3 | 3.2 | 27319 | 22957
Air Conditioning | Single-Split Condenser - Split Systems/Heat Pumps - Air-cooled with Direct Expansion Evaporator (DX) | Town C | 1 | Medium | B | 10 | 2034 | 5 | 3 | 3.2 | 27320 | 22958
LV Distribution | Sub Distribution Board | Town E | 1 | High | B | 6 | 2030 | 5 | 2 | 2.7 | 15513 | 17687
Fire Safety Systems | Fire Extinguishers - CO2 | Town J | 3 | Urgent | B | 5 | 2029 | 5 | 1 | 2.2 | 6551 | 14428
Air Conditioning | Single-Split Condenser - Split Systems/Heat Pumps - Air-cooled with Direct Expansion Evaporator (DX) | Town C | 1 | Medium | B | 8 | 2032 | 5 | 3 | 3.2 | 27321 | 21035
Local Hot Water | Instantaneous Electric Water Heater - Non-Drinking Water | Town D | 1 | Medium | B | 6 | 2030 | 5 | 3 | 3.2 | 27322 | 18816
Barriers & Guardrails | Vehicle Crash Protection Barrier | Town C | 1 | V Low | B | 1 | 2025 | 5 | 4 | 3.7 | 33261 | 12149
LV Distribution | Sub Distribution Board | Town I | 1 | High | B | 8 | 2032 | 5 | 2 | 2.7 | 15514 | 20744
BMS | BMS Operating Station | Town J | 1 | High | D | 5 | 2029 | 3 | 2 | 2.1 | 1233 | 14292
External Lighting | General - Non LED | Town C | 3 | Medium | DX | 2 | 2026 | 1 | 3 | 2 | 921 | 12435
Emergency Lighting | Self Contained - LED | Town J | 21 | Urgent | B | 22 | 2046 | 5 | 1 | 2.2 | 6552 | 32937
Emergency Lighting | Self Contained - LED | Town G | 10 | Urgent | B | 15 | 2039 | 5 | 1 | 2.2 | 6553 | 27940
Fire Safety Systems | Fire Extinguishers - Foam | Town C | 7 | Urgent | B | 7 | 2031 | 5 | 1 | 2.2 | 6554 | 19404
Fire Safety Systems | Manual and Automatic Doors - Emergency and Panic Escape Doors | Town B | 1 | Urgent | B | 6 | 2030 | 5 | 1 | 2.2 | 6555 | 16656
Barriers & Guardrails | Vehicle Crash Protection Barrier | Town I | 1 | V Low | B | 6 | 2030 | 5 | 4 | 3.7 | 33262 | 19108
Fire Safety Systems | Manual and Automatic Doors - Emergency and Panic Escape Doors | Town D | 1 | Urgent | B | 11 | 2035 | 5 | 1 | 2.2 | 6556 | 23765
Local Hot Water | Instantaneous Electric Water Heater - Non-Drinking Water | Town US | 1 | Medium | D | 1 | 2025 | 3 | 3 | 2.6 | 11176 | 2667
Fire Safety Systems | Fire Alarm Panel / Repeater | Town US | 1 | Urgent | B | 5 | 2029 | 5 | 1 | 2.2 | 6557 | 14429
Fire Safety Systems | Fire Extinguishers - Foam | Town US | 1 | Urgent | B | 8 | 2032 | 5 | 1 | 2.2 | 6558 | 20484
External Doors | Entrance Doors | Town D | 1 | High | B | 11 | 2035 | 5 | 2 | 2.7 | 15515 | 24559
Heat Emitters | Gas Fired Natural and Fan Assisted Heaters | Town C | 1 | Medium | B | 1 | 2025 | 5 | 3 | 3.2 | 27323 | 9336
General Lighting | General - LED fittings & Luminaires | Town M | 63 | Medium | B | 16 | 2040 | 5 | 3 | 3.2 | 27324 | 29657
Fire Safety Systems | Fire Alarm Panel / Repeater | Town M | 1 | Urgent | B | 6 | 2030 | 5 | 1 | 2.2 | 6559 | 16657
LV Distribution | Sub Distribution Board | Town M | 1 | High | B | 1 | 2025 | 5 | 2 | 2.7 | 15516 | 4279
Local and Special Ventilation | Fan - Window / Wall Mounted | Town L | 1 | Medium | B | 10 | 2034 | 5 | 3 | 3.2 | 27325 | 22959
Emergency Lighting | Self Contained - LED | Town L | 5 | Urgent | B | 20 | 2044 | 5 | 1 | 2.2 | 6560 | 31511
General Lighting | General - LED fittings & Luminaires | Town N | 30 | Medium | B | 17 | 2041 | 5 | 3 | 3.2 | 27326 | 30514
Fire Safety Systems | Fire Extinguishers - CO2 | Town N | 3 | Urgent | B | 6 | 2030 | 5 | 1 | 2.2 | 6561 | 16658
External Doors | Entrance Doors | Town N | 1 | High | B | 18 | 2042 | 5 | 2 | 2.7 | 15517 | 30844
Heat Emitters | Radiators - Steel | Town N | 2 | Medium | B | 1 | 2025 | 5 | 3 | 3.2 | 27327 | 9337
Burner | Forced draft gas burner | Town N | 1 | Medium | C | 1 | 2025 | 4 | 3 | 2.9 | 18779 | 5655
LV Distribution | Main Distribution Board | Town N | 1 | High | B | 1 | 2025 | 5 | 2 | 2.7 | 15518 | 4280
Boiler | Atmospheric Gas Burner/Condensing Combination Boiler (domestic type) | Town N | 1 | High | B | 5 | 2029 | 5 | 2 | 2.7 | 15519 | 14690
Local Hot Water | Instantaneous Electric Water Heater - Non-Drinking Water | Town O | 1 | Medium | C | 1 | 2025 | 4 | 3 | 2.9 | 18780 | 5656
Local and Special Ventilation | Fan - Extract | Town O | 1 | Medium | C | 1 | 2025 | 4 | 3 | 2.9 | 18781 | 5657
LV Distribution | Main Distribution Board | Town O | 1 | High | B | 1 | 2025 | 5 | 2 | 2.7 | 15520 | 4281
External Lighting | General - LED | Town O | 3 | Medium | B | 11 | 2035 | 5 | 3 | 3.2 | 27328 | 25366
LV Distribution | Main Distribution Board | Town P | 1 | High | C | 1 | 2025 | 4 | 2 | 2.4 | 10627 | 2446
Roller Shutters | Internal Manual Roller Shutter | Town P | 1 | Medium | B | 10 | 2034 | 5 | 3 | 3.2 | 27329 | 22960
Local and Special Ventilation | Fan - Centrifugal | Town O | 1 | Medium | B | 1 | 2025 | 5 | 3 | 3.2 | 27330 | 9338
Local and Special Ventilation | Fan - Extract | Town O | 1 | Medium | B | 11 | 2035 | 5 | 3 | 3.2 | 27331 | 25367
Specialist Lighting | Illuminated External Signs | Town O | 1 | Medium | B | 4 | 2028 | 5 | 3 | 3.2 | 27332 | 14155
Emergency Lighting | Self Contained - Non LED | Town O | 2 | Urgent | B | 9 | 2033 | 5 | 1 | 2.2 | 6562 | 21391
External Lighting | General - Non LED | Town O | 2 | Medium | B | 1 | 2025 | 5 | 3 | 3.2 | 27333 | 9339
AHU - Internal | Central Air Conditioning - Gas Fired | Town O | 1 | Medium | B | 1 | 2025 | 5 | 3 | 3.2 | 27334 | 9340
Emergency Lighting | Illuminated Fire Exit Signage | Town O | 2 | Urgent | B | 1 | 2025 | 5 | 1 | 2.2 | 6563 | 1533
Emergency Lighting | Self Contained - Non LED | Town O | 4 | Urgent | B | 1 | 2025 | 5 | 1 | 2.2 | 6564 | 1534
Fire Safety Systems | Fire Extinguishers - Foam | Town O | 2 | Urgent | B | 8 | 2032 | 5 | 1 | 2.2 | 6565 | 20485
Fire Safety Systems | Fire Extinguishers - CO2 | Town O | 2 | Urgent | B | 8 | 2032 | 5 | 1 | 2.2 | 6566 | 20486
Fire Safety Systems | Fire Extinguishers - Powder | Town L | 1 | Urgent | B | 9 | 2033 | 5 | 1 | 2.2 | 6567 | 21392
Heat Emitters | Gas Fired Natural and Fan Assisted Heaters | Town L | 1 | Medium | B | 7 | 2031 | 5 | 3 | 3.2 | 27335 | 20032
Roller Shutters | Internal Electric Roller Shutter | Town L | 1 | Medium | B | 20 | 2044 | 5 | 3 | 3.2 | 27336 | 31681
Fire Safety Systems | Manual and Automatic Doors - Emergency and Panic Escape Doors | Town R | 1 | Urgent | B | 31 | 2055 | 5 | 1 | 2.2 | 6568 | 33762
Local and Special Ventilation | Fan - Extract | Town Z | 1 | Medium | B | 1 | 2025 | 5 | 3 | 3.2 | 27337 | 9341
Emergency Lighting | Self Contained - LED | Town AA | 1 | Urgent | B | 21 | 2045 | 5 | 1 | 2.2 | 6569 | 32204
Fire Safety Systems | Fire Extinguishers - CO2 | Town AB | 4 | Urgent | B | 6 | 2030 | 5 | 1 | 2.2 | 6570 | 16659
Emergency Lighting | Illuminated Fire Exit Signage | Town AC | 2 | Urgent | B | 16 | 2040 | 5 | 1 | 2.2 | 6571 | 28873
Emergency Lighting | Self Contained - LED | Town X | 2 | Urgent | B | 21 | 2045 | 5 | 1 | 2.2 | 6572 | 32205
Fire Safety Systems | Fire Extinguishers - Foam | Town S | 5 | Urgent | B | 5 | 2029 | 5 | 1 | 2.2 | 6573 | 14430
Roller Shutters | External Window Shutters - Electric | Town AD | 1 | Medium | B | 1 | 2025 | 5 | 3 | 3.2 | 27338 | 9342
Roller Shutters | External Electric Roller Shutter | Town AJ | 1 | High | B | 9 | 2033 | 5 | 2 | 2.7 | 15521 | 21617
Local and Special Ventilation | Fan - Centrifugal | Town U | 1 | Medium | B | 1 | 2025 | 5 | 3 | 3.2 | 27339 | 9343
Heat Emitters | Electric Heaters | Town T | 3 | Medium | B | 1 | 2025 | 5 | 3 | 3.2 | 27340 | 9344
Access Control | Door Lock / Keypad / Manual | Town X | 2 | Medium | B | 1 | 2025 | 5 | 3 | 3.2 | 27341 | 9345
Fire Safety Systems | Fire Extinguishers - CO2 | Town X | 2 | Urgent | B | 1 | 2025 | 5 | 1 | 2.2 | 6574 | 1535
Roller Shutters | Internal Electric Roller Shutter | Town AF | 1 | Medium | C | 1 | 2025 | 4 | 3 | 2.9 | 18782 | 5658
Local and Special Ventilation | Fan - Centrifugal | Town U | 1 | Medium | B | 1 | 2025 | 5 | 3 | 3.2 | 27342 | 9346
Roller Shutters | External Electric Roller Shutter | Town AG | 1 | High | B | 21 | 2045 | 5 | 2 | 2.7 | 15522 | 32676
External Lighting | General - Non LED | Town T | 1 | Medium | B | 1 | 2025 | 5 | 3 | 3.2 | 27343 | 9347
Fire Safety Systems | Fire Extinguishers - CO2 | Town V | 2 | Urgent | B | 6 | 2030 | 5 | 1 | 2.2 | 6575 | 16660
Fire Safety Systems | Fire Extinguishers - CO2 | Town AA | 3 | Urgent | B | 5 | 2029 | 5 | 1 | 2.2 | 6576 | 14431
Fire Safety Systems | Fire Extinguishers - Foam | Town AC | 5 | Urgent | B | 6 | 2030 | 5 | 1 | 2.2 | 6577 | 16661
Roller Shutters | External Electric Roller Shutter | Town R | 1 | High | A | 23 | 2047 | 6 | 2 | 3 | 19579 | 33226
Local and Special Ventilation | Fan - Extract | Town AJ | 1 | Medium | B | 1 | 2025 | 5 | 3 | 3.2 | 27344 | 9348
External Doors | Entrance Doors | Town S | 1 | High | B | 11 | 2035 | 5 | 2 | 2.7 | 15523 | 24560
Emergency Lighting | Illuminated Fire Exit Signage | Town S | 1 | Urgent | B | 16 | 2040 | 5 | 1 | 2.2 | 6578 | 28874
General Lighting | General - LED fittings & Luminaires | Town S | 79 | Medium | B | 16 | 2040 | 5 | 3 | 3.2 | 27345 | 29658
Fire Safety Systems | Fire Extinguishers - Foam | Town AC | 1 | Urgent | B | 6 | 2030 | 5 | 1 | 2.2 | 6579 | 16662
Fire Safety Systems | Fire Extinguishers - Foam | Town V | 2 | Urgent | B | 6 | 2030 | 5 | 1 | 2.2 | 6580 | 16663
Fire Safety Systems | Fire Extinguishers - Foam | Town W | 1 | Urgent | B | 6 | 2030 | 5 | 1 | 2.2 | 6581 | 16664
Local and Special Ventilation | Fan - Window / Wall Mounted | Town S | 1 | Medium | B | 11 | 2035 | 5 | 3 | 3.2 | 27346 | 25368
Roller Shutters | External Manual Roller Shutter | Town R | 1 | High | B | 1 | 2025 | 5 | 2 | 2.7 | 15524 | 4282
Fire Safety Systems | Manual and Automatic Doors - Emergency and Panic Escape Doors | Town U | 1 | Urgent | B | 29 | 2053 | 5 | 1 | 2.2 | 6582 | 33642
Emergency Lighting | Self Contained - LED | Town AG | 4 | Urgent | B | 23 | 2047 | 5 | 1 | 2.2 | 6583 | 33122
Fire Safety Systems | Fire Extinguishers - Foam | Town AG | 3 | Urgent | B | 8 | 2032 | 5 | 1 | 2.2 | 6584 | 20487
General Lighting | General - LED fittings & Luminaires | Town Q | 6 | Medium | B | 14 | 2038 | 5 | 3 | 3.2 | 27347 | 27603
LV Distribution | Sub Distribution Board | Town T | 1 | High | B | 11 | 2035 | 5 | 2 | 2.7 | 15525 | 24561
LV Distribution | Main Distribution Board | Town Y | 1 | High | C | 1 | 2025 | 4 | 2 | 2.4 | 10628 | 2447
Local and Special Ventilation | Fan - Axial | Town T | 1 | Medium | B | 9 | 2033 | 5 | 3 | 3.2 | 27348 | 21814
LV Distribution | Sub Distribution Board | Town Q | 1 | High | B | 2 | 2026 | 5 | 2 | 2.7 | 15526 | 12918
Fire Safety Systems | Fire Alarm System | Town AB | 1 | Urgent | B | 1 | 2025 | 5 | 1 | 2.2 | 6585 | 1536
LV Distribution | Sub Distribution Board | Town S | 1 | High | D | 1 | 2025 | 3 | 2 | 2.1 | 1234 | 835
Fire Safety Systems | Manual and Automatic Doors - Emergency and Panic Escape Doors | Town S | 1 | Urgent | B | 31 | 2055 | 5 | 1 | 2.2 | 6586 | 33763
AHU - Internal | Central Air Conditioning - Gas Fired | Town S | 1 | Medium | B | 1 | 2025 | 5 | 3 | 3.2 | 27349 | 9349
LV Distribution | Sub Distribution Board | Town S | 1 | High | B | 1 | 2025 | 5 | 2 | 2.7 | 15527 | 4283
LV Distribution | Sub Distribution Board | Town S | 1 | High | B | 1 | 2025 | 5 | 2 | 2.7 | 15528 | 4284
External Doors | Entrance Doors | Town AA | 1 | High | B | 21 | 2045 | 5 | 2 | 2.7 | 15529 | 32677
Emergency Lighting | Illuminated Fire Exit Signage | Town Q | 1 | Urgent | B | 2 | 2026 | 5 | 1 | 2.2 | 6587 | 12675
Fire Safety Systems | Fire Extinguishers - Foam | Town R | 3 | Urgent | B | 6 | 2030 | 5 | 1 | 2.2 | 6588 | 16665
Emergency Lighting | Illuminated Fire Exit Signage | Town S | 4 | Urgent | B | 16 | 2040 | 5 | 1 | 2.2 | 6589 | 28875
External Lighting | General - LED | Town S | 2 | Medium | B | 11 | 2035 | 5 | 3 | 3.2 | 27350 | 25369
Fire Safety Systems | Fire Blanket | Town S | 1 | Urgent | B | 4 | 2028 | 5 | 1 | 2.2 | 6590 | 13844
Local and Special Ventilation | Fan - Extract | Town AA | 1 | Medium | B | 9 | 2033 | 5 | 3 | 3.2 | 27351 | 21815
Roller Shutters | External Manual Roller Shutter | Town AD | 1 | High | B | 6 | 2030 | 5 | 2 | 2.7 | 15530 | 17688
Heat Emitters | Electric Overdoor Air Curtain/Heater | Town AF | 1 | Medium | B | 12 | 2036 | 5 | 3 | 3.2 | 27352 | 26607
Roller Shutters | External Manual Roller Shutter | Town AG | 1 | High | B | 9 | 2033 | 5 | 2 | 2.7 | 15531 | 21618
Heat Emitters | Gas Fired Unit Heaters | Town AJ | 1 | Medium | B | 5 | 2029 | 5 | 3 | 3.2 | 27353 | 15267
Boiler | Atmospheric Gas Burner/Condensing Combination Boiler (domestic type) | Town AC | 1 | High | B | 6 | 2030 | 5 | 2 | 2.7 | 15532 | 17689
Roller Shutters | Internal Electric Roller Shutter | Town T | 1 | Medium | B | 19 | 2043 | 5 | 3 | 3.2 | 27354 | 31367
Multi-System Controls | Control Panel - Electrical Services (excluding Electrical Controllers and Pneumatic Relays) | Town S | 1 | Medium | B | 4 | 2028 | 5 | 3 | 3.2 | 27355 | 14156
Roller Shutters | External Manual Roller Shutter | Town AA | 1 | High | B | 1 | 2025 | 5 | 2 | 2.7 | 15533 | 4285
Fire Safety Systems | Fire Alarm System | Town V | 1 | Urgent | B | 5 | 2029 | 5 | 1 | 2.2 | 6591 | 14432
Local and Special Ventilation | Fan - Kitchen Extract | Town AF | 1 | Low | B | 5 | 2029 | 5 | 4 | 3.7 | 33263 | 15649
LV Distribution | Main Distribution Board | Town V | 1 | High | B | 10 | 2034 | 5 | 2 | 2.7 | 15534 | 22407
Local Hot Water | Instantaneous Electric Water Heater - Non-Drinking Water | Town AC | 1 | Medium | B | 1 | 2025 | 5 | 3 | 3.2 | 27356 | 9350
Security Systems | Manual and Automatic Doors - High Security Door | Town AC | 1 | High | B | 11 | 2035 | 5 | 2 | 2.7 | 15535 | 24562
Access Control | Door Lock / Keypad / Manual | Town T | 2 | Medium | B | 8 | 2032 | 5 | 3 | 3.2 | 27357 | 21036
Fire Safety Systems | Fire Extinguishers - Foam | Town T | 1 | Urgent | B | 6 | 2030 | 5 | 1 | 2.2 | 6592 | 16666
LV Distribution | Sub Distribution Board | Town AF | 1 | High | A | 19 | 2043 | 6 | 2 | 3 | 19580 | 31312
Local and Special Ventilation | Fan - Extract | Town T | 1 | Medium | B | 1 | 2025 | 5 | 3 | 3.2 | 27358 | 9351
Fire Safety Systems | Fire Extinguishers - Foam | Town AA | 3 | Urgent | B | 7 | 2031 | 5 | 1 | 2.2 | 6593 | 19405
General Lighting | General - LED fittings & Luminaires | Town AA | 3 | Medium | B | 2 | 2026 | 5 | 3 | 3.2 | 27359 | 13132
LV Distribution | Sub Distribution Board | Town AF | 1 | High | C | 7 | 2031 | 4 | 2 | 2.4 | 10629 | 19549
Fire Safety Systems | Manual and Automatic Doors - Emergency and Panic Escape Doors | Town AJ | 1 | Urgent | B | 20 | 2044 | 5 | 1 | 2.2 | 6594 | 31512
LV Distribution | Main Distribution Board | Town U | 1 | High | B | 6 | 2030 | 5 | 2 | 2.7 | 15536 | 17690
Local Hot Water | Package Electric Water Heaters - Non-Drinking Water | Town R | 1 | Medium | B | 4 | 2028 | 5 | 3 | 3.2 | 27360 | 14157
Communication Systems | PA System | Town AB | 1 | Medium | B | 2 | 2026 | 5 | 3 | 3.2 | 27361 | 13133
Emergency Lighting | Self Contained - Non LED | Town T | 1 | Urgent | B | 11 | 2035 | 5 | 1 | 2.2 | 6595 | 23766
Emergency Lighting | Self Contained - LED | Town AI | 1 | Urgent | B | 18 | 2042 | 5 | 1 | 2.2 | 6596 | 30672
Roller Shutters | External Manual Roller Shutter | Town AJ | 1 | High | B | 1 | 2025 | 5 | 2 | 2.7 | 15537 | 4286
Fire Safety Systems | Fire Extinguishers - CO2 | Town T | 3 | Urgent | B | 8 | 2032 | 5 | 1 | 2.2 | 6597 | 20488
Fire Safety Systems | Fire Extinguishers - CO2 | Town S | 2 | Urgent | B | 1 | 2025 | 5 | 1 | 2.2 | 6598 | 1537
Security Systems | Manual and Automatic Doors - High Security Door | Town X | 1 | High | DX | 11 | 2035 | 1 | 2 | 1.5 | 398 | 23239
LV Distribution | Main Distribution Board | Town AJ | 1 | High | B | 10 | 2034 | 5 | 2 | 2.7 | 15538 | 22408
LV Distribution | Sub Distribution Board | Town AB | 1 | High | B | 2 | 2026 | 5 | 2 | 2.7 | 15539 | 12919
Local Hot Water | Instantaneous Electric Water Heater - Non-Drinking Water | Town AE | 1 | Medium | B | 12 | 2036 | 5 | 3 | 3.2 | 27362 | 26608
Emergency Lighting | Self Contained - LED | Town AG | 2 | Urgent | B | 23 | 2047 | 5 | 1 | 2.2 | 6599 | 33123
LV Distribution | Sub Distribution Board | Town Q | 1 | High | B | 2 | 2026 | 5 | 2 | 2.7 | 15540 | 12920
Emergency Lighting | Self Contained - LED | Town X | 6 | Urgent | B | 17 | 2041 | 5 | 1 | 2.2 | 6600 | 30144
Fire Safety Systems | Fire Extinguishers - Foam | Town AF | 3 | Urgent | B | 6 | 2030 | 5 | 1 | 2.2 | 6601 | 16667
Fire Safety Systems | Fire Extinguishers - CO2 | Town AF | 4 | Urgent | B | 6 | 2030 | 5 | 1 | 2.2 | 6602 | 16668
Fire Safety Systems | Fire Extinguishers - Foam | Town T | 3 | Urgent | B | 6 | 2030 | 5 | 1 | 2.2 | 6603 | 16669
Central Ventilation Systems | Fan - General Ventilation | Town V | 1 | Low | B | 5 | 2029 | 5 | 4 | 3.7 | 33264 | 15650
Roller Shutters | External Electric Roller Shutter | Town AD | 1 | High | B | 16 | 2040 | 5 | 2 | 2.7 | 15541 | 29213
Roller Shutters | External Manual Roller Shutter | Town AA | 1 | High | B | 1 | 2025 | 5 | 2 | 2.7 | 15542 | 4287
External Lighting | General - Non LED | Town S | 2 | Medium | B | 1 | 2025 | 5 | 3 | 3.2 | 27363 | 9352
AHU - Internal | Central Heating - Gas Fired (Internally Sourced) | Town AI | 1 | Medium | B | 4 | 2028 | 5 | 3 | 3.2 | 27364 | 14158
LV Distribution | Sub Distribution Board | Town V | 1 | High | A | 19 | 2043 | 6 | 2 | 3 | 19581 | 31313
LV Distribution | Sub Distribution Board | Town U | 1 | High | B | 6 | 2030 | 5 | 2 | 2.7 | 15543 | 17691
Central Cooling | Fan - Axial | Town AI | 1 | Medium | B | 1 | 2025 | 5 | 3 | 3.2 | 27365 | 9353
Local and Special Ventilation | Fan - Axial | Town T | 1 | Medium | B | 5 | 2029 | 5 | 3 | 3.2 | 27366 | 15268
General Lighting | General - LED fittings & Luminaires | Town X | 26 | Medium | B | 16 | 2040 | 5 | 3 | 3.2 | 27367 | 29659
External Lighting | General - LED | Town X | 3 | Medium | B | 7 | 2031 | 5 | 3 | 3.2 | 27368 | 20033
External Lighting | General - Non LED | Town AD | 4 | Medium | B | 1 | 2025 | 5 | 3 | 3.2 | 27369 | 9354
Heat Emitters | Gas Fired Unit Heaters | Town T | 1 | Medium | B | 6 | 2030 | 5 | 3 | 3.2 | 27370 | 18817
Cold Water Distribution | Pressurisation Unit | Town X | 1 | Medium | B | 1 | 2025 | 5 | 3 | 3.2 | 27371 | 9355
Heat Emitters | Radiators - Steel | Town Z | 3 | Medium | B | 6 | 2030 | 5 | 3 | 3.2 | 27372 | 18818
LV Distribution | Sub Distribution Board | Town W | 1 | High | B | 1 | 2025 | 5 | 2 | 2.7 | 15544 | 4288
LV Distribution | Main Distribution Board | Town W | 1 | High | B | 1 | 2025 | 5 | 2 | 2.7 | 15545 | 4289
Fire Safety Systems | Fire Extinguishers - Foam | Town W | 6 | Urgent | B | 6 | 2030 | 5 | 1 | 2.2 | 6604 | 16670
Emergency Lighting | Self Contained - LED | Town X | 10 | Urgent | B | 17 | 2041 | 5 | 1 | 2.2 | 6605 | 30145
Fire Safety Systems | Manual and Automatic Doors - Emergency and Panic Escape Doors | Town X | 1 | Urgent | B | 11 | 2035 | 5 | 1 | 2.2 | 6606 | 23767
LV Distribution | Main Distribution Board | Town V | 1 | High | B | 10 | 2034 | 5 | 2 | 2.7 | 15546 | 22409
Local and Special Ventilation | Fan - Window / Wall Mounted | Town Y | 1 | Medium | B | 1 | 2025 | 5 | 3 | 3.2 | 27373 | 9356
Fire Safety Systems | Manual and Automatic Doors - Emergency and Panic Escape Doors | Town S | 1 | Urgent | B | 11 | 2035 | 5 | 1 | 2.2 | 6607 | 23768
Roller Shutters | External Manual Roller Shutter | Town AJ | 1 | High | B | 1 | 2025 | 5 | 2 | 2.7 | 15547 | 4290
LV Distribution | Sub Distribution Board | Town W | 1 | High | A | 19 | 2043 | 6 | 2 | 3 | 19582 | 31314
Emergency Lighting | Self Contained - LED | Town T | 11 | Urgent | B | 21 | 2045 | 5 | 1 | 2.2 | 6608 | 32206
Heat Emitters | Electric Overdoor Air Curtain/Heater | Town AE | 1 | Medium | C | 5 | 2029 | 4 | 3 | 2.9 | 18783 | 14782
Local and Special Ventilation | Fan - Axial | Town T | 1 | Medium | B | 1 | 2025 | 5 | 3 | 3.2 | 27374 | 9357
External Doors | Manual and Automatic Doors - Auto / Powered Sliding Doors | Town AB | 1 | High | B | 28 | 2052 | 5 | 2 | 2.7 | 15548 | 33625
External Doors | Entrance Doors | Town Y | 1 | High | B | 1 | 2025 | 5 | 2 | 2.7 | 15549 | 4291
Emergency Lighting | Illuminated Fire Exit Signage | Town Y | 7 | Urgent | B | 6 | 2030 | 5 | 1 | 2.2 | 6609 | 16671
Emergency Lighting | Illuminated Fire Exit Signage | Town X | 3 | Urgent | B | 12 | 2036 | 5 | 1 | 2.2 | 6610 | 26051
Fire Safety Systems | Fire Extinguishers - CO2 | Town AJ | 2 | Urgent | B | 6 | 2030 | 5 | 1 | 2.2 | 6611 | 16672
Air Conditioning | Multi-Split Condenser - Split Systems/Heat Pumps - Air-cooled with Direct Expansion Evaporator (DX) | Town AF | 1 | Medium | B | 9 | 2033 | 5 | 3 | 3.2 | 27375 | 21816
Central Ventilation Systems | Fan - General Ventilation | Town W | 1 | Low | B | 1 | 2025 | 5 | 4 | 3.7 | 33265 | 12150
LV Distribution | Sub Distribution Board | Town AF | 1 | High | B | 1 | 2025 | 5 | 2 | 2.7 | 15550 | 4292
General Lighting | General - LED fittings & Luminaires | Town AJ | 10 | Medium | B | 1 | 2025 | 5 | 3 | 3.2 | 27376 | 9358
Fire Safety Systems | Fire Extinguishers - CO2 | Town AF | 1 | Urgent | B | 6 | 2030 | 5 | 1 | 2.2 | 6612 | 16673
Central Ventilation Systems | Fan - Extract | Town W | 1 | Medium | B | 1 | 2025 | 5 | 3 | 3.2 | 27377 | 9359
Roller Shutters | External Manual Roller Shutter | Town Y | 1 | High | B | 1 | 2025 | 5 | 2 | 2.7 | 15551 | 4293
Central Cooling | Fan - Axial | Town Q | 1 | Medium | B | 9 | 2033 | 5 | 3 | 3.2 | 27378 | 21817
General Lighting | General - LED fittings & Luminaires | Town X | 10 | Medium | B | 1 | 2025 | 5 | 3 | 3.2 | 27379 | 9360
Emergency Lighting | Illuminated Fire Exit Signage | Town AH | 2 | Urgent | B | 10 | 2034 | 5 | 1 | 2.2 | 6613 | 22096
Heat Emitters | Electric Heaters | Town S | 2 | Medium | B | 1 | 2025 | 5 | 3 | 3.2 | 27380 | 9361
Emergency Lighting | Self Contained - Non LED | Town AB | 7 | Urgent | B | 7 | 2031 | 5 | 1 | 2.2 | 6614 | 19406
Air Conditioning | Multi-Split Condenser - Split Systems/Heat Pumps - Air-cooled with Direct Expansion Evaporator (DX) | Town W | 1 | Medium | B | 1 | 2025 | 5 | 3 | 3.2 | 27381 | 9362
Central Cooling | Fan - Axial | Town AB | 1 | Medium | B | 1 | 2025 | 5 | 3 | 3.2 | 27382 | 9363
Local and Special Ventilation | Fan - Centrifugal | Town O | 1 | Medium | B | 11 | 2035 | 5 | 3 | 3.2 | 27383 | 25370
General Lighting | General - LED fittings & Luminaires | Town X | 4 | Medium | B | 16 | 2040 | 5 | 3 | 3.2 | 27384 | 29660
Emergency Lighting | Self Contained - Non LED | Town S | 5 | Urgent | B | 7 | 2031 | 5 | 1 | 2.2 | 6615 | 19407
Heat Emitters | Electric Overdoor Air Curtain/Heater | Town AF | 1 | Medium | A | 15 | 2039 | 6 | 3 | 3.5 | 32563 | 28577
External Doors | Entrance Doors | Town R | 1 | High | B | 11 | 2035 | 5 | 2 | 2.7 | 15552 | 24563
General Lighting | General - LED fittings & Luminaires | Town R | 23 | Medium | B | 16 | 2040 | 5 | 3 | 3.2 | 27385 | 29661
Emergency Lighting | Externally Powered - LED | Town AG | 2 | Urgent | B | 21 | 2045 | 5 | 1 | 2.2 | 6616 | 32207
Local and Special Ventilation | Fan - Axial | Town AB | 1 | Medium | B | 1 | 2025 | 5 | 3 | 3.2 | 27386 | 9364
General Lighting | General - LED fittings & Luminaires | Town AI | 43 | Medium | B | 13 | 2037 | 5 | 3 | 3.2 | 27387 | 27184
Air Conditioning | Multi-Split Condenser - Split Systems/Heat Pumps - Air-cooled with Direct Expansion Evaporator (DX) | Town W | 1 | Medium | B | 1 | 2025 | 5 | 3 | 3.2 | 27388 | 9365
Air Conditioning | Single-Split Condenser - Split Systems/Heat Pumps - Air-cooled with Direct Expansion Evaporator (DX) | Town S | 1 | Medium | B | 6 | 2030 | 5 | 3 | 3.2 | 27389 | 18819
Roller Shutters | Internal Manual Roller Shutter | Town AE | 1 | Medium | B | 2 | 2026 | 5 | 3 | 3.2 | 27390 | 13134
Local and Special Ventilation | Fan - Kitchen Extract | Town W | 1 | Low | B | 5 | 2029 | 5 | 4 | 3.7 | 33266 | 15651
External Doors | Entrance Doors | Town AH | 1 | High | B | 12 | 2036 | 5 | 2 | 2.7 | 15553 | 26210
General Lighting | General - LED fittings & Luminaires | Town AF | 50 | Medium | B | 10 | 2034 | 5 | 3 | 3.2 | 27391 | 22961
Local and Special Ventilation | Fan - Window / Wall Mounted | Town U | 1 | Medium | B | 1 | 2025 | 5 | 3 | 3.2 | 27392 | 9366
Heat Emitters | Electric Heaters | Town AA | 2 | Medium | B | 1 | 2025 | 5 | 3 | 3.2 | 27393 | 9367
Emergency Lighting | Self Contained - Non LED | Town Q | 2 | Urgent | B | 7 | 2031 | 5 | 1 | 2.2 | 6617 | 19408
Local and Special Ventilation | Fan - Extract | Town R | 1 | Medium | B | 1 | 2025 | 5 | 3 | 3.2 | 27394 | 9368
Local and Special Ventilation | Fan - Window / Wall Mounted | Town Q | 1 | Medium | B | 1 | 2025 | 5 | 3 | 3.2 | 27395 | 9369
LV Distribution | LV Switch Panel | Town X | 1 | High | B | 1 | 2025 | 5 | 2 | 2.7 | 15554 | 4294
Heat Emitters | Electric Overdoor Air Curtain/Heater | Town AF | 1 | Medium | B | 12 | 2036 | 5 | 3 | 3.2 | 27396 | 26609
Multi-System Controls | Instrumental Control Panel | Town AF | 1 | Medium | B | 14 | 2038 | 5 | 3 | 3.2 | 27397 | 27604
Fire Safety Systems | Fire Extinguishers - CO2 | Town U | 2 | Urgent | B | 6 | 2030 | 5 | 1 | 2.2 | 6618 | 16674
External Lighting | General - Non LED | Town X | 4 | Medium | B | 1 | 2025 | 5 | 3 | 3.2 | 27398 | 9370
Heat Emitters | Oil Fired Unit Heaters | Town R | 1 | Medium | DX | 1 | 2025 | 1 | 3 | 2 | 922 | 627
LV Distribution | Sub Distribution Board | Town W | 1 | High | A | 19 | 2043 | 6 | 2 | 3 | 19583 | 31315
Fire Safety Systems | Manual and Automatic Doors - Emergency and Panic Escape Doors | Town AA | 1 | Urgent | B | 11 | 2035 | 5 | 1 | 2.2 | 6619 | 23769
Roller Shutters | Internal Electric Roller Shutter | Town Q | 1 | Medium | B | 7 | 2031 | 5 | 3 | 3.2 | 27399 | 20034
Emergency Lighting | Illuminated Fire Exit Signage | Town R | 3 | Urgent | B | 16 | 2040 | 5 | 1 | 2.2 | 6620 | 28876
Emergency Lighting | Self Contained - LED | Town S | 1 | Urgent | B | 21 | 2045 | 5 | 1 | 2.2 | 6621 | 32208
Local Hot Water | Instantaneous Electric Water Heater - Non-Drinking Water | Town O | 1 | Medium | B | 11 | 2035 | 5 | 3 | 3.2 | 27400 | 25371
Emergency Lighting | Self Contained - LED | Town AC | 4 | Urgent | B | 21 | 2045 | 5 | 1 | 2.2 | 6622 | 32209
General Lighting | General - LED fittings & Luminaires | Town W | 22 | Medium | B | 10 | 2034 | 5 | 3 | 3.2 | 27401 | 22962
Fire Safety Systems | Fire Extinguishers - Foam | Town Q | 4 | Urgent | B | 6 | 2030 | 5 | 1 | 2.2 | 6623 | 16675
Roller Shutters | External Manual Roller Shutter | Town Y | 1 | High | B | 1 | 2025 | 5 | 2 | 2.7 | 15555 | 4295
Local and Special Ventilation | Fan - Axial | Town T | 1 | Medium | B | 5 | 2029 | 5 | 3 | 3.2 | 27402 | 15269
Fire Safety Systems | Fire Extinguishers - Foam | Town AB | 4 | Urgent | B | 6 | 2030 | 5 | 1 | 2.2 | 6624 | 16676
Local and Special Ventilation | Fan - Extract | Town R | 1 | Medium | B | 1 | 2025 | 5 | 3 | 3.2 | 27403 | 9371
General Lighting | General - LED fittings & Luminaires | Town X | 10 | Medium | B | 1 | 2025 | 5 | 3 | 3.2 | 27404 | 9372
Emergency Lighting | Self Contained - LED | Town X | 25 | Urgent | B | 21 | 2045 | 5 | 1 | 2.2 | 6625 | 32210
General Lighting | General - LED fittings & Luminaires | Town AG | 2 | Medium | B | 14 | 2038 | 5 | 3 | 3.2 | 27405 | 27605
General Lighting | General - LED fittings & Luminaires | Town X | 10 | Medium | B | 16 | 2040 | 5 | 3 | 3.2 | 27406 | 29662
Fire Safety Systems | Fire Extinguishers - Foam | Town X | 2 | Urgent | B | 1 | 2025 | 5 | 1 | 2.2 | 6626 | 1538
Communication Systems | PA System | Town AI | 1 | Medium | B | 4 | 2028 | 5 | 3 | 3.2 | 27407 | 14159
Access Control | Gate Access - Local Lock / Keypad / Manual (External) | Town Q | 1 | Medium | CX | 1 | 2025 | 2 | 3 | 2.3 | 10252 | 2180
Access Control | Door Lock / Keypad / Manual | Town S | 1 | Medium | B | 9 | 2033 | 5 | 3 | 3.2 | 27408 | 21818
Fire Safety Systems | Fire Extinguishers - Foam | Town S | 8 | Urgent | B | 9 | 2033 | 5 | 1 | 2.2 | 6627 | 21393
General Lighting | General - LED fittings & Luminaires | Town AE | 4 | Medium | B | 10 | 2034 | 5 | 3 | 3.2 | 27409 | 22963
Fire Safety Systems | Fire Extinguishers - Foam | Town AE | 2 | Urgent | B | 6 | 2030 | 5 | 1 | 2.2 | 6628 | 16677
Fire Safety Systems | Fire Alarm System | Town AK | 1 | Urgent | B | 11 | 2035 | 5 | 1 | 2.2 | 6629 | 23770
Fire Safety Systems | Fire Extinguishers - CO2 | Town AK | 2 | Urgent | A | 10 | 2034 | 6 | 1 | 2.5 | 10932 | 22227
Barriers & Guardrails | Manual Vehicle Barrier | Town AL | 1 | Medium | B | 1 | 2025 | 5 | 3 | 3.2 | 27410 | 9373
Emergency Lighting | Self Contained - LED | Town AL | 12 | Urgent | B | 21 | 2045 | 5 | 1 | 2.2 | 6630 | 32211
Heat Emitters | Electric Heaters | Town AL | 3 | Medium | B | 1 | 2025 | 5 | 3 | 3.2 | 27411 | 9374
Emergency Lighting | Illuminated Fire Exit Signage | Town AL | 2 | Urgent | B | 16 | 2040 | 5 | 1 | 2.2 | 6631 | 28877
Fire Safety Systems | Fire Extinguishers - Powder | Town AL | 1 | Urgent | B | 6 | 2030 | 5 | 1 | 2.2 | 6632 | 16678
External Doors | Entrance Doors | Town AL | 1 | High | B | 15 | 2039 | 5 | 2 | 2.7 | 15556 | 28227
Heat Emitters | Electric Overdoor Air Curtain/Heater | Town AL | 1 | Medium | C | 1 | 2025 | 4 | 3 | 2.9 | 18784 | 5659
Local Hot Water | Package Electric Water Heaters - Non-Drinking Water | Town AL | 1 | Medium | B | 8 | 2032 | 5 | 3 | 3.2 | 27412 | 21037
Local and Special Ventilation | Fan - Extract | Town AL | 1 | Medium | CX | 1 | 2025 | 2 | 3 | 2.3 | 10253 | 2181
Roller Shutters | External Manual Roller Shutter | Town AL | 1 | High | B | 1 | 2025 | 5 | 2 | 2.7 | 15557 | 4296
Roller Shutters | Internal Electric Roller Shutter | Town AK | 1 | Medium | B | 16 | 2040 | 5 | 3 | 3.2 | 27413 | 29663
Roller Shutters | Internal Electric Roller Shutter | Town AK | 1 | Medium | B | 16 | 2040 | 5 | 3 | 3.2 | 27414 | 29664
LV Distribution | Main Distribution Board | Town AZ | 1 | High | C | 4 | 2028 | 4 | 2 | 2.4 | 10630 | 13890
Multi-System Controls | Control Panel - Electrical Services (excluding Electrical Controllers and Pneumatic Relays) | Town AO | 1 | Medium | B | 2 | 2026 | 5 | 3 | 3.2 | 27415 | 13135
LV Distribution | Sub Distribution Board | Town AP | 1 | High | B | 1 | 2025 | 5 | 2 | 2.7 | 15558 | 4297
Fire Safety Systems | Fire Alarm Panel / Repeater | Town BB | 1 | Urgent | CX | 1 | 2025 | 2 | 1 | 1.3 | 347 | 319
Fire Safety Systems | Fire Alarm System | Town AM | 1 | Urgent | B | 5 | 2029 | 5 | 1 | 2.2 | 6633 | 14433
AHU - Internal | Central Air Conditioning - Electric & DX | Town AN | 1 | High | B | 17 | 2041 | 5 | 2 | 2.7 | 15559 | 30349
LV Distribution | Sub Distribution Board | Town AT | 1 | High | B | 9 | 2033 | 5 | 2 | 2.7 | 15560 | 21619
Heat Emitters | Gas Fired Natural and Fan Assisted Heaters | Town AR | 1 | Medium | B | 1 | 2025 | 5 | 3 | 3.2 | 27416 | 9375
Roller Shutters | Internal Electric Roller Shutter | Town BB | 1 | Medium | B | 11 | 2035 | 5 | 3 | 3.2 | 27417 | 25372
LV Distribution | Sub Distribution Board | Town AT | 1 | High | B | 6 | 2030 | 5 | 2 | 2.7 | 15561 | 17692
Roller Shutters | Internal Electric Roller Shutter | Town AX | 1 | Medium | B | 10 | 2034 | 5 | 3 | 3.2 | 27418 | 22964
Barriers & Guardrails | Vehicle Crash Protection Barrier | Town AU | 1 | V Low | B | 1 | 2025 | 5 | 4 | 3.7 | 33267 | 12151
Local and Special Ventilation | Fan - Window / Wall Mounted | Town AW | 1 | Medium | B | 1 | 2025 | 5 | 3 | 3.2 | 27419 | 9376
LV Distribution | Sub Distribution Board | Town AT | 1 | High | B | 6 | 2030 | 5 | 2 | 2.7 | 15562 | 17693
Local and Special Ventilation | Fan - Window / Wall Mounted | Town AR | 1 | Medium | B | 1 | 2025 | 5 | 3 | 3.2 | 27420 | 9377
Roller Shutters | External Manual Roller Shutter | Town AT | 1 | High | B | 1 | 2025 | 5 | 2 | 2.7 | 15563 | 4298
Boiler | Atmospheric Gas Burner/Condensing Combination Boiler (domestic type) | Town AP | 1 | High | B | 8 | 2032 | 5 | 2 | 2.7 | 15564 | 20745
Local Hot Water | Instantaneous Electric Water Heater - Non-Drinking Water | Town AZ | 1 | Medium | B | 11 | 2035 | 5 | 3 | 3.2 | 27421 | 25373
Boiler | Atmospheric Gas Burner/Condensing Combination Boiler (domestic type) | Town AX | 1 | High | A | 9 | 2033 | 6 | 2 | 3 | 19584 | 21666
Heat Emitters | Gas Fired Natural and Fan Assisted Heaters | Town AR | 1 | Medium | B | 1 | 2025 | 5 | 3 | 3.2 | 27422 | 9378
Central Ventilation Systems | Fan - Axial | Town AT | 1 | Medium | B | 1 | 2025 | 5 | 3 | 3.2 | 27423 | 9379
Lifts | Goods Lift electric | Town AT | 1 | Medium | B | 1 | 2025 | 5 | 3 | 3.2 | 27424 | 9380
Fire Safety Systems | Manual and Automatic Doors - Emergency and Panic Escape Doors | Town BC | 1 | Urgent | B | 11 | 2035 | 5 | 1 | 2.2 | 6634 | 23771
External Doors | Entrance Doors | Town AR | 1 | High | C | 1 | 2025 | 4 | 2 | 2.4 | 10631 | 2448
Emergency Lighting | Self Contained - LED | Town AJ | 4 | Urgent | B | 22 | 2046 | 5 | 1 | 2.2 | 6635 | 32938
Central Ventilation Systems | Fan - General Ventilation | Town AX | 1 | Low | B | 1 | 2025 | 5 | 4 | 3.7 | 33268 | 12152
General Lighting | General - LED fittings & Luminaires | Town AT | 40 | Medium | B | 12 | 2036 | 5 | 3 | 3.2 | 27425 | 26610
Access Control | Door Lock / Keypad / Manual | Town AX | 1 | Medium | B | 14 | 2038 | 5 | 3 | 3.2 | 27426 | 27606
Emergency Lighting | Self Contained - LED | Town AR | 5 | Urgent | B | 11 | 2035 | 5 | 1 | 2.2 | 6636 | 23772
Fire Safety Systems | Fire Extinguishers - Foam | Town BA | 4 | Urgent | B | 6 | 2030 | 5 | 1 | 2.2 | 6637 | 16679
Multi-System Controls | Control Panel - Electrical Services (excluding Electrical Controllers and Pneumatic Relays) | Town AU | 1 | Medium | B | 2 | 2026 | 5 | 3 | 3.2 | 27427 | 13136
Local and Special Ventilation | Fan - Extract | Town AU | 1 | Medium | C | 1 | 2025 | 4 | 3 | 2.9 | 18785 | 5660
General Lighting | General - LED fittings & Luminaires | Town AR | 25 | Medium | B | 6 | 2030 | 5 | 3 | 3.2 | 27428 | 18820
Emergency Lighting | Self Contained - LED | Town AR | 17 | Urgent | B | 11 | 2035 | 5 | 1 | 2.2 | 6638 | 23773
Fire Safety Systems | Fire Extinguishers - CO2 | Town BA | 6 | Urgent | B | 6 | 2030 | 5 | 1 | 2.2 | 6639 | 16680
Local and Special Ventilation | Fan - Window / Wall Mounted | Town AT | 1 | Medium | B | 1 | 2025 | 5 | 3 | 3.2 | 27429 | 9381
General Lighting | General - LED fittings & Luminaires | Town AO | 60 | Medium | B | 13 | 2037 | 5 | 3 | 3.2 | 27430 | 27185
General Lighting | General - LED fittings & Luminaires | Town AT | 49 | Medium | B | 12 | 2036 | 5 | 3 | 3.2 | 27431 | 26611
External Lighting | General - LED | Town AW | 3 | Medium | B | 11 | 2035 | 5 | 3 | 3.2 | 27432 | 25374
LV Distribution | Sub Distribution Board | Town AV | 1 | High | B | 2 | 2026 | 5 | 2 | 2.7 | 15565 | 12921
Multi-System Controls | Control Panel - Electrical Services (excluding Electrical Controllers and Pneumatic Relays) | Town AN | 1 | Medium | B | 1 | 2025 | 5 | 3 | 3.2 | 27433 | 9382
General Lighting | General - LED fittings & Luminaires | Town AT | 5 | Medium | C | 1 | 2025 | 4 | 3 | 2.9 | 18786 | 5661
Emergency Lighting | Illuminated Fire Exit Signage | Town AJ | 3 | Urgent | B | 16 | 2040 | 5 | 1 | 2.2 | 6640 | 28878
Air Conditioning | Single-Split Evaporator - Split Systems/Heat Pumps - Air-cooled with Direct Expansion Evaporator (DX) | Town AR | 1 | Medium | B | 1 | 2025 | 5 | 3 | 3.2 | 27434 | 9383
Local and Special Ventilation | Fan - Window / Wall Mounted | Town AR | 1 | Medium | B | 1 | 2025 | 5 | 3 | 3.2 | 27435 | 9384
General Lighting | General - LED fittings & Luminaires | Town BC | 9 | Medium | B | 6 | 2030 | 5 | 3 | 3.2 | 27436 | 18821
Fire Safety Systems | Fire Extinguishers - CO2 | Town AR | 4 | Urgent | B | 6 | 2030 | 5 | 1 | 2.2 | 6641 | 16681
Fire Safety Systems | Fire Extinguishers - CO2 | Town AV | 2 | Urgent | B | 6 | 2030 | 5 | 1 | 2.2 | 6642 | 16682
LV Distribution | Sub Distribution Board | Town AW | 1 | High | B | 1 | 2025 | 5 | 2 | 2.7 | 15566 | 4299
LV Distribution | Main Distribution Board | Town AR | 1 | High | B | 1 | 2025 | 5 | 2 | 2.7 | 15567 | 4300
Emergency Lighting | Self Contained - LED | Town BA | 6 | Urgent | B | 21 | 2045 | 5 | 1 | 2.2 | 6643 | 32212
Fire Safety Systems | Fire Extinguishers - Foam | Town BB | 1 | Urgent | B | 7 | 2031 | 5 | 1 | 2.2 | 6644 | 19409
Local and Special Ventilation | Fan - Axial | Town AR | 1 | Medium | C | 1 | 2025 | 4 | 3 | 2.9 | 18787 | 5662
Barriers & Guardrails | Vehicle Crash Protection Barrier | Town BB | 5 | V Low | B | 1 | 2025 | 5 | 4 | 3.7 | 33269 | 12153
Heat Emitters | Electric Heaters | Town AV | 3 | Medium | B | 1 | 2025 | 5 | 3 | 3.2 | 27437 | 9385
Fire Safety Systems | Fire Extinguishers - Foam | Town BD | 3 | Urgent | B | 6 | 2030 | 5 | 1 | 2.2 | 6645 | 16683
General Lighting | General - LED fittings & Luminaires | Town AQ | 34 | Medium | B | 1 | 2025 | 5 | 3 | 3.2 | 27438 | 9386
General Lighting | General - LED fittings & Luminaires | Town AS | 10 | Medium | B | 16 | 2040 | 5 | 3 | 3.2 | 27439 | 29665
Emergency Lighting | Illuminated Fire Exit Signage | Town AY | 1 | Urgent | C | 12 | 2036 | 4 | 1 | 1.9 | 687 | 25921
Emergency Lighting | Illuminated Fire Exit Signage | Town AO | 1 | Urgent | B | 2 | 2026 | 5 | 1 | 2.2 | 6646 | 12676
Heat Emitters | Electric Heaters | Town AT | 1 | Medium | B | 1 | 2025 | 5 | 3 | 3.2 | 27440 | 9387
Fire Safety Systems | Fire Extinguishers - Foam | Town AS | 2 | Urgent | B | 6 | 2030 | 5 | 1 | 2.2 | 6647 | 16684
General Lighting | General - LED fittings & Luminaires | Town AS | 15 | Medium | B | 16 | 2040 | 5 | 3 | 3.2 | 27441 | 29666
Heat Emitters | Radiators - Steel | Town AW | 1 | Medium | B | 1 | 2025 | 5 | 3 | 3.2 | 27442 | 9388
Air Conditioning | Single-Split Condenser - Split Systems/Heat Pumps - Air-cooled with Direct Expansion Evaporator (DX) | Town AZ | 1 | Medium | B | 6 | 2030 | 5 | 3 | 3.2 | 27443 | 18822
LV Distribution | Sub Distribution Board | Town AP | 1 | High | C | 1 | 2025 | 4 | 2 | 2.4 | 10632 | 2449
General Lighting | General - LED fittings & Luminaires | Town BB | 61 | Medium | B | 16 | 2040 | 5 | 3 | 3.2 | 27444 | 29667
Emergency Lighting | Illuminated Fire Exit Signage | Town AW | 2 | Urgent | B | 12 | 2036 | 5 | 1 | 2.2 | 6648 | 26052
Local and Special Ventilation | Fan - Window / Wall Mounted | Town AR | 1 | Medium | B | 1 | 2025 | 5 | 3 | 3.2 | 27445 | 9389
LV Distribution | Sub Distribution Board | Town AV | 1 | High | B | 2 | 2026 | 5 | 2 | 2.7 | 15568 | 12922
LV Distribution | Sub Distribution Board | Town AJ | 1 | High | B | 5 | 2029 | 5 | 2 | 2.7 | 15569 | 14691
Roller Shutters | Internal Automatic Roller Shutter | Town AV | 1 | High | B | 7 | 2031 | 5 | 2 | 2.7 | 15570 | 19650
Local and Special Ventilation | Fan - Extract | Town AP | 1 | Medium | B | 1 | 2025 | 5 | 3 | 3.2 | 27446 | 9390
Fire Safety Systems | Fire Extinguishers - Powder | Town AR | 1 | Urgent | B | 6 | 2030 | 5 | 1 | 2.2 | 6649 | 16685
Fire Safety Systems | Fire Extinguishers - Foam | Town AP | 6 | Urgent | B | 5 | 2029 | 5 | 1 | 2.2 | 6650 | 14434
LV Distribution | Sub Distribution Board | Town AY | 1 | High | C | 1 | 2025 | 4 | 2 | 2.4 | 10633 | 2450
Barriers & Guardrails | Vehicle Crash Protection Barrier | Town AU | 1 | V Low | B | 1 | 2025 | 5 | 4 | 3.7 | 33270 | 12154
Access Control | Gate Access - Local Lock / Keypad / Manual (External) | Town AO | 1 | Medium | DX | 8 | 2032 | 1 | 3 | 2 | 923 | 20241
General Lighting | General - LED fittings & Luminaires | Town AM | 8 | Medium | B | 1 | 2025 | 5 | 3 | 3.2 | 27447 | 9391
Emergency Lighting | Self Contained - LED | Town AR | 3 | Urgent | B | 16 | 2040 | 5 | 1 | 2.2 | 6651 | 28879
Fire Safety Systems | Fire Extinguishers - Foam | Town AT | 1 | Urgent | B | 1 | 2025 | 5 | 1 | 2.2 | 6652 | 1539
LV Distribution | Sub Distribution Board | Town AQ | 1 | High | D | 1 | 2025 | 3 | 2 | 2.1 | 1235 | 836
Local and Special Ventilation | Fan - Axial | Town AR | 1 | Medium | B | 1 | 2025 | 5 | 3 | 3.2 | 27448 | 9392
AHU - Internal | Central Heating - Gas Fired (Internally Sourced) | Town AP | 1 | Medium | D | 1 | 2025 | 3 | 3 | 2.6 | 11177 | 2668
Heat Emitters | Radiators - Steel | Town BB | 5 | Medium | B | 1 | 2025 | 5 | 3 | 3.2 | 27449 | 9393
Emergency Lighting | Self Contained - LED | Town AT | 3 | Urgent | B | 20 | 2044 | 5 | 1 | 2.2 | 6653 | 31513
General Lighting | General - LED fittings & Luminaires | Town AR | 4 | Medium | B | 6 | 2030 | 5 | 3 | 3.2 | 27450 | 18823
Heat Emitters | Gas Fired Natural and Fan Assisted Heaters | Town AW | 1 | Medium | B | 1 | 2025 | 5 | 3 | 3.2 | 27451 | 9394
External Doors | Entrance Doors | Town AN | 1 | High | B | 11 | 2035 | 5 | 2 | 2.7 | 15571 | 24564
External Doors | Entrance Doors | Town BD | 1 | High | B | 11 | 2035 | 5 | 2 | 2.7 | 15572 | 24565
Roller Shutters | External Electric Roller Shutter | Town AR | 1 | High | B | 11 | 2035 | 5 | 2 | 2.7 | 15573 | 24566
LV Distribution | Main Distribution Board | Town AZ | 1 | High | B | 19 | 2043 | 5 | 2 | 2.7 | 15574 | 31225
Fire Safety Systems | Manual and Automatic Doors - Emergency and Panic Escape Doors | Town AX | 1 | Urgent | B | 10 | 2034 | 5 | 1 | 2.2 | 6654 | 22097
Fire Safety Systems | Manual and Automatic Doors - Emergency and Panic Escape Doors | Town AW | 1 | Urgent | B | 11 | 2035 | 5 | 1 | 2.2 | 6655 | 23774
Fire Safety Systems | Fire Extinguishers - Foam | Town AN | 3 | Urgent | B | 7 | 2031 | 5 | 1 | 2.2 | 6656 | 19410
Local and Special Ventilation | Fan - Window / Wall Mounted | Town AR | 1 | Medium | B | 1 | 2025 | 5 | 3 | 3.2 | 27452 | 9395
Emergency Lighting | Self Contained - LED | Town AT | 4 | Urgent | C | 11 | 2035 | 4 | 1 | 1.9 | 688 | 23283
General Lighting | General - LED fittings & Luminaires | Town AX | 8 | Medium | B | 17 | 2041 | 5 | 3 | 3.2 | 27453 | 30515
Fire Safety Systems | Fire Extinguishers - Foam - P50 | Town AT | 2 | Urgent | B | 2 | 2026 | 5 | 1 | 2.2 | 6657 | 12677
Air Conditioning | Single-Split Condenser - Split Systems/Heat Pumps - Air-cooled with Direct Expansion Evaporator (DX) | Town AN | 1 | Medium | B | 12 | 2036 | 5 | 3 | 3.2 | 27454 | 26612
Roller Shutters | External Manual Roller Shutter | Town AS | 1 | High | B | 1 | 2025 | 5 | 2 | 2.7 | 15575 | 4301
Roller Shutters | Internal Electric Roller Shutter | Town AX | 1 | Medium | B | 16 | 2040 | 5 | 3 | 3.2 | 27455 | 29668
Fire Safety Systems | Fire Alarm System | Town AR | 1 | Urgent | B | 1 | 2025 | 5 | 1 | 2.2 | 6658 | 1540
LV Distribution | Main Distribution Board | Town AN | 1 | High | C | 1 | 2025 | 4 | 2 | 2.4 | 10634 | 2451
General Lighting | General - LED fittings & Luminaires | Town AX | 21 | Medium | B | 15 | 2039 | 5 | 3 | 3.2 | 27456 | 28470
General Lighting | General - LED fittings & Luminaires | Town AY | 2 | Medium | B | 12 | 2036 | 5 | 3 | 3.2 | 27457 | 26613
AHU - Internal | Central Heating - Gas Fired (Internally Sourced) | Town AO | 1 | Medium | B | 2 | 2026 | 5 | 3 | 3.2 | 27458 | 13137
Access Control | Gate Access - Local Lock / Keypad / Manual (External) | Town AT | 1 | Medium | B | 1 | 2025 | 5 | 3 | 3.2 | 27459 | 9396
Emergency Lighting | Illuminated Fire Exit Signage | Town AR | 1 | Urgent | B | 6 | 2030 | 5 | 1 | 2.2 | 6659 | 16686
Fire Safety Systems | Fire Extinguishers - Foam | Town BA | 3 | Urgent | B | 6 | 2030 | 5 | 1 | 2.2 | 6660 | 16687
Heat Emitters | Electric Heaters | Town AY | 2 | Medium | B | 1 | 2025 | 5 | 3 | 3.2 | 27460 | 9397
External Lighting | General - LED | Town AR | 1 | Medium | B | 1 | 2025 | 5 | 3 | 3.2 | 27461 | 9398
Fire Safety Systems | Fire Extinguishers - Foam | Town AR | 2 | Urgent | B | 6 | 2030 | 5 | 1 | 2.2 | 6661 | 16688
Roller Shutters | External Electric Roller Shutter | Town AY | 1 | High | B | 1 | 2025 | 5 | 2 | 2.7 | 15576 | 4302
Emergency Lighting | Illuminated Fire Exit Signage | Town BB | 1 | Urgent | C | 1 | 2025 | 4 | 1 | 1.9 | 689 | 475
Fire Safety Systems | Fire Extinguishers - Foam | Town AT | 1 | Urgent | B | 1 | 2025 | 5 | 1 | 2.2 | 6662 | 1541
Heat Emitters | Radiators - Steel | Town AR | 5 | Medium | B | 1 | 2025 | 5 | 3 | 3.2 | 27462 | 9399
LV Distribution | Main Distribution Board | Town AR | 1 | High | B | 6 | 2030 | 5 | 2 | 2.7 | 15577 | 17694
Roller Shutters | Internal Electric Roller Shutter | Town AT | 1 | Medium | B | 11 | 2035 | 5 | 3 | 3.2 | 27463 | 25375
Emergency Lighting | Self Contained - LED | Town BD | 3 | Urgent | B | 21 | 2045 | 5 | 1 | 2.2 | 6663 | 32213
Roller Shutters | Internal Electric Roller Shutter | Town AX | 1 | Medium | B | 15 | 2039 | 5 | 3 | 3.2 | 27464 | 28471
Air Conditioning | Single-Split Condenser - Split Systems/Heat Pumps - Air-cooled with Direct Expansion Evaporator (DX) | Town AO | 1 | Medium | B | 7 | 2031 | 5 | 3 | 3.2 | 27465 | 20035
Emergency Lighting | Self Contained - LED | Town BA | 11 | Urgent | B | 21 | 2045 | 5 | 1 | 2.2 | 6664 | 32214
Heat Emitters | Gas Fired Natural and Fan Assisted Heaters | Town AR | 1 | Medium | B | 1 | 2025 | 5 | 3 | 3.2 | 27466 | 9400
LV Distribution | Main Distribution Board | Town AM | 1 | High | B | 13 | 2037 | 5 | 2 | 2.7 | 15578 | 26996
Roller Shutters | Internal Electric Roller Shutter | Town AX | 1 | Medium | B | 10 | 2034 | 5 | 3 | 3.2 | 27467 | 22965
LV Distribution | Main Distribution Board | Town AR | 1 | High | B | 1 | 2025 | 5 | 2 | 2.7 | 15579 | 4303
Fire Safety Systems | Manual and Automatic Doors - Emergency and Panic Escape Doors | Town AM | 1 | Urgent | B | 18 | 2042 | 5 | 1 | 2.2 | 6665 | 30673
Heat Emitters | Electric Heaters | Town AR | 1 | Medium | B | 1 | 2025 | 5 | 3 | 3.2 | 27468 | 9401
Local and Special Ventilation | Fan - Window / Wall Mounted | Town AT | 1 | Medium | B | 1 | 2025 | 5 | 3 | 3.2 | 27469 | 9402
LV Distribution | Main Distribution Board | Town AX | 1 | High | B | 1 | 2025 | 5 | 2 | 2.7 | 15580 | 4304
External Lighting | General - Non LED | Town AW | 3 | Medium | B | 1 | 2025 | 5 | 3 | 3.2 | 27470 | 9403
LV Distribution | Sub Distribution Board | Town AJ | 1 | High | B | 1 | 2025 | 5 | 2 | 2.7 | 15581 | 4305
LV Distribution | Main Distribution Board | Town AX | 1 | High | C | 1 | 2025 | 4 | 2 | 2.4 | 10635 | 2452
Central Ventilation Systems | Fan Mixed Flow | Town AM | 1 | Medium | B | 1 | 2025 | 5 | 3 | 3.2 | 27471 | 9404
General Lighting | General - LED fittings & Luminaires | Town AR | 10 | Medium | B | 6 | 2030 | 5 | 3 | 3.2 | 27472 | 18824
Heat Emitters | Electric Overdoor Air Curtain/Heater | Town AZ | 1 | Medium | CX | 1 | 2025 | 2 | 3 | 2.3 | 10254 | 2182
Emergency Lighting | Self Contained - Non LED | Town AT | 2 | Urgent | B | 1 | 2025 | 5 | 1 | 2.2 | 6666 | 1542
Local and Special Ventilation | Fan - Window / Wall Mounted | Town AW | 1 | Medium | B | 1 | 2025 | 5 | 3 | 3.2 | 27473 | 9405
Fire Safety Systems | Fire Extinguishers - Foam | Town AX | 6 | Urgent | B | 6 | 2030 | 5 | 1 | 2.2 | 6667 | 16689
Fire Safety Systems | Fire Extinguishers - Foam | Town AJ | 1 | Urgent | B | 6 | 2030 | 5 | 1 | 2.2 | 6668 | 16690
Heat Emitters | Radiators - Aluminium | Town AP | 5 | Medium | B | 1 | 2025 | 5 | 3 | 3.2 | 27474 | 9406
LV Distribution | Sub Distribution Board | Town AT | 1 | High | B | 1 | 2025 | 5 | 2 | 2.7 | 15582 | 4306
Roller Shutters | External Electric Roller Shutter | Town BA | 1 | High | B | 1 | 2025 | 5 | 2 | 2.7 | 15583 | 4307
General Lighting | General - LED fittings & Luminaires | Town AR | 8 | Medium | B | 6 | 2030 | 5 | 3 | 3.2 | 27475 | 18825
Emergency Lighting | Self Contained - Non LED | Town AQ | 4 | Urgent | B | 1 | 2025 | 5 | 1 | 2.2 | 6669 | 1543
Access Control | Gate Access - Local Lock / Keypad / Manual (External) | Town AN | 1 | Medium | B | 12 | 2036 | 5 | 3 | 3.2 | 27476 | 26614
Local and Special Ventilation | Fan - Window / Wall Mounted | Town AR | 1 | Medium | B | 1 | 2025 | 5 | 3 | 3.2 | 27477 | 9407
Air Conditioning | Single-Split Evaporator - Split Systems/Heat Pumps - Air-cooled with Direct Expansion Evaporator (DX) | Town AO | 1 | Medium | B | 1 | 2025 | 5 | 3 | 3.2 | 27478 | 9408
Local Hot Water | Instantaneous Electric Water Heater - Non-Drinking Water | Town AT | 1 | Medium | B | 7 | 2031 | 5 | 3 | 3.2 | 27479 | 20036
Fire Safety Systems | Manual and Automatic Doors - Emergency and Panic Escape Doors | Town AR | 1 | Urgent | B | 11 | 2035 | 5 | 1 | 2.2 | 6670 | 23775
Local and Special Ventilation | Fan - Extract | Town AJ | 1 | Medium | DX | 1 | 2025 | 1 | 3 | 2 | 924 | 628
AHU - Internal | Central Ventilation Systems - Ventilation Only | Town AV | 1 | Medium | C | 1 | 2025 | 4 | 3 | 2.9 | 18788 | 5663
Barriers & Guardrails | Vehicle Crash Protection Barrier | Town AU | 1 | V Low | B | 1 | 2025 | 5 | 4 | 3.7 | 33271 | 12155
General Lighting | General - LED fittings & Luminaires | Town AT | 16 | Medium | C | 1 | 2025 | 4 | 3 | 2.9 | 18789 | 5664
LV Distribution | Main Distribution Board | Town AR | 1 | High | B | 1 | 2025 | 5 | 2 | 2.7 | 15584 | 4308
Roller Shutters | External Electric Roller Shutter | Town AJ | 1 | High | B | 10 | 2034 | 5 | 2 | 2.7 | 15585 | 22410
Fire Safety Systems | Fire Extinguishers - Water | Town AR | 2 | Urgent | B | 6 | 2030 | 5 | 1 | 2.2 | 6671 | 16691
LV Distribution | Main Distribution Board | Town AX | 1 | High | B | 1 | 2025 | 5 | 2 | 2.7 | 15586 | 4309
General Lighting | General - LED fittings & Luminaires | Town BD | 8 | Medium | B | 16 | 2040 | 5 | 3 | 3.2 | 27480 | 29669
Fire Safety Systems | Manual and Automatic Doors - Emergency and Panic Escape Doors | Town AU | 1 | Urgent | B | 11 | 2035 | 5 | 1 | 2.2 | 6672 | 23776
Barriers & Guardrails | Vehicle Crash Protection Barrier | Town AN | 1 | V Low | B | 1 | 2025 | 5 | 4 | 3.7 | 33272 | 12156
Emergency Lighting | Self Contained - LED | Town AT | 2 | Urgent | B | 20 | 2044 | 5 | 1 | 2.2 | 6673 | 31514
External Doors | Entrance Doors | Town AN | 1 | High | B | 11 | 2035 | 5 | 2 | 2.7 | 15587 | 24567
Fire Safety Systems | Fire Alarm System | Town AX | 1 | Urgent | A | 13 | 2037 | 6 | 1 | 2.5 | 10933 | 26923
Emergency Lighting | Self Contained - LED | Town AU | 1 | Urgent | C | 21 | 2045 | 4 | 1 | 1.9 | 690 | 31711
Emergency Lighting | Self Contained - LED | Town AY | 3 | Urgent | B | 8 | 2032 | 5 | 1 | 2.2 | 6674 | 20489
External Lighting | General - LED | Town BB | 4 | Medium | B | 11 | 2035 | 5 | 3 | 3.2 | 27481 | 25376
Emergency Lighting | Self Contained - LED | Town AR | 5 | Urgent | B | 11 | 2035 | 5 | 1 | 2.2 | 6675 | 23777
Hot Water Distribution | Calorifier-LTHW - Copper | Town AR | 1 | High | B | 21 | 2045 | 5 | 2 | 2.7 | 15588 | 32678
LV Distribution | Sub Distribution Board | Town AO | 1 | High | B | 2 | 2026 | 5 | 2 | 2.7 | 15589 | 12923
BMS | BMS Operating Station | Town AW | 1 | High | B | 6 | 2030 | 5 | 2 | 2.7 | 15590 | 17695
Fire Safety Systems | Manual and Automatic Doors - Emergency and Panic Escape Doors | Town AX | 1 | Urgent | A | 34 | 2058 | 6 | 1 | 2.5 | 10934 | 33866
Local and Special Ventilation | Fan - Extract | Town AN | 1 | Medium | B | 12 | 2036 | 5 | 3 | 3.2 | 27482 | 26615
Fire Safety Systems | Manual and Automatic Doors - Emergency and Panic Escape Doors | Town BA | 1 | Urgent | B | 11 | 2035 | 5 | 1 | 2.2 | 6676 | 23778
Roller Shutters | External Manual Roller Shutter | Town BD | 1 | High | C | 1 | 2025 | 4 | 2 | 2.4 | 10636 | 2453
Emergency Lighting | Self Contained - LED | Town AX | 9 | Urgent | B | 22 | 2046 | 5 | 1 | 2.2 | 6677 | 32939
Air Conditioning | Single-Split Evaporator - Split Systems/Heat Pumps - Air-cooled with Direct Expansion Evaporator (DX) | Town AV | 1 | Medium | C | 1 | 2025 | 4 | 3 | 2.9 | 18790 | 5665
Air Conditioning | Single-Split Condenser - Split Systems/Heat Pumps - Air-cooled with Direct Expansion Evaporator (DX) | Town AV | 1 | Medium | C | 1 | 2025 | 4 | 3 | 2.9 | 18791 | 5666
Central Cooling | Fan - Axial | Town AV | 1 | Medium | C | 1 | 2025 | 4 | 3 | 2.9 | 18792 | 5667
Access Control | Gate Access - Local Lock / Keypad / Manual (External) | Town AV | 1 | Medium | DX | 1 | 2025 | 1 | 3 | 2 | 925 | 629
Central Cooling | Fan - Axial | Town AV | 1 | Medium | C | 1 | 2025 | 4 | 3 | 2.9 | 18793 | 5668
Lifts | Passenger Lift Hydraulic - Electric | Town AV | 1 | Medium | C | 2 | 2026 | 4 | 3 | 2.9 | 18794 | 12980
Fire Safety Systems | Fire Alarm System | Town AV | 1 | Urgent | C | 1 | 2025 | 4 | 1 | 1.9 | 691 | 476
Central Cooling | Fan - Axial | Town AV | 1 | Medium | C | 1 | 2025 | 4 | 3 | 2.9 | 18795 | 5669
Roller Shutters | External Manual Roller Shutter | Town BE | 1 | High | B | 1 | 2025 | 5 | 2 | 2.7 | 15591 | 4310
Roller Shutters | External Manual Roller Shutter | Town BE | 1 | High | B | 1 | 2025 | 5 | 2 | 2.7 | 15592 | 4311
External Lighting | General - LED | Town BF | 4 | Medium | B | 11 | 2035 | 5 | 3 | 3.2 | 27483 | 25377
Roller Shutters | External Manual Roller Shutter | Town BF | 1 | High | B | 1 | 2025 | 5 | 2 | 2.7 | 15593 | 4312
Emergency Lighting | Self Contained - Non LED | Town BF | 4 | Urgent | B | 1 | 2025 | 5 | 1 | 2.2 | 6678 | 1544
Heat Emitters | Electric Heaters | Town BF | 2 | Medium | B | 4 | 2028 | 5 | 3 | 3.2 | 27484 | 14160
Fire Safety Systems | Fire Extinguishers - Foam | Town BF | 1 | Urgent | B | 5 | 2029 | 5 | 1 | 2.2 | 6679 | 14435
AHU - Internal | Central Heating - Gas Fired (Internally Sourced) | Town BG | 1 | Medium | B | 10 | 2034 | 5 | 3 | 3.2 | 27485 | 22966
Roller Shutters | External Electric Roller Shutter | Town BG | 1 | High | B | 15 | 2039 | 5 | 2 | 2.7 | 15594 | 28228
LV Distribution | Sub Distribution Board | Town BG | 1 | High | B | 10 | 2034 | 5 | 2 | 2.7 | 15595 | 22411
Fire Safety Systems | Fire Alarm System | Town BG | 1 | Urgent | B | 5 | 2029 | 5 | 1 | 2.2 | 6680 | 14436
Heat Emitters | Radiators - Steel | Town BG | 5 | Medium | B | 10 | 2034 | 5 | 3 | 3.2 | 27486 | 22967
Local Hot Water | Package Electric Water Heaters - Non-Drinking Water | Town BH | 1 | Medium | B | 1 | 2025 | 5 | 3 | 3.2 | 27487 | 9409
Roller Shutters | External Manual Roller Shutter | Town BH | 1 | High | B | 1 | 2025 | 5 | 2 | 2.7 | 15596 | 4313
Emergency Lighting | Illuminated Fire Exit Signage | Town BH | 2 | Urgent | B | 16 | 2040 | 5 | 1 | 2.2 | 6681 | 28880
Fire Safety Systems | Fire Extinguishers - Foam | Town BH | 7 | Urgent | B | 6 | 2030 | 5 | 1 | 2.2 | 6682 | 16692
Security Systems | Manual and Automatic Doors - High Security Door | Town BF | 1 | High | B | 31 | 2055 | 5 | 2 | 2.7 | 15597 | 33798
Multi-System Controls | Control Panel - Electrical Services (excluding Electrical Controllers and Pneumatic Relays) | Town BF | 1 | Medium | B | 17 | 2041 | 5 | 3 | 3.2 | 27488 | 30516
Multi-System Controls | Control Panel - Electrical Services (excluding Electrical Controllers and Pneumatic Relays) | Town BF | 1 | Medium | B | 1 | 2025 | 5 | 3 | 3.2 | 27489 | 9410
LV Distribution | Sub Distribution Board | Town BF | 1 | High | B | 19 | 2043 | 5 | 2 | 2.7 | 15598 | 31226
Local and Special Ventilation | Fan - Centrifugal | Town BF | 1 | Medium | B | 1 | 2025 | 5 | 3 | 3.2 | 27490 | 9411
Fire Safety Systems | Fire Extinguishers - Foam | Town BF | 3 | Urgent | B | 7 | 2031 | 5 | 1 | 2.2 | 6683 | 19411
Local and Special Ventilation | Fan - Centrifugal | Town BF | 1 | Medium | C | 1 | 2025 | 4 | 3 | 2.9 | 18796 | 5670
Local and Special Ventilation | Fan - Centrifugal | Town BF | 1 | Medium | C | 1 | 2025 | 4 | 3 | 2.9 | 18797 | 5671
Local and Special Ventilation | Fan - Centrifugal | Town BF | 1 | Medium | C | 1 | 2025 | 4 | 3 | 2.9 | 18798 | 5672
External Doors | Manual and Automatic Doors - Auto / Powered Sliding Doors | Town BF | 1 | High | B | 11 | 2035 | 5 | 2 | 2.7 | 15599 | 24568
Local and Special Ventilation | Fan - Extract | Town BF | 1 | Medium | B | 1 | 2025 | 5 | 3 | 3.2 | 27491 | 9412
LV Distribution | Main Distribution Board | Town BF | 1 | High | B | 19 | 2043 | 5 | 2 | 2.7 | 15600 | 31227
General Lighting | General - LED fittings & Luminaires | Town BF | 106 | Medium | B | 16 | 2040 | 5 | 3 | 3.2 | 27492 | 29670
Emergency Lighting | Self Contained - Non LED | Town BF | 3 | Urgent | B | 2 | 2026 | 5 | 1 | 2.2 | 6684 | 12678
Heat Emitters | Electric Heaters | Town BI | 1 | Medium | B | 3 | 2027 | 5 | 3 | 3.2 | 27493 | 13594
Heat Emitters | Radiators - Steel | Town BI | 4 | Medium | B | 1 | 2025 | 5 | 3 | 3.2 | 27494 | 9413
External Lighting | General - LED | Town BI | 10 | Medium | B | 10 | 2034 | 5 | 3 | 3.2 | 27495 | 22968
Air Conditioning | Multi-Split Condenser - Split Systems/Heat Pumps - Air-cooled with Direct Expansion Evaporator (DX) | Town BJ | 1 | Medium | B | 1 | 2025 | 5 | 3 | 3.2 | 27496 | 9414
Emergency Lighting | Self Contained - LED | Town BJ | 1 | Urgent | B | 11 | 2035 | 5 | 1 | 2.2 | 6685 | 23779
LV Distribution | Sub Distribution Board | Town BJ | 1 | High | B | 6 | 2030 | 5 | 2 | 2.7 | 15601 | 17696
LV Distribution | Sub Distribution Board | Town BJ | 1 | High | B | 6 | 2030 | 5 | 2 | 2.7 | 15602 | 17697
LV Distribution | Main Distribution Board | Town BJ | 1 | High | B | 6 | 2030 | 5 | 2 | 2.7 | 15603 | 17698
BMS | BMS Control Panel | Town BI | 1 | High | A | 9 | 2033 | 6 | 2 | 3 | 19585 | 21667
Security Systems | Manual and Automatic Doors - High Security Door | Town BJ | 1 | High | B | 11 | 2035 | 5 | 2 | 2.7 | 15604 | 24569
Access Control | Gate Access - Local Lock / Keypad / Manual (External) | Town BJ | 1 | Medium | B | 1 | 2025 | 5 | 3 | 3.2 | 27497 | 9415
Emergency Lighting | Illuminated Fire Exit Signage | Town BJ | 1 | Urgent | B | 12 | 2036 | 5 | 1 | 2.2 | 6686 | 26053
Heat Exchangers | Heat Reclaim Unit (Lossnay Type) | Town BJ | 1 | Medium | B | 16 | 2040 | 5 | 3 | 3.2 | 27498 | 29671
Emergency Lighting | Self Contained - Non LED | Town BJ | 5 | Urgent | B | 1 | 2025 | 5 | 1 | 2.2 | 6687 | 1545
Local and Special Ventilation | Fan - Extract | Town BI | 1 | Medium | CX | 1 | 2025 | 2 | 3 | 2.3 | 10255 | 2183
Emergency Lighting | Illuminated Fire Exit Signage | Town BJ | 1 | Urgent | B | 6 | 2030 | 5 | 1 | 2.2 | 6688 | 16693
Local and Special Ventilation | Fan - Axial | Town BJ | 1 | Medium | B | 1 | 2025 | 5 | 3 | 3.2 | 27499 | 9416
Heat Emitters | Unit Heaters | Town BJ | 1 | Medium | B | 1 | 2025 | 5 | 3 | 3.2 | 27500 | 9417
Roller Shutters | Internal Electric Roller Shutter | Town BJ | 1 | Medium | B | 11 | 2035 | 5 | 3 | 3.2 | 27501 | 25378
Air Conditioning | Multi-Split Evaporator - Split Systems/Heat Pumps - Air-cooled with Direct Expansion Evaporator (DX) | Town BJ | 1 | Medium | B | 1 | 2025 | 5 | 3 | 3.2 | 27502 | 9418
Roller Shutters | Internal Electric Roller Shutter | Town BJ | 1 | Medium | B | 11 | 2035 | 5 | 3 | 3.2 | 27503 | 25379
Specialist Lighting | Illuminated External Signs | Town BJ | 1 | Medium | B | 6 | 2030 | 5 | 3 | 3.2 | 27504 | 18826
External Doors | Entrance Doors | Town BJ | 1 | High | B | 11 | 2035 | 5 | 2 | 2.7 | 15605 | 24570
Fire Safety Systems | Fire Extinguishers - Foam | Town BJ | 2 | Urgent | B | 1 | 2025 | 5 | 1 | 2.2 | 6689 | 1546
Local and Special Ventilation | Fan - Window / Wall Mounted | Town BJ | 1 | Medium | C | 1 | 2025 | 4 | 3 | 2.9 | 18799 | 5673
Local and Special Ventilation | Fan - Window / Wall Mounted | Town BJ | 1 | Medium | B | 1 | 2025 | 5 | 3 | 3.2 | 27505 | 9419
Roller Shutters | External Electric Roller Shutter | Town BJ | 1 | High | B | 11 | 2035 | 5 | 2 | 2.7 | 15606 | 24571
General Lighting | General - LED fittings & Luminaires | Town BJ | 3 | Medium | B | 12 | 2036 | 5 | 3 | 3.2 | 27506 | 26616
Emergency Lighting | Illuminated Fire Exit Signage | Town BJ | 3 | Urgent | B | 6 | 2030 | 5 | 1 | 2.2 | 6690 | 16694
Heat Emitters | Electric Heaters | Town BJ | 1 | Medium | B | 1 | 2025 | 5 | 3 | 3.2 | 27507 | 9420
LV Distribution | Sub Distribution Board | Town BJ | 1 | High | B | 6 | 2030 | 5 | 2 | 2.7 | 15607 | 17699
LV Distribution | Sub Distribution Board | Town BJ | 1 | High | B | 1 | 2025 | 5 | 2 | 2.7 | 15608 | 4314
Roller Shutters | External Manual Roller Shutter | Town BJ | 1 | High | B | 11 | 2035 | 5 | 2 | 2.7 | 15609 | 24572
Roller Shutters | External Manual Roller Shutter | Town BJ | 1 | High | B | 11 | 2035 | 5 | 2 | 2.7 | 15610 | 24573
Emergency Lighting | Self Contained - LED | Town BJ | 1 | Urgent | B | 11 | 2035 | 5 | 1 | 2.2 | 6691 | 23780
Emergency Lighting | Self Contained - LED | Town BJ | 2 | Urgent | B | 11 | 2035 | 5 | 1 | 2.2 | 6692 | 23781
Fire Safety Systems | Fire Extinguishers - CO2 | Town BJ | 4 | Urgent | B | 1 | 2025 | 5 | 1 | 2.2 | 6693 | 1547
Emergency Lighting | Illuminated Fire Exit Signage | Town AS | 2 | Urgent | B | 16 | 2040 | 5 | 1 | 2.2 | 6694 | 28881
Fire Safety Systems | Fire Extinguishers - Powder | Town AS | 1 | Urgent | B | 6 | 2030 | 5 | 1 | 2.2 | 6695 | 16695
LV Distribution | Main Distribution Board | Town AS | 1 | High | B | 1 | 2025 | 5 | 2 | 2.7 | 15611 | 4315
Security Systems | Manual and Automatic Doors - High Security Door | Town AS | 1 | High | B | 8 | 2032 | 5 | 2 | 2.7 | 15612 | 20746
Local and Special Ventilation | Fan - Extract | Town AS | 1 | Medium | B | 1 | 2025 | 5 | 3 | 3.2 | 27508 | 9421
Local and Special Ventilation | Fan - Extract | Town AS | 1 | Medium | B | 1 | 2025 | 5 | 3 | 3.2 | 27509 | 9422
Multi-System Controls | Control Panel - Electrical Services (excluding Electrical Controllers and Pneumatic Relays) | Town AS | 1 | Medium | B | 6 | 2030 | 5 | 3 | 3.2 | 27510 | 18827
Central Heating & Cooling | Fan - Mixed Flow | Town AS | 1 | Medium | B | 1 | 2025 | 5 | 3 | 3.2 | 27511 | 9423
Central Heating & Cooling | Fan - Mixed Flow | Town AS | 1 | Medium | B | 1 | 2025 | 5 | 3 | 3.2 | 27512 | 9424
External Doors | Manual and Automatic Doors - Auto / Powered Sliding Doors | Town AS | 1 | High | B | 15 | 2039 | 5 | 2 | 2.7 | 15613 | 28229
Fire Safety Systems | Fire Extinguishers - CO2 | Town BK | 5 | Urgent | B | 6 | 2030 | 5 | 1 | 2.2 | 6696 | 16696
Roller Shutters | External Manual Roller Shutter | Town BM | 1 | High | B | 1 | 2025 | 5 | 2 | 2.7 | 15614 | 4316
Emergency Lighting | Illuminated Fire Exit Signage | Town BK | 2 | Urgent | B | 16 | 2040 | 5 | 1 | 2.2 | 6697 | 28882
Fire Safety Systems | Fire Extinguishers - Powder | Town BL | 1 | Urgent | B | 9 | 2033 | 5 | 1 | 2.2 | 6698 | 21394
Fire Safety Systems | Fire Extinguishers - CO2 | Town BL | 4 | Urgent | B | 6 | 2030 | 5 | 1 | 2.2 | 6699 | 16697
External Doors | Manual and Automatic Doors - Auto / Powered Sliding Doors | Town BK | 1 | High | B | 11 | 2035 | 5 | 2 | 2.7 | 15615 | 24574
Fire Safety Systems | Manual and Automatic Doors - Emergency and Panic Escape Doors | Town BL | 1 | Urgent | B | 6 | 2030 | 5 | 1 | 2.2 | 6700 | 16698
Local and Special Ventilation | Unit extract fans | Town BM | 1 | Medium | CX | 1 | 2025 | 2 | 3 | 2.3 | 10256 | 2184
Fire Safety Systems | Manual and Automatic Doors - Emergency and Panic Escape Doors | Town BL | 1 | Urgent | B | 6 | 2030 | 5 | 1 | 2.2 | 6701 | 16699
Heat Emitters | Electric Heaters | Town BM | 3 | Medium | B | 1 | 2025 | 5 | 3 | 3.2 | 27513 | 9425
Burner | Forced draft gas burner | Town BK | 1 | Medium | C | 1 | 2025 | 4 | 3 | 2.9 | 18800 | 5674
General Lighting | General - LED fittings & Luminaires | Town BM | 10 | Medium | B | 15 | 2039 | 5 | 3 | 3.2 | 27514 | 28472
LV Distribution | Sub Distribution Board | Town BL | 1 | High | B | 1 | 2025 | 5 | 2 | 2.7 | 15616 | 4317
Central Cooling | Fan - Axial | Town BN | 1 | Medium | B | 1 | 2025 | 5 | 3 | 3.2 | 27515 | 9426
Central Cooling | Fan - Axial | Town BN | 1 | Medium | B | 1 | 2025 | 5 | 3 | 3.2 | 27516 | 9427
Central Cooling | Fan - Axial | Town BN | 1 | Medium | B | 1 | 2025 | 5 | 3 | 3.2 | 27517 | 9428
LV Distribution | Main Distribution Board | Town BM | 1 | High | B | 1 | 2025 | 5 | 2 | 2.7 | 15617 | 4318
General Lighting | General - LED fittings & Luminaires | Town BN | 26 | Medium | B | 16 | 2040 | 5 | 3 | 3.2 | 27518 | 29672
Local Hot Water | Instantaneous Electric Water Heater - Non-Drinking Water | Town BL | 1 | Medium | B | 5 | 2029 | 5 | 3 | 3.2 | 27519 | 15270
Local and Special Ventilation | Fan - Centrifugal | Town BN | 1 | Medium | B | 1 | 2025 | 5 | 3 | 3.2 | 27520 | 9429
Roller Shutters | Internal Manual Roller Shutter | Town BM | 1 | Medium | C | 1 | 2025 | 4 | 3 | 2.9 | 18801 | 5675
BMS | BMS Control Panel | Town BN | 1 | High | B | 6 | 2030 | 5 | 2 | 2.7 | 15618 | 17700
External Lighting | General - LED | Town BO | 4 | Medium | B | 11 | 2035 | 5 | 3 | 3.2 | 27521 | 25380
External Lighting | General - Non LED | Town BO | 2 | Medium | CX | 1 | 2025 | 2 | 3 | 2.3 | 10257 | 2185
Emergency Lighting | Self Contained - LED | Town BO | 1 | Urgent | B | 21 | 2045 | 5 | 1 | 2.2 | 6702 | 32215
LV Distribution | Sub Distribution Board | Town BO | 1 | High | D | 12 | 2036 | 3 | 2 | 2.1 | 1236 | 25932
Fire Safety Systems | Fire Alarm Panel / Repeater | Town BO | 1 | Urgent | B | 11 | 2035 | 5 | 1 | 2.2 | 6703 | 23782
Fire Safety Systems | Fire Alarm Panel / Repeater | Town BL | 1 | Urgent | B | 5 | 2029 | 5 | 1 | 2.2 | 6704 | 14437
Emergency Lighting | Self Contained - LED | Town BN | 1 | Urgent | B | 5 | 2029 | 5 | 1 | 2.2 | 6705 | 14438
LV Distribution | Main Distribution Board | Town BK | 1 | High | C | 1 | 2025 | 4 | 2 | 2.4 | 10637 | 2454
Local and Special Ventilation | Fan - Kitchen Extract | Town BP | 1 | Low | C | 1 | 2025 | 4 | 4 | 3.4 | 32418 | 11700
Heat Emitters | Electric Heaters | Town BP | 1 | Medium | C | 1 | 2025 | 4 | 3 | 2.9 | 18802 | 5676
Local and Special Ventilation | Fan - Extract | Town BK | 1 | Medium | B | 1 | 2025 | 5 | 3 | 3.2 | 27522 | 9430
Fire Safety Systems | Fire Extinguishers - CO2 | Town BO | 4 | Urgent | B | 9 | 2033 | 5 | 1 | 2.2 | 6706 | 21395
Roller Shutters | External Electric Roller Shutter | Town BO | 1 | High | A | 25 | 2049 | 6 | 2 | 3 | 19586 | 33449
Local and Special Ventilation | Fan - Centrifugal | Town BN | 1 | Medium | B | 1 | 2025 | 5 | 3 | 3.2 | 27523 | 9431
General Lighting | General - LED fittings & Luminaires | Town BN | 14 | Medium | B | 16 | 2040 | 5 | 3 | 3.2 | 27524 | 29673
Roller Shutters | External Manual Roller Shutter | Town BO | 1 | High | CX | 1 | 2025 | 2 | 2 | 1.8 | 529 | 425
Fire Safety Systems | Manual and Automatic Doors - Emergency and Panic Escape Doors | Town BP | 1 | Urgent | B | 20 | 2044 | 5 | 1 | 2.2 | 6707 | 31515
LV Distribution | Sub Distribution Board | Town BM | 1 | High | B | 12 | 2036 | 5 | 2 | 2.7 | 15619 | 26211
LV Distribution | Sub Distribution Board | Town BM | 1 | High | B | 12 | 2036 | 5 | 2 | 2.7 | 15620 | 26212
LV Distribution | Sub Distribution Board | Town BM | 1 | High | B | 1 | 2025 | 5 | 2 | 2.7 | 15621 | 4319
Roller Shutters | External Manual Roller Shutter | Town BP | 1 | High | B | 1 | 2025 | 5 | 2 | 2.7 | 15622 | 4320
Fire Safety Systems | Fire Extinguishers - Foam | Town BP | 5 | Urgent | B | 6 | 2030 | 5 | 1 | 2.2 | 6708 | 16700
Boiler | Atmospheric Gas Burner/Condensing Combination Boiler (domestic type) | Town BM | 1 | High | B | 6 | 2030 | 5 | 2 | 2.7 | 15623 | 17701
Emergency Lighting | Illuminated Fire Exit Signage | Town BM | 1 | Urgent | B | 2 | 2026 | 5 | 1 | 2.2 | 6709 | 12679
External Lighting | General - Non LED | Town BQ | 3 | Medium | C | 1 | 2025 | 4 | 3 | 2.9 | 18803 | 5677
Emergency Lighting | Self Contained - LED | Town BM | 1 | Urgent | B | 17 | 2041 | 5 | 1 | 2.2 | 6710 | 30146
Heat Emitters | Unit Heaters | Town BM | 1 | Medium | B | 1 | 2025 | 5 | 3 | 3.2 | 27525 | 9432
AHU - Internal | Central Heating & Cooling - Electric & DX | Town BR | 1 | Medium | B | 17 | 2041 | 5 | 3 | 3.2 | 27526 | 30517
LV Distribution | Sub Distribution Board | Town BR | 1 | High | B | 17 | 2041 | 5 | 2 | 2.7 | 15624 | 30350
Local Hot Water | Instantaneous Electric Water Heater - Non-Drinking Water | Town BQ | 1 | Medium | CX | 1 | 2025 | 2 | 3 | 2.3 | 10258 | 2186
General Lighting | General - LED fittings & Luminaires | Town BR | 1 | Medium | D | 1 | 2025 | 3 | 3 | 2.6 | 11178 | 2669
Burner | Gas/Oil Burner-Dual fuel | Town BS | 1 | Medium | B | 14 | 2038 | 5 | 3 | 3.2 | 27527 | 27607
Fire Safety Systems | Manual and Automatic Doors - Emergency and Panic Escape Doors | Town BM | 1 | Urgent | B | 21 | 2045 | 5 | 1 | 2.2 | 6711 | 32216
General Lighting | General - LED fittings & Luminaires | Town BM | 59 | Medium | B | 1 | 2025 | 5 | 3 | 3.2 | 27528 | 9433
Roller Shutters | External Window Shutters - Electric | Town BM | 1 | Medium | B | 1 | 2025 | 5 | 3 | 3.2 | 27529 | 9434
Fire Safety Systems | Fire Extinguishers - Foam | Town BR | 8 | Urgent | B | 6 | 2030 | 5 | 1 | 2.2 | 6712 | 16701
Emergency Lighting | Illuminated Fire Exit Signage | Town BQ | 2 | Urgent | B | 16 | 2040 | 5 | 1 | 2.2 | 6713 | 28883
Emergency Lighting | Self Contained - LED | Town BQ | 6 | Urgent | B | 21 | 2045 | 5 | 1 | 2.2 | 6714 | 32217
Heat Emitters | Electric Overdoor Air Curtain/Heater | Town BH | 1 | Medium | B | 1 | 2025 | 5 | 3 | 3.2 | 27530 | 9435
Fire Safety Systems | Fire Extinguishers - Foam | Town BQ | 2 | Urgent | B | 5 | 2029 | 5 | 1 | 2.2 | 6715 | 14439
Local Hot Water | Package Electric Water Heaters - Non-Drinking Water | Town BH | 1 | Medium | B | 1 | 2025 | 5 | 3 | 3.2 | 27531 | 9436
Local Hot Water | Instantaneous Electric Water Heater - Non-Drinking Water | Town BH | 1 | Medium | B | 1 | 2025 | 5 | 3 | 3.2 | 27532 | 9437
Local Hot Water | Instantaneous Electric Water Heater - Non-Drinking Water | Town BH | 1 | Medium | B | 1 | 2025 | 5 | 3 | 3.2 | 27533 | 9438
Roller Shutters | External Manual Roller Shutter | Town BH | 1 | High | B | 1 | 2025 | 5 | 2 | 2.7 | 15625 | 4321
Roller Shutters | External Manual Roller Shutter | Town BH | 1 | High | B | 1 | 2025 | 5 | 2 | 2.7 | 15626 | 4322
Roller Shutters | External Electric Roller Shutter | Town BH | 1 | High | B | 11 | 2035 | 5 | 2 | 2.7 | 15627 | 24575
Fire Safety Systems | Fire Extinguishers - Foam | Town BH | 4 | Urgent | B | 6 | 2030 | 5 | 1 | 2.2 | 6716 | 16702
Air Conditioning | Single-Split Condenser - Split Systems/Heat Pumps - Air-cooled with Direct Expansion Evaporator (DX) | Town BM | 1 | Medium | B | 1 | 2025 | 5 | 3 | 3.2 | 27534 | 9439
Boiler | Atmospheric Gas Burner Boiler - Small and/or Wall Hung for Light Commercial Installation | Town BH | 1 | Medium | B | 1 | 2025 | 5 | 3 | 3.2 | 27535 | 9440
LV Distribution | Sub Distribution Board | Town BQ | 1 | High | B | 6 | 2030 | 5 | 2 | 2.7 | 15628 | 17702
LV Distribution | Sub Distribution Board | Town BR | 1 | High | B | 17 | 2041 | 5 | 2 | 2.7 | 15629 | 30351
General Lighting | General - LED fittings & Luminaires | Town BR | 6 | Medium | B | 1 | 2025 | 5 | 3 | 3.2 | 27536 | 9441
External Doors | Entrance Doors | Town BM | 1 | High | B | 21 | 2045 | 5 | 2 | 2.7 | 15630 | 32679
Central Cooling | Fan - Axial | Town BS | 1 | Medium | B | 1 | 2025 | 5 | 3 | 3.2 | 27537 | 9442
Central Cooling | Fan - Axial | Town BS | 1 | Medium | B | 1 | 2025 | 5 | 3 | 3.2 | 27538 | 9443
Roller Shutters | Internal Electric Roller Shutter | Town BT | 1 | Medium | B | 5 | 2029 | 5 | 3 | 3.2 | 27539 | 15271
Fire Safety Systems | Manual and Automatic Doors - Emergency and Panic Escape Doors | Town BR | 1 | Urgent | B | 6 | 2030 | 5 | 1 | 2.2 | 6717 | 16703
Boiler | Combination Atmospheric Burner Gas Boiler | Town BR | 1 | High | B | 1 | 2025 | 5 | 2 | 2.7 | 15631 | 4323
Local and Special Ventilation | Unit extract fans | Town BM | 1 | Medium | B | 1 | 2025 | 5 | 3 | 3.2 | 27540 | 9444
General Lighting | General - LED fittings & Luminaires | Town BM | 7 | Medium | B | 12 | 2036 | 5 | 3 | 3.2 | 27541 | 26617
Roller Shutters | External Manual Roller Shutter | Town BT | 1 | High | B | 15 | 2039 | 5 | 2 | 2.7 | 15632 | 28230
Fire Safety Systems | Fire Extinguishers - CO2 | Town BM | 3 | Urgent | B | 2 | 2026 | 5 | 1 | 2.2 | 6718 | 12680
Emergency Lighting | Self Contained - LED | Town BT | 1 | Urgent | B | 23 | 2047 | 5 | 1 | 2.2 | 6719 | 33124
Heat Emitters | Electric Heaters | Town BT | 7 | Medium | B | 1 | 2025 | 5 | 3 | 3.2 | 27542 | 9445
Security Systems | Manual and Automatic Doors - High Security Door | Town BR | 1 | High | B | 6 | 2030 | 5 | 2 | 2.7 | 15633 | 17703
Fire Safety Systems | Fire Alarm Panel / Repeater | Town BR | 1 | Urgent | B | 10 | 2034 | 5 | 1 | 2.2 | 6720 | 22098
General Lighting | General - LED fittings & Luminaires | Town BT | 25 | Medium | B | 11 | 2035 | 5 | 3 | 3.2 | 27543 | 25381
Fire Safety Systems | Fire Alarm System | Town BV | 1 | Urgent | B | 1 | 2025 | 5 | 1 | 2.2 | 6721 | 1548
Roller Shutters | External Manual Roller Shutter | Town BU | 1 | High | B | 1 | 2025 | 5 | 2 | 2.7 | 15634 | 4324
General Lighting | General - LED fittings & Luminaires | Town BV | 11 | Medium | B | 12 | 2036 | 5 | 3 | 3.2 | 27544 | 26618
Heat Emitters | Electric Heaters | Town BU | 1 | Medium | B | 1 | 2025 | 5 | 3 | 3.2 | 27545 | 9446
Heat Emitters | Gas Fired Natural and Fan Assisted Heaters | Town BV | 1 | Medium | C | 1 | 2025 | 4 | 3 | 2.9 | 18804 | 5678
Fire Safety Systems | Manual and Automatic Doors - Emergency and Panic Escape Doors | Town BV | 1 | Urgent | B | 11 | 2035 | 5 | 1 | 2.2 | 6722 | 23783
Roller Shutters | External Manual Roller Shutter | Town BV | 1 | High | B | 1 | 2025 | 5 | 2 | 2.7 | 15635 | 4325
General Lighting | General - LED fittings & Luminaires | Town BV | 7 | Medium | B | 6 | 2030 | 5 | 3 | 3.2 | 27546 | 18828
Fire Safety Systems | Fire Extinguishers - CO2 | Town BV | 1 | Urgent | B | 1 | 2025 | 5 | 1 | 2.2 | 6723 | 1549
Fire Safety Systems | Fire Extinguishers - Powder | Town BU | 2 | Urgent | B | 7 | 2031 | 5 | 1 | 2.2 | 6724 | 19412
Central Ventilation Systems | Fan - General Ventilation | Town BW | 1 | Low | B | 1 | 2025 | 5 | 4 | 3.7 | 33273 | 12157
Central Ventilation Systems | Fan - General Ventilation | Town BW | 1 | Low | B | 1 | 2025 | 5 | 4 | 3.7 | 33274 | 12158
External Doors | Entrance Doors | Town BX | 1 | High | B | 29 | 2053 | 5 | 2 | 2.7 | 15636 | 33657
Central Ventilation Systems | Fan - General Ventilation | Town BW | 1 | Low | B | 1 | 2025 | 5 | 4 | 3.7 | 33275 | 12159
Heat Emitters | Gas Fired Natural and Fan Assisted Heaters | Town BW | 1 | Medium | B | 7 | 2031 | 5 | 3 | 3.2 | 27547 | 20037
Heat Emitters | Gas Fired Natural and Fan Assisted Heaters | Town BW | 1 | Medium | B | 7 | 2031 | 5 | 3 | 3.2 | 27548 | 20038
Solar Power Generation | Photovoltaics - Building Connected | Town BX | 1 | Medium | B | 19 | 2043 | 5 | 3 | 3.2 | 27549 | 31368
External Doors | Manual and Automatic Doors - Auto / Powered Sliding Doors | Town BW | 1 | High | B | 20 | 2044 | 5 | 2 | 2.7 | 15637 | 31636
General Lighting | General - LED fittings & Luminaires | Town BW | 10 | Medium | B | 17 | 2041 | 5 | 3 | 3.2 | 27550 | 30518
Heat Emitters | Gas Fired Unit Heaters | Town BX | 1 | Medium | B | 9 | 2033 | 5 | 3 | 3.2 | 27551 | 21819
Air Conditioning | Single-Split Condenser - Split Systems/Heat Pumps - Air-cooled with Direct Expansion Evaporator (DX) | Town BN | 1 | Medium | DX | 1 | 2025 | 1 | 3 | 2 | 926 | 630
Local Hot Water | Package Electric Water Heaters - Non-Drinking Water | Town BS | 1 | Medium | B | 1 | 2025 | 5 | 3 | 3.2 | 27552 | 9447
Multi-System Controls | Control Panel - Electrical Services (excluding Electrical Controllers and Pneumatic Relays) | Town BS | 1 | Medium | B | 1 | 2025 | 5 | 3 | 3.2 | 27553 | 9448
Barriers & Guardrails | Fixed Edge Protection | Town BS | 1 | High | B | 1 | 2025 | 5 | 2 | 2.7 | 15638 | 4326
Heat Emitters | Electric Heaters | Town BS | 4 | Medium | B | 1 | 2025 | 5 | 3 | 3.2 | 27554 | 9449
Local and Special Ventilation | Fan - Window / Wall Mounted | Town BS | 1 | Medium | B | 1 | 2025 | 5 | 3 | 3.2 | 27555 | 9450
Local and Special Ventilation | Fan - Centrifugal | Town BS | 1 | Medium | B | 1 | 2025 | 5 | 3 | 3.2 | 27556 | 9451
Communication Systems | PA System | Town BS | 1 | Medium | B | 1 | 2025 | 5 | 3 | 3.2 | 27557 | 9452
Emergency Lighting | Illuminated Fire Exit Signage | Town BA | 4 | Urgent | B | 16 | 2040 | 5 | 1 | 2.2 | 6725 | 28884
Air Conditioning | Multi-Split Evaporator - DX Split Systems (With Gas, Electric or Hot Water Heaters) | Town BA | 1 | High | B | 1 | 2025 | 5 | 2 | 2.7 | 15639 | 4327
Air Conditioning | Fan - General Ventilation | Town BA | 1 | Medium | B | 1 | 2025 | 5 | 3 | 3.2 | 27558 | 9453
LV Distribution | Main Distribution Board | Town BA | 1 | High | B | 1 | 2025 | 5 | 2 | 2.7 | 15640 | 4328
Local and Special Ventilation | Unit extract fans | Town BA | 1 | Medium | B | 1 | 2025 | 5 | 3 | 3.2 | 27559 | 9454
General Lighting | General - LED fittings & Luminaires | Town BA | 54 | Medium | B | 6 | 2030 | 5 | 3 | 3.2 | 27560 | 18829
Air Conditioning | Fan - General Ventilation | Town BA | 1 | Medium | B | 1 | 2025 | 5 | 3 | 3.2 | 27561 | 9455
Emergency Lighting | Self Contained - LED | Town BA | 8 | Urgent | B | 21 | 2045 | 5 | 1 | 2.2 | 6726 | 32218
External Doors | Entrance Doors | Town AE | 1 | High | B | 12 | 2036 | 5 | 2 | 2.7 | 15641 | 26213
Emergency Lighting | Illuminated Fire Exit Signage | Town AE | 3 | Urgent | B | 17 | 2041 | 5 | 1 | 2.2 | 6727 | 30147
Emergency Lighting | Illuminated Fire Exit Signage | Town V | 3 | Urgent | B | 17 | 2041 | 5 | 1 | 2.2 | 6728 | 30148
External Doors | Entrance Doors | Town AF | 1 | High | B | 12 | 2036 | 5 | 2 | 2.7 | 15642 | 26214
Emergency Lighting | Illuminated Fire Exit Signage | Town W | 4 | Urgent | B | 17 | 2041 | 5 | 1 | 2.2 | 6729 | 30149
External Doors | Entrance Doors | Town AF | 1 | High | B | 6 | 2030 | 5 | 2 | 2.7 | 15643 | 17704
Local and Special Ventilation | Unit extract fans | Town ED | 1 | Medium | B | 1 | 2025 | 5 | 3 | 3.2 | 27562 | 9456
General Lighting | General - LED fittings & Luminaires | Town BY | 22 | Medium | B | 16 | 2040 | 5 | 3 | 3.2 | 27563 | 29674
Heat Emitters | Electric Heaters | Town BY | 1 | Medium | B | 1 | 2025 | 5 | 3 | 3.2 | 27564 | 9457
Local and Special Ventilation | Unit extract fans | Town BY | 1 | Medium | B | 1 | 2025 | 5 | 3 | 3.2 | 27565 | 9458
Local Hot Water | Instantaneous Electric Water Heater - Non-Drinking Water | Town BY | 1 | Medium | B | 1 | 2025 | 5 | 3 | 3.2 | 27566 | 9459
Emergency Lighting | Self Contained - LED | Town BY | 10 | Urgent | B | 11 | 2035 | 5 | 1 | 2.2 | 6730 | 23784
Lifts | Document Lift - Traction | Town BY | 1 | Medium | B | 1 | 2025 | 5 | 3 | 3.2 | 27567 | 9460
General Lighting | General - LED fittings & Luminaires | Town BY | 10 | Medium | B | 16 | 2040 | 5 | 3 | 3.2 | 27568 | 29675
Lifts | Disabled Lift - Electric | Town EG | 1 | High | C | 1 | 2025 | 4 | 2 | 2.4 | 10638 | 2455
LV Distribution | Sub Distribution Board | Town BU | 1 | High | B | 4 | 2028 | 5 | 2 | 2.7 | 15644 | 13977
Local and Special Ventilation | Fan - Axial | Town BU | 1 | Medium | B | 3 | 2027 | 5 | 3 | 3.2 | 27569 | 13595
Roller Shutters | External Manual Roller Shutter | Town DW | 1 | High | B | 1 | 2025 | 5 | 2 | 2.7 | 15645 | 4329
Local and Special Ventilation | Fan - Window / Wall Mounted | Town EA | 1 | Medium | B | 10 | 2034 | 5 | 3 | 3.2 | 27570 | 22969
Emergency Lighting | Illuminated Fire Exit Signage | Town EG | 3 | Urgent | B | 13 | 2037 | 5 | 1 | 2.2 | 6731 | 26871
Fire Safety Systems | Fire Extinguishers - CO2 | Town DP | 2 | Urgent | B | 8 | 2032 | 5 | 1 | 2.2 | 6732 | 20490
Heat Emitters | Electric Overdoor Air Curtain/Heater | Town DW | 1 | Medium | B | 1 | 2025 | 5 | 3 | 3.2 | 27571 | 9461
General Lighting | General - LED fittings & Luminaires | Town DV | 120 | Medium | B | 16 | 2040 | 5 | 3 | 3.2 | 27572 | 29676
Emergency Lighting | Self Contained - LED | Town DW | 6 | Urgent | B | 21 | 2045 | 5 | 1 | 2.2 | 6733 | 32219
Fire Safety Systems | Fire Extinguishers - CO2 | Town DN | 3 | Urgent | B | 6 | 2030 | 5 | 1 | 2.2 | 6734 | 16704
AHU - Internal | Central Heating & Cooling - Electric & DX | Town DM | 1 | Medium | B | 4 | 2028 | 5 | 3 | 3.2 | 27573 | 14161
Local and Special Ventilation | Fan - Window / Wall Mounted | Town DM | 1 | Medium | B | 1 | 2025 | 5 | 3 | 3.2 | 27574 | 9462
Local Hot Water | Instantaneous Electric Water Heater - Non-Drinking Water | Town DN | 1 | Medium | B | 10 | 2034 | 5 | 3 | 3.2 | 27575 | 22970
Central Cooling | Fan - Axial | Town EG | 1 | Medium | B | 1 | 2025 | 5 | 3 | 3.2 | 27576 | 9463
Local and Special Ventilation | Fan - Window / Wall Mounted | Town EF | 1 | Medium | B | 11 | 2035 | 5 | 3 | 3.2 | 27577 | 25382
Fire Safety Systems | Fire Alarm System | Town DQ | 1 | Urgent | B | 11 | 2035 | 5 | 1 | 2.2 | 6735 | 23785
General Lighting | General - LED fittings & Luminaires | Town DT | 47 | Medium | B | 14 | 2038 | 5 | 3 | 3.2 | 27578 | 27608
Emergency Lighting | Self Contained - LED | Town DZ | 1 | Urgent | B | 15 | 2039 | 5 | 1 | 2.2 | 6736 | 27941
Fire Safety Systems | Fire Extinguishers - CO2 | Town DN | 4 | Urgent | B | 6 | 2030 | 5 | 1 | 2.2 | 6737 | 16705
Hot Water Distribution | Hot water cylinders Domestic Type | Town DN | 1 | Low | C | 5 | 2029 | 4 | 4 | 3.4 | 32419 | 15578
Local and Special Ventilation | Fan - Window / Wall Mounted | Town EB | 1 | Medium | B | 5 | 2029 | 5 | 3 | 3.2 | 27579 | 15272
Heat Emitters | Electric Heaters | Town EI | 1 | Medium | C | 1 | 2025 | 4 | 3 | 2.9 | 18805 | 5679
Emergency Lighting | Illuminated Fire Exit Signage | Town EB | 5 | Urgent | B | 16 | 2040 | 5 | 1 | 2.2 | 6738 | 28885
Emergency Lighting | Self Contained - Non LED | Town DT | 2 | Urgent | B | 2 | 2026 | 5 | 1 | 2.2 | 6739 | 12681
LV Distribution | Sub Distribution Board | Town DQ | 1 | High | B | 14 | 2038 | 5 | 2 | 2.7 | 15646 | 27474
LV Distribution | Sub Distribution Board | Town EI | 1 | High | B | 1 | 2025 | 5 | 2 | 2.7 | 15647 | 4330
External Doors | Manual and Automatic Doors - Auto / Powered Sliding Doors | Town EB | 1 | High | B | 9 | 2033 | 5 | 2 | 2.7 | 15648 | 21620
Local and Special Ventilation | Fan - Centrifugal | Town DT | 1 | Medium | B | 1 | 2025 | 5 | 3 | 3.2 | 27580 | 9464
Local and Special Ventilation | Fan - Extract | Town EH | 1 | Medium | B | 11 | 2035 | 5 | 3 | 3.2 | 27581 | 25383
Local and Special Ventilation | Fan - Kitchen Extract | Town DN | 1 | Low | B | 5 | 2029 | 5 | 4 | 3.7 | 33276 | 15652
Local Hot Water | Instantaneous Electric Water Heater - Non-Drinking Water | Town EI | 1 | Medium | B | 5 | 2029 | 5 | 3 | 3.2 | 27582 | 15273
Central Cooling | Fan - Axial | Town DU | 1 | Medium | B | 1 | 2025 | 5 | 3 | 3.2 | 27583 | 9465
Access Control | Gate Access - Local Lock / Keypad / Manual (External) | Town DT | 1 | Medium | B | 1 | 2025 | 5 | 3 | 3.2 | 27584 | 9466
Fire Safety Systems | Fire Extinguishers - CO2 | Town EF | 5 | Urgent | B | 8 | 2032 | 5 | 1 | 2.2 | 6740 | 20491
Air Conditioning | Single-Split Condenser - Split Systems/Heat Pumps - Air-cooled with Direct Expansion Evaporator (DX) | Town DM | 1 | Medium | B | 4 | 2028 | 5 | 3 | 3.2 | 27585 | 14162
External Lighting | General - LED | Town DY | 2 | Medium | B | 11 | 2035 | 5 | 3 | 3.2 | 27586 | 25384
Heat Emitters | Electric Heaters | Town DM | 3 | Medium | B | 1 | 2025 | 5 | 3 | 3.2 | 27587 | 9467
External Lighting | General - LED | Town EE | 5 | Medium | B | 5 | 2029 | 5 | 3 | 3.2 | 27588 | 15274
Fire Safety Systems | Fire Extinguishers - Foam | Town DN | 8 | Urgent | B | 6 | 2030 | 5 | 1 | 2.2 | 6741 | 16706
Local and Special Ventilation | Fan - Window / Wall Mounted | Town EB | 1 | Medium | B | 1 | 2025 | 5 | 3 | 3.2 | 27589 | 9468
Roller Shutters | External Manual Roller Shutter | Town DX | 1 | High | B | 1 | 2025 | 5 | 2 | 2.7 | 15649 | 4331
External Doors | Entrance Doors | Town EH | 1 | High | B | 11 | 2035 | 5 | 2 | 2.7 | 15650 | 24576
Roller Shutters | Internal Automatic Roller Shutter | Town DM | 1 | High | B | 9 | 2033 | 5 | 2 | 2.7 | 15651 | 21621
General Lighting | General - LED fittings & Luminaires | Town DY | 2 | Medium | B | 2 | 2026 | 5 | 3 | 3.2 | 27590 | 13138
External Lighting | General - LED | Town EB | 1 | Medium | B | 12 | 2036 | 5 | 3 | 3.2 | 27591 | 26619
External Doors | Entrance Doors | Town EF | 1 | High | C | 11 | 2035 | 4 | 2 | 2.4 | 10639 | 24055
External Doors | Manual and Automatic Doors - Auto / Powered Swing Doors | Town DT | 1 | High | B | 1 | 2025 | 5 | 2 | 2.7 | 15652 | 4332
Fire Safety Systems | Fire Extinguishers - Foam | Town DN | 3 | Urgent | B | 6 | 2030 | 5 | 1 | 2.2 | 6742 | 16707
Fire Safety Systems | Fire Extinguishers - Foam | Town DO | 5 | Urgent | B | 9 | 2033 | 5 | 1 | 2.2 | 6743 | 21396
Fire Safety Systems | Fire Extinguishers - Foam | Town DT | 5 | Urgent | B | 5 | 2029 | 5 | 1 | 2.2 | 6744 | 14440
Fire Safety Systems | Manual and Automatic Doors - Emergency and Panic Escape Doors | Town EA | 1 | Urgent | B | 25 | 2049 | 5 | 1 | 2.2 | 6745 | 33317
LV Distribution | Sub Distribution Board | Town BU | 1 | High | B | 1 | 2025 | 5 | 2 | 2.7 | 15653 | 4333
Local and Special Ventilation | Fan - Window / Wall Mounted | Town DM | 1 | Medium | B | 1 | 2025 | 5 | 3 | 3.2 | 27592 | 9469
Emergency Lighting | Self Contained - Non LED | Town EG | 12 | Urgent | B | 8 | 2032 | 5 | 1 | 2.2 | 6746 | 20492
External Lighting | General - Non LED | Town EH | 1 | Medium | B | 1 | 2025 | 5 | 3 | 3.2 | 27593 | 9470
Local Hot Water | Package Electric Water Heaters - Non-Drinking Water | Town EC | 1 | Medium | B | 1 | 2025 | 5 | 3 | 3.2 | 27594 | 9471
Local and Special Ventilation | Fan - Extract | Town DV | 1 | Medium | B | 1 | 2025 | 5 | 3 | 3.2 | 27595 | 9472
Fire Safety Systems | Smoke Extract Fan | Town EG | 1 | Urgent | B | 1 | 2025 | 5 | 1 | 2.2 | 6747 | 1550
Heat Emitters | Electric Heaters | Town DN | 4 | Medium | B | 4 | 2028 | 5 | 3 | 3.2 | 27596 | 14163
Fire Safety Systems | Fire Extinguishers - Foam | Town EH | 2 | Urgent | B | 6 | 2030 | 5 | 1 | 2.2 | 6748 | 16708
Emergency Lighting | Self Contained - LED | Town BU | 4 | Urgent | B | 21 | 2045 | 5 | 1 | 2.2 | 6749 | 32220
Fire Safety Systems | Fire Extinguishers - Foam | Town EF | 4 | Urgent | B | 6 | 2030 | 5 | 1 | 2.2 | 6750 | 16709
Emergency Lighting | Self Contained - LED | Town DV | 7 | Urgent | B | 21 | 2045 | 5 | 1 | 2.2 | 6751 | 32221
Fire Safety Systems | Smoke Extract Fan | Town EG | 1 | Urgent | B | 1 | 2025 | 5 | 1 | 2.2 | 6752 | 1551
Local and Special Ventilation | Fan - Axial | Town EF | 1 | Medium | B | 3 | 2027 | 5 | 3 | 3.2 | 27597 | 13596
Roller Shutters | Internal Electric Roller Shutter | Town DN | 1 | Medium | B | 1 | 2025 | 5 | 3 | 3.2 | 27598 | 9473
Local and Special Ventilation | Fan - Extract | Town DT | 1 | Medium | B | 11 | 2035 | 5 | 3 | 3.2 | 27599 | 25385
Central Cooling | Fan - Axial | Town EG | 1 | Medium | B | 1 | 2025 | 5 | 3 | 3.2 | 27600 | 9474
Access Control | Gate Access - Local Lock / Keypad / Manual (External) | Town DM | 1 | Medium | B | 5 | 2029 | 5 | 3 | 3.2 | 27601 | 15275
Fire Safety Systems | Fire Extinguishers - CO2 | Town EE | 3 | Urgent | B | 8 | 2032 | 5 | 1 | 2.2 | 6753 | 20493
General Lighting | General - LED fittings & Luminaires | Town EC | 27 | Medium | B | 1 | 2025 | 5 | 3 | 3.2 | 27602 | 9475
Heat Emitters | Gas Fired Natural and Fan Assisted Heaters | Town DQ | 1 | Medium | D | 1 | 2025 | 3 | 3 | 2.6 | 11179 | 2670
External Lighting | General - Non LED | Town DT | 7 | Medium | B | 1 | 2025 | 5 | 3 | 3.2 | 27603 | 9476
Central Ventilation Systems | Fan - General Ventilation | Town DN | 1 | Low | B | 5 | 2029 | 5 | 4 | 3.7 | 33277 | 15653
Emergency Lighting | Self Contained - LED | Town DO | 15 | Urgent | B | 20 | 2044 | 5 | 1 | 2.2 | 6754 | 31516
Emergency Lighting | Self Contained - LED | Town DT | 1 | Urgent | B | 21 | 2045 | 5 | 1 | 2.2 | 6755 | 32222
Heat Emitters | Electric Heaters | Town DN | 1 | Medium | B | 7 | 2031 | 5 | 3 | 3.2 | 27604 | 20039
Roller Shutters | External Manual Roller Shutter | Town EE | 1 | High | B | 13 | 2037 | 5 | 2 | 2.7 | 15654 | 26997
Fire Safety Systems | Fire Extinguishers - CO2 | Town DW | 2 | Urgent | B | 6 | 2030 | 5 | 1 | 2.2 | 6756 | 16710
General Lighting | General - LED fittings & Luminaires | Town DY | 37 | Medium | B | 16 | 2040 | 5 | 3 | 3.2 | 27605 | 29677
LV Distribution | Sub Distribution Board | Town EE | 1 | High | D | 4 | 2028 | 3 | 2 | 2.1 | 1237 | 13761
Fire Safety Systems | Manual and Automatic Doors - Emergency and Panic Escape Doors | Town DT | 1 | Urgent | B | 11 | 2035 | 5 | 1 | 2.2 | 6757 | 23786
Fire Safety Systems | Manual and Automatic Doors - Emergency and Panic Escape Doors | Town DS | 1 | Urgent | B | 13 | 2037 | 5 | 1 | 2.2 | 6758 | 26872
Fire Safety Systems | Fire Extinguishers - CO2 | Town DO | 6 | Urgent | B | 8 | 2032 | 5 | 1 | 2.2 | 6759 | 20494
Fire Safety Systems | Fire Extinguishers - CO2 | Town EE | 5 | Urgent | B | 8 | 2032 | 5 | 1 | 2.2 | 6760 | 20495
External Doors | Manual and Automatic Doors - Auto / Powered Sliding Doors | Town DS | 1 | High | B | 13 | 2037 | 5 | 2 | 2.7 | 15655 | 26998
Roller Shutters | External Manual Roller Shutter | Town DN | 1 | High | B | 6 | 2030 | 5 | 2 | 2.7 | 15656 | 17705
Emergency Lighting | Self Contained - LED | Town EA | 1 | Urgent | B | 20 | 2044 | 5 | 1 | 2.2 | 6761 | 31517
General Lighting | General - LED fittings & Luminaires | Town DV | 2 | Medium | B | 1 | 2025 | 5 | 3 | 3.2 | 27606 | 9477
External Lighting | General - LED | Town DU | 1 | Medium | B | 11 | 2035 | 5 | 3 | 3.2 | 27607 | 25386
LV Distribution | Sub Distribution Board | Town DS | 1 | High | B | 1 | 2025 | 5 | 2 | 2.7 | 15657 | 4334
Central Cooling | Fan - Axial | Town DU | 1 | Medium | B | 1 | 2025 | 5 | 3 | 3.2 | 27608 | 9478
Emergency Lighting | Self Contained - LED | Town EG | 4 | Urgent | B | 18 | 2042 | 5 | 1 | 2.2 | 6762 | 30674
Local and Special Ventilation | Fan - Extract | Town DV | 1 | Medium | B | 1 | 2025 | 5 | 3 | 3.2 | 27609 | 9479
Fire Safety Systems | Manual and Automatic Doors - Emergency and Panic Escape Doors | Town EC | 1 | Urgent | B | 12 | 2036 | 5 | 1 | 2.2 | 6763 | 26054
Local and Special Ventilation | Fan - Window / Wall Mounted | Town EA | 1 | Medium | B | 10 | 2034 | 5 | 3 | 3.2 | 27610 | 22971
Barriers & Guardrails | Vehicle Crash Protection Barrier | Town DT | 1 | V Low | B | 1 | 2025 | 5 | 4 | 3.7 | 33278 | 12160
Communication Systems | PA System | Town DM | 1 | Medium | B | 4 | 2028 | 5 | 3 | 3.2 | 27611 | 14164
Emergency Lighting | Self Contained - LED | Town BU | 1 | Urgent | B | 21 | 2045 | 5 | 1 | 2.2 | 6764 | 32223
Heat Emitters | Electric Heaters | Town EG | 2 | Medium | B | 1 | 2025 | 5 | 3 | 3.2 | 27612 | 9480
LV Distribution | Main Distribution Board | Town DP | 1 | High | B | 1 | 2025 | 5 | 2 | 2.7 | 15658 | 4335
External Doors | Entrance Doors | Town EF | 1 | High | B | 27 | 2051 | 5 | 2 | 2.7 | 15659 | 33579
Burner | Gas/Oil Burner-Dual fuel | Town DS | 1 | Medium | B | 1 | 2025 | 5 | 3 | 3.2 | 27613 | 9481
Security Systems | Manual and Automatic Doors - High Security Door | Town EB | 1 | High | B | 9 | 2033 | 5 | 2 | 2.7 | 15660 | 21622
Access Control | Gate Access - Local Lock / Keypad / Manual (External) | Town DM | 1 | Medium | B | 5 | 2029 | 5 | 3 | 3.2 | 27614 | 15276
LV Distribution | Main Distribution Board | Town DT | 1 | High | B | 14 | 2038 | 5 | 2 | 2.7 | 15661 | 27475
Central Cooling | Fan - Axial | Town DM | 1 | Medium | B | 1 | 2025 | 5 | 3 | 3.2 | 27615 | 9482
Local and Special Ventilation | Fan - Extract | Town DR | 1 | Medium | B | 1 | 2025 | 5 | 3 | 3.2 | 27616 | 9483
Fire Safety Systems | Manual and Automatic Doors - Emergency and Panic Escape Doors | Town DS | 1 | Urgent | B | 13 | 2037 | 5 | 1 | 2.2 | 6765 | 26873
Emergency Lighting | Self Contained - LED | Town DZ | 14 | Urgent | B | 20 | 2044 | 5 | 1 | 2.2 | 6766 | 31518
Roller Shutters | Internal Electric Roller Shutter | Town BU | 1 | Medium | B | 8 | 2032 | 5 | 3 | 3.2 | 27617 | 21038
Central Cooling | Fan - Axial | Town DU | 1 | Medium | B | 1 | 2025 | 5 | 3 | 3.2 | 27618 | 9484
Local and Special Ventilation | Fan - Extract | Town DT | 1 | Medium | CX | 1 | 2025 | 2 | 3 | 2.3 | 10259 | 2187
Fire Safety Systems | Fire Extinguishers - CO2 | Town DT | 4 | Urgent | B | 8 | 2032 | 5 | 1 | 2.2 | 6767 | 20496
Local and Special Ventilation | Fan - Window / Wall Mounted | Town EB | 1 | Medium | B | 5 | 2029 | 5 | 3 | 3.2 | 27619 | 15277
External Doors | Entrance Doors | Town DX | 1 | High | B | 1 | 2025 | 5 | 2 | 2.7 | 15662 | 4336
External Doors | Manual and Automatic Doors - Auto / Powered Sliding Doors | Town DS | 1 | High | B | 13 | 2037 | 5 | 2 | 2.7 | 15663 | 26999
Heat Emitters | Electric Heaters | Town DZ | 1 | Medium | B | 1 | 2025 | 5 | 3 | 3.2 | 27620 | 9485
Heat Emitters | Gas Fired Unit Heaters | Town DQ | 1 | Medium | B | 1 | 2025 | 5 | 3 | 3.2 | 27621 | 9486
Central Heating | Condensate Pumps | Town DV | 1 | Medium | B | 1 | 2025 | 5 | 3 | 3.2 | 27622 | 9487
Local and Special Ventilation | Fan - Axial | Town BU | 1 | Medium | B | 3 | 2027 | 5 | 3 | 3.2 | 27623 | 13597
Heat Emitters | Gas Fired Natural and Fan Assisted Heaters | Town EA | 1 | Medium | B | 13 | 2037 | 5 | 3 | 3.2 | 27624 | 27186
Local and Special Ventilation | Fan - Kitchen Extract | Town DN | 1 | Low | B | 5 | 2029 | 5 | 4 | 3.7 | 33279 | 15654
Heat Emitters | Electric Overdoor Air Curtain/Heater | Town DW | 1 | Medium | B | 1 | 2025 | 5 | 3 | 3.2 | 27625 | 9488
LV Distribution | Sub Distribution Board | Town DS | 1 | High | B | 4 | 2028 | 5 | 2 | 2.7 | 15664 | 13978
Emergency Lighting | Self Contained - Non LED | Town ED | 3 | Urgent | B | 11 | 2035 | 5 | 1 | 2.2 | 6768 | 23787
Emergency Lighting | Illuminated Fire Exit Signage | Town DW | 2 | Urgent | B | 16 | 2040 | 5 | 1 | 2.2 | 6769 | 28886
Central Cooling | Fan - Axial | Town DS | 1 | Medium | B | 3 | 2027 | 5 | 3 | 3.2 | 27626 | 13598
Fire Safety Systems | Manual and Automatic Doors - Emergency and Panic Escape Doors | Town DO | 1 | Urgent | B | 11 | 2035 | 5 | 1 | 2.2 | 6770 | 23788
BMS | BMS Control Panel | Town DU | 1 | High | B | 7 | 2031 | 5 | 2 | 2.7 | 15665 | 19651
Local and Special Ventilation | Fan - Extract | Town DT | 1 | Medium | B | 11 | 2035 | 5 | 3 | 3.2 | 27627 | 25387
Fire Safety Systems | Fire Extinguishers - CO2 | Town EI | 1 | Urgent | B | 4 | 2028 | 5 | 1 | 2.2 | 6771 | 13845
AHU - Internal | Central Heating - Gas Fired (Internally Sourced) | Town DV | 1 | Medium | B | 1 | 2025 | 5 | 3 | 3.2 | 27628 | 9489
Boiler | Atmospheric Gas Burner/Condensing Combination Boiler (domestic type) | Town DV | 1 | High | A | 10 | 2034 | 6 | 2 | 3 | 19587 | 22543
External Doors | Manual and Automatic Doors - Auto / Powered Swing Doors | Town EF | 1 | High | B | 27 | 2051 | 5 | 2 | 2.7 | 15666 | 33580
LV Distribution | Sub Distribution Board | Town EI | 1 | High | B | 6 | 2030 | 5 | 2 | 2.7 | 15667 | 17706
Local Hot Water | Instantaneous Electric Water Heater - Non-Drinking Water | Town EI | 1 | Medium | B | 5 | 2029 | 5 | 3 | 3.2 | 27629 | 15278
Central Cooling | Fan - Axial | Town DM | 1 | Medium | B | 1 | 2025 | 5 | 3 | 3.2 | 27630 | 9490
Emergency Lighting | Illuminated Fire Exit Signage | Town ED | 7 | Urgent | B | 16 | 2040 | 5 | 1 | 2.2 | 6772 | 28887
Local Hot Water | Package Electric Water Heaters - Non-Drinking Water | Town DW | 1 | Medium | B | 1 | 2025 | 5 | 3 | 3.2 | 27631 | 9491
Local and Special Ventilation | Fan - Axial | Town EF | 1 | Medium | B | 3 | 2027 | 5 | 3 | 3.2 | 27632 | 13599
Local and Special Ventilation | Unit extract fans | Town EE | 1 | Medium | B | 3 | 2027 | 5 | 3 | 3.2 | 27633 | 13600
Fire Safety Systems | Fire Extinguishers - Foam | Town EB | 1 | Urgent | B | 6 | 2030 | 5 | 1 | 2.2 | 6773 | 16711
General Lighting | General - LED fittings & Luminaires | Town DX | 49 | Medium | B | 1 | 2025 | 5 | 3 | 3.2 | 27634 | 9492
Local and Special Ventilation | Fan - Toilet Extract | Town EA | 1 | Medium | C | 1 | 2025 | 4 | 3 | 2.9 | 18806 | 5680
Local and Special Ventilation | Fan - Extract | Town DT | 1 | Medium | B | 11 | 2035 | 5 | 3 | 3.2 | 27635 | 25388
Central Cooling | Fan - Axial | Town DM | 1 | Medium | B | 1 | 2025 | 5 | 3 | 3.2 | 27636 | 9493
Barriers & Guardrails | Vehicle Crash Protection Barrier | Town DT | 1 | V Low | B | 1 | 2025 | 5 | 4 | 3.7 | 33280 | 12161
Heat Emitters | Electric Heaters | Town DW | 1 | Medium | C | 1 | 2025 | 4 | 3 | 2.9 | 18807 | 5681
Fire Safety Systems | Fire Extinguishers - CO2 | Town DX | 3 | Urgent | B | 6 | 2030 | 5 | 1 | 2.2 | 6774 | 16712
LV Distribution | Sub Distribution Board | Town DX | 1 | High | B | 16 | 2040 | 5 | 2 | 2.7 | 15668 | 29214
Roller Shutters | External Manual Roller Shutter | Town DW | 1 | High | B | 1 | 2025 | 5 | 2 | 2.7 | 15669 | 4337
Burner | Forced draft gas burner | Town EB | 1 | Medium | B | 1 | 2025 | 5 | 3 | 3.2 | 27637 | 9494
Emergency Lighting | Illuminated Fire Exit Signage | Town DY | 2 | Urgent | B | 16 | 2040 | 5 | 1 | 2.2 | 6775 | 28888
Access Control | Door Lock / Keypad / Manual | Town BU | 1 | Medium | B | 9 | 2033 | 5 | 3 | 3.2 | 27638 | 21820
Local and Special Ventilation | Fan - Extract | Town DV | 1 | Medium | B | 1 | 2025 | 5 | 3 | 3.2 | 27639 | 9495
Roller Shutters | Internal Electric Roller Shutter | Town EA | 1 | Medium | B | 11 | 2035 | 5 | 3 | 3.2 | 27640 | 25389
General Lighting | General - LED fittings & Luminaires | Town EF | 60 | Medium | B | 16 | 2040 | 5 | 3 | 3.2 | 27641 | 29678
External Lighting | General - Non LED | Town DS | 1 | Medium | B | 1 | 2025 | 5 | 3 | 3.2 | 27642 | 9496
Fire Safety Systems | Fire Extinguishers - Foam | Town DP | 6 | Urgent | B | 6 | 2030 | 5 | 1 | 2.2 | 6776 | 16713
Air Conditioning | Multi-Split Evaporator - Split Systems/Heat Pumps - Air-cooled with Direct Expansion Evaporator (DX) | Town BU | 1 | Medium | B | 13 | 2037 | 5 | 3 | 3.2 | 27643 | 27187
Local and Special Ventilation | Fan - Kitchen Extract | Town DN | 1 | Low | B | 10 | 2034 | 5 | 4 | 3.7 | 33281 | 23221
Communication Systems | PA System | Town EB | 1 | Medium | B | 1 | 2025 | 5 | 3 | 3.2 | 27644 | 9497
Emergency Lighting | Illuminated Fire Exit Signage | Town DT | 4 | Urgent | B | 16 | 2040 | 5 | 1 | 2.2 | 6777 | 28889
General Lighting | General - LED fittings & Luminaires | Town BU | 51 | Medium | B | 16 | 2040 | 5 | 3 | 3.2 | 27645 | 29679
General Lighting | General - LED fittings & Luminaires | Town EB | 4 | Medium | B | 16 | 2040 | 5 | 3 | 3.2 | 27646 | 29680
Heat Emitters | Gas Fired Natural and Fan Assisted Heaters | Town BZ | 1 | Medium | B | 11 | 2035 | 5 | 3 | 3.2 | 27647 | 25390
Local and Special Ventilation | Fan - Centrifugal | Town BZ | 1 | Medium | B | 1 | 2025 | 5 | 3 | 3.2 | 27648 | 9498
Emergency Lighting | Self Contained - LED | Town CC | 8 | Urgent | B | 22 | 2046 | 5 | 1 | 2.2 | 6778 | 32940
General Lighting | General - LED fittings & Luminaires | Town CC | 17 | Medium | B | 1 | 2025 | 5 | 3 | 3.2 | 27649 | 9499
Fire Safety Systems | Fire Alarm Panel / Repeater | Town CD | 1 | Urgent | B | 1 | 2025 | 5 | 1 | 2.2 | 6779 | 1552
Roller Shutters | External Electric Roller Shutter | Town CD | 1 | High | B | 1 | 2025 | 5 | 2 | 2.7 | 15670 | 4338
Roller Shutters | External Manual Roller Shutter | Town CB | 1 | High | B | 1 | 2025 | 5 | 2 | 2.7 | 15671 | 4339
External Lighting | General - LED | Town CB | 2 | Medium | B | 7 | 2031 | 5 | 3 | 3.2 | 27650 | 20040
Heat Emitters | Electric Heaters | Town CP | 1 | Medium | B | 1 | 2025 | 5 | 3 | 3.2 | 27651 | 9500
General Lighting | General - LED fittings & Luminaires | Town CB | 1 | Medium | B | 1 | 2025 | 5 | 3 | 3.2 | 27652 | 9501
Fire Safety Systems | Fire Extinguishers - Foam | Town CD | 3 | Urgent | B | 3 | 2027 | 5 | 1 | 2.2 | 6780 | 13299
Local and Special Ventilation | Fan - Axial | Town BZ | 1 | Medium | C | 1 | 2025 | 4 | 3 | 2.9 | 18808 | 5682
General Lighting | General - LED fittings & Luminaires | Town CB | 2 | Medium | B | 16 | 2040 | 5 | 3 | 3.2 | 27653 | 29681
Fire Safety Systems | Fire Extinguishers - Foam | Town CB | 2 | Urgent | B | 2 | 2026 | 5 | 1 | 2.2 | 6781 | 12682
Air Conditioning | Single-Split Condenser - Split Systems/Heat Pumps - Air-cooled with Direct Expansion Evaporator (DX) | Town CB | 1 | Medium | B | 1 | 2025 | 5 | 3 | 3.2 | 27654 | 9502
LV Distribution | Sub Distribution Board | Town CD | 1 | High | B | 19 | 2043 | 5 | 2 | 2.7 | 15672 | 31228
Barriers & Guardrails | Vehicle Crash Protection Barrier | Town CD | 1 | V Low | B | 1 | 2025 | 5 | 4 | 3.7 | 33282 | 12162
Barriers & Guardrails | Vehicle Crash Protection Barrier | Town CD | 1 | V Low | B | 1 | 2025 | 5 | 4 | 3.7 | 33283 | 12163
Air Conditioning | Single-Split Condenser - Split Systems/Heat Pumps - Air-cooled with Direct Expansion Evaporator (DX) | Town CE | 1 | Medium | B | 10 | 2034 | 5 | 3 | 3.2 | 27655 | 22972
LV Distribution | Main Distribution Board | Town BZ | 1 | High | B | 12 | 2036 | 5 | 2 | 2.7 | 15673 | 26215
Local and Special Ventilation | Fan - Window / Wall Mounted | Town CE | 1 | Medium | B | 1 | 2025 | 5 | 3 | 3.2 | 27656 | 9503
Local and Special Ventilation | Fan - Extract | Town BZ | 1 | Medium | CX | 1 | 2025 | 2 | 3 | 2.3 | 10260 | 2188
Emergency Lighting | Self Contained - LED | Town CP | 14 | Urgent | B | 21 | 2045 | 5 | 1 | 2.2 | 6782 | 32224
Emergency Lighting | Self Contained - LED | Town CB | 1 | Urgent | B | 20 | 2044 | 5 | 1 | 2.2 | 6783 | 31519
LV Distribution | Main Distribution Board | Town CD | 1 | High | B | 1 | 2025 | 5 | 2 | 2.7 | 15674 | 4340
Local and Special Ventilation | Fan - Window / Wall Mounted | Town CN | 1 | Medium | B | 1 | 2025 | 5 | 3 | 3.2 | 27657 | 9504
Emergency Lighting | Illuminated Fire Exit Signage | Town CD | 4 | Urgent | B | 12 | 2036 | 5 | 1 | 2.2 | 6784 | 26055
Air Conditioning | Single-Split Condenser - Split Systems/Heat Pumps - Air-cooled with Direct Expansion Evaporator (DX) | Town CI | 1 | Medium | B | 1 | 2025 | 5 | 3 | 3.2 | 27658 | 9505
External Doors | Entrance Doors | Town CA | 1 | High | B | 21 | 2045 | 5 | 2 | 2.7 | 15675 | 32680
Air Conditioning | Multi-Split Evaporator - DX Split Systems (With Gas, Electric or Hot Water Heaters) | Town CH | 1 | High | B | 1 | 2025 | 5 | 2 | 2.7 | 15676 | 4341
General Lighting | General - LED fittings & Luminaires | Town CF | 1 | Medium | B | 12 | 2036 | 5 | 3 | 3.2 | 27659 | 26620
Fire Safety Systems | Fire Extinguishers - CO2 | Town CF | 2 | Urgent | B | 2 | 2026 | 5 | 1 | 2.2 | 6785 | 12683
LV Distribution | Sub Distribution Board | Town CG | 1 | High | B | 1 | 2025 | 5 | 2 | 2.7 | 15677 | 4342
Local Hot Water | Instantaneous Electric Water Heater - Non-Drinking Water | Town CD | 1 | Medium | C | 7 | 2031 | 4 | 3 | 2.9 | 18809 | 19728
Access Control | Gate Access - Local Lock / Keypad / Manual (External) | Town CH | 1 | Medium | B | 1 | 2025 | 5 | 3 | 3.2 | 27660 | 9506
Fire Safety Systems | Fire Extinguishers - Powder | Town CR | 1 | Urgent | B | 6 | 2030 | 5 | 1 | 2.2 | 6786 | 16714
General Lighting | General - LED fittings & Luminaires | Town CH | 3 | Medium | B | 12 | 2036 | 5 | 3 | 3.2 | 27661 | 26621
Emergency Lighting | Self Contained - LED | Town CH | 3 | Urgent | B | 17 | 2041 | 5 | 1 | 2.2 | 6787 | 30150
Air Conditioning | Multi-Split Evaporator - DX Split Systems (With Gas, Electric or Hot Water Heaters) | Town CH | 1 | High | B | 1 | 2025 | 5 | 2 | 2.7 | 15678 | 4343
Hot Water Distribution | Calorifier-LTHW - Steel, Galvanised | Town CR | 1 | High | B | 1 | 2025 | 5 | 2 | 2.7 | 15679 | 4344
Local and Special Ventilation | Fan - Extract | Town CJ | 1 | Medium | B | 1 | 2025 | 5 | 3 | 3.2 | 27662 | 9507
Heat Emitters | Radiators - Steel | Town CQ | 4 | Medium | B | 6 | 2030 | 5 | 3 | 3.2 | 27663 | 18830
Heat Emitters | Gas Fired Natural and Fan Assisted Heaters | Town BZ | 1 | Medium | B | 1 | 2025 | 5 | 3 | 3.2 | 27664 | 9508
Roller Shutters | External Manual Roller Shutter | Town CP | 1 | High | B | 1 | 2025 | 5 | 2 | 2.7 | 15680 | 4345
Barriers & Guardrails | Vehicle Crash Protection Barrier | Town CD | 1 | V Low | B | 1 | 2025 | 5 | 4 | 3.7 | 33284 | 12164
Emergency Lighting | Illuminated Fire Exit Signage | Town CQ | 4 | Urgent | B | 16 | 2040 | 5 | 1 | 2.2 | 6788 | 28890
Emergency Lighting | Self Contained - Non LED | Town BZ | 1 | Urgent | B | 1 | 2025 | 5 | 1 | 2.2 | 6789 | 1553
Heat Emitters | Gas Fired Natural and Fan Assisted Heaters | Town BZ | 1 | Medium | C | 1 | 2025 | 4 | 3 | 2.9 | 18810 | 5683
LV Distribution | Main Distribution Board | Town CC | 1 | High | B | 1 | 2025 | 5 | 2 | 2.7 | 15681 | 4346
Local and Special Ventilation | Fan - Axial | Town CM | 1 | Medium | B | 1 | 2025 | 5 | 3 | 3.2 | 27665 | 9509
Barriers & Guardrails | Vehicle Crash Protection Barrier | Town BZ | 1 | V Low | B | 1 | 2025 | 5 | 4 | 3.7 | 33285 | 12165
General Lighting | General - LED fittings & Luminaires | Town BZ | 2 | Medium | B | 1 | 2025 | 5 | 3 | 3.2 | 27666 | 9510
Emergency Lighting | Self Contained - LED | Town BZ | 2 | Urgent | B | 24 | 2048 | 5 | 1 | 2.2 | 6790 | 33244
General Lighting | General - LED fittings & Luminaires | Town CH | 1 | Medium | B | 1 | 2025 | 5 | 3 | 3.2 | 27667 | 9511
Air Conditioning | Single-Split Evaporator - Split Systems/Heat Pumps - Air-cooled with Direct Expansion Evaporator (DX) | Town CA | 1 | Medium | B | 1 | 2025 | 5 | 3 | 3.2 | 27668 | 9512
Local and Special Ventilation | Fan - Axial | Town CO | 1 | Medium | B | 1 | 2025 | 5 | 3 | 3.2 | 27669 | 9513
LV Distribution | Sub Distribution Board | Town CQ | 1 | High | C | 1 | 2025 | 4 | 2 | 2.4 | 10640 | 2456
Emergency Lighting | Self Contained - Non LED | Town BZ | 2 | Urgent | B | 1 | 2025 | 5 | 1 | 2.2 | 6791 | 1554
Barriers & Guardrails | Vehicle Crash Protection Barrier | Town CD | 1 | V Low | B | 1 | 2025 | 5 | 4 | 3.7 | 33286 | 12166
Emergency Lighting | Self Contained - LED | Town CB | 2 | Urgent | B | 17 | 2041 | 5 | 1 | 2.2 | 6792 | 30151
Fire Safety Systems | Fire Extinguishers - CO2 | Town CQ | 2 | Urgent | B | 8 | 2032 | 5 | 1 | 2.2 | 6793 | 20497
LV Distribution | Sub Distribution Board | Town CM | 1 | High | B | 6 | 2030 | 5 | 2 | 2.7 | 15682 | 17707
Air Conditioning | Fan - Extract | Town CR | 1 | Medium | B | 1 | 2025 | 5 | 3 | 3.2 | 27670 | 9514
Local and Special Ventilation | Fan - Axial | Town CM | 1 | Medium | B | 1 | 2025 | 5 | 3 | 3.2 | 27671 | 9515
Fire Safety Systems | Fire Alarm Panel / Repeater | Town CK | 1 | Urgent | B | 6 | 2030 | 5 | 1 | 2.2 | 6794 | 16715
Fire Safety Systems | Fire Extinguishers - CO2 | Town CF | 2 | Urgent | B | 2 | 2026 | 5 | 1 | 2.2 | 6795 | 12684
Emergency Lighting | Self Contained - LED | Town CH | 4 | Urgent | B | 17 | 2041 | 5 | 1 | 2.2 | 6796 | 30152
Fire Safety Systems | Fire Extinguishers - CO2 | Town CT | 4 | Urgent | B | 6 | 2030 | 5 | 1 | 2.2 | 6797 | 16716
Local and Special Ventilation | Fan - Window / Wall Mounted | Town CQ | 1 | Medium | B | 10 | 2034 | 5 | 3 | 3.2 | 27672 | 22973
Fire Safety Systems | Manual and Automatic Doors - Emergency and Panic Escape Doors | Town CL | 1 | Urgent | B | 6 | 2030 | 5 | 1 | 2.2 | 6798 | 16717
Local Hot Water | Package Electric Water Heaters - Non-Drinking Water | Town CD | 1 | Medium | B | 4 | 2028 | 5 | 3 | 3.2 | 27673 | 14165
Fire Safety Systems | Fire Extinguishers - Foam | Town CN | 2 | Urgent | B | 1 | 2025 | 5 | 1 | 2.2 | 6799 | 1555
Heat Emitters | Electric Heaters | Town CD | 4 | Medium | B | 1 | 2025 | 5 | 3 | 3.2 | 27674 | 9516
Local and Special Ventilation | Fan - Extract | Town CJ | 1 | Medium | B | 1 | 2025 | 5 | 3 | 3.2 | 27675 | 9517
General Lighting | General - LED fittings & Luminaires | Town CD | 19 | Medium | C | 12 | 2036 | 4 | 3 | 2.9 | 18811 | 26289
Emergency Lighting | Self Contained - LED | Town CO | 14 | Urgent | B | 21 | 2045 | 5 | 1 | 2.2 | 6800 | 32225
General Lighting | General - LED fittings & Luminaires | Town CH | 6 | Medium | B | 1 | 2025 | 5 | 3 | 3.2 | 27676 | 9518
Central Ventilation Systems | Fan - General Ventilation | Town CI | 1 | Low | B | 1 | 2025 | 5 | 4 | 3.7 | 33287 | 12167
Air Conditioning | Multi-Split Condenser - Split Systems/Heat Pumps - Air-cooled with Direct Expansion Evaporator (DX) | Town CM | 1 | Medium | B | 1 | 2025 | 5 | 3 | 3.2 | 27677 | 9519
Air Conditioning | Single-Split Condenser - Split Systems/Heat Pumps - Air-cooled with Direct Expansion Evaporator (DX) | Town CQ | 1 | Medium | B | 8 | 2032 | 5 | 3 | 3.2 | 27678 | 21039
Emergency Lighting | Self Contained - LED | Town CE | 8 | Urgent | B | 21 | 2045 | 5 | 1 | 2.2 | 6801 | 32226
Air Conditioning | Single-Split Condenser - Split Systems/Heat Pumps - Air-cooled with Direct Expansion Evaporator (DX) | Town CI | 1 | Medium | B | 1 | 2025 | 5 | 3 | 3.2 | 27679 | 9520
Local and Special Ventilation | Fan - Axial | Town BZ | 1 | Medium | C | 1 | 2025 | 4 | 3 | 2.9 | 18812 | 5684
Heat Emitters | Gas Fired Natural and Fan Assisted Heaters | Town CH | 1 | Medium | B | 1 | 2025 | 5 | 3 | 3.2 | 27680 | 9521
External Doors | Entrance Doors | Town CB | 1 | High | B | 11 | 2035 | 5 | 2 | 2.7 | 15683 | 24577
Emergency Lighting | Self Contained - Non LED | Town CE | 4 | Urgent | C | 6 | 2030 | 4 | 1 | 1.9 | 692 | 15710
Emergency Lighting | Self Contained - Non LED | Town BZ | 2 | Urgent | B | 1 | 2025 | 5 | 1 | 2.2 | 6802 | 1556
Air Conditioning | Single-Split Condenser - Split Systems/Heat Pumps - Air-cooled with Direct Expansion Evaporator (DX) | Town CB | 1 | Medium | B | 1 | 2025 | 5 | 3 | 3.2 | 27681 | 9522
Local and Special Ventilation | Fan - Extract | Town CD | 1 | Medium | B | 1 | 2025 | 5 | 3 | 3.2 | 27682 | 9523
Fire Safety Systems | Fire Extinguishers - Foam | Town CC | 4 | Urgent | B | 6 | 2030 | 5 | 1 | 2.2 | 6803 | 16718
Fire Safety Systems | Fire Extinguishers - Foam | Town CH | 2 | Urgent | B | 1 | 2025 | 5 | 1 | 2.2 | 6804 | 1557
Local Hot Water | Instantaneous Electric Water Heater - Non-Drinking Water | Town BZ | 1 | Medium | B | 13 | 2037 | 5 | 3 | 3.2 | 27683 | 27188
Emergency Lighting | Self Contained - LED | Town CT | 6 | Urgent | B | 21 | 2045 | 5 | 1 | 2.2 | 6805 | 32227
Emergency Lighting | Self Contained - LED | Town CD | 3 | Urgent | B | 20 | 2044 | 5 | 1 | 2.2 | 6806 | 31520
Fire Safety Systems | Fire Alarm Panel / Repeater | Town CP | 1 | Urgent | B | 10 | 2034 | 5 | 1 | 2.2 | 6807 | 22099
Air Conditioning | Single-Split Evaporator - Split Systems/Heat Pumps - Air-cooled with Direct Expansion Evaporator (DX) | Town CE | 1 | Medium | C | 1 | 2025 | 4 | 3 | 2.9 | 18813 | 5685
Roller Shutters | External Electric Roller Shutter | Town CD | 1 | High | B | 1 | 2025 | 5 | 2 | 2.7 | 15684 | 4347
Local and Special Ventilation | Fan - Extract | Town CB | 1 | Medium | B | 1 | 2025 | 5 | 3 | 3.2 | 27684 | 9524
Barriers & Guardrails | Vehicle Crash Protection Barrier | Town CD | 1 | V Low | B | 7 | 2031 | 5 | 4 | 3.7 | 33288 | 20222
Heat Emitters | Electric Heaters | Town BZ | 2 | Medium | B | 1 | 2025 | 5 | 3 | 3.2 | 27685 | 9525
LV Distribution | Sub Distribution Board | Town CJ | 1 | High | B | 6 | 2030 | 5 | 2 | 2.7 | 15685 | 17708
LV Distribution | Sub Distribution Board | Town CE | 1 | High | B | 1 | 2025 | 5 | 2 | 2.7 | 15686 | 4348
External Lighting | General - LED | Town CQ | 1 | Medium | B | 11 | 2035 | 5 | 3 | 3.2 | 27686 | 25391
Roller Shutters | External Window Shutters - Manual | Town CL | 1 | Medium | B | 1 | 2025 | 5 | 3 | 3.2 | 27687 | 9526
LV Distribution | Sub Distribution Board | Town CN | 1 | High | B | 6 | 2030 | 5 | 2 | 2.7 | 15687 | 17709
Heat Emitters | Gas Fired Natural and Fan Assisted Heaters | Town BZ | 1 | Medium | B | 11 | 2035 | 5 | 3 | 3.2 | 27688 | 25392
General Lighting | General - LED fittings & Luminaires | Town CS | 4 | Medium | B | 16 | 2040 | 5 | 3 | 3.2 | 27689 | 29682
Emergency Lighting | Self Contained - Non LED | Town CE | 1 | Urgent | C | 5 | 2029 | 4 | 1 | 1.9 | 693 | 14280
Fire Safety Systems | Fire Extinguishers - CO2 | Town CK | 6 | Urgent | B | 9 | 2033 | 5 | 1 | 2.2 | 6808 | 21397
Access Control | Door Lock / Keypad / Manual | Town CG | 1 | Medium | B | 11 | 2035 | 5 | 3 | 3.2 | 27690 | 25393
Access Control | Gate Access - Local Lock / Keypad / Manual (External) | Town CN | 1 | Medium | B | 1 | 2025 | 5 | 3 | 3.2 | 27691 | 9527
General Lighting | General - LED fittings & Luminaires | Town CJ | 60 | Medium | B | 16 | 2040 | 5 | 3 | 3.2 | 27692 | 29683
Local and Special Ventilation | Fan - Centrifugal | Town CD | 1 | Medium | B | 7 | 2031 | 5 | 3 | 3.2 | 27693 | 20041
Emergency Lighting | Self Contained - LED | Town CD | 1 | Urgent | B | 17 | 2041 | 5 | 1 | 2.2 | 6809 | 30153
External Doors | Entrance Doors | Town CE | 1 | High | B | 18 | 2042 | 5 | 2 | 2.7 | 15688 | 30845
Fire Safety Systems | Fire Extinguishers - Foam | Town CJ | 3 | Urgent | B | 6 | 2030 | 5 | 1 | 2.2 | 6810 | 16719
General Lighting | General - LED fittings & Luminaires | Town CB | 3 | Medium | C | 1 | 2025 | 4 | 3 | 2.9 | 18814 | 5686
External Lighting | General - Non LED | Town CD | 5 | Medium | C | 1 | 2025 | 4 | 3 | 2.9 | 18815 | 5687
Air Conditioning | Multi-Split Condenser - DX Split Systems (With Gas, Electric or Hot Water Heaters) | Town CG | 1 | Medium | C | 1 | 2025 | 4 | 3 | 2.9 | 18816 | 5688
Multi-System Controls | Instrumental Control Panel | Town CJ | 1 | Medium | B | 1 | 2025 | 5 | 3 | 3.2 | 27694 | 9528
External Doors | Entrance Doors | Town CR | 1 | High | B | 21 | 2045 | 5 | 2 | 2.7 | 15689 | 32681
Emergency Lighting | Self Contained - LED | Town CQ | 8 | Urgent | B | 21 | 2045 | 5 | 1 | 2.2 | 6811 | 32228
Fire Safety Systems | Fire Extinguishers - CO2 | Town CE | 3 | Urgent | B | 2 | 2026 | 5 | 1 | 2.2 | 6812 | 12685
Heat Emitters | Electric Heaters | Town CA | 1 | Medium | B | 1 | 2025 | 5 | 3 | 3.2 | 27695 | 9529
Emergency Lighting | Self Contained - Non LED | Town CG | 3 | Urgent | B | 1 | 2025 | 5 | 1 | 2.2 | 6813 | 1558
External Lighting | General - LED | Town CR | 3 | Medium | B | 1 | 2025 | 5 | 3 | 3.2 | 27696 | 9530
LV Distribution | Sub Distribution Board | Town CM | 1 | High | B | 6 | 2030 | 5 | 2 | 2.7 | 15690 | 17710
Roller Shutters | External Manual Roller Shutter | Town CM | 1 | High | B | 1 | 2025 | 5 | 2 | 2.7 | 15691 | 4349
Fire Safety Systems | Fire Extinguishers - CO2 | Town CH | 2 | Urgent | B | 2 | 2026 | 5 | 1 | 2.2 | 6814 | 12686
Emergency Lighting | Self Contained - LED | Town BZ | 17 | Urgent | B | 23 | 2047 | 5 | 1 | 2.2 | 6815 | 33125
Air Conditioning | Multi-Split Condenser - Split Systems/Heat Pumps - Air-cooled with Direct Expansion Evaporator (DX) | Town CB | 1 | Medium | B | 1 | 2025 | 5 | 3 | 3.2 | 27697 | 9531
Fire Safety Systems | Fire Extinguishers - Dry Chemical | Town BZ | 2 | Urgent | B | 2 | 2026 | 5 | 1 | 2.2 | 6816 | 12687
Heat Emitters | Electric Overdoor Air Curtain/Heater | Town CD | 1 | Medium | C | 1 | 2025 | 4 | 3 | 2.9 | 18817 | 5689
Burner | Forced draft gas burner | Town CD | 1 | Medium | B | 7 | 2031 | 5 | 3 | 3.2 | 27698 | 20042
Roller Shutters | External Manual Roller Shutter | Town CB | 1 | High | B | 1 | 2025 | 5 | 2 | 2.7 | 15692 | 4350
External Doors | Entrance Doors | Town CB | 1 | High | B | 1 | 2025 | 5 | 2 | 2.7 | 15693 | 4351
Emergency Lighting | Self Contained - LED | Town CF | 10 | Urgent | B | 17 | 2041 | 5 | 1 | 2.2 | 6817 | 30154
External Lighting | General - Non LED | Town BZ | 5 | Medium | CX | 1 | 2025 | 2 | 3 | 2.3 | 10261 | 2189
Air Conditioning | Single-Split Condenser - Split Systems/Heat Pumps - Air-cooled with Direct Expansion Evaporator (DX) | Town CA | 1 | Medium | B | 1 | 2025 | 5 | 3 | 3.2 | 27699 | 9532
Air Conditioning | Single-Split Condenser - Split Systems/Heat Pumps - Air-cooled with Direct Expansion Evaporator (DX) | Town CJ | 1 | Medium | B | 3 | 2027 | 5 | 3 | 3.2 | 27700 | 13601
Security Systems | Manual and Automatic Doors - High Security Door | Town CN | 1 | High | B | 11 | 2035 | 5 | 2 | 2.7 | 15694 | 24578
Barriers & Guardrails | Vehicle Crash Protection Barrier | Town CD | 1 | V Low | B | 1 | 2025 | 5 | 4 | 3.7 | 33289 | 12168
Fire Safety Systems | Manual and Automatic Doors - Emergency and Panic Escape Doors | Town CJ | 1 | Urgent | B | 11 | 2035 | 5 | 1 | 2.2 | 6818 | 23789
Heat Emitters | Gas Fired Natural and Fan Assisted Heaters | Town CD | 1 | Medium | B | 7 | 2031 | 5 | 3 | 3.2 | 27701 | 20043
General Lighting | General - LED fittings & Luminaires | Town CB | 3 | Medium | B | 1 | 2025 | 5 | 3 | 3.2 | 27702 | 9533
General Lighting | General - LED fittings & Luminaires | Town CF | 1 | Medium | B | 6 | 2030 | 5 | 3 | 3.2 | 27703 | 18831
Local and Special Ventilation | Fan - Axial | Town CE | 1 | Medium | B | 1 | 2025 | 5 | 3 | 3.2 | 27704 | 9534
General Lighting | General - LED fittings & Luminaires | Town CM | 6 | Medium | B | 1 | 2025 | 5 | 3 | 3.2 | 27705 | 9535
Air Conditioning | Single-Split Condenser - Split Systems/Heat Pumps - Air-cooled with Direct Expansion Evaporator (DX) | Town CO | 1 | Medium | B | 8 | 2032 | 5 | 3 | 3.2 | 27706 | 21040
Local Hot Water | Instantaneous Electric Water Heater - Non-Drinking Water | Town BZ | 1 | Medium | B | 11 | 2035 | 5 | 3 | 3.2 | 27707 | 25394
Barriers & Guardrails | Vehicle Crash Protection Barrier | Town BZ | 1 | V Low | B | 1 | 2025 | 5 | 4 | 3.7 | 33290 | 12169
Barriers & Guardrails | Vehicle Crash Protection Barrier | Town BZ | 1 | V Low | B | 1 | 2025 | 5 | 4 | 3.7 | 33291 | 12170
External Lighting | General - Non LED | Town CF | 1 | Medium | B | 1 | 2025 | 5 | 3 | 3.2 | 27708 | 9536
Heat Emitters | Radiators - Steel | Town CM | 1 | Medium | B | 1 | 2025 | 5 | 3 | 3.2 | 27709 | 9537
Local and Special Ventilation | Fan - Axial | Town CH | 1 | Medium | B | 1 | 2025 | 5 | 3 | 3.2 | 27710 | 9538
Emergency Lighting | Illuminated Fire Exit Signage | Town CD | 3 | Urgent | B | 1 | 2025 | 5 | 1 | 2.2 | 6819 | 1559
LV Distribution | Sub Distribution Board | Town CO | 1 | High | B | 6 | 2030 | 5 | 2 | 2.7 | 15695 | 17711
Emergency Lighting | Illuminated Fire Exit Signage | Town CB | 1 | Urgent | B | 15 | 2039 | 5 | 1 | 2.2 | 6820 | 27942
General Lighting | General - LED fittings & Luminaires | Town CD | 27 | Medium | D | 16 | 2040 | 3 | 3 | 2.6 | 11180 | 29077
Local and Special Ventilation | Fan - Axial | Town BZ | 1 | Medium | D | 1 | 2025 | 3 | 3 | 2.6 | 11181 | 2671
General Lighting | General - LED fittings & Luminaires | Town CF | 9 | Medium | B | 12 | 2036 | 5 | 3 | 3.2 | 27711 | 26622
Fire Safety Systems | Fire Alarm Panel / Repeater | Town CD | 1 | Urgent | B | 1 | 2025 | 5 | 1 | 2.2 | 6821 | 1560
Access Control | Gate Access - Local Lock / Keypad / Manual (External) | Town CB | 1 | Medium | B | 1 | 2025 | 5 | 3 | 3.2 | 27712 | 9539
Fire Safety Systems | Manual and Automatic Doors - Emergency and Panic Escape Doors | Town CD | 1 | Urgent | B | 11 | 2035 | 5 | 1 | 2.2 | 6822 | 23790
LV Distribution | Sub Distribution Board | Town CN | 1 | High | B | 6 | 2030 | 5 | 2 | 2.7 | 15696 | 17712
General Lighting | General - LED fittings & Luminaires | Town CN | 35 | Medium | B | 12 | 2036 | 5 | 3 | 3.2 | 27713 | 26623
Local and Special Ventilation | Fan - Extract | Town CD | 1 | Medium | DX | 1 | 2025 | 1 | 3 | 2 | 927 | 631
Emergency Lighting | Illuminated Fire Exit Signage | Town CC | 2 | Urgent | B | 17 | 2041 | 5 | 1 | 2.2 | 6823 | 30155
LV Distribution | Sub Distribution Board | Town CM | 1 | High | B | 12 | 2036 | 5 | 2 | 2.7 | 15697 | 26216
Emergency Lighting | Illuminated Fire Exit Signage | Town CK | 2 | Urgent | D | 18 | 2042 | 3 | 1 | 1.6 | 454 | 30598
General Lighting | General - LED fittings & Luminaires | Town CT | 7 | Medium | B | 1 | 2025 | 5 | 3 | 3.2 | 27714 | 9540
Fire Safety Systems | Fire Extinguishers - Foam | Town CH | 3 | Urgent | B | 1 | 2025 | 5 | 1 | 2.2 | 6824 | 1561
AHU - External | Central Heating - Gas Fired (Externally Sourced) | Town CB | 1 | Medium | B | 1 | 2025 | 5 | 3 | 3.2 | 27715 | 9541
Burner | Blown gas burner | Town CG | 1 | Medium | B | 11 | 2035 | 5 | 3 | 3.2 | 27716 | 25395
External Doors | Manual and Automatic Doors - Auto / Powered Sliding Doors | Town CI | 1 | High | B | 11 | 2035 | 5 | 2 | 2.7 | 15698 | 24579
Roller Shutters | External Window Shutters - Electric | Town CJ | 1 | Medium | B | 6 | 2030 | 5 | 3 | 3.2 | 27717 | 18832
General Lighting | General - LED fittings & Luminaires | Town CA | 1 | Medium | B | 1 | 2025 | 5 | 3 | 3.2 | 27718 | 9542
External Lighting | General - LED | Town BZ | 3 | Medium | B | 11 | 2035 | 5 | 3 | 3.2 | 27719 | 25396
Fire Safety Systems | Fire Extinguishers - Foam | Town CH | 2 | Urgent | B | 1 | 2025 | 5 | 1 | 2.2 | 6825 | 1562
LV Distribution | Sub Distribution Board | Town CD | 1 | High | B | 12 | 2036 | 5 | 2 | 2.7 | 15699 | 26217
Local and Special Ventilation | Fan - Window / Wall Mounted | Town CM | 1 | Medium | B | 1 | 2025 | 5 | 3 | 3.2 | 27720 | 9543
External Doors | Entrance Doors | Town CO | 1 | High | B | 1 | 2025 | 5 | 2 | 2.7 | 15700 | 4352
Fire Safety Systems | Fire Alarm System | Town CR | 1 | Urgent | B | 9 | 2033 | 5 | 1 | 2.2 | 6826 | 21398
External Lighting | General - LED | Town CA | 2 | Medium | B | 1 | 2025 | 5 | 3 | 3.2 | 27721 | 9544
Emergency Lighting | Self Contained - Non LED | Town CG | 2 | Urgent | B | 1 | 2025 | 5 | 1 | 2.2 | 6827 | 1563
Heat Emitters | Radiators - Steel | Town CC | 6 | Medium | C | 1 | 2025 | 4 | 3 | 2.9 | 18818 | 5690
Boiler | Atmospheric Gas Burner/Condensing Combination Boiler (domestic type) | Town CC | 1 | High | CX | 1 | 2025 | 2 | 2 | 1.8 | 530 | 426
LV Distribution | Main Distribution Board | Town CD | 1 | High | B | 12 | 2036 | 5 | 2 | 2.7 | 15701 | 26218
Barriers & Guardrails | Vehicle Crash Protection Barrier | Town BZ | 1 | V Low | B | 1 | 2025 | 5 | 4 | 3.7 | 33292 | 12171
Fire Safety Systems | Fire Extinguishers - CO2 | Town CL | 3 | Urgent | B | 6 | 2030 | 5 | 1 | 2.2 | 6828 | 16720
Roller Shutters | External Electric Roller Shutter | Town CS | 1 | High | B | 1 | 2025 | 5 | 2 | 2.7 | 15702 | 4353
External Doors | Manual and Automatic Doors - Auto / Powered Sliding Doors | Town CH | 1 | High | B | 21 | 2045 | 5 | 2 | 2.7 | 15703 | 32682
Local Hot Water | Package Electric Water Heaters - Non-Drinking Water | Town CD | 1 | Medium | B | 1 | 2025 | 5 | 3 | 3.2 | 27722 | 9545
Emergency Lighting | Self Contained - LED | Town CB | 4 | Urgent | B | 17 | 2041 | 5 | 1 | 2.2 | 6829 | 30156
LV Distribution | Sub Distribution Board | Town CF | 1 | High | B | 1 | 2025 | 5 | 2 | 2.7 | 15704 | 4354
Fire Safety Systems | Manual and Automatic Doors - Emergency and Panic Escape Doors | Town BZ | 1 | Urgent | B | 1 | 2025 | 5 | 1 | 2.2 | 6830 | 1564
General Lighting | General - LED fittings & Luminaires | Town CF | 17 | Medium | B | 12 | 2036 | 5 | 3 | 3.2 | 27723 | 26624
LV Distribution | Sub Distribution Board | Town CF | 1 | High | B | 6 | 2030 | 5 | 2 | 2.7 | 15705 | 17713
Roller Shutters | External Manual Roller Shutter | Town CK | 1 | High | B | 1 | 2025 | 5 | 2 | 2.7 | 15706 | 4355
Local and Special Ventilation | Fan - Extract | Town CD | 1 | Medium | CX | 1 | 2025 | 2 | 3 | 2.3 | 10262 | 2190
Air Conditioning | Single-Split Evaporator - Split Systems/Heat Pumps - Air-cooled with Direct Expansion Evaporator (DX) | Town CJ | 1 | Medium | B | 2 | 2026 | 5 | 3 | 3.2 | 27724 | 13139
Fire Safety Systems | Manual and Automatic Doors - Emergency and Panic Escape Doors | Town CD | 1 | Urgent | B | 27 | 2051 | 5 | 1 | 2.2 | 6831 | 33551
Local Hot Water | Instantaneous Electric Water Heater - Non-Drinking Water | Town CB | 1 | Medium | B | 7 | 2031 | 5 | 3 | 3.2 | 27725 | 20044
Local and Special Ventilation | Fan - Window / Wall Mounted | Town CF | 1 | Medium | B | 1 | 2025 | 5 | 3 | 3.2 | 27726 | 9546
Emergency Lighting | Self Contained - Non LED | Town BZ | 3 | Urgent | B | 1 | 2025 | 5 | 1 | 2.2 | 6832 | 1565
Fire Safety Systems | Fire Extinguishers - CO2 | Town BZ | 2 | Urgent | B | 6 | 2030 | 5 | 1 | 2.2 | 6833 | 16721
Barriers & Guardrails | Vehicle Crash Protection Barrier | Town CD | 1 | V Low | B | 1 | 2025 | 5 | 4 | 3.7 | 33293 | 12172
External Doors | Manual and Automatic Doors - Auto / Powered Sliding Doors | Town CM | 1 | High | B | 21 | 2045 | 5 | 2 | 2.7 | 15707 | 32683
Roller Shutters | Internal Electric Roller Shutter | Town CR | 1 | Medium | B | 11 | 2035 | 5 | 3 | 3.2 | 27727 | 25397
LV Distribution | Sub Distribution Board | Town CH | 1 | High | B | 1 | 2025 | 5 | 2 | 2.7 | 15708 | 4356
LV Distribution | Sub Distribution Board | Town CB | 1 | High | B | 1 | 2025 | 5 | 2 | 2.7 | 15709 | 4357
Local Hot Water | Instantaneous Electric Water Heater - Non-Drinking Water | Town CB | 1 | Medium | B | 1 | 2025 | 5 | 3 | 3.2 | 27728 | 9547
Fire Safety Systems | Manual and Automatic Doors - Emergency and Panic Escape Doors | Town CJ | 1 | Urgent | B | 21 | 2045 | 5 | 1 | 2.2 | 6834 | 32229
Roller Shutters | External Electric Roller Shutter | Town BZ | 1 | High | B | 1 | 2025 | 5 | 2 | 2.7 | 15710 | 4358
Central Heating | Circulating Pump | Town CR | 1 | High | B | 6 | 2030 | 5 | 2 | 2.7 | 15711 | 17714
Local and Special Ventilation | Fan - Axial | Town CQ | 1 | Medium | B | 1 | 2025 | 5 | 3 | 3.2 | 27729 | 9548
Local and Special Ventilation | Fan - Extract | Town CD | 1 | Medium | B | 1 | 2025 | 5 | 3 | 3.2 | 27730 | 9549
General Lighting | General - LED fittings & Luminaires | Town CD | 10 | Medium | C | 1 | 2025 | 4 | 3 | 2.9 | 18819 | 5691
Fire Safety Systems | Fire Extinguishers - Foam | Town CT | 4 | Urgent | D | 6 | 2030 | 3 | 1 | 1.6 | 455 | 15697
Local and Special Ventilation | Fan - Extract | Town CJ | 1 | Medium | B | 1 | 2025 | 5 | 3 | 3.2 | 27731 | 9550
Roller Shutters | External Manual Roller Shutter | Town CK | 1 | High | B | 1 | 2025 | 5 | 2 | 2.7 | 15712 | 4359
Emergency Lighting | Self Contained - LED | Town CJ | 13 | Urgent | B | 21 | 2045 | 5 | 1 | 2.2 | 6835 | 32230
LV Distribution | Sub Distribution Board | Town CJ | 1 | High | B | 6 | 2030 | 5 | 2 | 2.7 | 15713 | 17715
Barriers & Guardrails | Vehicle Crash Protection Barrier | Town CD | 1 | V Low | B | 7 | 2031 | 5 | 4 | 3.7 | 33294 | 20223
Multi-System Controls | Instrumental Control Panel | Town CH | 1 | Medium | B | 16 | 2040 | 5 | 3 | 3.2 | 27732 | 29684
LV Distribution | Sub Distribution Board | Town CB | 1 | High | C | 1 | 2025 | 4 | 2 | 2.4 | 10641 | 2457
Fire Safety Systems | Fire Alarm Panel / Repeater | Town CJ | 1 | Urgent | B | 1 | 2025 | 5 | 1 | 2.2 | 6836 | 1566
Barriers & Guardrails | Vehicle Crash Protection Barrier | Town CD | 1 | V Low | B | 1 | 2025 | 5 | 4 | 3.7 | 33295 | 12173
Barriers & Guardrails | Vehicle Crash Protection Barrier | Town BZ | 1 | V Low | B | 1 | 2025 | 5 | 4 | 3.7 | 33296 | 12174
LV Distribution | Sub Distribution Board | Town CG | 1 | High | B | 1 | 2025 | 5 | 2 | 2.7 | 15714 | 4360
Fire Safety Systems | Manual and Automatic Doors - Emergency and Panic Escape Doors | Town BZ | 1 | Urgent | B | 11 | 2035 | 5 | 1 | 2.2 | 6837 | 23791
AHU - Internal | Central Air Conditioning - Gas Fired | Town CD | 1 | Medium | C | 1 | 2025 | 4 | 3 | 2.9 | 18820 | 5692
Emergency Lighting | Illuminated Fire Exit Signage | Town CG | 7 | Urgent | B | 16 | 2040 | 5 | 1 | 2.2 | 6838 | 28891
LV Distribution | Sub Distribution Board | Town BZ | 1 | High | B | 1 | 2025 | 5 | 2 | 2.7 | 15715 | 4361
LV Distribution | Sub Distribution Board | Town CG | 1 | High | B | 16 | 2040 | 5 | 2 | 2.7 | 15716 | 29215
Heat Emitters | Electric Heaters | Town BZ | 1 | Medium | CX | 7 | 2031 | 2 | 3 | 2.3 | 10263 | 19540
Fire Safety Systems | Fire Blanket | Town CP | 1 | Urgent | B | 4 | 2028 | 5 | 1 | 2.2 | 6839 | 13846
Fire Safety Systems | Fire Extinguishers - Foam | Town CQ | 6 | Urgent | B | 8 | 2032 | 5 | 1 | 2.2 | 6840 | 20498
Heat Emitters | Radiators - Steel | Town CH | 1 | Medium | B | 1 | 2025 | 5 | 3 | 3.2 | 27733 | 9551
Fire Safety Systems | Fire Extinguishers - CO2 | Town CM | 3 | Urgent | B | 2 | 2026 | 5 | 1 | 2.2 | 6841 | 12688
General Lighting | General - LED fittings & Luminaires | Town CB | 10 | Medium | B | 12 | 2036 | 5 | 3 | 3.2 | 27734 | 26625
Fire Safety Systems | Fire Extinguishers - Foam | Town CB | 3 | Urgent | B | 2 | 2026 | 5 | 1 | 2.2 | 6842 | 12689
Heat Emitters | Electric Heaters | Town CD | 1 | Medium | B | 4 | 2028 | 5 | 3 | 3.2 | 27735 | 14166
Local and Special Ventilation | Fan - Extract | Town CG | 1 | Medium | B | 1 | 2025 | 5 | 3 | 3.2 | 27736 | 9552
LV Distribution | Sub Distribution Board | Town CY | 1 | High | D | 1 | 2025 | 3 | 2 | 2.1 | 1238 | 837
Heat Emitters | Gas Fired Natural and Fan Assisted Heaters | Town DB | 1 | Medium | B | 5 | 2029 | 5 | 3 | 3.2 | 27737 | 15279
Barriers & Guardrails | Vehicle Crash Protection Barrier | Town CU | 1 | V Low | B | 1 | 2025 | 5 | 4 | 3.7 | 33297 | 12175
Local and Special Ventilation | Fan - General Ventilation | Town DF | 1 | Medium | B | 1 | 2025 | 5 | 3 | 3.2 | 27738 | 9553
Fire Safety Systems | Fire Alarm System | Town CX | 1 | Urgent | B | 11 | 2035 | 5 | 1 | 2.2 | 6843 | 23792
Fire Safety Systems | Fire Alarm Panel / Repeater | Town CY | 1 | Urgent | B | 9 | 2033 | 5 | 1 | 2.2 | 6844 | 21399
Air Conditioning | Multi-Split Evaporator - Split Systems/Heat Pumps - Air-cooled with Direct Expansion Evaporator (DX) | Town DC | 1 | Medium | B | 2 | 2026 | 5 | 3 | 3.2 | 27739 | 13140
External Doors | Entrance Doors | Town DA | 1 | High | B | 26 | 2050 | 5 | 2 | 2.7 | 15717 | 33510
Lifts | Disabled Lift - Hydraulic | Town DA | 1 | High | B | 6 | 2030 | 5 | 2 | 2.7 | 15718 | 17716
Hot Water Distribution | Hot water cylinders Domestic Type | Town CZ | 1 | Low | DX | 1 | 2025 | 1 | 4 | 2.5 | 10935 | 2563
Air Conditioning | Single-Split Condenser - Split Systems/Heat Pumps - Air-cooled with Direct Expansion Evaporator (DX) | Town CU | 1 | Medium | B | 1 | 2025 | 5 | 3 | 3.2 | 27740 | 9554
Local and Special Ventilation | Fan - Axial | Town CU | 1 | Medium | B | 1 | 2025 | 5 | 3 | 3.2 | 27741 | 9555
Roller Shutters | External Electric Roller Shutter | Town CZ | 1 | High | B | 17 | 2041 | 5 | 2 | 2.7 | 15719 | 30352
Roller Shutters | External Electric Roller Shutter | Town CH | 1 | High | B | 11 | 2035 | 5 | 2 | 2.7 | 15720 | 24580
Fire Safety Systems | Fire Extinguishers - CO2 | Town DJ | 1 | Urgent | B | 8 | 2032 | 5 | 1 | 2.2 | 6845 | 20499
Heat Emitters | Radiators - Steel | Town DF | 3 | Medium | B | 1 | 2025 | 5 | 3 | 3.2 | 27742 | 9556
Roller Shutters | External Electric Roller Shutter | Town DD | 1 | High | B | 17 | 2041 | 5 | 2 | 2.7 | 15721 | 30353
External Lighting | General - LED | Town CG | 4 | Medium | B | 11 | 2035 | 5 | 3 | 3.2 | 27743 | 25398
Access Control | Gate Access - Local Lock / Keypad / Manual (External) | Town DI | 1 | Medium | B | 5 | 2029 | 5 | 3 | 3.2 | 27744 | 15280
External Lighting | General - Non LED | Town CV | 2 | Medium | B | 6 | 2030 | 5 | 3 | 3.2 | 27745 | 18833
LV Distribution | Main Distribution Board | Town DC | 1 | High | B | 7 | 2031 | 5 | 2 | 2.7 | 15722 | 19652
Emergency Lighting | Self Contained - LED | Town CV | 7 | Urgent | B | 16 | 2040 | 5 | 1 | 2.2 | 6846 | 28892
LV Distribution | Sub Distribution Board | Town CZ | 1 | High | B | 12 | 2036 | 5 | 2 | 2.7 | 15723 | 26219
LV Distribution | Sub Distribution Board | Town CZ | 1 | High | B | 12 | 2036 | 5 | 2 | 2.7 | 15724 | 26220
Fire Safety Systems | Fire Extinguishers - CO2 | Town DF | 1 | Urgent | B | 6 | 2030 | 5 | 1 | 2.2 | 6847 | 16722
LV Distribution | Sub Distribution Board | Town DB | 1 | High | D | 1 | 2025 | 3 | 2 | 2.1 | 1239 | 838
Roller Shutters | External Manual Roller Shutter | Town CH | 1 | High | B | 1 | 2025 | 5 | 2 | 2.7 | 15725 | 4362
Local and Special Ventilation | Fan - Axial | Town CY | 1 | Medium | B | 1 | 2025 | 5 | 3 | 3.2 | 27746 | 9557
Fire Safety Systems | Manual and Automatic Doors - Emergency and Panic Escape Doors | Town CV | 1 | Urgent | B | 26 | 2050 | 5 | 1 | 2.2 | 6848 | 33465
Fire Safety Systems | Manual and Automatic Doors - Emergency and Panic Escape Doors | Town CZ | 1 | Urgent | CX | 6 | 2030 | 2 | 1 | 1.3 | 348 | 15690
Local and Special Ventilation | Fan - Kitchen Extract | Town DJ | 1 | Low | C | 5 | 2029 | 4 | 4 | 3.4 | 32420 | 15579
Barriers & Guardrails | Vehicle Crash Protection Barrier | Town CU | 1 | V Low | B | 1 | 2025 | 5 | 4 | 3.7 | 33298 | 12176
Barriers & Guardrails | Vehicle Crash Protection Barrier | Town CU | 1 | V Low | B | 1 | 2025 | 5 | 4 | 3.7 | 33299 | 12177
Fire Safety Systems | Fire Extinguishers - CO2 | Town DG | 3 | Urgent | B | 2 | 2026 | 5 | 1 | 2.2 | 6849 | 12690
LV Distribution | Sub Distribution Board | Town CG | 1 | High | B | 16 | 2040 | 5 | 2 | 2.7 | 15726 | 29216
LV Distribution | Main Distribution Board | Town CV | 1 | High | B | 11 | 2035 | 5 | 2 | 2.7 | 15727 | 24581
External Lighting | General - Non LED | Town DL | 1 | Medium | B | 1 | 2025 | 5 | 3 | 3.2 | 27747 | 9558
Fire Safety Systems | Fire Extinguishers - Foam | Town DB | 4 | Urgent | B | 7 | 2031 | 5 | 1 | 2.2 | 6850 | 19413
Fire Safety Systems | Fire Alarm Panel / Repeater | Town CZ | 1 | Urgent | B | 6 | 2030 | 5 | 1 | 2.2 | 6851 | 16723
Fire Safety Systems | Fire Alarm Panel / Repeater | Town DG | 1 | Urgent | B | 14 | 2038 | 5 | 1 | 2.2 | 6852 | 27380
Local and Special Ventilation | Fan - Centrifugal | Town CU | 1 | Medium | B | 1 | 2025 | 5 | 3 | 3.2 | 27748 | 9559
Emergency Lighting | Self Contained - LED | Town CZ | 6 | Urgent | B | 21 | 2045 | 5 | 1 | 2.2 | 6853 | 32231
Heat Emitters | Electric Heaters | Town DK | 6 | Medium | B | 3 | 2027 | 5 | 3 | 3.2 | 27749 | 13602
General Lighting | General - LED fittings & Luminaires | Town CH | 6 | Medium | B | 12 | 2036 | 5 | 3 | 3.2 | 27750 | 26626
Emergency Lighting | Self Contained - LED | Town DF | 3 | Urgent | B | 22 | 2046 | 5 | 1 | 2.2 | 6854 | 32941
Fire Safety Systems | Fire Extinguishers - Foam | Town DI | 2 | Urgent | B | 9 | 2033 | 5 | 1 | 2.2 | 6855 | 21400
Roller Shutters | External Electric Roller Shutter | Town CZ | 1 | High | B | 11 | 2035 | 5 | 2 | 2.7 | 15728 | 24582
External Doors | Manual and Automatic Doors - Auto / Powered Sliding Doors | Town DC | 1 | High | B | 16 | 2040 | 5 | 2 | 2.7 | 15729 | 29217
Local and Special Ventilation | Fan - Centrifugal | Town CU | 1 | Medium | B | 1 | 2025 | 5 | 3 | 3.2 | 27751 | 9560
External Doors | Entrance Doors | Town DA | 1 | High | B | 26 | 2050 | 5 | 2 | 2.7 | 15730 | 33511
Emergency Lighting | Illuminated Fire Exit Signage | Town DI | 2 | Urgent | B | 10 | 2034 | 5 | 1 | 2.2 | 6856 | 22100
Fire Safety Systems | Fire Extinguishers - CO2 | Town DF | 4 | Urgent | B | 7 | 2031 | 5 | 1 | 2.2 | 6857 | 19414
External Doors | Entrance Doors | Town DL | 1 | High | C | 1 | 2025 | 4 | 2 | 2.4 | 10642 | 2458
Heat Emitters | Electric Heaters | Town CZ | 2 | Medium | B | 1 | 2025 | 5 | 3 | 3.2 | 27752 | 9561
General Lighting | General - LED fittings & Luminaires | Town CW | 18 | Medium | B | 17 | 2041 | 5 | 3 | 3.2 | 27753 | 30519
General Lighting | General - LED fittings & Luminaires | Town CW | 3 | Medium | B | 17 | 2041 | 5 | 3 | 3.2 | 27754 | 30520
LV Distribution | Sub Distribution Board | Town DB | 1 | High | B | 1 | 2025 | 5 | 2 | 2.7 | 15731 | 4363
Local and Special Ventilation | Fan - Window / Wall Mounted | Town CV | 1 | Medium | B | 1 | 2025 | 5 | 3 | 3.2 | 27755 | 9562
External Lighting | General - Non LED | Town CG | 6 | Medium | B | 1 | 2025 | 5 | 3 | 3.2 | 27756 | 9563
Heat Emitters | Electric Heaters | Town CH | 1 | Medium | B | 1 | 2025 | 5 | 3 | 3.2 | 27757 | 9564
Roller Shutters | External Window Shutters - Manual | Town CG | 1 | Medium | B | 1 | 2025 | 5 | 3 | 3.2 | 27758 | 9565
LV Distribution | Sub Distribution Board | Town DJ | 1 | High | B | 10 | 2034 | 5 | 2 | 2.7 | 15732 | 22412
Roller Shutters | External Electric Roller Shutter | Town CZ | 1 | High | B | 13 | 2037 | 5 | 2 | 2.7 | 15733 | 27000
Emergency Lighting | Self Contained - Non LED | Town DF | 4 | Urgent | B | 1 | 2025 | 5 | 1 | 2.2 | 6858 | 1567
Air Conditioning | Single-Split Evaporator - Split Systems/Heat Pumps - Air-cooled with Direct Expansion Evaporator (DX) | Town DG | 1 | Medium | C | 1 | 2025 | 4 | 3 | 2.9 | 18821 | 5693
LV Distribution | Sub Distribution Board | Town DA | 1 | High | B | 1 | 2025 | 5 | 2 | 2.7 | 15734 | 4364
External Doors | Entrance Doors | Town DF | 1 | High | B | 6 | 2030 | 5 | 2 | 2.7 | 15735 | 17717
External Doors | Entrance Doors | Town CV | 1 | High | B | 26 | 2050 | 5 | 2 | 2.7 | 15736 | 33512
Fire Safety Systems | Fire Extinguishers - CO2 | Town DC | 3 | Urgent | B | 6 | 2030 | 5 | 1 | 2.2 | 6859 | 16724
Fire Safety Systems | Manual and Automatic Doors - Emergency and Panic Escape Doors | Town DE | 1 | Urgent | B | 6 | 2030 | 5 | 1 | 2.2 | 6860 | 16725
Barriers & Guardrails | Vehicle Crash Protection Barrier | Town DG | 1 | V Low | B | 1 | 2025 | 5 | 4 | 3.7 | 33300 | 12178
Local and Special Ventilation | Fan - Axial | Town DD | 1 | Medium | B | 7 | 2031 | 5 | 3 | 3.2 | 27759 | 20045
Local and Special Ventilation | Fan - Extract | Town CU | 1 | Medium | B | 1 | 2025 | 5 | 3 | 3.2 | 27760 | 9566
External Lighting | General - LED | Town DG | 2 | Medium | B | 11 | 2035 | 5 | 3 | 3.2 | 27761 | 25399
Local and Special Ventilation | Fan - Extract | Town DG | 1 | Medium | CX | 1 | 2025 | 2 | 3 | 2.3 | 10264 | 2191
Local and Special Ventilation | Fan - Axial | Town DC | 1 | Medium | B | 2 | 2026 | 5 | 3 | 3.2 | 27762 | 13141
Emergency Lighting | Self Contained - Non LED | Town CY | 1 | Urgent | B | 11 | 2035 | 5 | 1 | 2.2 | 6861 | 23793
Fire Safety Systems | Fire Alarm Panel / Repeater | Town CY | 1 | Urgent | B | 11 | 2035 | 5 | 1 | 2.2 | 6862 | 23794
Local and Special Ventilation | Fan - Window / Wall Mounted | Town CV | 1 | Medium | B | 1 | 2025 | 5 | 3 | 3.2 | 27763 | 9567
Burner | Forced Draught Gas Condensing Boiler | Town CV | 1 | Medium | B | 3 | 2027 | 5 | 3 | 3.2 | 27764 | 13603
General Lighting | General - LED fittings & Luminaires | Town CZ | 30 | Medium | B | 16 | 2040 | 5 | 3 | 3.2 | 27765 | 29685
General Lighting | General - LED fittings & Luminaires | Town DI | 27 | Medium | B | 10 | 2034 | 5 | 3 | 3.2 | 27766 | 22974
Local and Special Ventilation | Fan - Extract | Town DC | 1 | Medium | B | 2 | 2026 | 5 | 3 | 3.2 | 27767 | 13142
LV Distribution | Sub Distribution Board | Town DG | 1 | High | B | 1 | 2025 | 5 | 2 | 2.7 | 15737 | 4365
Fire Safety Systems | Fire Extinguishers - CO2 | Town DG | 1 | Urgent | B | 6 | 2030 | 5 | 1 | 2.2 | 6863 | 16726
Emergency Lighting | Self Contained - LED | Town CV | 4 | Urgent | B | 21 | 2045 | 5 | 1 | 2.2 | 6864 | 32232
Emergency Lighting | Self Contained - LED | Town DA | 5 | Urgent | B | 21 | 2045 | 5 | 1 | 2.2 | 6865 | 32233
Hot Water Distribution | Calorifier-LTHW - Copper | Town CV | 1 | High | B | 31 | 2055 | 5 | 2 | 2.7 | 15738 | 33799
Local Hot Water | Instantaneous Electric Water Heater - Non-Drinking Water | Town CU | 1 | Medium | B | 1 | 2025 | 5 | 3 | 3.2 | 27768 | 9568
General Lighting | General - LED fittings & Luminaires | Town DG | 2 | Medium | B | 1 | 2025 | 5 | 3 | 3.2 | 27769 | 9569
Access Control | Door Lock / Keypad / Manual | Town CV | 1 | Medium | B | 6 | 2030 | 5 | 3 | 3.2 | 27770 | 18834
Emergency Lighting | Illuminated Fire Exit Signage | Town CZ | 2 | Urgent | B | 16 | 2040 | 5 | 1 | 2.2 | 6866 | 28893
Fire Safety Systems | Fire Extinguishers - Foam | Town CV | 1 | Urgent | B | 6 | 2030 | 5 | 1 | 2.2 | 6867 | 16727
Air Conditioning | Single-Split Condenser - Split Systems/Heat Pumps - Air-cooled with Direct Expansion Evaporator (DX) | Town CU | 1 | Medium | B | 1 | 2025 | 5 | 3 | 3.2 | 27771 | 9570
Fire Safety Systems | Fire Extinguishers - CO2 | Town CV | 2 | Urgent | B | 6 | 2030 | 5 | 1 | 2.2 | 6868 | 16728
Heat Emitters | Gas Fired Natural and Fan Assisted Heaters | Town DB | 1 | Medium | D | 5 | 2029 | 3 | 3 | 2.6 | 11182 | 14560
Fire Safety Systems | Manual and Automatic Doors - Emergency and Panic Escape Doors | Town DL | 1 | Urgent | B | 27 | 2051 | 5 | 1 | 2.2 | 6869 | 33552
Roller Shutters | External Manual Roller Shutter | Town DK | 1 | High | C | 1 | 2025 | 4 | 2 | 2.4 | 10643 | 2459
Local and Special Ventilation | Fan - Extract | Town DA | 1 | Medium | B | 6 | 2030 | 5 | 3 | 3.2 | 27772 | 18835
Barriers & Guardrails | Vehicle Crash Protection Barrier | Town DG | 1 | V Low | B | 1 | 2025 | 5 | 4 | 3.7 | 33301 | 12179
Fire Safety Systems | Fire Extinguishers - Foam | Town CV | 2 | Urgent | B | 6 | 2030 | 5 | 1 | 2.2 | 6870 | 16729
Barriers & Guardrails | Vehicle Crash Protection Barrier | Town DG | 1 | V Low | B | 1 | 2025 | 5 | 4 | 3.7 | 33302 | 12180
Emergency Lighting | Self Contained - Non LED | Town CY | 10 | Urgent | B | 4 | 2028 | 5 | 1 | 2.2 | 6871 | 13847
Heat Emitters | Radiators - Steel | Town DA | 5 | Medium | B | 1 | 2025 | 5 | 3 | 3.2 | 27773 | 9571
Fire Safety Systems | Manual and Automatic Doors - Emergency and Panic Escape Doors | Town CV | 1 | Urgent | B | 21 | 2045 | 5 | 1 | 2.2 | 6872 | 32234
Local and Special Ventilation | Fan - Axial | Town DG | 1 | Medium | B | 1 | 2025 | 5 | 3 | 3.2 | 27774 | 9572
Local and Special Ventilation | Fan - Axial | Town DC | 1 | Medium | B | 2 | 2026 | 5 | 3 | 3.2 | 27775 | 13143
Air Conditioning | Single-Split Evaporator - Split Systems/Heat Pumps - Air-cooled with Direct Expansion Evaporator (DX) | Town DB | 1 | Medium | B | 5 | 2029 | 5 | 3 | 3.2 | 27776 | 15281
External Doors | Entrance Doors | Town CZ | 1 | High | D | 21 | 2045 | 3 | 2 | 2.1 | 1240 | 31715
Local and Special Ventilation | Unit extract fans | Town DH | 1 | Medium | C | 1 | 2025 | 4 | 3 | 2.9 | 18822 | 5694
Roller Shutters | External Window Shutters - Manual | Town CG | 1 | Medium | B | 6 | 2030 | 5 | 3 | 3.2 | 27777 | 18836
LV Distribution | Sub Distribution Board | Town DG | 1 | High | B | 1 | 2025 | 5 | 2 | 2.7 | 15739 | 4366
Emergency Lighting | Self Contained - LED | Town CZ | 5 | Urgent | B | 21 | 2045 | 5 | 1 | 2.2 | 6873 | 32235
External Lighting | General - LED | Town DD | 2 | Medium | B | 11 | 2035 | 5 | 3 | 3.2 | 27778 | 25400
AHU - Internal | Central Heating & Cooling - Electric & DX | Town CU | 1 | Medium | B | 4 | 2028 | 5 | 3 | 3.2 | 27779 | 14167
LV Distribution | Sub Distribution Board | Town DD | 1 | High | B | 12 | 2036 | 5 | 2 | 2.7 | 15740 | 26221
Heat Emitters | Electric Heaters | Town CX | 5 | Medium | B | 4 | 2028 | 5 | 3 | 3.2 | 27780 | 14168
Fire Safety Systems | Fire Extinguishers - Foam | Town CX | 3 | Urgent | A | 10 | 2034 | 6 | 1 | 2.5 | 10936 | 22228
Emergency Lighting | Illuminated Fire Exit Signage | Town DF | 4 | Urgent | B | 10 | 2034 | 5 | 1 | 2.2 | 6874 | 22101
Fire Safety Systems | Fire Extinguishers - Powder | Town DJ | 1 | Urgent | B | 8 | 2032 | 5 | 1 | 2.2 | 6875 | 20500
Local and Special Ventilation | Fan - General Ventilation | Town DF | 1 | Medium | B | 1 | 2025 | 5 | 3 | 3.2 | 27781 | 9573
Access Control | Door Lock / Keypad / Manual | Town DA | 1 | Medium | B | 13 | 2037 | 5 | 3 | 3.2 | 27782 | 27189
Emergency Lighting | Illuminated Fire Exit Signage | Town DD | 1 | Urgent | B | 16 | 2040 | 5 | 1 | 2.2 | 6876 | 28894
Emergency Lighting | Self Contained - LED | Town DB | 6 | Urgent | B | 22 | 2046 | 5 | 1 | 2.2 | 6877 | 32942
LV Distribution | Sub Distribution Board | Town DJ | 1 | High | B | 10 | 2034 | 5 | 2 | 2.7 | 15741 | 22413
Heat Emitters | Gas Fired Radiant Heaters | Town CZ | 1 | Medium | B | 1 | 2025 | 5 | 3 | 3.2 | 27783 | 9574
Heat Emitters | Electric Overdoor Air Curtain/Heater | Town CH | 1 | Medium | B | 1 | 2025 | 5 | 3 | 3.2 | 27784 | 9575
Air Conditioning | Single-Split Evaporator - Split Systems/Heat Pumps - Air-cooled with Direct Expansion Evaporator (DX) | Town DB | 1 | Medium | B | 5 | 2029 | 5 | 3 | 3.2 | 27785 | 15282
Local and Special Ventilation | Fan - Window / Wall Mounted | Town CV | 1 | Medium | B | 6 | 2030 | 5 | 3 | 3.2 | 27786 | 18837
Fire Safety Systems | Fire Extinguishers - Foam | Town CY | 6 | Urgent | B | 2 | 2026 | 5 | 1 | 2.2 | 6878 | 12691
External Lighting | General - LED | Town DA | 1 | Medium | B | 11 | 2035 | 5 | 3 | 3.2 | 27787 | 25401
Local and Special Ventilation | Fan - Window / Wall Mounted | Town CH | 1 | Medium | B | 1 | 2025 | 5 | 3 | 3.2 | 27788 | 9576
Emergency Lighting | Illuminated Fire Exit Signage | Town CU | 2 | Urgent | B | 16 | 2040 | 5 | 1 | 2.2 | 6879 | 28895
Emergency Lighting | Self Contained - LED | Town CV | 2 | Urgent | B | 16 | 2040 | 5 | 1 | 2.2 | 6880 | 28896
Air Conditioning | Single-Split Evaporator - Split Systems/Heat Pumps - Air-cooled with Direct Expansion Evaporator (DX) | Town DB | 1 | Medium | B | 5 | 2029 | 5 | 3 | 3.2 | 27789 | 15283
External Doors | Entrance Doors | Town CW | 1 | High | B | 32 | 2056 | 5 | 2 | 2.7 | 15742 | 33830
LV Distribution | Sub Distribution Board | Town CY | 1 | High | B | 18 | 2042 | 5 | 2 | 2.7 | 15743 | 30846
Fire Safety Systems | Manual and Automatic Doors - Emergency and Panic Escape Doors | Town DG | 1 | Urgent | B | 28 | 2052 | 5 | 1 | 2.2 | 6881 | 33608
LV Distribution | Sub Distribution Board | Town CZ | 1 | High | B | 1 | 2025 | 5 | 2 | 2.7 | 15744 | 4367
Fire Safety Systems | Fire Extinguishers - Foam | Town DK | 2 | Urgent | B | 6 | 2030 | 5 | 1 | 2.2 | 6882 | 16730
Local and Special Ventilation | Unit extract fans | Town DH | 1 | Medium | C | 1 | 2025 | 4 | 3 | 2.9 | 18823 | 5695
Local and Special Ventilation | Fan - Axial | Town CU | 1 | Medium | B | 1 | 2025 | 5 | 3 | 3.2 | 27790 | 9577
Local and Special Ventilation | Fan - Extract | Town DG | 1 | Medium | B | 1 | 2025 | 5 | 3 | 3.2 | 27791 | 9578
External Lighting | General - LED | Town DK | 6 | Medium | B | 10 | 2034 | 5 | 3 | 3.2 | 27792 | 22975
Fire Safety Systems | Fire Alarm Panel / Repeater | Town CG | 1 | Urgent | B | 6 | 2030 | 5 | 1 | 2.2 | 6883 | 16731
Communication Systems | PA System | Town DG | 1 | Medium | B | 16 | 2040 | 5 | 3 | 3.2 | 27793 | 29686
General Lighting | General - LED fittings & Luminaires | Town CZ | 52 | Medium | B | 19 | 2043 | 5 | 3 | 3.2 | 27794 | 31369
General Lighting | General - LED fittings & Luminaires | Town CY | 2 | Medium | B | 9 | 2033 | 5 | 3 | 3.2 | 27795 | 21821
Local and Special Ventilation | Fan - General Ventilation | Town DF | 1 | Medium | B | 1 | 2025 | 5 | 3 | 3.2 | 27796 | 9579
Barriers & Guardrails | Vehicle Crash Protection Barrier | Town CZ | 10 | V Low | C | 1 | 2025 | 4 | 4 | 3.4 | 32421 | 11701
Barriers & Guardrails | Vehicle Crash Protection Barrier | Town CU | 1 | V Low | B | 1 | 2025 | 5 | 4 | 3.7 | 33303 | 12181
LV Distribution | Main Distribution Board | Town CU | 1 | High | B | 2 | 2026 | 5 | 2 | 2.7 | 15745 | 12924
Central Ventilation Systems | Fan - General Ventilation | Town DB | 1 | Low | B | 5 | 2029 | 5 | 4 | 3.7 | 33304 | 15655
Local and Special Ventilation | Fan - Axial | Town CY | 1 | Medium | B | 1 | 2025 | 5 | 3 | 3.2 | 27797 | 9580
External Lighting | General - Non LED | Town DG | 2 | Medium | C | 1 | 2025 | 4 | 3 | 2.9 | 18824 | 5696
Emergency Lighting | Self Contained - LED | Town DL | 7 | Urgent | B | 21 | 2045 | 5 | 1 | 2.2 | 6884 | 32236
General Lighting | General - LED fittings & Luminaires | Town CH | 3 | Medium | B | 12 | 2036 | 5 | 3 | 3.2 | 27798 | 26627
Fire Safety Systems | Fire Extinguishers - Foam | Town CZ | 8 | Urgent | B | 7 | 2031 | 5 | 1 | 2.2 | 6885 | 19415
Local and Special Ventilation | Fan - General Ventilation | Town DB | 1 | Medium | B | 1 | 2025 | 5 | 3 | 3.2 | 27799 | 9581
Local Hot Water | Instantaneous Electric Water Heater - Non-Drinking Water | Town CH | 1 | Medium | B | 1 | 2025 | 5 | 3 | 3.2 | 27800 | 9582
LV Distribution | Sub Distribution Board | Town DL | 1 | High | B | 1 | 2025 | 5 | 2 | 2.7 | 15746 | 4368
Fire Safety Systems | Fire Extinguishers - CO2 | Town DI | 2 | Urgent | B | 6 | 2030 | 5 | 1 | 2.2 | 6886 | 16732
Fire Safety Systems | Manual and Automatic Doors - Emergency and Panic Escape Doors | Town DA | 1 | Urgent | B | 31 | 2055 | 5 | 1 | 2.2 | 6887 | 33764
Roller Shutters | External Electric Roller Shutter | Town DB | 1 | High | B | 1 | 2025 | 5 | 2 | 2.7 | 15747 | 4369
Emergency Lighting | Illuminated Fire Exit Signage | Town DH | 2 | Urgent | B | 10 | 2034 | 5 | 1 | 2.2 | 6888 | 22102
General Lighting | General - LED fittings & Luminaires | Town DC | 22 | Medium | B | 16 | 2040 | 5 | 3 | 3.2 | 27801 | 29687
Emergency Lighting | Illuminated Fire Exit Signage | Town CG | 3 | Urgent | B | 16 | 2040 | 5 | 1 | 2.2 | 6889 | 28897
Local and Special Ventilation | Fan - Window / Wall Mounted | Town CX | 1 | Medium | B | 11 | 2035 | 5 | 3 | 3.2 | 27802 | 25402
Fire Safety Systems | Fire Alarm System | Town CV | 1 | Urgent | B | 1 | 2025 | 5 | 1 | 2.2 | 6890 | 1568
Heat Emitters | Electric Heaters | Town CW | 1 | Medium | B | 5 | 2029 | 5 | 3 | 3.2 | 27803 | 15284
Emergency Lighting | Self Contained - LED | Town CV | 4 | Urgent | B | 16 | 2040 | 5 | 1 | 2.2 | 6891 | 28898
Fire Safety Systems | Fire Extinguishers - Powder | Town CH | 2 | Urgent | B | 2 | 2026 | 5 | 1 | 2.2 | 6892 | 12692
Local Hot Water | Package Electric Water Heaters - Non-Drinking Water | Town DD | 1 | Medium | B | 4 | 2028 | 5 | 3 | 3.2 | 27804 | 14169
Emergency Lighting | Illuminated Fire Exit Signage | Town DD | 1 | Urgent | B | 16 | 2040 | 5 | 1 | 2.2 | 6893 | 28899
Fire Safety Systems | Fire Alarm Panel / Repeater | Town DF | 1 | Urgent | B | 1 | 2025 | 5 | 1 | 2.2 | 6894 | 1569
Barriers & Guardrails | Vehicle Crash Protection Barrier | Town CU | 1 | V Low | B | 1 | 2025 | 5 | 4 | 3.7 | 33305 | 12182
LV Distribution | Main Distribution Board | Town BI | 1 | High | B | 3 | 2027 | 5 | 2 | 2.7 | 15748 | 13377
Local and Special Ventilation | Fan - Axial | Town FH | 1 | Medium | B | 3 | 2027 | 5 | 3 | 3.2 | 27805 | 13604
Local Hot Water | Package Electric Water Heaters - Non-Drinking Water | Town FU | 1 | Medium | B | 4 | 2028 | 5 | 3 | 3.2 | 27806 | 14170
Boiler | Electric Boilers | Town FE | 1 | Medium | B | 1 | 2025 | 5 | 3 | 3.2 | 27807 | 9583
Central Heating & Cooling | Fan - Bifurcated | Town FF | 1 | Medium | B | 1 | 2025 | 5 | 3 | 3.2 | 27808 | 9584
External Doors | Entrance Doors | Town FJ | 1 | High | B | 11 | 2035 | 5 | 2 | 2.7 | 15749 | 24583
Local Hot Water | Package Electric Water Heaters - Non-Drinking Water | Town BI | 1 | Medium | B | 1 | 2025 | 5 | 3 | 3.2 | 27809 | 9585
Central Ventilation Systems | Fan - General Ventilation | Town FG | 1 | Low | B | 1 | 2025 | 5 | 4 | 3.7 | 33306 | 12183
Fire Safety Systems | Manual and Automatic Doors - Emergency and Panic Escape Doors | Town FI | 1 | Urgent | B | 15 | 2039 | 5 | 1 | 2.2 | 6895 | 27943
Fire Safety Systems | Manual and Automatic Doors - Emergency and Panic Escape Doors | Town FF | 1 | Urgent | B | 11 | 2035 | 5 | 1 | 2.2 | 6896 | 23795
Fire Safety Systems | Manual and Automatic Doors - Emergency and Panic Escape Doors | Town FM | 1 | Urgent | B | 15 | 2039 | 5 | 1 | 2.2 | 6897 | 27944
External Doors | Entrance Doors | Town FE | 1 | High | B | 21 | 2045 | 5 | 2 | 2.7 | 15750 | 32684
General Lighting | General - LED fittings & Luminaires | Town FS | 8 | Medium | C | 2 | 2026 | 4 | 3 | 2.9 | 18825 | 12981
LV Distribution | Main Distribution Board | Town FU | 1 | High | B | 1 | 2025 | 5 | 2 | 2.7 | 15751 | 4370
Boiler | Electric Boilers | Town FJ | 1 | Medium | B | 1 | 2025 | 5 | 3 | 3.2 | 27810 | 9586
External Doors | Manual and Automatic Doors - Auto / Powered Sliding Doors | Town FH | 1 | High | B | 26 | 2050 | 5 | 2 | 2.7 | 15752 | 33513
Fire Safety Systems | Fire Extinguishers - Foam | Town FE | 2 | Urgent | B | 1 | 2025 | 5 | 1 | 2.2 | 6898 | 1570
LV Distribution | Sub Distribution Board | Town FK | 1 | High | CX | 1 | 2025 | 2 | 2 | 1.8 | 531 | 427
Hot Water Distribution | Hot water cylinders | Town FF | 1 | High | DX | 1 | 2025 | 1 | 2 | 1.5 | 399 | 356
Heat Emitters | Electric Heaters | Town FH | 4 | Medium | B | 1 | 2025 | 5 | 3 | 3.2 | 27811 | 9587
Fire Safety Systems | Fire Extinguishers - CO2 | Town FI | 4 | Urgent | B | 6 | 2030 | 5 | 1 | 2.2 | 6899 | 16733
Fire Safety Systems | Fire Extinguishers - Foam | Town FH | 5 | Urgent | B | 8 | 2032 | 5 | 1 | 2.2 | 6900 | 20501
LV Distribution | Sub Distribution Board | Town FS | 1 | High | B | 18 | 2042 | 5 | 2 | 2.7 | 15753 | 30847
External Lighting | General - LED | Town FF | 5 | Medium | B | 9 | 2033 | 5 | 3 | 3.2 | 27812 | 21822
Fire Safety Systems | Fire Extinguishers - CO2 | Town FC | 2 | Urgent | B | 6 | 2030 | 5 | 1 | 2.2 | 6901 | 16734
LV Distribution | Main Distribution Board | Town FF | 1 | High | B | 1 | 2025 | 5 | 2 | 2.7 | 15754 | 4371
Roller Shutters | External Manual Roller Shutter | Town FI | 1 | High | B | 5 | 2029 | 5 | 2 | 2.7 | 15755 | 14692
Roller Shutters | External Electric Roller Shutter | Town FL | 1 | High | B | 10 | 2034 | 5 | 2 | 2.7 | 15756 | 22414
Roller Shutters | External Electric Roller Shutter | Town FE | 1 | High | B | 1 | 2025 | 5 | 2 | 2.7 | 15757 | 4372
Fire Safety Systems | Fire Extinguishers - CO2 | Town FI | 2 | Urgent | B | 6 | 2030 | 5 | 1 | 2.2 | 6902 | 16735
LV Distribution | Sub Distribution Board | Town FK | 1 | High | B | 18 | 2042 | 5 | 2 | 2.7 | 15758 | 30848
Roller Shutters | External Manual Roller Shutter | Town FL | 1 | High | B | 5 | 2029 | 5 | 2 | 2.7 | 15759 | 14693
Emergency Lighting | Self Contained - LED | Town FF | 8 | Urgent | B | 22 | 2046 | 5 | 1 | 2.2 | 6903 | 32943
Heat Emitters | Gas Fired Unit Heaters | Town FT | 1 | Medium | DX | 1 | 2025 | 1 | 3 | 2 | 928 | 632
Local Hot Water | Package Electric Water Heaters - Non-Drinking Water | Town FC | 1 | Medium | B | 4 | 2028 | 5 | 3 | 3.2 | 27813 | 14171
LV Distribution | Main Distribution Board | Town FR | 1 | High | B | 6 | 2030 | 5 | 2 | 2.7 | 15760 | 17718
Fire Safety Systems | Fire Alarm System | Town FQ | 1 | Urgent | B | 1 | 2025 | 5 | 1 | 2.2 | 6904 | 1571
Fire Safety Systems | Fire Extinguishers - Foam | Town FL | 1 | Urgent | B | 6 | 2030 | 5 | 1 | 2.2 | 6905 | 16736
LV Distribution | Sub Distribution Board | Town FE | 1 | High | B | 6 | 2030 | 5 | 2 | 2.7 | 15761 | 17719
Fire Safety Systems | Manual and Automatic Doors - Emergency and Panic Escape Doors | Town FO | 1 | Urgent | B | 15 | 2039 | 5 | 1 | 2.2 | 6906 | 27945
General Lighting | General - LED fittings & Luminaires | Town FB | 18 | Medium | B | 16 | 2040 | 5 | 3 | 3.2 | 27814 | 29688
Heat Emitters | Gas Fired Unit Heaters | Town FT | 1 | Medium | B | 7 | 2031 | 5 | 3 | 3.2 | 27815 | 20046
LV Distribution | Main Distribution Board | Town BI | 1 | High | B | 1 | 2025 | 5 | 2 | 2.7 | 15762 | 4373
Fire Safety Systems | Fire Extinguishers - Foam | Town BI | 3 | Urgent | B | 6 | 2030 | 5 | 1 | 2.2 | 6907 | 16737
Fire Safety Systems | Manual and Automatic Doors - Emergency and Panic Escape Doors | Town FH | 1 | Urgent | B | 19 | 2043 | 5 | 1 | 2.2 | 6908 | 31084
Emergency Lighting | Illuminated Fire Exit Signage | Town FI | 4 | Urgent | B | 17 | 2041 | 5 | 1 | 2.2 | 6909 | 30157
Access Control | Gate Access - Local Lock / Keypad / Manual (External) | Town FM | 1 | Medium | B | 1 | 2025 | 5 | 3 | 3.2 | 27816 | 9588
Emergency Lighting | Illuminated Fire Exit Signage | Town FI | 3 | Urgent | A | 18 | 2042 | 6 | 1 | 2.5 | 10937 | 30746
External Lighting | General - LED | Town FI | 6 | Medium | B | 11 | 2035 | 5 | 3 | 3.2 | 27817 | 25403
Fire Safety Systems | Manual and Automatic Doors - Emergency and Panic Escape Doors | Town FB | 1 | Urgent | D | 21 | 2045 | 3 | 1 | 1.6 | 456 | 31707
LV Distribution | Sub Distribution Board | Town FK | 1 | High | CX | 1 | 2025 | 2 | 2 | 1.8 | 532 | 428
Central Heating & Cooling | Fan - Bifurcated | Town FF | 1 | Medium | B | 1 | 2025 | 5 | 3 | 3.2 | 27818 | 9589
Fire Safety Systems | Manual and Automatic Doors - Emergency and Panic Escape Doors | Town FI | 1 | Urgent | B | 11 | 2035 | 5 | 1 | 2.2 | 6910 | 23796
Roller Shutters | External Electric Roller Shutter | Town FO | 1 | High | B | 15 | 2039 | 5 | 2 | 2.7 | 15763 | 28231
Emergency Lighting | Self Contained - LED | Town FN | 9 | Urgent | B | 21 | 2045 | 5 | 1 | 2.2 | 6911 | 32237
Fire Safety Systems | Fire Extinguishers - CO2 | Town FR | 4 | Urgent | B | 6 | 2030 | 5 | 1 | 2.2 | 6912 | 16738
Roller Shutters | External Manual Roller Shutter | Town FF | 1 | High | B | 5 | 2029 | 5 | 2 | 2.7 | 15764 | 14694
Roller Shutters | External Manual Roller Shutter | Town FF | 1 | High | B | 5 | 2029 | 5 | 2 | 2.7 | 15765 | 14695
External Doors | Entrance Doors | Town FI | 1 | High | B | 25 | 2049 | 5 | 2 | 2.7 | 15766 | 33408
Roller Shutters | External Electric Roller Shutter | Town FO | 1 | High | B | 10 | 2034 | 5 | 2 | 2.7 | 15767 | 22415
Emergency Lighting | Self Contained - LED | Town FK | 1 | Urgent | B | 21 | 2045 | 5 | 1 | 2.2 | 6913 | 32238
Roller Shutters | Internal Electric Roller Shutter | Town FI | 1 | Medium | B | 5 | 2029 | 5 | 3 | 3.2 | 27819 | 15285
General Lighting | General - LED fittings & Luminaires | Town FO | 64 | Medium | B | 16 | 2040 | 5 | 3 | 3.2 | 27820 | 29689
Heat Emitters | Electric Heaters | Town FU | 9 | Medium | B | 3 | 2027 | 5 | 3 | 3.2 | 27821 | 13605
Heat Emitters | Electric Heaters | Town FT | 2 | Medium | B | 3 | 2027 | 5 | 3 | 3.2 | 27822 | 13606
External Lighting | General - Non LED | Town FE | 8 | Medium | B | 1 | 2025 | 5 | 3 | 3.2 | 27823 | 9590
Fire Safety Systems | Fire Extinguishers - CO2 | Town FQ | 3 | Urgent | B | 1 | 2025 | 5 | 1 | 2.2 | 6914 | 1572
Access Control | Door Lock / Keypad / Manual | Town BI | 1 | Medium | B | 7 | 2031 | 5 | 3 | 3.2 | 27824 | 20047
Fire Safety Systems | Fire Extinguishers - Foam | Town FC | 5 | Urgent | B | 6 | 2030 | 5 | 1 | 2.2 | 6915 | 16739
Fire Safety Systems | Fire Extinguishers - Foam | Town FF | 1 | Urgent | B | 6 | 2030 | 5 | 1 | 2.2 | 6916 | 16740
Fire Safety Systems | Fire Extinguishers - CO2 | Town FF | 1 | Urgent | B | 6 | 2030 | 5 | 1 | 2.2 | 6917 | 16741
General Lighting | General - LED fittings & Luminaires | Town FE | 63 | Medium | B | 1 | 2025 | 5 | 3 | 3.2 | 27825 | 9591
LV Distribution | Main Distribution Board | Town BI | 1 | High | A | 19 | 2043 | 6 | 2 | 3 | 19588 | 31316
Heat Emitters | Gas Fired Natural and Fan Assisted Heaters | Town FI | 1 | Medium | B | 6 | 2030 | 5 | 3 | 3.2 | 27826 | 18838
Local and Special Ventilation | Fan - Axial | Town FH | 1 | Medium | DX | 1 | 2025 | 1 | 3 | 2 | 929 | 633
LV Distribution | Main Distribution Board | Town FF | 1 | High | B | 1 | 2025 | 5 | 2 | 2.7 | 15768 | 4374
LV Distribution | Main Distribution Board | Town FR | 1 | High | B | 15 | 2039 | 5 | 2 | 2.7 | 15769 | 28232
Boiler | Electric Boilers | Town FJ | 1 | Medium | B | 1 | 2025 | 5 | 3 | 3.2 | 27827 | 9592
Local Hot Water | Instantaneous Electric Water Heater - Non-Drinking Water | Town FH | 1 | Medium | B | 12 | 2036 | 5 | 3 | 3.2 | 27828 | 26628
Fire Safety Systems | Fire Extinguishers - Foam | Town FF | 1 | Urgent | B | 6 | 2030 | 5 | 1 | 2.2 | 6918 | 16742
Air Conditioning | Multi-Split Condenser - Split Systems/Heat Pumps - Air-cooled with Direct Expansion Evaporator (DX) | Town FI | 1 | Medium | B | 5 | 2029 | 5 | 3 | 3.2 | 27829 | 15286
Local Hot Water | Package Electric Water Heaters - Non-Drinking Water | Town FO | 1 | Medium | B | 7 | 2031 | 5 | 3 | 3.2 | 27830 | 20048
External Lighting | General - LED | Town FH | 1 | Medium | B | 11 | 2035 | 5 | 3 | 3.2 | 27831 | 25404
Local and Special Ventilation | Fan - Axial | Town FP | 1 | Medium | B | 1 | 2025 | 5 | 3 | 3.2 | 27832 | 9593
Roller Shutters | Internal Electric Roller Shutter | Town FE | 1 | Medium | B | 11 | 2035 | 5 | 3 | 3.2 | 27833 | 25405
Roller Shutters | External Manual Roller Shutter | Town FF | 1 | High | B | 5 | 2029 | 5 | 2 | 2.7 | 15770 | 14696
Air Conditioning | Single-Split Evaporator - Split Systems/Heat Pumps - Air-cooled with Direct Expansion Evaporator (DX) | Town FE | 1 | Medium | B | 1 | 2025 | 5 | 3 | 3.2 | 27834 | 9594
Fire Safety Systems | Manual and Automatic Doors - Emergency and Panic Escape Doors | Town FF | 1 | Urgent | B | 15 | 2039 | 5 | 1 | 2.2 | 6919 | 27946
Roller Shutters | External Manual Roller Shutter | Town BI | 1 | High | B | 1 | 2025 | 5 | 2 | 2.7 | 15771 | 4375
Roller Shutters | External Electric Roller Shutter | Town FO | 1 | High | B | 15 | 2039 | 5 | 2 | 2.7 | 15772 | 28233
LV Distribution | Sub Distribution Board | Town FT | 1 | High | B | 14 | 2038 | 5 | 2 | 2.7 | 15773 | 27476
Roller Shutters | External Manual Roller Shutter | Town FF | 1 | High | B | 5 | 2029 | 5 | 2 | 2.7 | 15774 | 14697
Emergency Lighting | Illuminated Fire Exit Signage | Town FF | 4 | Urgent | B | 16 | 2040 | 5 | 1 | 2.2 | 6920 | 28900
Emergency Lighting | Externally Powered - Non LED | Town FE | 1 | Urgent | B | 1 | 2025 | 5 | 1 | 2.2 | 6921 | 1573
General Lighting | General - LED fittings & Luminaires | Town FE | 32 | Medium | B | 1 | 2025 | 5 | 3 | 3.2 | 27835 | 9595
LV Distribution | Sub Distribution Board | Town FH | 1 | High | B | 14 | 2038 | 5 | 2 | 2.7 | 15775 | 27477
External Doors | Entrance Doors | Town FG | 1 | High | C | 10 | 2034 | 4 | 2 | 2.4 | 10644 | 22195
Fire Safety Systems | Manual and Automatic Doors - Emergency and Panic Escape Doors | Town FO | 1 | Urgent | B | 15 | 2039 | 5 | 1 | 2.2 | 6922 | 27947
General Lighting | General - LED fittings & Luminaires | Town FF | 83 | Medium | B | 17 | 2041 | 5 | 3 | 3.2 | 27836 | 30521
Fire Safety Systems | Fire Extinguishers - Powder | Town FM | 1 | Urgent | B | 6 | 2030 | 5 | 1 | 2.2 | 6923 | 16743
Fire Safety Systems | Fire Extinguishers - CO2 | Town BI | 3 | Urgent | B | 6 | 2030 | 5 | 1 | 2.2 | 6924 | 16744
LV Distribution | Main Distribution Board | Town FF | 1 | High | D | 1 | 2025 | 3 | 2 | 2.1 | 1241 | 839
Roller Shutters | External Manual Roller Shutter | Town FI | 1 | High | B | 10 | 2034 | 5 | 2 | 2.7 | 15776 | 22416
Roller Shutters | External Manual Roller Shutter | Town FF | 1 | High | B | 5 | 2029 | 5 | 2 | 2.7 | 15777 | 14698
Emergency Lighting | Illuminated Fire Exit Signage | Town FF | 4 | Urgent | B | 16 | 2040 | 5 | 1 | 2.2 | 6925 | 28901
General Lighting | General - LED fittings & Luminaires | Town FC | 16 | Medium | B | 1 | 2025 | 5 | 3 | 3.2 | 27837 | 9596
General Lighting | General - LED fittings & Luminaires | Town FU | 37 | Medium | B | 1 | 2025 | 5 | 3 | 3.2 | 27838 | 9597
Boiler | Electric Boilers | Town FE | 1 | Medium | B | 1 | 2025 | 5 | 3 | 3.2 | 27839 | 9598
Fire Safety Systems | Manual and Automatic Doors - Emergency and Panic Escape Doors | Town FI | 1 | Urgent | B | 20 | 2044 | 5 | 1 | 2.2 | 6926 | 31521
Heat Emitters | Gas Fired Unit Heaters | Town FE | 1 | Medium | B | 1 | 2025 | 5 | 3 | 3.2 | 27840 | 9599
Local and Special Ventilation | Fan - Extract | Town FF | 1 | Medium | B | 1 | 2025 | 5 | 3 | 3.2 | 27841 | 9600
Access Control | Door Lock / Keypad / Manual | Town FG | 1 | Medium | A | 15 | 2039 | 6 | 3 | 3.5 | 32564 | 28578
Emergency Lighting | Self Contained - Non LED | Town FT | 1 | Urgent | C | 6 | 2030 | 4 | 1 | 1.9 | 694 | 15711
Air Conditioning | Single-Split Condenser - Split Systems/Heat Pumps - Air-cooled with Direct Expansion Evaporator (DX) | Town FK | 1 | Medium | CX | 1 | 2025 | 2 | 3 | 2.3 | 10265 | 2192
LV Distribution | Sub Distribution Board | Town FH | 1 | High | B | 8 | 2032 | 5 | 2 | 2.7 | 15778 | 20747
LV Distribution | Main Distribution Board | Town FF | 1 | High | B | 4 | 2028 | 5 | 2 | 2.7 | 15779 | 13979
External Doors | Manual and Automatic Doors - Auto / Powered Sliding Doors | Town FE | 1 | High | B | 1 | 2025 | 5 | 2 | 2.7 | 15780 | 4376
External Doors | Entrance Doors | Town FF | 1 | High | B | 5 | 2029 | 5 | 2 | 2.7 | 15781 | 14699
Local and Special Ventilation | Fan - Window / Wall Mounted | Town FT | 1 | Medium | DX | 1 | 2025 | 1 | 3 | 2 | 930 | 634
LV Distribution | Main Distribution Board | Town FL | 1 | High | B | 1 | 2025 | 5 | 2 | 2.7 | 15782 | 4377
Local Hot Water | Package Electric Water Heaters - Non-Drinking Water | Town FR | 1 | Medium | B | 5 | 2029 | 5 | 3 | 3.2 | 27842 | 15287
Local and Special Ventilation | Fan - Axial | Town FS | 1 | Medium | B | 3 | 2027 | 5 | 3 | 3.2 | 27843 | 13607
Heat Emitters | Electric Heaters | Town FI | 4 | Medium | A | 6 | 2030 | 6 | 3 | 3.5 | 32565 | 19093
Emergency Lighting | Self Contained - LED | Town FS | 4 | Urgent | B | 21 | 2045 | 5 | 1 | 2.2 | 6927 | 32239
Emergency Lighting | Self Contained - LED | Town FK | 4 | Urgent | B | 21 | 2045 | 5 | 1 | 2.2 | 6928 | 32240
Local and Special Ventilation | Fan - Extract | Town FH | 1 | Medium | B | 3 | 2027 | 5 | 3 | 3.2 | 27844 | 13608
Local and Special Ventilation | Fan - Window / Wall Mounted | Town FP | 1 | Medium | B | 11 | 2035 | 5 | 3 | 3.2 | 27845 | 25406
Fire Safety Systems | Manual and Automatic Doors - Emergency and Panic Escape Doors | Town FS | 1 | Urgent | B | 21 | 2045 | 5 | 1 | 2.2 | 6929 | 32241
Emergency Lighting | Self Contained - LED | Town FD | 22 | Urgent | B | 21 | 2045 | 5 | 1 | 2.2 | 6930 | 32242
Emergency Lighting | Illuminated Fire Exit Signage | Town FE | 1 | Urgent | B | 1 | 2025 | 5 | 1 | 2.2 | 6931 | 1574
LV Distribution | Main Distribution Board | Town FF | 1 | High | B | 1 | 2025 | 5 | 2 | 2.7 | 15783 | 4378
Emergency Lighting | Illuminated Fire Exit Signage | Town FS | 2 | Urgent | B | 16 | 2040 | 5 | 1 | 2.2 | 6932 | 28902
Emergency Lighting | Self Contained - LED | Town FP | 12 | Urgent | B | 21 | 2045 | 5 | 1 | 2.2 | 6933 | 32243
External Lighting | General - LED | Town FK | 1 | Medium | B | 11 | 2035 | 5 | 3 | 3.2 | 27846 | 25407
LV Distribution | Sub Distribution Board | Town FJ | 1 | High | B | 1 | 2025 | 5 | 2 | 2.7 | 15784 | 4379
LV Distribution | Sub Distribution Board | Town FQ | 1 | High | B | 1 | 2025 | 5 | 2 | 2.7 | 15785 | 4380
LV Distribution | Main Distribution Board | Town FF | 1 | High | B | 3 | 2027 | 5 | 2 | 2.7 | 15786 | 13378
LV Distribution | Main Distribution Board | Town BI | 1 | High | B | 1 | 2025 | 5 | 2 | 2.7 | 15787 | 4381
Fire Safety Systems | Manual and Automatic Doors - Emergency and Panic Escape Doors | Town FC | 1 | Urgent | B | 15 | 2039 | 5 | 1 | 2.2 | 6934 | 27948
Emergency Lighting | Externally Powered - Non LED | Town FQ | 4 | Urgent | B | 1 | 2025 | 5 | 1 | 2.2 | 6935 | 1575
External Lighting | General - Non LED | Town FE | 4 | Medium | B | 1 | 2025 | 5 | 3 | 3.2 | 27847 | 9601
LV Distribution | Main Distribution Board | Town FF | 1 | High | B | 1 | 2025 | 5 | 2 | 2.7 | 15788 | 4382
LV Distribution | Main Distribution Board | Town FO | 1 | High | B | 15 | 2039 | 5 | 2 | 2.7 | 15789 | 28234
Central Ventilation Systems | Fan - Extract | Town FL | 1 | Medium | B | 1 | 2025 | 5 | 3 | 3.2 | 27848 | 9602
Fire Safety Systems | Fire Extinguishers - Powder | Town FL | 1 | Urgent | B | 6 | 2030 | 5 | 1 | 2.2 | 6936 | 16745
Heat Emitters | Radiators - Steel | Town FF | 5 | Medium | B | 1 | 2025 | 5 | 3 | 3.2 | 27849 | 9603
General Lighting | General - LED fittings & Luminaires | Town FQ | 10 | Medium | B | 1 | 2025 | 5 | 3 | 3.2 | 27850 | 9604
Local Hot Water | Package Electric Water Heaters - Non-Drinking Water | Town FH | 1 | Medium | B | 5 | 2029 | 5 | 3 | 3.2 | 27851 | 15288
Local and Special Ventilation | Fan - Window / Wall Mounted | Town FD | 1 | Medium | B | 1 | 2025 | 5 | 3 | 3.2 | 27852 | 9605
Emergency Lighting | Illuminated Fire Exit Signage | Town FR | 2 | Urgent | B | 16 | 2040 | 5 | 1 | 2.2 | 6937 | 28903
Fire Safety Systems | Fire Extinguishers - Foam | Town FS | 2 | Urgent | B | 9 | 2033 | 5 | 1 | 2.2 | 6938 | 21401
LV Distribution | Sub Distribution Board | Town FH | 1 | High | B | 2 | 2026 | 5 | 2 | 2.7 | 15790 | 12925
Roller Shutters | Internal Manual Roller Shutter | Town FT | 1 | Medium | B | 1 | 2025 | 5 | 3 | 3.2 | 27853 | 9606
Fire Safety Systems | Manual and Automatic Doors - Emergency and Panic Escape Doors | Town FE | 1 | Urgent | B | 1 | 2025 | 5 | 1 | 2.2 | 6939 | 1576
Fire Safety Systems | Manual and Automatic Doors - Emergency and Panic Escape Doors | Town FF | 1 | Urgent | B | 15 | 2039 | 5 | 1 | 2.2 | 6940 | 27949
Emergency Lighting | Illuminated Fire Exit Signage | Town FS | 2 | Urgent | C | 1 | 2025 | 4 | 1 | 1.9 | 695 | 477
Emergency Lighting | Illuminated Fire Exit Signage | Town FK | 5 | Urgent | B | 16 | 2040 | 5 | 1 | 2.2 | 6941 | 28904
Fire Safety Systems | Fire Extinguishers - CO2 | Town FQ | 1 | Urgent | B | 1 | 2025 | 5 | 1 | 2.2 | 6942 | 1577
Local and Special Ventilation | Fan - Kitchen Extract | Town FI | 1 | Low | B | 10 | 2034 | 5 | 4 | 3.7 | 33307 | 23222
General Lighting | General - LED fittings & Luminaires | Town FP | 44 | Medium | B | 16 | 2040 | 5 | 3 | 3.2 | 27854 | 29690
Fire Safety Systems | Fire Blanket | Town FR | 1 | Urgent | B | 4 | 2028 | 5 | 1 | 2.2 | 6943 | 13848
Air Conditioning | Multi-Split Evaporator - Split Systems/Heat Pumps - Air-cooled with Direct Expansion Evaporator (DX) | Town FI | 1 | Medium | B | 5 | 2029 | 5 | 3 | 3.2 | 27855 | 15289
Hot Water Distribution | Hot water cylinders | Town FU | 1 | High | B | 1 | 2025 | 5 | 2 | 2.7 | 15791 | 4383
AHU - Internal | Central Air Conditioning - Gas Fired | Town FF | 1 | Medium | A | 19 | 2043 | 6 | 3 | 3.5 | 32566 | 31391
Fire Safety Systems | Fire Alarm System | Town FE | 1 | Urgent | B | 1 | 2025 | 5 | 1 | 2.2 | 6944 | 1578
Roller Shutters | External Manual Roller Shutter | Town FC | 1 | High | B | 8 | 2032 | 5 | 2 | 2.7 | 15792 | 20748
Access Control | Door Lock / Keypad / Manual | Town FI | 1 | Medium | A | 15 | 2039 | 6 | 3 | 3.5 | 32567 | 28579
Central Ventilation Systems | Fan - Extract | Town FN | 1 | Medium | B | 5 | 2029 | 5 | 3 | 3.2 | 27856 | 15290
General Lighting | General - LED fittings & Luminaires | Town FG | 93 | Medium | A | 18 | 2042 | 6 | 3 | 3.5 | 32568 | 31021
Air Conditioning | Single-Split Condenser - Split Systems/Heat Pumps - Air-cooled with Direct Expansion Evaporator (DX) | Town FK | 1 | Medium | B | 10 | 2034 | 5 | 3 | 3.2 | 27857 | 22976
Air Conditioning | Single-Split Condenser - Split Systems/Heat Pumps - Air-cooled with Direct Expansion Evaporator (DX) | Town FK | 1 | Medium | B | 10 | 2034 | 5 | 3 | 3.2 | 27858 | 22977
Central Ventilation Systems | Fan - General Ventilation | Town FI | 1 | Low | B | 1 | 2025 | 5 | 4 | 3.7 | 33308 | 12184
External Doors | Entrance Doors | Town FN | 1 | High | B | 20 | 2044 | 5 | 2 | 2.7 | 15793 | 31637
Emergency Lighting | Illuminated Fire Exit Signage | Town BI | 4 | Urgent | B | 17 | 2041 | 5 | 1 | 2.2 | 6945 | 30158
Local and Special Ventilation | Fan - Window / Wall Mounted | Town FS | 1 | Medium | DX | 5 | 2029 | 1 | 3 | 2 | 931 | 14282
Fire Safety Systems | Fire Extinguishers - CO2 | Town FH | 3 | Urgent | B | 8 | 2032 | 5 | 1 | 2.2 | 6946 | 20502
Central Ventilation Systems | Fan - Extract | Town FR | 1 | Medium | B | 1 | 2025 | 5 | 3 | 3.2 | 27859 | 9607
BMS | BMS Control Panel | Town BI | 1 | High | A | 9 | 2033 | 6 | 2 | 3 | 19589 | 21668
LV Distribution | Main Distribution Board | Town AR | 1 | High | B | 12 | 2036 | 5 | 2 | 2.7 | 15794 | 26222
General Lighting | General - LED fittings & Luminaires | Town GB | 19 | Medium | C | 10 | 2034 | 4 | 3 | 2.9 | 18826 | 22534
LV Distribution | Main Distribution Board | Town FW | 1 | High | C | 1 | 2025 | 4 | 2 | 2.4 | 10645 | 2460
Fire Safety Systems | Fire Alarm Panel / Repeater | Town GG | 1 | Urgent | D | 9 | 2033 | 3 | 1 | 1.6 | 457 | 21199
Local and Special Ventilation | Fan - Window / Wall Mounted | Town GC | 1 | Medium | B | 6 | 2030 | 5 | 3 | 3.2 | 27860 | 18839
Fire Safety Systems | Manual and Automatic Doors - Emergency and Panic Escape Doors | Town GH | 1 | Urgent | B | 21 | 2045 | 5 | 1 | 2.2 | 6947 | 32244
External Lighting | General - LED | Town E | 8 | Medium | B | 5 | 2029 | 5 | 3 | 3.2 | 27861 | 15291
External Lighting | General - LED | Town GI | 1 | Medium | B | 10 | 2034 | 5 | 3 | 3.2 | 27862 | 22978
Roller Shutters | External Window Shutters - Electric | Town FY | 1 | Medium | B | 6 | 2030 | 5 | 3 | 3.2 | 27863 | 18840
General Lighting | General - LED fittings & Luminaires | Town FX | 76 | Medium | B | 16 | 2040 | 5 | 3 | 3.2 | 27864 | 29691
Local Hot Water | Instantaneous Electric Water Heater - Non-Drinking Water | Town GA | 1 | Medium | C | 1 | 2025 | 4 | 3 | 2.9 | 18827 | 5697
Roller Shutters | External Electric Roller Shutter | Town GF | 1 | High | B | 1 | 2025 | 5 | 2 | 2.7 | 15795 | 4384
Local and Special Ventilation | Fan - Axial | Town GC | 1 | Medium | B | 6 | 2030 | 5 | 3 | 3.2 | 27865 | 18841
Roller Shutters | External Electric Roller Shutter | Town FW | 1 | High | B | 18 | 2042 | 5 | 2 | 2.7 | 15796 | 30849
Fire Safety Systems | Fire Extinguishers - Foam | Town AR | 5 | Urgent | B | 6 | 2030 | 5 | 1 | 2.2 | 6948 | 16746
Air Conditioning | Single-Split Evaporator - Split Systems/Heat Pumps - Air-cooled with Direct Expansion Evaporator (DX) | Town AR | 1 | Medium | B | 1 | 2025 | 5 | 3 | 3.2 | 27866 | 9608
LV Distribution | Sub Distribution Board | Town FY | 1 | High | B | 16 | 2040 | 5 | 2 | 2.7 | 15797 | 29218
LV Distribution | Main Distribution Board | Town FZ | 1 | High | B | 7 | 2031 | 5 | 2 | 2.7 | 15798 | 19653
External Doors | Entrance Doors | Town GG | 1 | High | B | 17 | 2041 | 5 | 2 | 2.7 | 15799 | 30354
Roller Shutters | External Manual Roller Shutter | Town GE | 1 | High | B | 11 | 2035 | 5 | 2 | 2.7 | 15800 | 24584
Access Control | Door Lock / Keypad / Manual | Town GG | 1 | Medium | B | 10 | 2034 | 5 | 3 | 3.2 | 27867 | 22979
General Lighting | General - LED fittings & Luminaires | Town AR | 2 | Medium | B | 6 | 2030 | 5 | 3 | 3.2 | 27868 | 18842
Fire Safety Systems | Manual and Automatic Doors - Emergency and Panic Escape Doors | Town FY | 1 | Urgent | B | 21 | 2045 | 5 | 1 | 2.2 | 6949 | 32245
Barriers & Guardrails | Manual Vehicle Barrier | Town GA | 1 | Medium | B | 1 | 2025 | 5 | 3 | 3.2 | 27869 | 9609
Roller Shutters | External Manual Roller Shutter | Town GA | 1 | High | B | 1 | 2025 | 5 | 2 | 2.7 | 15801 | 4385
Emergency Lighting | Self Contained - LED | Town GA | 3 | Urgent | B | 17 | 2041 | 5 | 1 | 2.2 | 6950 | 30159
Heat Emitters | Radiators - Steel | Town GD | 1 | Medium | B | 1 | 2025 | 5 | 3 | 3.2 | 27870 | 9610
Fire Safety Systems | Fire Extinguishers - CO2 | Town FX | 3 | Urgent | B | 6 | 2030 | 5 | 1 | 2.2 | 6951 | 16747
Roller Shutters | External Manual Roller Shutter | Town GA | 1 | High | B | 1 | 2025 | 5 | 2 | 2.7 | 15802 | 4386
Heat Emitters | Electric Heaters | Town GA | 1 | Medium | B | 1 | 2025 | 5 | 3 | 3.2 | 27871 | 9611
Heat Emitters | Radiators - Steel | Town E | 5 | Medium | B | 8 | 2032 | 5 | 3 | 3.2 | 27872 | 21041
Fire Safety Systems | Fire Extinguishers - Foam | Town GA | 3 | Urgent | B | 1 | 2025 | 5 | 1 | 2.2 | 6952 | 1579
Fire Safety Systems | Manual and Automatic Doors - Emergency and Panic Escape Doors | Town GC | 1 | Urgent | B | 11 | 2035 | 5 | 1 | 2.2 | 6953 | 23797
Roller Shutters | External Electric Roller Shutter | Town GF | 1 | High | B | 1 | 2025 | 5 | 2 | 2.7 | 15803 | 4387
LV Distribution | Sub Distribution Board | Town GA | 1 | High | C | 1 | 2025 | 4 | 2 | 2.4 | 10646 | 2461
Local and Special Ventilation | Fan - Window / Wall Mounted | Town GA | 1 | Medium | B | 1 | 2025 | 5 | 3 | 3.2 | 27873 | 9612
LV Distribution | Main Distribution Board | Town GC | 1 | High | B | 6 | 2030 | 5 | 2 | 2.7 | 15804 | 17720
Emergency Lighting | Self Contained - LED | Town AR | 9 | Urgent | B | 11 | 2035 | 5 | 1 | 2.2 | 6954 | 23798
Roller Shutters | External Manual Roller Shutter | Town GB | 1 | High | B | 1 | 2025 | 5 | 2 | 2.7 | 15805 | 4388
External Doors | Entrance Doors | Town GA | 1 | High | B | 11 | 2035 | 5 | 2 | 2.7 | 15806 | 24585
Fire Safety Systems | Fire Extinguishers - Foam | Town GC | 2 | Urgent | B | 6 | 2030 | 5 | 1 | 2.2 | 6955 | 16748
Heat Emitters | Gas Fired Natural and Fan Assisted Heaters | Town GA | 1 | Medium | B | 7 | 2031 | 5 | 3 | 3.2 | 27874 | 20049
Local and Special Ventilation | Unit extract fans | Town GB | 1 | Medium | D | 1 | 2025 | 3 | 3 | 2.6 | 11183 | 2672
Roller Shutters | External Electric Roller Shutter | Town GF | 1 | High | B | 1 | 2025 | 5 | 2 | 2.7 | 15807 | 4389
Heat Emitters | Radiators - Steel | Town GG | 3 | Medium | B | 1 | 2025 | 5 | 3 | 3.2 | 27875 | 9613
External Lighting | General - LED | Town GA | 3 | Medium | B | 1 | 2025 | 5 | 3 | 3.2 | 27876 | 9614
Heat Emitters | Electric Overdoor Air Curtain/Heater | Town GB | 1 | Medium | B | 7 | 2031 | 5 | 3 | 3.2 | 27877 | 20050
Heat Emitters | Electric Heaters | Town GA | 1 | Medium | B | 1 | 2025 | 5 | 3 | 3.2 | 27878 | 9615
Emergency Lighting | Self Contained - LED | Town GA | 1 | Urgent | B | 17 | 2041 | 5 | 1 | 2.2 | 6956 | 30160
Air Conditioning | Single-Split Evaporator - Split Systems/Heat Pumps - Air-cooled with Direct Expansion Evaporator (DX) | Town AR | 1 | Medium | B | 1 | 2025 | 5 | 3 | 3.2 | 27879 | 9616
Heat Emitters | Gas Fired Natural and Fan Assisted Heaters | Town GA | 1 | Medium | B | 1 | 2025 | 5 | 3 | 3.2 | 27880 | 9617
LV Distribution | Sub Distribution Board | Town GG | 1 | High | B | 18 | 2042 | 5 | 2 | 2.7 | 15808 | 30850
Roller Shutters | External Electric Roller Shutter | Town FZ | 1 | High | B | 15 | 2039 | 5 | 2 | 2.7 | 15809 | 28235
Security Systems | Manual and Automatic Doors - High Security Door | Town GA | 1 | High | B | 11 | 2035 | 5 | 2 | 2.7 | 15810 | 24586
LV Distribution | Sub Distribution Board | Town FW | 1 | High | B | 19 | 2043 | 5 | 2 | 2.7 | 15811 | 31229
Air Conditioning | Single-Split Evaporator - Split Systems/Heat Pumps - Air-cooled with Direct Expansion Evaporator (DX) | Town FW | 1 | Medium | DX | 1 | 2025 | 1 | 3 | 2 | 932 | 635
AHU - Internal | Central Air Conditioning - Gas Fired | Town FX | 1 | Medium | B | 1 | 2025 | 5 | 3 | 3.2 | 27881 | 9618
Fire Safety Systems | Manual and Automatic Doors - Emergency and Panic Escape Doors | Town FZ | 1 | Urgent | B | 16 | 2040 | 5 | 1 | 2.2 | 6957 | 28905
Local and Special Ventilation | Fan - Centrifugal | Town FW | 1 | Medium | B | 3 | 2027 | 5 | 3 | 3.2 | 27882 | 13609
Fire Safety Systems | Fire Extinguishers - CO2 | Town GG | 4 | Urgent | B | 8 | 2032 | 5 | 1 | 2.2 | 6958 | 20503
Fire Safety Systems | Fire Blanket | Town AR | 1 | Urgent | B | 4 | 2028 | 5 | 1 | 2.2 | 6959 | 13849
Local and Special Ventilation | Fan - Window / Wall Mounted | Town FX | 1 | Medium | B | 10 | 2034 | 5 | 3 | 3.2 | 27883 | 22980
Local and Special Ventilation | Fan - Axial | Town GG | 1 | Medium | B | 1 | 2025 | 5 | 3 | 3.2 | 27884 | 9619
Fire Safety Systems | Manual and Automatic Doors - Emergency and Panic Escape Doors | Town FZ | 1 | Urgent | B | 16 | 2040 | 5 | 1 | 2.2 | 6960 | 28906
Security Systems | Manual and Automatic Doors - High Security Door | Town GA | 1 | High | B | 21 | 2045 | 5 | 2 | 2.7 | 15812 | 32685
General Lighting | General - LED fittings & Luminaires | Town GA | 4 | Medium | B | 1 | 2025 | 5 | 3 | 3.2 | 27885 | 9620
Fire Safety Systems | Fire Extinguishers - Foam | Town FW | 1 | Urgent | B | 10 | 2034 | 5 | 1 | 2.2 | 6961 | 22103
Air Conditioning | Single-Split Condenser - Split Systems/Heat Pumps - Air-cooled with Direct Expansion Evaporator (DX) | Town FX | 1 | Medium | B | 1 | 2025 | 5 | 3 | 3.2 | 27886 | 9621
Sanitary | Shower - Booster Pumps | Town GE | 1 | Medium | B | 6 | 2030 | 5 | 3 | 3.2 | 27887 | 18843
Barriers & Guardrails | Manual Vehicle Barrier | Town GA | 1 | Medium | B | 1 | 2025 | 5 | 3 | 3.2 | 27888 | 9622
Security Systems | Manual and Automatic Doors - High Security Door | Town GA | 1 | High | B | 11 | 2035 | 5 | 2 | 2.7 | 15813 | 24587
General Lighting | General - LED fittings & Luminaires | Town GA | 2 | Medium | B | 12 | 2036 | 5 | 3 | 3.2 | 27889 | 26629
External Doors | Entrance Doors | Town FW | 1 | High | B | 11 | 2035 | 5 | 2 | 2.7 | 15814 | 24588
Burner | Forced draft gas burner | Town GG | 1 | Medium | B | 1 | 2025 | 5 | 3 | 3.2 | 27890 | 9623
Emergency Lighting | Self Contained - Non LED | Town FX | 2 | Urgent | B | 4 | 2028 | 5 | 1 | 2.2 | 6962 | 13850
LV Distribution | Sub Distribution Board | Town GD | 1 | High | B | 6 | 2030 | 5 | 2 | 2.7 | 15815 | 17721
Barriers & Guardrails | Vehicle Crash Protection Barrier | Town FW | 1 | V Low | B | 8 | 2032 | 5 | 4 | 3.7 | 33309 | 21188
External Doors | Entrance Doors | Town GA | 1 | High | B | 11 | 2035 | 5 | 2 | 2.7 | 15816 | 24589
Emergency Lighting | Self Contained - LED | Town FZ | 6 | Urgent | B | 22 | 2046 | 5 | 1 | 2.2 | 6963 | 32944
Fire Safety Systems | Fire Extinguishers - Foam | Town GA | 3 | Urgent | B | 1 | 2025 | 5 | 1 | 2.2 | 6964 | 1580
Barriers & Guardrails | Vehicle Crash Protection Barrier | Town FW | 1 | V Low | B | 1 | 2025 | 5 | 4 | 3.7 | 33310 | 12185
Barriers & Guardrails | Vehicle Crash Protection Barrier | Town FW | 1 | V Low | B | 8 | 2032 | 5 | 4 | 3.7 | 33311 | 21189
Roller Shutters | Internal Electric Roller Shutter | Town FW | 1 | Medium | B | 13 | 2037 | 5 | 3 | 3.2 | 27891 | 27190
Emergency Lighting | Self Contained - LED | Town E | 2 | Urgent | B | 15 | 2039 | 5 | 1 | 2.2 | 6965 | 27950
Emergency Lighting | Self Contained - Non LED | Town FX | 2 | Urgent | B | 4 | 2028 | 5 | 1 | 2.2 | 6966 | 13851
Air Conditioning | Multi-Split Condenser - DX Split Systems (With Gas, Electric or Hot Water Heaters) | Town GC | 1 | Medium | B | 10 | 2034 | 5 | 3 | 3.2 | 27892 | 22981
LV Distribution | Sub Distribution Board | Town FY | 1 | High | B | 6 | 2030 | 5 | 2 | 2.7 | 15817 | 17722
Local Hot Water | Instantaneous Electric Water Heater - Non-Drinking Water | Town FY | 1 | Medium | B | 11 | 2035 | 5 | 3 | 3.2 | 27893 | 25408
External Doors | Entrance Doors | Town GB | 1 | High | B | 21 | 2045 | 5 | 2 | 2.7 | 15818 | 32686
Fire Safety Systems | Fire Extinguishers - Foam | Town AR | 3 | Urgent | B | 6 | 2030 | 5 | 1 | 2.2 | 6967 | 16749
Barriers & Guardrails | Vehicle Crash Protection Barrier | Town FW | 1 | V Low | B | 8 | 2032 | 5 | 4 | 3.7 | 33312 | 21190
General Lighting | General - LED fittings & Luminaires | Town FW | 36 | Medium | B | 17 | 2041 | 5 | 3 | 3.2 | 27894 | 30522
Emergency Lighting | Illuminated Fire Exit Signage | Town FY | 3 | Urgent | B | 16 | 2040 | 5 | 1 | 2.2 | 6968 | 28907
Air Conditioning | Single-Split Condenser - Split Systems/Heat Pumps - Air-cooled with Direct Expansion Evaporator (DX) | Town FW | 1 | Medium | B | 12 | 2036 | 5 | 3 | 3.2 | 27895 | 26630
Local and Special Ventilation | Unit extract fans | Town GB | 1 | Medium | C | 1 | 2025 | 4 | 3 | 2.9 | 18828 | 5698
External Lighting | General - LED | Town FY | 1 | Medium | B | 11 | 2035 | 5 | 3 | 3.2 | 27896 | 25409
Heat Emitters | Gas Fired Natural and Fan Assisted Heaters | Town GA | 1 | Medium | B | 1 | 2025 | 5 | 3 | 3.2 | 27897 | 9624
LV Distribution | Sub Distribution Board | Town FY | 1 | High | B | 6 | 2030 | 5 | 2 | 2.7 | 15819 | 17723
External Doors | Manual and Automatic Doors - Auto / Powered Swing Doors | Town FW | 1 | High | B | 28 | 2052 | 5 | 2 | 2.7 | 15820 | 33626
Fire Safety Systems | Manual and Automatic Doors - Emergency and Panic Escape Doors | Town E | 1 | Urgent | B | 23 | 2047 | 5 | 1 | 2.2 | 6969 | 33126
Barriers & Guardrails | Vehicle Crash Protection Barrier | Town FW | 1 | V Low | B | 1 | 2025 | 5 | 4 | 3.7 | 33313 | 12186
Emergency Lighting | Self Contained - Non LED | Town GG | 4 | Urgent | B | 4 | 2028 | 5 | 1 | 2.2 | 6970 | 13852
External Doors | Entrance Doors | Town FW | 1 | High | B | 1 | 2025 | 5 | 2 | 2.7 | 15821 | 4390
Emergency Lighting | Illuminated Fire Exit Signage | Town GD | 4 | Urgent | B | 12 | 2036 | 5 | 1 | 2.2 | 6971 | 26056
Emergency Lighting | Self Contained - LED | Town FX | 3 | Urgent | B | 21 | 2045 | 5 | 1 | 2.2 | 6972 | 32246
Fire Safety Systems | Fire Extinguishers - Foam | Town GI | 6 | Urgent | B | 6 | 2030 | 5 | 1 | 2.2 | 6973 | 16750
Emergency Lighting | Self Contained - LED | Town FW | 15 | Urgent | B | 22 | 2046 | 5 | 1 | 2.2 | 6974 | 32945
Emergency Lighting | Self Contained - LED | Town AR | 2 | Urgent | B | 11 | 2035 | 5 | 1 | 2.2 | 6975 | 23799
Roller Shutters | External Electric Roller Shutter | Town GF | 1 | High | B | 1 | 2025 | 5 | 2 | 2.7 | 15822 | 4391
Local Hot Water | Instantaneous Electric Water Heater - Non-Drinking Water | Town AR | 1 | Medium | D | 1 | 2025 | 3 | 3 | 2.6 | 11184 | 2673
Local and Special Ventilation | Fan - Extract | Town FY | 1 | Medium | B | 1 | 2025 | 5 | 3 | 3.2 | 27898 | 9625
Local and Special Ventilation | Fan - Axial | Town GG | 1 | Medium | B | 1 | 2025 | 5 | 3 | 3.2 | 27899 | 9626
Security Systems | Manual and Automatic Doors - High Security Door | Town GD | 1 | High | B | 21 | 2045 | 5 | 2 | 2.7 | 15823 | 32687
External Lighting | General - LED | Town GB | 1 | Medium | B | 5 | 2029 | 5 | 3 | 3.2 | 27900 | 15292
Fire Safety Systems | Fire Extinguishers - CO2 | Town GI | 1 | Urgent | B | 6 | 2030 | 5 | 1 | 2.2 | 6976 | 16751
Air Conditioning | Multi-Split Condenser - Split Systems/Heat Pumps - Air-cooled with Direct Expansion Evaporator (DX) | Town GD | 1 | Medium | B | 1 | 2025 | 5 | 3 | 3.2 | 27901 | 9627
LV Distribution | Sub Distribution Board | Town GA | 1 | High | B | 6 | 2030 | 5 | 2 | 2.7 | 15824 | 17724
Fire Safety Systems | Fire Alarm System | Town GA | 1 | Urgent | B | 1 | 2025 | 5 | 1 | 2.2 | 6977 | 1581
General Lighting | General - LED fittings & Luminaires | Town GA | 7 | Medium | B | 12 | 2036 | 5 | 3 | 3.2 | 27902 | 26631
Emergency Lighting | Externally Powered - LED | Town GE | 6 | Urgent | B | 21 | 2045 | 5 | 1 | 2.2 | 6978 | 32247
Fire Safety Systems | Fire Extinguishers - Powder | Town FY | 2 | Urgent | B | 6 | 2030 | 5 | 1 | 2.2 | 6979 | 16752
Roller Shutters | External Window Shutters - Manual | Town GE | 1 | Medium | B | 6 | 2030 | 5 | 3 | 3.2 | 27903 | 18844
External Lighting | General - LED | Town FW | 6 | Medium | B | 12 | 2036 | 5 | 3 | 3.2 | 27904 | 26632
General Lighting | General - LED fittings & Luminaires | Town GA | 7 | Medium | B | 12 | 2036 | 5 | 3 | 3.2 | 27905 | 26633
Local Hot Water | Package Electric Water Heaters - Non-Drinking Water | Town FY | 1 | Medium | A | 11 | 2035 | 6 | 3 | 3.5 | 32569 | 25716
Hot Water Distribution | Calorifier-LTHW - Copper | Town GB | 1 | High | B | 38 | 2062 | 5 | 2 | 2.7 | 15825 | 33886
Heat Emitters | Unit Heaters | Town GI | 1 | Medium | B | 5 | 2029 | 5 | 3 | 3.2 | 27906 | 15293
Local and Special Ventilation | Fan - Axial | Town FW | 1 | Medium | B | 11 | 2035 | 5 | 3 | 3.2 | 27907 | 25410
General Lighting | General - LED fittings & Luminaires | Town AR | 9 | Medium | B | 6 | 2030 | 5 | 3 | 3.2 | 27908 | 18845
Local and Special Ventilation | Fan - Centrifugal | Town FW | 1 | Medium | B | 3 | 2027 | 5 | 3 | 3.2 | 27909 | 13610
LV Distribution | Sub Distribution Board | Town GA | 1 | High | B | 6 | 2030 | 5 | 2 | 2.7 | 15826 | 17725
LV Distribution | Sub Distribution Board | Town GB | 1 | High | B | 6 | 2030 | 5 | 2 | 2.7 | 15827 | 17726
Fire Safety Systems | Fire Alarm Panel / Repeater | Town GF | 1 | Urgent | B | 11 | 2035 | 5 | 1 | 2.2 | 6980 | 23800
Barriers & Guardrails | Vehicle Crash Protection Barrier | Town FW | 1 | V Low | B | 8 | 2032 | 5 | 4 | 3.7 | 33314 | 21191
General Lighting | General - LED fittings & Luminaires | Town GH | 5 | Medium | B | 6 | 2030 | 5 | 3 | 3.2 | 27910 | 18846
Roller Shutters | External Electric Roller Shutter | Town E | 1 | High | B | 13 | 2037 | 5 | 2 | 2.7 | 15828 | 27001
Local and Special Ventilation | Fan - Axial | Town GA | 1 | Medium | B | 1 | 2025 | 5 | 3 | 3.2 | 27911 | 9628
Roller Shutters | External Manual Roller Shutter | Town GA | 1 | High | B | 1 | 2025 | 5 | 2 | 2.7 | 15829 | 4392
Access Control | Gate Access - Local Lock / Keypad / Manual (External) | Town GA | 1 | Medium | B | 1 | 2025 | 5 | 3 | 3.2 | 27912 | 9629
Emergency Lighting | Illuminated Fire Exit Signage | Town GA | 3 | Urgent | B | 12 | 2036 | 5 | 1 | 2.2 | 6981 | 26057
Local and Special Ventilation | Fan - Axial | Town FX | 1 | Medium | B | 1 | 2025 | 5 | 3 | 3.2 | 27913 | 9630
Local and Special Ventilation | Fan - Extract | Town FY | 1 | Medium | B | 6 | 2030 | 5 | 3 | 3.2 | 27914 | 18847
Local and Special Ventilation | Fan - Axial | Town GA | 1 | Medium | B | 1 | 2025 | 5 | 3 | 3.2 | 27915 | 9631
External Doors | Entrance Doors | Town GH | 1 | High | B | 21 | 2045 | 5 | 2 | 2.7 | 15830 | 32688
External Doors | Entrance Doors | Town GC | 1 | High | B | 11 | 2035 | 5 | 2 | 2.7 | 15831 | 24590
General Lighting | General - LED fittings & Luminaires | Town FW | 40 | Medium | B | 13 | 2037 | 5 | 3 | 3.2 | 27916 | 27191
Access Control | Gate Access - Local Lock / Keypad / Manual (External) | Town GD | 1 | Medium | B | 1 | 2025 | 5 | 3 | 3.2 | 27917 | 9632
Emergency Lighting | Illuminated Fire Exit Signage | Town AR | 4 | Urgent | B | 6 | 2030 | 5 | 1 | 2.2 | 6982 | 16753
Specialist Lighting | Illuminated External Signs | Town GA | 1 | Medium | B | 1 | 2025 | 5 | 3 | 3.2 | 27918 | 9633
Local and Special Ventilation | Fan - Window / Wall Mounted | Town GG | 1 | Medium | B | 11 | 2035 | 5 | 3 | 3.2 | 27919 | 25411
Emergency Lighting | Illuminated Fire Exit Signage | Town FZ | 6 | Urgent | B | 17 | 2041 | 5 | 1 | 2.2 | 6983 | 30161
Emergency Lighting | Illuminated Fire Exit Signage | Town AR | 1 | Urgent | B | 6 | 2030 | 5 | 1 | 2.2 | 6984 | 16754
External Lighting | General - LED | Town GF | 2 | Medium | B | 5 | 2029 | 5 | 3 | 3.2 | 27920 | 15294
Central Heating | Fan - Axial | Town E | 1 | High | D | 4 | 2028 | 3 | 2 | 2.1 | 1242 | 13762
General Lighting | General - LED fittings & Luminaires | Town GG | 75 | Medium | B | 16 | 2040 | 5 | 3 | 3.2 | 27921 | 29692
Fire Safety Systems | Fire Extinguishers - CO2 | Town FY | 2 | Urgent | B | 6 | 2030 | 5 | 1 | 2.2 | 6985 | 16755
Air Conditioning | Multi-Split Evaporator - Split Systems/Heat Pumps - Air-cooled with Direct Expansion Evaporator (DX) | Town FY | 1 | Medium | B | 10 | 2034 | 5 | 3 | 3.2 | 27922 | 22982
Roller Shutters | External Manual Roller Shutter | Town GI | 1 | High | B | 2 | 2026 | 5 | 2 | 2.7 | 15832 | 12926
Heat Emitters | Electric Overdoor Air Curtain/Heater | Town FV | 1 | Medium | B | 2 | 2026 | 5 | 3 | 3.2 | 27923 | 13144
General Lighting | General - LED fittings & Luminaires | Town AR | 8 | Medium | B | 6 | 2030 | 5 | 3 | 3.2 | 27924 | 18848
Local and Special Ventilation | Fan - Window / Wall Mounted | Town GA | 1 | Medium | B | 1 | 2025 | 5 | 3 | 3.2 | 27925 | 9634
LV Distribution | Sub Distribution Board | Town GF | 1 | High | B | 1 | 2025 | 5 | 2 | 2.7 | 15833 | 4393
Emergency Lighting | Self Contained - LED | Town FY | 1 | Urgent | B | 21 | 2045 | 5 | 1 | 2.2 | 6986 | 32248
Fire Safety Systems | Fire Extinguishers - CO2 | Town AR | 3 | Urgent | B | 6 | 2030 | 5 | 1 | 2.2 | 6987 | 16756
Fire Safety Systems | Fire Extinguishers - Foam | Town DV | 2 | Urgent | B | 6 | 2030 | 5 | 1 | 2.2 | 6988 | 16757
LV Distribution | Main Distribution Board | Town EA | 1 | High | B | 1 | 2025 | 5 | 2 | 2.7 | 15834 | 4394
Roller Shutters | External Window Shutters - Electric | Town EC | 1 | Medium | B | 1 | 2025 | 5 | 3 | 3.2 | 27926 | 9635
External Doors | Entrance Doors | Town DN | 1 | High | B | 26 | 2050 | 5 | 2 | 2.7 | 15835 | 33514
Fire Safety Systems | Fire Blanket | Town DS | 1 | Urgent | B | 4 | 2028 | 5 | 1 | 2.2 | 6989 | 13853
Roller Shutters | External Manual Roller Shutter | Town DW | 1 | High | B | 1 | 2025 | 5 | 2 | 2.7 | 15836 | 4395
Fire Safety Systems | Fire Extinguishers - CO2 | Town DN | 3 | Urgent | B | 6 | 2030 | 5 | 1 | 2.2 | 6990 | 16758
Roller Shutters | Internal Electric Roller Shutter | Town DT | 1 | Medium | B | 1 | 2025 | 5 | 3 | 3.2 | 27927 | 9636
Emergency Lighting | Self Contained - LED | Town ED | 9 | Urgent | B | 21 | 2045 | 5 | 1 | 2.2 | 6991 | 32249
External Lighting | General - LED | Town EC | 4 | Medium | B | 1 | 2025 | 5 | 3 | 3.2 | 27928 | 9637
Local Hot Water | Instantaneous Electric Water Heater - Non-Drinking Water | Town EC | 1 | Medium | B | 11 | 2035 | 5 | 3 | 3.2 | 27929 | 25412
Emergency Lighting | Self Contained - LED | Town ED | 8 | Urgent | B | 21 | 2045 | 5 | 1 | 2.2 | 6992 | 32250
Emergency Lighting | Illuminated Fire Exit Signage | Town DX | 1 | Urgent | B | 16 | 2040 | 5 | 1 | 2.2 | 6993 | 28908
Emergency Lighting | Self Contained - LED | Town DS | 5 | Urgent | B | 21 | 2045 | 5 | 1 | 2.2 | 6994 | 32251
General Lighting | General - LED fittings & Luminaires | Town DS | 28 | Medium | B | 16 | 2040 | 5 | 3 | 3.2 | 27930 | 29693
Access Control | Gate Access - Local Lock / Keypad / Manual (External) | Town EE | 1 | Medium | B | 1 | 2025 | 5 | 3 | 3.2 | 27931 | 9638
Emergency Lighting | Self Contained - LED | Town EA | 2 | Urgent | B | 19 | 2043 | 5 | 1 | 2.2 | 6995 | 31085
Air Conditioning | Single-Split Condenser - Split Systems/Heat Pumps - Air-cooled with Direct Expansion Evaporator (DX) | Town ED | 1 | Medium | B | 12 | 2036 | 5 | 3 | 3.2 | 27932 | 26634
Burner | Forced draft gas burner | Town DV | 1 | Medium | C | 1 | 2025 | 4 | 3 | 2.9 | 18829 | 5699
Fire Safety Systems | Fire Alarm Panel / Repeater | Town DV | 1 | Urgent | C | 1 | 2025 | 4 | 1 | 1.9 | 696 | 478
External Doors | Manual and Automatic Doors - Auto / Powered Sliding Doors | Town DU | 1 | High | B | 14 | 2038 | 5 | 2 | 2.7 | 15837 | 27478
Fire Safety Systems | Manual and Automatic Doors - Emergency and Panic Escape Doors | Town DZ | 1 | Urgent | B | 25 | 2049 | 5 | 1 | 2.2 | 6996 | 33318
General Lighting | General - LED fittings & Luminaires | Town EA | 46 | Medium | B | 18 | 2042 | 5 | 3 | 3.2 | 27933 | 30975
Emergency Lighting | Self Contained - LED | Town DU | 4 | Urgent | B | 21 | 2045 | 5 | 1 | 2.2 | 6997 | 32252
Fire Safety Systems | Fire Extinguishers - CO2 | Town EI | 2 | Urgent | B | 5 | 2029 | 5 | 1 | 2.2 | 6998 | 14441
LV Distribution | Sub Distribution Board | Town EE | 1 | High | B | 13 | 2037 | 5 | 2 | 2.7 | 15838 | 27002
Cold Water Distribution | Water Pumping Pressure Boosting Set | Town EG | 1 | Medium | B | 1 | 2025 | 5 | 3 | 3.2 | 27934 | 9639
LV Distribution | Sub Distribution Board | Town EF | 1 | High | B | 18 | 2042 | 5 | 2 | 2.7 | 15839 | 30851
Emergency Lighting | Illuminated Fire Exit Signage | Town BU | 4 | Urgent | B | 16 | 2040 | 5 | 1 | 2.2 | 6999 | 28909
Roller Shutters | External Manual Roller Shutter | Town EH | 1 | High | B | 1 | 2025 | 5 | 2 | 2.7 | 15840 | 4396
Heat Emitters | Radiators - Steel | Town DO | 1 | Medium | B | 10 | 2034 | 5 | 3 | 3.2 | 27935 | 22983
Fire Safety Systems | Fire Extinguishers - Powder | Town EA | 4 | Urgent | B | 9 | 2033 | 5 | 1 | 2.2 | 7000 | 21402
Air Conditioning | Multi-Split Condenser - DX Split Systems (With Gas, Electric or Hot Water Heaters) | Town DO | 1 | Medium | B | 6 | 2030 | 5 | 3 | 3.2 | 27936 | 18849
LV Distribution | Sub Distribution Board | Town DW | 1 | High | B | 6 | 2030 | 5 | 2 | 2.7 | 15841 | 17727
Fire Safety Systems | Manual and Automatic Doors - Emergency and Panic Escape Doors | Town DV | 1 | Urgent | A | 33 | 2057 | 6 | 1 | 2.5 | 10938 | 33847
Local Hot Water | Package Electric Water Heaters - Non-Drinking Water | Town DM | 1 | Medium | B | 1 | 2025 | 5 | 3 | 3.2 | 27937 | 9640
Roller Shutters | Internal Electric Roller Shutter | Town EA | 1 | Medium | B | 11 | 2035 | 5 | 3 | 3.2 | 27938 | 25413
Roller Shutters | External Manual Roller Shutter | Town DQ | 1 | High | B | 1 | 2025 | 5 | 2 | 2.7 | 15842 | 4397
Emergency Lighting | Illuminated Fire Exit Signage | Town DS | 6 | Urgent | B | 16 | 2040 | 5 | 1 | 2.2 | 7001 | 28910
LV Distribution | Sub Distribution Board | Town DS | 1 | High | B | 1 | 2025 | 5 | 2 | 2.7 | 15843 | 4398
Emergency Lighting | Self Contained - Non LED | Town DM | 2 | Urgent | B | 9 | 2033 | 5 | 1 | 2.2 | 7002 | 21403
Emergency Lighting | Self Contained - Non LED | Town EZ | 1 | Urgent | B | 1 | 2025 | 5 | 1 | 2.2 | 7003 | 1582
Fire Safety Systems | Smoke Extract Fan | Town EW | 1 | Urgent | B | 5 | 2029 | 5 | 1 | 2.2 | 7004 | 14442
Roller Shutters | External Window Shutters - Manual | Town EP | 1 | Medium | B | 1 | 2025 | 5 | 3 | 3.2 | 27939 | 9641
Fire Safety Systems | Manual and Automatic Doors - Emergency and Panic Escape Doors | Town EN | 1 | Urgent | C | 6 | 2030 | 4 | 1 | 1.9 | 697 | 15712
Roller Shutters | External Manual Roller Shutter | Town EP | 1 | High | B | 21 | 2045 | 5 | 2 | 2.7 | 15844 | 32689
Emergency Lighting | Self Contained - LED | Town EP | 6 | Urgent | B | 21 | 2045 | 5 | 1 | 2.2 | 7005 | 32253
General Lighting | General - LED fittings & Luminaires | Town EU | 1 | Medium | B | 1 | 2025 | 5 | 3 | 3.2 | 27940 | 9642
LV Distribution | Sub Distribution Board | Town EM | 1 | High | C | 1 | 2025 | 4 | 2 | 2.4 | 10647 | 2462
General Lighting | General - LED fittings & Luminaires | Town EM | 23 | Medium | B | 10 | 2034 | 5 | 3 | 3.2 | 27941 | 22984
Emergency Lighting | Illuminated Fire Exit Signage | Town EK | 3 | Urgent | A | 20 | 2044 | 6 | 1 | 2.5 | 10939 | 31584
Fire Safety Systems | Fire Extinguishers - Foam | Town ER | 5 | Urgent | B | 6 | 2030 | 5 | 1 | 2.2 | 7006 | 16759
General Lighting | General - LED fittings & Luminaires | Town FA | 41 | Medium | B | 1 | 2025 | 5 | 3 | 3.2 | 27942 | 9643
External Doors | Entrance Doors | Town EO | 1 | High | B | 21 | 2045 | 5 | 2 | 2.7 | 15845 | 32690
Roller Shutters | Internal Manual Roller Shutter | Town QN | 1 | Medium | B | 1 | 2025 | 5 | 3 | 3.2 | 27943 | 9644
Boiler | Atmospheric Gas Burner - Condensing Boiler | Town EM | 1 | High | B | 19 | 2043 | 5 | 2 | 2.7 | 15846 | 31230
Fire Safety Systems | Fire Extinguishers - Powder | Town EO | 3 | Urgent | B | 6 | 2030 | 5 | 1 | 2.2 | 7007 | 16760
Emergency Lighting | Self Contained - LED | Town EL | 10 | Urgent | B | 22 | 2046 | 5 | 1 | 2.2 | 7008 | 32946
Fire Safety Systems | Fire Extinguishers - CO2 | Town EK | 2 | Urgent | B | 2 | 2026 | 5 | 1 | 2.2 | 7009 | 12693
LV Distribution | Sub Distribution Board | Town EU | 1 | High | B | 1 | 2025 | 5 | 2 | 2.7 | 15847 | 4399
LV Distribution | Sub Distribution Board | Town QN | 1 | High | B | 1 | 2025 | 5 | 2 | 2.7 | 15848 | 4400
General Lighting | General - LED fittings & Luminaires | Town EV | 1 | Medium | B | 1 | 2025 | 5 | 3 | 3.2 | 27944 | 9645
Fire Safety Systems | Fire Extinguishers - CO2 | Town EK | 1 | Urgent | A | 10 | 2034 | 6 | 1 | 2.5 | 10940 | 22229
LV Distribution | Sub Distribution Board | Town EQ | 1 | High | C | 1 | 2025 | 4 | 2 | 2.4 | 10648 | 2463
Roller Shutters | Internal Electric Roller Shutter | Town EV | 1 | Medium | B | 11 | 2035 | 5 | 3 | 3.2 | 27945 | 25414
Roller Shutters | Internal Electric Roller Shutter | Town EZ | 1 | Medium | B | 16 | 2040 | 5 | 3 | 3.2 | 27946 | 29694
Local and Special Ventilation | Unit extract fans | Town EL | 1 | Medium | B | 5 | 2029 | 5 | 3 | 3.2 | 27947 | 15295
BMS | BMS Control Panel | Town EU | 1 | High | B | 7 | 2031 | 5 | 2 | 2.7 | 15849 | 19654
Local and Special Ventilation | Fan - Extract | Town EK | 1 | Medium | B | 7 | 2031 | 5 | 3 | 3.2 | 27948 | 20051
LV Distribution | Sub Distribution Board | Town EQ | 1 | High | B | 11 | 2035 | 5 | 2 | 2.7 | 15850 | 24591
Heat Emitters | Gas Fired Unit Heaters | Town EQ | 1 | Medium | B | 1 | 2025 | 5 | 3 | 3.2 | 27949 | 9646
Roller Shutters | Internal Manual Roller Shutter | Town FA | 1 | Medium | B | 1 | 2025 | 5 | 3 | 3.2 | 27950 | 9647
Fire Safety Systems | Manual and Automatic Doors - Emergency and Panic Escape Doors | Town ER | 1 | Urgent | B | 6 | 2030 | 5 | 1 | 2.2 | 7010 | 16761
Fire Safety Systems | Manual and Automatic Doors - Emergency and Panic Escape Doors | Town ER | 1 | Urgent | B | 6 | 2030 | 5 | 1 | 2.2 | 7011 | 16762
Fire Safety Systems | Fire Alarm Panel / Repeater | Town EK | 1 | Urgent | B | 7 | 2031 | 5 | 1 | 2.2 | 7012 | 19416
Emergency Lighting | Illuminated Fire Exit Signage | Town EW | 2 | Urgent | B | 17 | 2041 | 5 | 1 | 2.2 | 7013 | 30162
LV Distribution | Sub Distribution Board | Town EW | 1 | High | B | 10 | 2034 | 5 | 2 | 2.7 | 15851 | 22417
General Lighting | General - LED fittings & Luminaires | Town EK | 25 | Medium | B | 12 | 2036 | 5 | 3 | 3.2 | 27951 | 26635
Emergency Lighting | Externally Powered - LED | Town QN | 4 | Urgent | B | 1 | 2025 | 5 | 1 | 2.2 | 7014 | 1583
Security Systems | Manual and Automatic Doors - High Security Door | Town EX | 1 | High | B | 31 | 2055 | 5 | 2 | 2.7 | 15852 | 33800
Roller Shutters | External Electric Roller Shutter | Town EM | 1 | High | B | 1 | 2025 | 5 | 2 | 2.7 | 15853 | 4401
LV Distribution | Sub Distribution Board | Town ER | 1 | High | C | 1 | 2025 | 4 | 2 | 2.4 | 10649 | 2464
LV Distribution | Sub Distribution Board | Town QN | 1 | High | B | 1 | 2025 | 5 | 2 | 2.7 | 15854 | 4402
LV Distribution | Sub Distribution Board | Town EN | 1 | High | C | 1 | 2025 | 4 | 2 | 2.4 | 10650 | 2465
Fire Safety Systems | Fire Alarm Panel / Repeater | Town EQ | 1 | Urgent | B | 11 | 2035 | 5 | 1 | 2.2 | 7015 | 23801
Fire Safety Systems | Smoke Extract Fan | Town EW | 1 | Urgent | B | 1 | 2025 | 5 | 1 | 2.2 | 7016 | 1584
General Lighting | General - LED fittings & Luminaires | Town EL | 10 | Medium | B | 1 | 2025 | 5 | 3 | 3.2 | 27952 | 9648
General Lighting | General - LED fittings & Luminaires | Town QN | 38 | Medium | B | 1 | 2025 | 5 | 3 | 3.2 | 27953 | 9649
LV Distribution | Sub Distribution Board | Town EV | 1 | High | B | 16 | 2040 | 5 | 2 | 2.7 | 15855 | 29219
Local and Special Ventilation | Fan - General Ventilation | Town EW | 1 | Medium | B | 1 | 2025 | 5 | 3 | 3.2 | 27954 | 9650
Access Control | Gate Access - Local Lock / Keypad / Manual (External) | Town ER | 1 | Medium | B | 1 | 2025 | 5 | 3 | 3.2 | 27955 | 9651
Heat Emitters | Radiators - Aluminium | Town EK | 4 | Medium | B | 3 | 2027 | 5 | 3 | 3.2 | 27956 | 13611
Fire Safety Systems | Fire Extinguishers - Foam | Town EK | 3 | Urgent | A | 10 | 2034 | 6 | 1 | 2.5 | 10941 | 22230
Roller Shutters | External Manual Roller Shutter | Town EQ | 1 | High | B | 1 | 2025 | 5 | 2 | 2.7 | 15856 | 4403
Burner | Forced draft gas burner | Town EN | 1 | Medium | DX | 1 | 2025 | 1 | 3 | 2 | 933 | 636
Security Systems | Manual and Automatic Doors - High Security Door | Town EV | 1 | High | B | 21 | 2045 | 5 | 2 | 2.7 | 15857 | 32691
Security Systems | Manual and Automatic Doors - High Security Door | Town EZ | 1 | High | B | 11 | 2035 | 5 | 2 | 2.7 | 15858 | 24592
Local Hot Water | Instantaneous Electric Water Heater - Non-Drinking Water | Town EU | 1 | Medium | B | 9 | 2033 | 5 | 3 | 3.2 | 27957 | 21823
Specialist Lighting | Illuminated External Signs | Town EV | 1 | Medium | B | 6 | 2030 | 5 | 3 | 3.2 | 27958 | 18850
LV Distribution | Sub Distribution Board | Town EK | 1 | High | B | 12 | 2036 | 5 | 2 | 2.7 | 15859 | 26223
Heat Emitters | Gas Fired Unit Heaters | Town EZ | 1 | Medium | B | 1 | 2025 | 5 | 3 | 3.2 | 27959 | 9652
Air Conditioning | Multi-Split Condenser - Split Systems/Heat Pumps - Air-cooled with Direct Expansion Evaporator (DX) | Town EJ | 1 | Medium | CX | 1 | 2025 | 2 | 3 | 2.3 | 10266 | 2193
LV Distribution | Main Distribution Board | Town EK | 1 | High | C | 5 | 2029 | 4 | 2 | 2.4 | 10651 | 14539
Local and Special Ventilation | Fan - Extract | Town EO | 1 | Medium | B | 1 | 2025 | 5 | 3 | 3.2 | 27960 | 9653
Emergency Lighting | Self Contained - Non LED | Town EY | 1 | Urgent | B | 11 | 2035 | 5 | 1 | 2.2 | 7017 | 23802
Emergency Lighting | Self Contained - LED | Town EK | 18 | Urgent | A | 25 | 2049 | 6 | 1 | 2.5 | 10942 | 33360
Heat Emitters | Radiators - Steel | Town ET | 1 | Medium | B | 1 | 2025 | 5 | 3 | 3.2 | 27961 | 9654
LV Distribution | Main Distribution Board | Town FA | 1 | High | B | 6 | 2030 | 5 | 2 | 2.7 | 15860 | 17728
Boiler | Atmospheric Gas Burner Boiler - Small and/or Wall Hung for Domestic Installation | Town ET | 1 | Medium | B | 1 | 2025 | 5 | 3 | 3.2 | 27962 | 9655
Fire Safety Systems | Fire Alarm Panel / Repeater | Town EL | 1 | Urgent | B | 5 | 2029 | 5 | 1 | 2.2 | 7018 | 14443
Fire Safety Systems | Fire Extinguishers - CO2 | Town EJ | 1 | Urgent | B | 6 | 2030 | 5 | 1 | 2.2 | 7019 | 16763
Local Hot Water | Package Electric Water Heaters - Non-Drinking Water | Town ES | 1 | Medium | B | 6 | 2030 | 5 | 3 | 3.2 | 27963 | 18851
Local and Special Ventilation | Unit extract fans | Town ET | 1 | Medium | B | 1 | 2025 | 5 | 3 | 3.2 | 27964 | 9656
Fire Safety Systems | Manual and Automatic Doors - Emergency and Panic Escape Doors | Town EJ | 1 | Urgent | B | 11 | 2035 | 5 | 1 | 2.2 | 7020 | 23803
Fire Safety Systems | Manual and Automatic Doors - Emergency and Panic Escape Doors | Town EM | 1 | Urgent | B | 8 | 2032 | 5 | 1 | 2.2 | 7021 | 20504
LV Distribution | Sub Distribution Board | Town EM | 1 | High | C | 1 | 2025 | 4 | 2 | 2.4 | 10652 | 2466
Fire Safety Systems | Fire Extinguishers - CO2 | Town EY | 1 | Urgent | B | 6 | 2030 | 5 | 1 | 2.2 | 7022 | 16764
External Lighting | General - LED | Town ES | 1 | Medium | B | 11 | 2035 | 5 | 3 | 3.2 | 27965 | 25415
Fire Safety Systems | Fire Extinguishers - Powder | Town EM | 2 | Urgent | B | 7 | 2031 | 5 | 1 | 2.2 | 7023 | 19417
Local Hot Water | Package Electric Water Heaters - Non-Drinking Water | Town EO | 1 | Medium | B | 4 | 2028 | 5 | 3 | 3.2 | 27966 | 14172
General Lighting | General - LED fittings & Luminaires | Town EP | 7 | Medium | B | 6 | 2030 | 5 | 3 | 3.2 | 27967 | 18852
LV Distribution | Sub Distribution Board | Town EV | 1 | High | B | 1 | 2025 | 5 | 2 | 2.7 | 15861 | 4404
LV Distribution | Sub Distribution Board | Town EK | 1 | High | B | 8 | 2032 | 5 | 2 | 2.7 | 15862 | 20749
Fire Safety Systems | Fire Extinguishers - Foam | Town EK | 4 | Urgent | C | 10 | 2034 | 4 | 1 | 1.9 | 698 | 21949
Air Conditioning | Single-Split Condenser - Split Systems/Heat Pumps - Air-cooled with Direct Expansion Evaporator (DX) | Town EV | 1 | Medium | C | 1 | 2025 | 4 | 3 | 2.9 | 18830 | 5700
Local Hot Water | Instantaneous Electric Water Heater - Non-Drinking Water | Town EJ | 1 | Medium | B | 11 | 2035 | 5 | 3 | 3.2 | 27968 | 25416
Fire Safety Systems | Fire Alarm System | Town EP | 1 | Urgent | B | 1 | 2025 | 5 | 1 | 2.2 | 7024 | 1585
LV Distribution | Main Distribution Board | Town EJ | 1 | High | B | 1 | 2025 | 5 | 2 | 2.7 | 15863 | 4405
Local Hot Water | Instantaneous Electric Water Heater - Non-Drinking Water | Town EK | 1 | Medium | B | 7 | 2031 | 5 | 3 | 3.2 | 27969 | 20052
Local and Special Ventilation | Fan - Extract | Town EK | 1 | Medium | B | 7 | 2031 | 5 | 3 | 3.2 | 27970 | 20053
Emergency Lighting | Self Contained - Non LED | Town EZ | 1 | Urgent | B | 1 | 2025 | 5 | 1 | 2.2 | 7025 | 1586
LV Distribution | Main Distribution Board | Town EJ | 1 | High | B | 16 | 2040 | 5 | 2 | 2.7 | 15864 | 29220
Fire Safety Systems | Fire Alarm Panel / Repeater | Town EV | 1 | Urgent | B | 11 | 2035 | 5 | 1 | 2.2 | 7026 | 23804
Fire Safety Systems | Manual and Automatic Doors - Emergency and Panic Escape Doors | Town EJ | 1 | Urgent | B | 15 | 2039 | 5 | 1 | 2.2 | 7027 | 27951
Local and Special Ventilation | Fan - General Ventilation | Town EL | 1 | Medium | B | 5 | 2029 | 5 | 3 | 3.2 | 27971 | 15296
Access Control | Gate Access - Local Lock / Keypad / Manual (External) | Town EM | 1 | Medium | B | 1 | 2025 | 5 | 3 | 3.2 | 27972 | 9657
Fire Safety Systems | Fire Extinguishers - Foam | Town EK | 4 | Urgent | B | 2 | 2026 | 5 | 1 | 2.2 | 7028 | 12694
LV Distribution | Sub Distribution Board | Town EK | 1 | High | B | 1 | 2025 | 5 | 2 | 2.7 | 15865 | 4406
Local and Special Ventilation | Fan - Kitchen Extract | Town ER | 1 | Low | B | 1 | 2025 | 5 | 4 | 3.7 | 33315 | 12187
Air Conditioning | Single-Split Evaporator - Split Systems/Heat Pumps - Air-cooled with Direct Expansion Evaporator (DX) | Town EX | 1 | Medium | B | 1 | 2025 | 5 | 3 | 3.2 | 27973 | 9658
Local and Special Ventilation | Unit extract fans | Town EN | 1 | Medium | B | 5 | 2029 | 5 | 3 | 3.2 | 27974 | 15297
External Lighting | General - Non LED | Town EO | 2 | Medium | B | 1 | 2025 | 5 | 3 | 3.2 | 27975 | 9659
Roller Shutters | Internal Electric Roller Shutter | Town EO | 1 | Medium | B | 16 | 2040 | 5 | 3 | 3.2 | 27976 | 29695
Air Conditioning | Single-Split Condenser - Split Systems/Heat Pumps - Air-cooled with Direct Expansion Evaporator (DX) | Town ET | 1 | Medium | CX | 1 | 2025 | 2 | 3 | 2.3 | 10267 | 2194
LV Distribution | Main Distribution Board | Town EP | 1 | High | B | 1 | 2025 | 5 | 2 | 2.7 | 15866 | 4407
Local and Special Ventilation | Fan - General Ventilation | Town EL | 1 | Medium | B | 5 | 2029 | 5 | 3 | 3.2 | 27977 | 15298
Fire Safety Systems | Manual and Automatic Doors - Emergency and Panic Escape Doors | Town EZ | 1 | Urgent | A | 33 | 2057 | 6 | 1 | 2.5 | 10943 | 33848
Fire Safety Systems | Manual and Automatic Doors - Emergency and Panic Escape Doors | Town EK | 1 | Urgent | B | 18 | 2042 | 5 | 1 | 2.2 | 7029 | 30675
Heat Emitters | Electric Heaters | Town EM | 4 | Medium | C | 1 | 2025 | 4 | 3 | 2.9 | 18831 | 5701
Air Conditioning | Single-Split Evaporator - Split Systems/Heat Pumps - Air-cooled with Direct Expansion Evaporator (DX) | Town ET | 1 | Medium | B | 5 | 2029 | 5 | 3 | 3.2 | 27978 | 15299
Roller Shutters | External Manual Roller Shutter | Town EK | 1 | High | B | 1 | 2025 | 5 | 2 | 2.7 | 15867 | 4408
External Doors | Entrance Doors | Town ET | 1 | High | B | 25 | 2049 | 5 | 2 | 2.7 | 15868 | 33409
External Lighting | General - LED | Town EO | 1 | Medium | A | 13 | 2037 | 6 | 3 | 3.5 | 32570 | 27294
Central Ventilation Systems | Fan - General Ventilation | Town EX | 1 | Low | B | 1 | 2025 | 5 | 4 | 3.7 | 33316 | 12188
Local and Special Ventilation | Unit extract fans | Town ET | 1 | Medium | B | 1 | 2025 | 5 | 3 | 3.2 | 27979 | 9660
Fire Safety Systems | Fire Extinguishers - CO2 | Town EW | 2 | Urgent | B | 7 | 2031 | 5 | 1 | 2.2 | 7030 | 19418
Heat Emitters | Unit Heaters | Town EV | 1 | Medium | B | 1 | 2025 | 5 | 3 | 3.2 | 27980 | 9661
Fire Safety Systems | Manual and Automatic Doors - Emergency and Panic Escape Doors | Town EZ | 1 | Urgent | B | 11 | 2035 | 5 | 1 | 2.2 | 7031 | 23805
Fire Safety Systems | Manual and Automatic Doors - Emergency and Panic Escape Doors | Town EP | 1 | Urgent | B | 31 | 2055 | 5 | 1 | 2.2 | 7032 | 33765
Security Systems | Manual and Automatic Doors - High Security Door | Town EP | 1 | High | B | 31 | 2055 | 5 | 2 | 2.7 | 15869 | 33801
General Lighting | General - LED fittings & Luminaires | Town EN | 2 | Medium | B | 17 | 2041 | 5 | 3 | 3.2 | 27981 | 30523
Fire Safety Systems | Fire Extinguishers - Foam | Town EK | 2 | Urgent | B | 2 | 2026 | 5 | 1 | 2.2 | 7033 | 12695
LV Distribution | Sub Distribution Board | Town ET | 1 | High | B | 6 | 2030 | 5 | 2 | 2.7 | 15870 | 17729
Boiler | Atmospheric Gas Burner/Condensing Combination Boiler (domestic type) | Town EJ | 1 | High | B | 5 | 2029 | 5 | 2 | 2.7 | 15871 | 14700
Burner | Forced draft gas burner | Town ER | 1 | Medium | B | 7 | 2031 | 5 | 3 | 3.2 | 27982 | 20054
Local and Special Ventilation | Fan - Extract | Town EX | 1 | Medium | B | 1 | 2025 | 5 | 3 | 3.2 | 27983 | 9662
General Lighting | General - LED fittings & Luminaires | Town EZ | 7 | Medium | B | 16 | 2040 | 5 | 3 | 3.2 | 27984 | 29696
Fire Safety Systems | Fire Extinguishers - Foam | Town EJ | 3 | Urgent | B | 6 | 2030 | 5 | 1 | 2.2 | 7034 | 16765
LV Distribution | Sub Distribution Board | Town EX | 1 | High | B | 1 | 2025 | 5 | 2 | 2.7 | 15872 | 4409
Heat Emitters | Gas Fired Unit Heaters | Town EN | 1 | Medium | DX | 1 | 2025 | 1 | 3 | 2 | 934 | 637
Roller Shutters | External Manual Roller Shutter | Town EQ | 1 | High | B | 1 | 2025 | 5 | 2 | 2.7 | 15873 | 4410
Local Hot Water | Instantaneous Electric Water Heater - Non-Drinking Water | Town EK | 1 | Medium | B | 5 | 2029 | 5 | 3 | 3.2 | 27985 | 15300
External Doors | Entrance Doors | Town ER | 1 | High | B | 6 | 2030 | 5 | 2 | 2.7 | 15874 | 17730
Fire Safety Systems | Fire Extinguishers - Foam | Town EW | 4 | Urgent | B | 8 | 2032 | 5 | 1 | 2.2 | 7035 | 20505
Central Heating | Fan - Axial | Town EM | 1 | High | B | 1 | 2025 | 5 | 2 | 2.7 | 15875 | 4411
Emergency Lighting | Illuminated Fire Exit Signage | Town FA | 1 | Urgent | B | 1 | 2025 | 5 | 1 | 2.2 | 7036 | 1587
Central Ventilation Systems | Fan - General Ventilation | Town EJ | 1 | Low | B | 12 | 2036 | 5 | 4 | 3.7 | 33317 | 26804
External Doors | Entrance Doors | Town ES | 1 | High | B | 21 | 2045 | 5 | 2 | 2.7 | 15876 | 32692
Local and Special Ventilation | Fan - Extract | Town EX | 1 | Medium | B | 1 | 2025 | 5 | 3 | 3.2 | 27986 | 9663
Fire Safety Systems | Fire Extinguishers - Powder | Town EJ | 1 | Urgent | B | 6 | 2030 | 5 | 1 | 2.2 | 7037 | 16766
LV Distribution | Sub Distribution Board | Town EL | 1 | High | B | 5 | 2029 | 5 | 2 | 2.7 | 15877 | 14701
Security Systems | Manual and Automatic Doors - High Security Door | Town EM | 1 | High | B | 25 | 2049 | 5 | 2 | 2.7 | 15878 | 33410
Fire Safety Systems | Fire Alarm Panel / Repeater | Town ER | 1 | Urgent | B | 12 | 2036 | 5 | 1 | 2.2 | 7038 | 26058
Fire Safety Systems | Manual and Automatic Doors - Emergency and Panic Escape Doors | Town EM | 1 | Urgent | C | 1 | 2025 | 4 | 1 | 1.9 | 699 | 479
Emergency Lighting | Illuminated Fire Exit Signage | Town ET | 1 | Urgent | B | 15 | 2039 | 5 | 1 | 2.2 | 7039 | 27952
Emergency Lighting | Illuminated Fire Exit Signage | Town EK | 2 | Urgent | B | 6 | 2030 | 5 | 1 | 2.2 | 7040 | 16767
Fire Safety Systems | Fire Extinguishers - CO2 | Town ER | 2 | Urgent | B | 9 | 2033 | 5 | 1 | 2.2 | 7041 | 21404
Roller Shutters | Internal Manual Roller Shutter | Town FA | 1 | Medium | B | 1 | 2025 | 5 | 3 | 3.2 | 27987 | 9664
Roller Shutters | External Window Shutters - Manual | Town EP | 1 | Medium | B | 1 | 2025 | 5 | 3 | 3.2 | 27988 | 9665
External Lighting | General - Non LED | Town QN | 3 | Medium | B | 1 | 2025 | 5 | 3 | 3.2 | 27989 | 9666
External Lighting | General - LED | Town EK | 4 | Medium | B | 7 | 2031 | 5 | 3 | 3.2 | 27990 | 20055
Fire Safety Systems | Fire Extinguishers - Foam | Town EK | 1 | Urgent | B | 2 | 2026 | 5 | 1 | 2.2 | 7042 | 12696
LV Distribution | Sub Distribution Board | Town EM | 1 | High | C | 1 | 2025 | 4 | 2 | 2.4 | 10653 | 2467
LV Distribution | Main Distribution Board | Town FA | 1 | High | B | 6 | 2030 | 5 | 2 | 2.7 | 15879 | 17731
External Doors | Manual and Automatic Doors - Auto / Powered Sliding Doors | Town EK | 1 | High | B | 11 | 2035 | 5 | 2 | 2.7 | 15880 | 24593
Fire Safety Systems | Fire Alarm Panel / Repeater | Town EK | 1 | Urgent | B | 1 | 2025 | 5 | 1 | 2.2 | 7043 | 1588
LV Distribution | Sub Distribution Board | Town EY | 1 | High | B | 11 | 2035 | 5 | 2 | 2.7 | 15881 | 24594
LV Distribution | Sub Distribution Board | Town EK | 1 | High | B | 6 | 2030 | 5 | 2 | 2.7 | 15882 | 17732
Local and Special Ventilation | Unit extract fans | Town EN | 1 | Medium | DX | 5 | 2029 | 1 | 3 | 2 | 935 | 14283
Lifts | Disabled Lift - Hydraulic | Town ER | 1 | High | B | 1 | 2025 | 5 | 2 | 2.7 | 15883 | 4412
Boiler | Combination Atmospheric Burner Gas Boiler | Town EW | 1 | High | B | 1 | 2025 | 5 | 2 | 2.7 | 15884 | 4413
Boiler | Atmospheric Gas Burner/Condensing Combination Boiler (domestic type) | Town EK | 1 | High | B | 7 | 2031 | 5 | 2 | 2.7 | 15885 | 19655
External Doors | Manual and Automatic Doors - Auto / Powered Sliding Doors | Town EK | 1 | High | B | 11 | 2035 | 5 | 2 | 2.7 | 15886 | 24595
Heat Emitters | Gas Fired Natural and Fan Assisted Heaters | Town EW | 1 | Medium | B | 1 | 2025 | 5 | 3 | 3.2 | 27991 | 9667
Local and Special Ventilation | Unit extract fans | Town EW | 1 | Medium | B | 1 | 2025 | 5 | 3 | 3.2 | 27992 | 9668
Roller Shutters | Internal Electric Roller Shutter | Town QN | 1 | Medium | B | 1 | 2025 | 5 | 3 | 3.2 | 27993 | 9669
Fire Safety Systems | Manual and Automatic Doors - Emergency and Panic Escape Doors | Town ER | 1 | Urgent | B | 19 | 2043 | 5 | 1 | 2.2 | 7044 | 31086
General Lighting | General - LED fittings & Luminaires | Town EJ | 43 | Medium | B | 17 | 2041 | 5 | 3 | 3.2 | 27994 | 30524
Local Hot Water | Package Electric Water Heaters - Non-Drinking Water | Town EK | 1 | Medium | B | 1 | 2025 | 5 | 3 | 3.2 | 27995 | 9670
Fire Safety Systems | Manual and Automatic Doors - Emergency and Panic Escape Doors | Town EU | 1 | Urgent | B | 6 | 2030 | 5 | 1 | 2.2 | 7045 | 16768
Heat Emitters | Gas Fired Natural and Fan Assisted Heaters | Town EK | 1 | Medium | B | 1 | 2025 | 5 | 3 | 3.2 | 27996 | 9671
Fire Safety Systems | Manual and Automatic Doors - Emergency and Panic Escape Doors | Town EW | 1 | Urgent | B | 6 | 2030 | 5 | 1 | 2.2 | 7046 | 16769
Emergency Lighting | Externally Powered - Non LED | Town FA | 16 | Urgent | B | 11 | 2035 | 5 | 1 | 2.2 | 7047 | 23806
Fire Safety Systems | Fire Extinguishers - CO2 | Town EP | 4 | Urgent | B | 6 | 2030 | 5 | 1 | 2.2 | 7048 | 16770
Boiler | Electric Boilers | Town FA | 1 | Medium | B | 6 | 2030 | 5 | 3 | 3.2 | 27997 | 18853
Fire Safety Systems | Manual and Automatic Doors - Emergency and Panic Escape Doors | Town EM | 1 | Urgent | B | 8 | 2032 | 5 | 1 | 2.2 | 7049 | 20506
Burner | Forced draft gas burner | Town EU | 1 | Medium | B | 5 | 2029 | 5 | 3 | 3.2 | 27998 | 15301
External Lighting | General - Non LED | Town EP | 1 | Medium | B | 1 | 2025 | 5 | 3 | 3.2 | 27999 | 9672
Emergency Lighting | Self Contained - LED | Town EV | 6 | Urgent | B | 21 | 2045 | 5 | 1 | 2.2 | 7050 | 32254
Fire Safety Systems | Fire Extinguishers - CO2 | Town EN | 4 | Urgent | B | 6 | 2030 | 5 | 1 | 2.2 | 7051 | 16771
Heat Emitters | Gas Fired Natural and Fan Assisted Heaters | Town EK | 1 | Medium | C | 1 | 2025 | 4 | 3 | 2.9 | 18832 | 5702
Central Heating | Fan - Axial | Town EM | 1 | High | B | 1 | 2025 | 5 | 2 | 2.7 | 15887 | 4414
Local Hot Water | Electric Water Heater - Drinking Water - Non-Pressurised | Town EK | 1 | Medium | B | 6 | 2030 | 5 | 3 | 3.2 | 28000 | 18854
Local Hot Water | Package Electric Water Heaters - Non-Drinking Water | Town EQ | 1 | Medium | B | 1 | 2025 | 5 | 3 | 3.2 | 28001 | 9673
LV Distribution | Sub Distribution Board | Town EM | 1 | High | B | 4 | 2028 | 5 | 2 | 2.7 | 15888 | 13980
Boiler | Electric Boilers | Town FA | 1 | Medium | B | 1 | 2025 | 5 | 3 | 3.2 | 28002 | 9674
Roller Shutters | External Manual Roller Shutter | Town EP | 1 | High | B | 1 | 2025 | 5 | 2 | 2.7 | 15889 | 4415
Emergency Lighting | Illuminated Fire Exit Signage | Town EZ | 5 | Urgent | B | 16 | 2040 | 5 | 1 | 2.2 | 7052 | 28911
LV Distribution | Sub Distribution Board | Town EY | 1 | High | B | 18 | 2042 | 5 | 2 | 2.7 | 15890 | 30852
Multi-System Controls | Control Panel - Electrical Services (excluding Electrical Controllers and Pneumatic Relays) | Town EW | 1 | Medium | B | 1 | 2025 | 5 | 3 | 3.2 | 28003 | 9675
General Lighting | General - LED fittings & Luminaires | Town EJ | 150 | Medium | B | 17 | 2041 | 5 | 3 | 3.2 | 28004 | 30525
General Lighting | General - LED fittings & Luminaires | Town EL | 61 | Medium | B | 17 | 2041 | 5 | 3 | 3.2 | 28005 | 30526
External Lighting | General - LED | Town EU | 15 | Medium | B | 12 | 2036 | 5 | 3 | 3.2 | 28006 | 26636
Fire Safety Systems | Fire Extinguishers - Foam | Town EK | 3 | Urgent | B | 2 | 2026 | 5 | 1 | 2.2 | 7053 | 12697
Boiler | Electric Boilers | Town QN | 1 | Medium | B | 1 | 2025 | 5 | 3 | 3.2 | 28007 | 9676
Fire Safety Systems | Fire Extinguishers - Foam | Town EM | 2 | Urgent | B | 9 | 2033 | 5 | 1 | 2.2 | 7054 | 21405
Local Hot Water | Package Electric Water Heaters - Non-Drinking Water | Town GT | 1 | Medium | B | 1 | 2025 | 5 | 3 | 3.2 | 28008 | 9677
Roller Shutters | External Electric Roller Shutter | Town GX | 1 | High | B | 5 | 2029 | 5 | 2 | 2.7 | 15891 | 14702
Local Hot Water | Instantaneous Electric Water Heater - Non-Drinking Water | Town GJ | 1 | Medium | B | 11 | 2035 | 5 | 3 | 3.2 | 28009 | 25417
Boiler | Electric Boilers | Town GT | 1 | Medium | D | 3 | 2027 | 3 | 3 | 2.6 | 11185 | 13323
Multi-System Controls | Control Panel - Electrical Services (excluding Electrical Controllers and Pneumatic Relays) | Town R | 1 | Medium | B | 1 | 2025 | 5 | 3 | 3.2 | 28010 | 9678
Roller Shutters | Internal Electric Roller Shutter | Town GJ | 1 | Medium | B | 6 | 2030 | 5 | 3 | 3.2 | 28011 | 18855
Fire Safety Systems | Manual and Automatic Doors - Emergency and Panic Escape Doors | Town GJ | 1 | Urgent | B | 16 | 2040 | 5 | 1 | 2.2 | 7055 | 28912
Heat Emitters | Unit Heaters | Town GJ | 1 | Medium | B | 1 | 2025 | 5 | 3 | 3.2 | 28012 | 9679
Burner | Forced draft gas burner | Town GN | 1 | Medium | D | 1 | 2025 | 3 | 3 | 2.6 | 11186 | 2674
Local and Special Ventilation | Unit extract fans | Town GN | 1 | Medium | D | 1 | 2025 | 3 | 3 | 2.6 | 11187 | 2675
Local and Special Ventilation | Fan - Window / Wall Mounted | Town HB | 1 | Medium | B | 5 | 2029 | 5 | 3 | 3.2 | 28013 | 15302
External Doors | Entrance Doors | Town GK | 1 | High | B | 6 | 2030 | 5 | 2 | 2.7 | 15892 | 17733
Fire Safety Systems | Manual and Automatic Doors - Emergency and Panic Escape Doors | Town GM | 1 | Urgent | B | 21 | 2045 | 5 | 1 | 2.2 | 7056 | 32255
Roller Shutters | External Electric Roller Shutter | Town GY | 1 | High | B | 11 | 2035 | 5 | 2 | 2.7 | 15893 | 24596
Local and Special Ventilation | Unit extract fans | Town GK | 1 | Medium | B | 5 | 2029 | 5 | 3 | 3.2 | 28014 | 15303
Fire Safety Systems | Fire Alarm Panel / Repeater | Town GJ | 1 | Urgent | B | 11 | 2035 | 5 | 1 | 2.2 | 7057 | 23807
Roller Shutters | External Manual Roller Shutter | Town GY | 1 | High | B | 13 | 2037 | 5 | 2 | 2.7 | 15894 | 27003
External Doors | Entrance Doors | Town AA | 1 | High | B | 16 | 2040 | 5 | 2 | 2.7 | 15895 | 29221
LV Distribution | Main Distribution Board | Town GO | 1 | High | C | 1 | 2025 | 4 | 2 | 2.4 | 10654 | 2468
LV Distribution | Sub Distribution Board | Town GO | 1 | High | B | 11 | 2035 | 5 | 2 | 2.7 | 15896 | 24597
Local Hot Water | Package Electric Water Heaters - Non-Drinking Water | Town HA | 1 | Medium | A | 12 | 2036 | 6 | 3 | 3.5 | 32571 | 26787
Roller Shutters | Internal Electric Roller Shutter | Town GP | 1 | Medium | B | 14 | 2038 | 5 | 3 | 3.2 | 28015 | 27609
Local and Special Ventilation | Fan - Centrifugal | Town GM | 1 | Medium | B | 1 | 2025 | 5 | 3 | 3.2 | 28016 | 9680
Roller Shutters | Internal Electric Roller Shutter | Town GO | 1 | Medium | B | 17 | 2041 | 5 | 3 | 3.2 | 28017 | 30527
Local and Special Ventilation | Fan - Window / Wall Mounted | Town AA | 1 | Medium | C | 1 | 2025 | 4 | 3 | 2.9 | 18833 | 5703
Fire Safety Systems | Manual and Automatic Doors - Emergency and Panic Escape Doors | Town GS | 1 | Urgent | B | 11 | 2035 | 5 | 1 | 2.2 | 7058 | 23808
Roller Shutters | External Manual Roller Shutter | Town GY | 1 | High | B | 13 | 2037 | 5 | 2 | 2.7 | 15897 | 27004
General Lighting | General - LED fittings & Luminaires | Town GP | 4 | Medium | C | 1 | 2025 | 4 | 3 | 2.9 | 18834 | 5704
Emergency Lighting | Self Contained - LED | Town GS | 2 | Urgent | B | 11 | 2035 | 5 | 1 | 2.2 | 7059 | 23809
LV Distribution | Sub Distribution Board | Town GM | 1 | High | B | 6 | 2030 | 5 | 2 | 2.7 | 15898 | 17734
General Lighting | General - LED fittings & Luminaires | Town GS | 2 | Medium | C | 16 | 2040 | 4 | 3 | 2.9 | 18835 | 29291
General Lighting | General - LED fittings & Luminaires | Town GP | 24 | Medium | B | 18 | 2042 | 5 | 3 | 3.2 | 28018 | 30976
Roller Shutters | External Manual Roller Shutter | Town GM | 1 | High | B | 11 | 2035 | 5 | 2 | 2.7 | 15899 | 24598
General Lighting | General - LED fittings & Luminaires | Town HA | 32 | Medium | B | 6 | 2030 | 5 | 3 | 3.2 | 28019 | 18856
Emergency Lighting | Illuminated Fire Exit Signage | Town GK | 3 | Urgent | B | 10 | 2034 | 5 | 1 | 2.2 | 7060 | 22104
Emergency Lighting | Self Contained - LED | Town GP | 10 | Urgent | B | 21 | 2045 | 5 | 1 | 2.2 | 7061 | 32256
Fire Safety Systems | Fire Extinguishers - Foam | Town GP | 5 | Urgent | B | 7 | 2031 | 5 | 1 | 2.2 | 7062 | 19419
LV Distribution | Main Distribution Board | Town GM | 1 | High | B | 6 | 2030 | 5 | 2 | 2.7 | 15900 | 17735
Barriers & Guardrails | Vehicle Crash Protection Barrier | Town GP | 1 | V Low | B | 1 | 2025 | 5 | 4 | 3.7 | 33318 | 12189
Emergency Lighting | Self Contained - LED | Town HA | 12 | Urgent | B | 21 | 2045 | 5 | 1 | 2.2 | 7063 | 32257
Emergency Lighting | Illuminated Fire Exit Signage | Town GO | 3 | Urgent | B | 17 | 2041 | 5 | 1 | 2.2 | 7064 | 30163
General Lighting | General - LED fittings & Luminaires | Town GT | 30 | Medium | B | 17 | 2041 | 5 | 3 | 3.2 | 28020 | 30528
External Lighting | General - LED | Town GJ | 4 | Medium | B | 11 | 2035 | 5 | 3 | 3.2 | 28021 | 25418
Air Conditioning | Multi-Split Condenser - Split Systems/Heat Pumps - Air-cooled with Direct Expansion Evaporator (DX) | Town GO | 1 | Medium | B | 6 | 2030 | 5 | 3 | 3.2 | 28022 | 18857
Local Hot Water | Instantaneous Electric Water Heater - Non-Drinking Water | Town GU | 1 | Medium | B | 1 | 2025 | 5 | 3 | 3.2 | 28023 | 9681
Heat Emitters | Electric Heaters | Town GM | 2 | Medium | B | 1 | 2025 | 5 | 3 | 3.2 | 28024 | 9682
Fire Safety Systems | Fire Extinguishers - Foam | Town GK | 3 | Urgent | B | 6 | 2030 | 5 | 1 | 2.2 | 7065 | 16772
LV Distribution | Sub Distribution Board | Town GJ | 1 | High | B | 1 | 2025 | 5 | 2 | 2.7 | 15901 | 4416
External Doors | Entrance Doors | Town GO | 1 | High | B | 26 | 2050 | 5 | 2 | 2.7 | 15902 | 33515
Roller Shutters | Internal Electric Roller Shutter | Town GS | 1 | Medium | B | 11 | 2035 | 5 | 3 | 3.2 | 28025 | 25419
Local Hot Water | Instantaneous Electric Water Heater - Non-Drinking Water | Town HA | 1 | Medium | B | 1 | 2025 | 5 | 3 | 3.2 | 28026 | 9683
Roller Shutters | External Manual Roller Shutter | Town GY | 1 | High | B | 13 | 2037 | 5 | 2 | 2.7 | 15903 | 27005
Roller Shutters | External Manual Roller Shutter | Town GS | 1 | High | B | 21 | 2045 | 5 | 2 | 2.7 | 15904 | 32693
External Doors | Entrance Doors | Town GS | 1 | High | B | 11 | 2035 | 5 | 2 | 2.7 | 15905 | 24599
General Lighting | General - LED fittings & Luminaires | Town GM | 23 | Medium | B | 16 | 2040 | 5 | 3 | 3.2 | 28027 | 29697
Specialist Lighting | Illuminated External Signs | Town GS | 1 | Medium | B | 1 | 2025 | 5 | 3 | 3.2 | 28028 | 9684
LV Distribution | Sub Distribution Board | Town GO | 1 | High | D | 10 | 2034 | 3 | 2 | 2.1 | 1243 | 21965
Local and Special Ventilation | Fan - Window / Wall Mounted | Town GD | 1 | Medium | B | 1 | 2025 | 5 | 3 | 3.2 | 28029 | 9685
LV Distribution | Sub Distribution Board | Town GO | 1 | High | A | 19 | 2043 | 6 | 2 | 3 | 19590 | 31317
Security Systems | Manual and Automatic Doors - High Security Door | Town GD | 1 | High | B | 11 | 2035 | 5 | 2 | 2.7 | 15906 | 24600
General Lighting | General - LED fittings & Luminaires | Town GS | 4 | Medium | C | 12 | 2036 | 4 | 3 | 2.9 | 18836 | 26290
Heat Emitters | Electric Heaters | Town GT | 1 | Medium | B | 1 | 2025 | 5 | 3 | 3.2 | 28030 | 9686
Fire Safety Systems | Fire Extinguishers - CO2 | Town R | 1 | Urgent | B | 6 | 2030 | 5 | 1 | 2.2 | 7066 | 16773
Roller Shutters | External Manual Roller Shutter | Town GR | 1 | High | B | 1 | 2025 | 5 | 2 | 2.7 | 15907 | 4417
Emergency Lighting | Illuminated Fire Exit Signage | Town GJ | 5 | Urgent | B | 16 | 2040 | 5 | 1 | 2.2 | 7067 | 28913
Emergency Lighting | Self Contained - LED | Town GR | 1 | Urgent | B | 1 | 2025 | 5 | 1 | 2.2 | 7068 | 1589
External Lighting | General - LED | Town GJ | 79 | Medium | B | 11 | 2035 | 5 | 3 | 3.2 | 28031 | 25420
Local and Special Ventilation | Fan - Axial | Town GQ | 1 | Medium | B | 1 | 2025 | 5 | 3 | 3.2 | 28032 | 9687
Roller Shutters | External Manual Roller Shutter | Town HA | 1 | High | B | 1 | 2025 | 5 | 2 | 2.7 | 15908 | 4418
General Lighting | General - LED fittings & Luminaires | Town GV | 25 | Medium | B | 16 | 2040 | 5 | 3 | 3.2 | 28033 | 29698
General Lighting | General - LED fittings & Luminaires | Town GS | 9 | Medium | B | 12 | 2036 | 5 | 3 | 3.2 | 28034 | 26637
Emergency Lighting | Self Contained - LED | Town GS | 1 | Urgent | B | 20 | 2044 | 5 | 1 | 2.2 | 7069 | 31522
Heat Emitters | Gas Fired Natural and Fan Assisted Heaters | Town GS | 1 | Medium | B | 1 | 2025 | 5 | 3 | 3.2 | 28035 | 9688
Roller Shutters | External Manual Roller Shutter | Town GS | 1 | High | B | 1 | 2025 | 5 | 2 | 2.7 | 15909 | 4419
Local and Special Ventilation | Fan - Extract | Town GV | 1 | Medium | B | 11 | 2035 | 5 | 3 | 3.2 | 28036 | 25421
Emergency Lighting | Self Contained - LED | Town GW | 5 | Urgent | B | 23 | 2047 | 5 | 1 | 2.2 | 7070 | 33127
Local and Special Ventilation | Fan - Window / Wall Mounted | Town GS | 1 | Medium | B | 1 | 2025 | 5 | 3 | 3.2 | 28037 | 9689
Local and Special Ventilation | Fan - Extract | Town GV | 1 | Medium | B | 1 | 2025 | 5 | 3 | 3.2 | 28038 | 9690
General Lighting | General - LED fittings & Luminaires | Town GY | 16 | Medium | B | 11 | 2035 | 5 | 3 | 3.2 | 28039 | 25422
Local and Special Ventilation | Fan - General Ventilation | Town GK | 1 | Medium | B | 1 | 2025 | 5 | 3 | 3.2 | 28040 | 9691
Heat Emitters | Radiators - Steel | Town R | 3 | Medium | B | 11 | 2035 | 5 | 3 | 3.2 | 28041 | 25423
Fire Safety Systems | Smoke Extract - Control Panel | Town GW | 1 | Urgent | B | 10 | 2034 | 5 | 1 | 2.2 | 7071 | 22105
Emergency Lighting | Illuminated Fire Exit Signage | Town GP | 1 | Urgent | B | 16 | 2040 | 5 | 1 | 2.2 | 7072 | 28914
General Lighting | General - LED fittings & Luminaires | Town GQ | 6 | Medium | B | 12 | 2036 | 5 | 3 | 3.2 | 28042 | 26638
Access Control | Door Lock / Keypad / Manual | Town R | 1 | Medium | B | 1 | 2025 | 5 | 3 | 3.2 | 28043 | 9692
LV Distribution | Sub Distribution Board | Town GR | 1 | High | B | 1 | 2025 | 5 | 2 | 2.7 | 15910 | 4420
Fire Safety Systems | Manual and Automatic Doors - Emergency and Panic Escape Doors | Town AA | 1 | Urgent | B | 16 | 2040 | 5 | 1 | 2.2 | 7073 | 28915
Heat Emitters | Electric Heaters | Town GY | 1 | Medium | CX | 1 | 2025 | 2 | 3 | 2.3 | 10268 | 2195
External Lighting | General - Non LED | Town GN | 1 | Medium | B | 1 | 2025 | 5 | 3 | 3.2 | 28044 | 9693
Roller Shutters | External Manual Roller Shutter | Town HB | 1 | High | D | 1 | 2025 | 3 | 2 | 2.1 | 1244 | 840
LV Distribution | Sub Distribution Board | Town GS | 1 | High | B | 1 | 2025 | 5 | 2 | 2.7 | 15911 | 4421
Central Heating | Fan - Axial | Town GN | 1 | High | C | 1 | 2025 | 4 | 2 | 2.4 | 10655 | 2469
Roller Shutters | External Manual Roller Shutter | Town GS | 1 | High | B | 1 | 2025 | 5 | 2 | 2.7 | 15912 | 4422
Multi-System Controls | Instrumental Control Panel | Town GQ | 1 | Medium | B | 16 | 2040 | 5 | 3 | 3.2 | 28045 | 29699
LV Distribution | Sub Distribution Board | Town GO | 1 | High | A | 19 | 2043 | 6 | 2 | 3 | 19591 | 31318
Fire Safety Systems | Manual and Automatic Doors - Emergency and Panic Escape Doors | Town GJ | 1 | Urgent | B | 26 | 2050 | 5 | 1 | 2.2 | 7074 | 33466
External Doors | Manual and Automatic Doors - Auto / Powered Sliding Doors | Town GQ | 1 | High | B | 21 | 2045 | 5 | 2 | 2.7 | 15913 | 32694
Fire Safety Systems | Fire Extinguishers - CO2 | Town HB | 1 | Urgent | A | 10 | 2034 | 6 | 1 | 2.5 | 10944 | 22231
Fire Safety Systems | Fire Extinguishers - Foam | Town GK | 4 | Urgent | B | 6 | 2030 | 5 | 1 | 2.2 | 7075 | 16774
Local Hot Water | Instantaneous Electric Water Heater - Non-Drinking Water | Town GS | 1 | Medium | B | 1 | 2025 | 5 | 3 | 3.2 | 28046 | 9694
Fire Safety Systems | Smoke Extract - Control Panel | Town AA | 1 | Urgent | B | 6 | 2030 | 5 | 1 | 2.2 | 7076 | 16775
Heat Emitters | Electric Heaters | Town GQ | 1 | Medium | B | 1 | 2025 | 5 | 3 | 3.2 | 28047 | 9695
Fire Safety Systems | Fire Extinguishers - Foam | Town GS | 4 | Urgent | B | 1 | 2025 | 5 | 1 | 2.2 | 7077 | 1590
Fire Safety Systems | Fire Extinguishers - Foam | Town GQ | 2 | Urgent | B | 1 | 2025 | 5 | 1 | 2.2 | 7078 | 1591
Local Hot Water | Instantaneous Electric Water Heater - Non-Drinking Water | Town GD | 1 | Medium | B | 1 | 2025 | 5 | 3 | 3.2 | 28048 | 9696
Heat Emitters | Electric Heaters | Town HA | 3 | Medium | D | 1 | 2025 | 3 | 3 | 2.6 | 11188 | 2676
General Lighting | General - LED fittings & Luminaires | Town GY | 2 | Medium | B | 11 | 2035 | 5 | 3 | 3.2 | 28049 | 25424
Fire Safety Systems | Fire Extinguishers - CO2 | Town GT | 1 | Urgent | B | 6 | 2030 | 5 | 1 | 2.2 | 7079 | 16776
Emergency Lighting | Self Contained - LED | Town GJ | 7 | Urgent | B | 21 | 2045 | 5 | 1 | 2.2 | 7080 | 32258
Fire Safety Systems | Fire Extinguishers - CO2 | Town AA | 5 | Urgent | B | 6 | 2030 | 5 | 1 | 2.2 | 7081 | 16777
General Lighting | General - LED fittings & Luminaires | Town GS | 5 | Medium | B | 1 | 2025 | 5 | 3 | 3.2 | 28050 | 9697
Fire Safety Systems | Fire Extinguishers - CO2 | Town GP | 3 | Urgent | B | 8 | 2032 | 5 | 1 | 2.2 | 7082 | 20507
LV Distribution | Main Distribution Board | Town GT | 1 | High | B | 13 | 2037 | 5 | 2 | 2.7 | 15914 | 27006
Roller Shutters | External Manual Roller Shutter | Town GX | 1 | High | C | 1 | 2025 | 4 | 2 | 2.4 | 10656 | 2470
General Lighting | General - LED fittings & Luminaires | Town GQ | 73 | Medium | C | 12 | 2036 | 4 | 3 | 2.9 | 18837 | 26291
General Lighting | General - LED fittings & Luminaires | Town GU | 21 | Medium | B | 12 | 2036 | 5 | 3 | 3.2 | 28051 | 26639
Fire Safety Systems | Fire Extinguishers - CO2 | Town GQ | 2 | Urgent | B | 2 | 2026 | 5 | 1 | 2.2 | 7083 | 12698
LV Distribution | Sub Distribution Board | Town R | 1 | High | B | 18 | 2042 | 5 | 2 | 2.7 | 15915 | 30853
General Lighting | General - LED fittings & Luminaires | Town GS | 6 | Medium | C | 12 | 2036 | 4 | 3 | 2.9 | 18838 | 26292
General Lighting | General - LED fittings & Luminaires | Town GW | 77 | Medium | B | 17 | 2041 | 5 | 3 | 3.2 | 28052 | 30529
Local Hot Water | Package Electric Water Heaters - Non-Drinking Water | Town GJ | 1 | Medium | B | 3 | 2027 | 5 | 3 | 3.2 | 28053 | 13612
Fire Safety Systems | Fire Alarm Panel / Repeater | Town GK | 1 | Urgent | B | 5 | 2029 | 5 | 1 | 2.2 | 7084 | 14444
Roller Shutters | External Manual Roller Shutter | Town GT | 1 | High | B | 1 | 2025 | 5 | 2 | 2.7 | 15916 | 4423
General Lighting | General - LED fittings & Luminaires | Town GN | 105 | Medium | B | 10 | 2034 | 5 | 3 | 3.2 | 28054 | 22985
LV Distribution | Sub Distribution Board | Town GZ | 1 | High | B | 12 | 2036 | 5 | 2 | 2.7 | 15917 | 26224
Central Ventilation Systems | Fan - Extract | Town GT | 1 | Medium | B | 1 | 2025 | 5 | 3 | 3.2 | 28055 | 9698
Local and Special Ventilation | Fan - Axial | Town GQ | 1 | Medium | B | 1 | 2025 | 5 | 3 | 3.2 | 28056 | 9699
Roller Shutters | External Window Shutters - Electric | Town GJ | 1 | Medium | B | 1 | 2025 | 5 | 3 | 3.2 | 28057 | 9700
General Lighting | General - LED fittings & Luminaires | Town GV | 72 | Medium | B | 16 | 2040 | 5 | 3 | 3.2 | 28058 | 29700
Heat Emitters | Electric Heaters | Town GS | 1 | Medium | B | 4 | 2028 | 5 | 3 | 3.2 | 28059 | 14173
Local Hot Water | Instantaneous Electric Water Heater - Non-Drinking Water | Town HB | 1 | Medium | D | 1 | 2025 | 3 | 3 | 2.6 | 11189 | 2677
Local and Special Ventilation | Fan - Window / Wall Mounted | Town AA | 1 | Medium | DX | 1 | 2025 | 1 | 3 | 2 | 936 | 638
Local and Special Ventilation | Fan - Window / Wall Mounted | Town GS | 1 | Medium | B | 1 | 2025 | 5 | 3 | 3.2 | 28060 | 9701
Fire Safety Systems | Fire Alarm Panel / Repeater | Town GN | 1 | Urgent | B | 11 | 2035 | 5 | 1 | 2.2 | 7085 | 23810
Access Control | Gate Access - Local Lock / Keypad / Manual (External) | Town GQ | 3 | Medium | B | 1 | 2025 | 5 | 3 | 3.2 | 28061 | 9702
Emergency Lighting | Self Contained - LED | Town GR | 9 | Urgent | B | 17 | 2041 | 5 | 1 | 2.2 | 7086 | 30164
Local and Special Ventilation | Fan - Extract | Town GM | 1 | Medium | C | 1 | 2025 | 4 | 3 | 2.9 | 18839 | 5705
LV Distribution | Sub Distribution Board | Town GV | 1 | High | B | 1 | 2025 | 5 | 2 | 2.7 | 15918 | 4424
Burner | Forced draft gas burner | Town GV | 1 | Medium | B | 11 | 2035 | 5 | 3 | 3.2 | 28062 | 25425
Local and Special Ventilation | Fan - Extract | Town GX | 1 | Medium | B | 1 | 2025 | 5 | 3 | 3.2 | 28063 | 9703
Emergency Lighting | Self Contained - LED | Town GJ | 4 | Urgent | B | 21 | 2045 | 5 | 1 | 2.2 | 7087 | 32259
Local and Special Ventilation | Fan - Window / Wall Mounted | Town GW | 1 | Medium | B | 1 | 2025 | 5 | 3 | 3.2 | 28064 | 9704
Roller Shutters | External Manual Roller Shutter | Town HA | 1 | High | B | 1 | 2025 | 5 | 2 | 2.7 | 15919 | 4425
Barriers & Guardrails | Vehicle Crash Protection Barrier | Town GM | 1 | V Low | B | 1 | 2025 | 5 | 4 | 3.7 | 33319 | 12190
Emergency Lighting | Illuminated Fire Exit Signage | Town GS | 4 | Urgent | B | 12 | 2036 | 5 | 1 | 2.2 | 7088 | 26059
General Lighting | General - LED fittings & Luminaires | Town GS | 3 | Medium | B | 1 | 2025 | 5 | 3 | 3.2 | 28065 | 9705
LV Distribution | Sub Distribution Board | Town GU | 1 | High | B | 1 | 2025 | 5 | 2 | 2.7 | 15920 | 4426
Local and Special Ventilation | Fan - Extract | Town GJ | 1 | Medium | B | 1 | 2025 | 5 | 3 | 3.2 | 28066 | 9706
Emergency Lighting | Self Contained - LED | Town GY | 4 | Urgent | B | 16 | 2040 | 5 | 1 | 2.2 | 7089 | 28916
Emergency Lighting | Self Contained - LED | Town GS | 2 | Urgent | B | 20 | 2044 | 5 | 1 | 2.2 | 7090 | 31523
Emergency Lighting | Self Contained - LED | Town R | 1 | Urgent | B | 21 | 2045 | 5 | 1 | 2.2 | 7091 | 32260
LV Distribution | Sub Distribution Board | Town HA | 1 | High | B | 6 | 2030 | 5 | 2 | 2.7 | 15921 | 17736
General Lighting | General - LED fittings & Luminaires | Town R | 6 | Medium | B | 16 | 2040 | 5 | 3 | 3.2 | 28067 | 29701
Fire Safety Systems | Manual and Automatic Doors - Emergency and Panic Escape Doors | Town AA | 1 | Urgent | B | 16 | 2040 | 5 | 1 | 2.2 | 7092 | 28917
External Doors | Entrance Doors | Town GR | 1 | High | B | 11 | 2035 | 5 | 2 | 2.7 | 15922 | 24601
Fire Safety Systems | Fire Extinguishers - CO2 | Town GJ | 2 | Urgent | B | 6 | 2030 | 5 | 1 | 2.2 | 7093 | 16778
Roller Shutters | External Manual Roller Shutter | Town GZ | 1 | High | B | 1 | 2025 | 5 | 2 | 2.7 | 15923 | 4427
Roller Shutters | External Electric Roller Shutter | Town GS | 1 | High | B | 11 | 2035 | 5 | 2 | 2.7 | 15924 | 24602
Barriers & Guardrails | Vehicle Crash Protection Barrier | Town GM | 1 | V Low | B | 1 | 2025 | 5 | 4 | 3.7 | 33320 | 12191
LV Distribution | Sub Distribution Board | Town GO | 1 | High | C | 18 | 2042 | 4 | 2 | 2.4 | 10657 | 30733
LV Distribution | Sub Distribution Board | Town HA | 1 | High | B | 6 | 2030 | 5 | 2 | 2.7 | 15925 | 17737
General Lighting | General - LED fittings & Luminaires | Town GL | 2 | Medium | B | 12 | 2036 | 5 | 3 | 3.2 | 28068 | 26640
Heat Emitters | Electric Heaters | Town GY | 1 | Medium | B | 1 | 2025 | 5 | 3 | 3.2 | 28069 | 9707
General Lighting | General - LED fittings & Luminaires | Town GS | 16 | Medium | C | 12 | 2036 | 4 | 3 | 2.9 | 18840 | 26293
Emergency Lighting | Externally Powered - LED | Town GL | 1 | Urgent | B | 23 | 2047 | 5 | 1 | 2.2 | 7094 | 33128
LV Distribution | Sub Distribution Board | Town GD | 1 | High | B | 6 | 2030 | 5 | 2 | 2.7 | 15926 | 17738
Fire Safety Systems | Manual and Automatic Doors - Emergency and Panic Escape Doors | Town R | 1 | Urgent | A | 33 | 2057 | 6 | 1 | 2.5 | 10945 | 33849
Heat Emitters | Electric Overdoor Air Curtain/Heater | Town GS | 1 | Medium | B | 1 | 2025 | 5 | 3 | 3.2 | 28070 | 9708
BMS | BMS Control Panel | Town GN | 1 | High | B | 5 | 2029 | 5 | 2 | 2.7 | 15927 | 14703
Barriers & Guardrails | Vehicle Crash Protection Barrier | Town GP | 1 | V Low | B | 1 | 2025 | 5 | 4 | 3.7 | 33321 | 12192
Emergency Lighting | Self Contained - LED | Town GX | 10 | Urgent | B | 22 | 2046 | 5 | 1 | 2.2 | 7095 | 32947
External Lighting | General - Non LED | Town GJ | 1 | Medium | B | 1 | 2025 | 5 | 3 | 3.2 | 28071 | 9709
Multi-System Controls | Instrumental Control Panel | Town GQ | 1 | Medium | B | 1 | 2025 | 5 | 3 | 3.2 | 28072 | 9710
Local and Special Ventilation | Fan - Centrifugal | Town GM | 1 | Medium | B | 1 | 2025 | 5 | 3 | 3.2 | 28073 | 9711
Roller Shutters | External Electric Roller Shutter | Town GS | 1 | High | B | 20 | 2044 | 5 | 2 | 2.7 | 15928 | 31638
General Lighting | General - LED fittings & Luminaires | Town AA | 57 | Medium | B | 16 | 2040 | 5 | 3 | 3.2 | 28074 | 29702
Local Hot Water | Package Electric Water Heaters - Non-Drinking Water | Town GT | 1 | Medium | B | 3 | 2027 | 5 | 3 | 3.2 | 28075 | 13613
Local and Special Ventilation | Fan - Extract | Town GV | 1 | Medium | B | 11 | 2035 | 5 | 3 | 3.2 | 28076 | 25426
Security Systems | Manual and Automatic Doors - High Security Door | Town GV | 1 | High | B | 26 | 2050 | 5 | 2 | 2.7 | 15929 | 33516
Central Heating | Fan - Axial | Town GL | 1 | High | B | 3 | 2027 | 5 | 2 | 2.7 | 15930 | 13379
Heat Emitters | Electric Heaters | Town GS | 1 | Medium | B | 1 | 2025 | 5 | 3 | 3.2 | 28077 | 9712
LV Distribution | Sub Distribution Board | Town GS | 1 | High | D | 1 | 2025 | 3 | 2 | 2.1 | 1245 | 841
Roller Shutters | External Electric Roller Shutter | Town GL | 1 | High | B | 1 | 2025 | 5 | 2 | 2.7 | 15931 | 4428
Roller Shutters | External Electric Roller Shutter | Town GU | 1 | High | B | 1 | 2025 | 5 | 2 | 2.7 | 15932 | 4429
Emergency Lighting | Self Contained - Non LED | Town GP | 4 | Urgent | B | 11 | 2035 | 5 | 1 | 2.2 | 7096 | 23811
Emergency Lighting | Self Contained - Non LED | Town GQ | 3 | Urgent | B | 1 | 2025 | 5 | 1 | 2.2 | 7097 | 1592
Fire Safety Systems | Fire Extinguishers - Foam | Town GS | 1 | Urgent | B | 1 | 2025 | 5 | 1 | 2.2 | 7098 | 1593
Air Conditioning | Single-Split Evaporator - Split Systems/Heat Pumps - Air-cooled with Direct Expansion Evaporator (DX) | Town AA | 1 | Medium | B | 9 | 2033 | 5 | 3 | 3.2 | 28078 | 21824
LV Distribution | Sub Distribution Board | Town GS | 1 | High | B | 6 | 2030 | 5 | 2 | 2.7 | 15933 | 17739
Heat Emitters | Gas Fired Unit Heaters | Town AA | 1 | Medium | B | 1 | 2025 | 5 | 3 | 3.2 | 28079 | 9713
Emergency Lighting | Self Contained - LED | Town GD | 5 | Urgent | B | 17 | 2041 | 5 | 1 | 2.2 | 7099 | 30165
Emergency Lighting | Self Contained - LED | Town GS | 2 | Urgent | B | 17 | 2041 | 5 | 1 | 2.2 | 7100 | 30166
BMS | BMS Control Panel | Town GK | 1 | High | B | 7 | 2031 | 5 | 2 | 2.7 | 15934 | 19656
Emergency Lighting | Self Contained - LED | Town HB | 6 | Urgent | B | 19 | 2043 | 5 | 1 | 2.2 | 7101 | 31087
Fire Safety Systems | Fire Extinguishers - Foam | Town GR | 4 | Urgent | B | 1 | 2025 | 5 | 1 | 2.2 | 7102 | 1594
Air Conditioning | Single-Split Condenser - Split Systems/Heat Pumps - Air-cooled with Direct Expansion Evaporator (DX) | Town GP | 1 | Medium | B | 1 | 2025 | 5 | 3 | 3.2 | 28080 | 9714
External Doors | Entrance Doors | Town GX | 1 | High | B | 15 | 2039 | 5 | 2 | 2.7 | 15935 | 28236
Heat Emitters | Electric Heaters | Town GR | 1 | Medium | B | 1 | 2025 | 5 | 3 | 3.2 | 28081 | 9715
Local Hot Water | Instantaneous Electric Water Heater - Non-Drinking Water | Town GS | 1 | Medium | B | 1 | 2025 | 5 | 3 | 3.2 | 28082 | 9716
Roller Shutters | External Automatic Roller Shutter | Town GV | 1 | High | B | 11 | 2035 | 5 | 2 | 2.7 | 15936 | 24603
Local Hot Water | Electric Water Heater - Drinking Water - Non-Pressurised | Town GS | 1 | Medium | B | 1 | 2025 | 5 | 3 | 3.2 | 28083 | 9717
Heat Emitters | Electric Heaters | Town GQ | 1 | Medium | B | 1 | 2025 | 5 | 3 | 3.2 | 28084 | 9718
Fire Safety Systems | Manual and Automatic Doors - Emergency and Panic Escape Doors | Town HN | 1 | Urgent | B | 30 | 2054 | 5 | 1 | 2.2 | 7103 | 33687
LV Distribution | Sub Distribution Board | Town HE | 1 | High | B | 3 | 2027 | 5 | 2 | 2.7 | 15937 | 13380
Fire Safety Systems | Manual and Automatic Doors - Emergency and Panic Escape Doors | Town HF | 1 | Urgent | B | 27 | 2051 | 5 | 1 | 2.2 | 7104 | 33553
Air Conditioning | Single-Split Condenser - Split Systems/Heat Pumps - Air-cooled with Direct Expansion Evaporator (DX) | Town HM | 1 | Medium | CX | 1 | 2025 | 2 | 3 | 2.3 | 10269 | 2196
LV Distribution | Main Distribution Board | Town HI | 1 | High | B | 7 | 2031 | 5 | 2 | 2.7 | 15938 | 19657
LV Distribution | Main Distribution Board | Town AJ | 1 | High | D | 1 | 2025 | 3 | 2 | 2.1 | 1246 | 842
LV Distribution | Sub Distribution Board | Town HF | 1 | High | B | 10 | 2034 | 5 | 2 | 2.7 | 15939 | 22418
Air Conditioning | Multi-Split Condenser - DX Split Systems (With Gas, Electric or Hot Water Heaters) | Town HF | 1 | Medium | B | 1 | 2025 | 5 | 3 | 3.2 | 28085 | 9719
LV Distribution | Sub Distribution Board | Town AJ | 1 | High | B | 1 | 2025 | 5 | 2 | 2.7 | 15940 | 4430
LV Distribution | Main Distribution Board | Town HG | 1 | High | B | 10 | 2034 | 5 | 2 | 2.7 | 15941 | 22419
LV Distribution | Main Switch Panel at Supply Intake | Town HL | 1 | Medium | B | 6 | 2030 | 5 | 3 | 3.2 | 28086 | 18858
Roller Shutters | External Manual Roller Shutter | Town HH | 1 | High | B | 1 | 2025 | 5 | 2 | 2.7 | 15942 | 4431
Local and Special Ventilation | Fan - Extract | Town AJ | 1 | Medium | B | 1 | 2025 | 5 | 3 | 3.2 | 28087 | 9720
Local and Special Ventilation | Fan - Extract | Town HQ | 1 | Medium | DX | 1 | 2025 | 1 | 3 | 2 | 937 | 639
Central Cooling | Fan - Axial | Town HD | 1 | Medium | B | 1 | 2025 | 5 | 3 | 3.2 | 28088 | 9721
Barriers & Guardrails | Vehicle Crash Protection Barrier | Town HI | 1 | V Low | B | 2 | 2026 | 5 | 4 | 3.7 | 33322 | 13243
Local and Special Ventilation | Fan - Extract | Town AJ | 1 | Medium | B | 1 | 2025 | 5 | 3 | 3.2 | 28089 | 9722
Security Systems | Manual and Automatic Doors - High Security Door | Town HF | 1 | High | B | 18 | 2042 | 5 | 2 | 2.7 | 15943 | 30854
Central Ventilation Systems | Fan - Bifurcated | Town AJ | 1 | Medium | B | 5 | 2029 | 5 | 3 | 3.2 | 28090 | 15304
Roller Shutters | External Electric Roller Shutter | Town AJ | 1 | High | B | 10 | 2034 | 5 | 2 | 2.7 | 15944 | 22420
Local and Special Ventilation | Fan - Extract | Town AJ | 1 | Medium | B | 1 | 2025 | 5 | 3 | 3.2 | 28091 | 9723
LV Distribution | Sub Distribution Board | Town HE | 1 | High | C | 1 | 2025 | 4 | 2 | 2.4 | 10658 | 2471
Heat Emitters | Electric Overdoor Air Curtain/Heater | Town HI | 1 | Medium | B | 1 | 2025 | 5 | 3 | 3.2 | 28092 | 9724
Roller Shutters | Internal Electric Roller Shutter | Town JE | 1 | Medium | B | 10 | 2034 | 5 | 3 | 3.2 | 28093 | 22986
Fire Safety Systems | Manual and Automatic Doors - Emergency and Panic Escape Doors | Town HD | 1 | Urgent | B | 16 | 2040 | 5 | 1 | 2.2 | 7105 | 28918
External Doors | Entrance Doors | Town HL | 1 | High | C | 11 | 2035 | 4 | 2 | 2.4 | 10659 | 24056
Fire Safety Systems | Manual and Automatic Doors - Emergency and Panic Escape Doors | Town HE | 1 | Urgent | C | 14 | 2038 | 4 | 1 | 1.9 | 700 | 27323
Lifts | Disabled Lift - Electric | Town HN | 1 | High | B | 10 | 2034 | 5 | 2 | 2.7 | 15945 | 22421
Roller Shutters | External Manual Roller Shutter | Town HE | 1 | High | B | 19 | 2043 | 5 | 2 | 2.7 | 15946 | 31231
Roller Shutters | External Manual Roller Shutter | Town HL | 1 | High | B | 1 | 2025 | 5 | 2 | 2.7 | 15947 | 4432
General Lighting | General - LED fittings & Luminaires | Town HI | 13 | Medium | C | 6 | 2030 | 4 | 3 | 2.9 | 18841 | 17944
Emergency Lighting | Illuminated Fire Exit Signage | Town HC | 3 | Urgent | B | 12 | 2036 | 5 | 1 | 2.2 | 7106 | 26060
Fire Safety Systems | Fire Extinguishers - Foam | Town AJ | 4 | Urgent | B | 6 | 2030 | 5 | 1 | 2.2 | 7107 | 16779
External Lighting | General - LED | Town HL | 4 | Medium | B | 1 | 2025 | 5 | 3 | 3.2 | 28094 | 9725
General Lighting | General - LED fittings & Luminaires | Town HI | 20 | Medium | B | 7 | 2031 | 5 | 3 | 3.2 | 28095 | 20056
Emergency Lighting | Self Contained - LED | Town HL | 5 | Urgent | B | 11 | 2035 | 5 | 1 | 2.2 | 7108 | 23812
General Lighting | General - LED fittings & Luminaires | Town HQ | 19 | Medium | B | 1 | 2025 | 5 | 3 | 3.2 | 28096 | 9726
Fire Safety Systems | Fire Extinguishers - CO2 | Town HC | 3 | Urgent | B | 2 | 2026 | 5 | 1 | 2.2 | 7109 | 12699
Boiler | Atmospheric Gas Burner/Condensing Combination Boiler (domestic type) | Town HN | 1 | High | B | 5 | 2029 | 5 | 2 | 2.7 | 15948 | 14704
Fire Safety Systems | Fire Extinguishers - CO2 | Town HM | 4 | Urgent | B | 6 | 2030 | 5 | 1 | 2.2 | 7110 | 16780
LV Distribution | Main Distribution Board | Town HR | 1 | High | B | 13 | 2037 | 5 | 2 | 2.7 | 15949 | 27007
Fire Safety Systems | Automatic Fire Dampers | Town HG | 1 | Urgent | B | 10 | 2034 | 5 | 1 | 2.2 | 7111 | 22106
LV Distribution | Main Switch Panel at Supply Intake | Town HL | 1 | Medium | B | 1 | 2025 | 5 | 3 | 3.2 | 28097 | 9727
Emergency Lighting | Self Contained - LED | Town AJ | 4 | Urgent | B | 21 | 2045 | 5 | 1 | 2.2 | 7112 | 32261
Heat Emitters | Electric Heaters | Town HE | 1 | Medium | A | 7 | 2031 | 6 | 3 | 3.5 | 32572 | 20211
LV Distribution | Sub Distribution Board | Town AJ | 1 | High | B | 1 | 2025 | 5 | 2 | 2.7 | 15950 | 4433
Fire Safety Systems | Manual and Automatic Doors - Emergency and Panic Escape Doors | Town HE | 1 | Urgent | C | 14 | 2038 | 4 | 1 | 1.9 | 701 | 27324
Roller Shutters | External Manual Roller Shutter | Town HI | 1 | High | B | 1 | 2025 | 5 | 2 | 2.7 | 15951 | 4434
Fire Safety Systems | Automatic Fire Dampers | Town HI | 1 | Urgent | B | 2 | 2026 | 5 | 1 | 2.2 | 7113 | 12700
BMS | BMS Control Panel | Town AJ | 1 | High | A | 9 | 2033 | 6 | 2 | 3 | 19592 | 21669
Fire Safety Systems | Fire Extinguishers - Foam | Town HF | 3 | Urgent | B | 2 | 2026 | 5 | 1 | 2.2 | 7114 | 12701
Air Conditioning | Single-Split Condenser - Split Systems/Heat Pumps - Air-cooled with Direct Expansion Evaporator (DX) | Town HE | 1 | Medium | B | 1 | 2025 | 5 | 3 | 3.2 | 28098 | 9728
Local and Special Ventilation | Fan - General Ventilation | Town HG | 1 | Medium | B | 5 | 2029 | 5 | 3 | 3.2 | 28099 | 15305
LV Distribution | Sub Distribution Board | Town AJ | 1 | High | B | 14 | 2038 | 5 | 2 | 2.7 | 15952 | 27479
Security Systems | Manual and Automatic Doors - High Security Door | Town HD | 1 | High | B | 16 | 2040 | 5 | 2 | 2.7 | 15953 | 29222
Emergency Lighting | Self Contained - LED | Town HO | 19 | Urgent | B | 18 | 2042 | 5 | 1 | 2.2 | 7115 | 30676
Local and Special Ventilation | Fan - Window / Wall Mounted | Town HE | 1 | Medium | C | 5 | 2029 | 4 | 3 | 2.9 | 18842 | 14783
Central Cooling | Fan - Axial | Town HD | 1 | Medium | B | 1 | 2025 | 5 | 3 | 3.2 | 28100 | 9729
Access Control | Door Lock / Keypad / Manual | Town AJ | 1 | Medium | B | 8 | 2032 | 5 | 3 | 3.2 | 28101 | 21042
Emergency Lighting | Illuminated Fire Exit Signage | Town HQ | 1 | Urgent | B | 12 | 2036 | 5 | 1 | 2.2 | 7116 | 26061
Roller Shutters | Internal Electric Roller Shutter | Town JE | 1 | Medium | B | 11 | 2035 | 5 | 3 | 3.2 | 28102 | 25427
LV Distribution | Main Distribution Board | Town HL | 1 | High | B | 6 | 2030 | 5 | 2 | 2.7 | 15954 | 17740
LV Distribution | Main Distribution Board | Town HL | 1 | High | B | 1 | 2025 | 5 | 2 | 2.7 | 15955 | 4435
Barriers & Guardrails | Vehicle Crash Protection Barrier | Town HI | 1 | V Low | B | 2 | 2026 | 5 | 4 | 3.7 | 33323 | 13244
General Lighting | General - LED fittings & Luminaires | Town HL | 15 | Medium | B | 6 | 2030 | 5 | 3 | 3.2 | 28103 | 18859
Emergency Lighting | Self Contained - LED | Town HL | 3 | Urgent | B | 11 | 2035 | 5 | 1 | 2.2 | 7117 | 23813
Fire Safety Systems | Fire Extinguishers - Foam | Town HD | 3 | Urgent | B | 6 | 2030 | 5 | 1 | 2.2 | 7118 | 16781
Heat Emitters | Gas Radiant Tube Heaters | Town HP | 1 | Medium | C | 1 | 2025 | 4 | 3 | 2.9 | 18843 | 5706
External Lighting | General - Non LED | Town HP | 2 | Medium | B | 1 | 2025 | 5 | 3 | 3.2 | 28104 | 9730
Fire Safety Systems | Fire Extinguishers - Foam | Town HI | 5 | Urgent | B | 9 | 2033 | 5 | 1 | 2.2 | 7119 | 21406
Roller Shutters | External Manual Roller Shutter | Town HL | 1 | High | B | 1 | 2025 | 5 | 2 | 2.7 | 15956 | 4436
General Lighting | General - LED fittings & Luminaires | Town HI | 21 | Medium | B | 1 | 2025 | 5 | 3 | 3.2 | 28105 | 9731
Emergency Lighting | Illuminated Fire Exit Signage | Town HE | 1 | Urgent | B | 16 | 2040 | 5 | 1 | 2.2 | 7120 | 28919
Heat Emitters | Electric Heaters | Town AJ | 1 | Medium | B | 7 | 2031 | 5 | 3 | 3.2 | 28106 | 20057
Fire Safety Systems | Fire Extinguishers - Foam - P50 | Town HR | 3 | Urgent | B | 7 | 2031 | 5 | 1 | 2.2 | 7121 | 19420
Fire Safety Systems | Fire Extinguishers - Foam | Town HE | 5 | Urgent | B | 6 | 2030 | 5 | 1 | 2.2 | 7122 | 16782
Roller Shutters | External Manual Roller Shutter | Town HJ | 1 | High | DX | 1 | 2025 | 1 | 2 | 1.5 | 400 | 357
Central Cooling | Fan - Axial | Town HM | 1 | Medium | B | 1 | 2025 | 5 | 3 | 3.2 | 28107 | 9732
Roller Shutters | External Electric Roller Shutter | Town HI | 1 | High | B | 21 | 2045 | 5 | 2 | 2.7 | 15957 | 32695
External Lighting | General - LED | Town AJ | 6 | Medium | B | 11 | 2035 | 5 | 3 | 3.2 | 28108 | 25428
Fire Safety Systems | Fire Extinguishers - Foam | Town HQ | 3 | Urgent | B | 2 | 2026 | 5 | 1 | 2.2 | 7123 | 12702
General Lighting | General - LED fittings & Luminaires | Town HD | 62 | Medium | B | 13 | 2037 | 5 | 3 | 3.2 | 28109 | 27192
LV Distribution | Sub Distribution Board | Town HP | 1 | High | D | 1 | 2025 | 3 | 2 | 2.1 | 1247 | 843
Local Hot Water | Package Electric Water Heaters - Non-Drinking Water | Town AJ | 1 | Medium | B | 3 | 2027 | 5 | 3 | 3.2 | 28110 | 13614
Hot Water Distribution | Pumps - Secondary Hot Water Circulating | Town HP | 1 | Medium | B | 11 | 2035 | 5 | 3 | 3.2 | 28111 | 25429
Fire Safety Systems | Fire Extinguishers - CO2 | Town HL | 4 | Urgent | B | 6 | 2030 | 5 | 1 | 2.2 | 7124 | 16783
Heat Emitters | Gas Fired Unit Heaters | Town HJ | 1 | Medium | B | 1 | 2025 | 5 | 3 | 3.2 | 28112 | 9733
Fire Safety Systems | Fire Alarm System | Town HL | 1 | Urgent | B | 1 | 2025 | 5 | 1 | 2.2 | 7125 | 1595
External Lighting | General - Non LED | Town HQ | 6 | Medium | C | 1 | 2025 | 4 | 3 | 2.9 | 18844 | 5707
General Lighting | General - LED fittings & Luminaires | Town HE | 28 | Medium | B | 2 | 2026 | 5 | 3 | 3.2 | 28113 | 13145
Emergency Lighting | Self Contained - LED | Town AJ | 6 | Urgent | B | 22 | 2046 | 5 | 1 | 2.2 | 7126 | 32948
External Lighting | General - Non LED | Town HE | 3 | Medium | B | 1 | 2025 | 5 | 3 | 3.2 | 28114 | 9734
Fire Safety Systems | Fire Extinguishers - CO2 | Town HD | 2 | Urgent | B | 6 | 2030 | 5 | 1 | 2.2 | 7127 | 16784
LV Distribution | Sub Distribution Board | Town HE | 1 | High | C | 16 | 2040 | 4 | 2 | 2.4 | 10660 | 29071
Central Ventilation Systems | Fan - Bifurcated | Town AJ | 1 | Medium | B | 5 | 2029 | 5 | 3 | 3.2 | 28115 | 15306
Roller Shutters | External Window Shutters - Manual | Town AJ | 1 | Medium | B | 13 | 2037 | 5 | 3 | 3.2 | 28116 | 27193
Emergency Lighting | Self Contained - LED | Town HN | 11 | Urgent | B | 20 | 2044 | 5 | 1 | 2.2 | 7128 | 31524
Roller Shutters | External Manual Roller Shutter | Town AJ | 1 | High | B | 1 | 2025 | 5 | 2 | 2.7 | 15958 | 4437
Barriers & Guardrails | Vehicle Crash Protection Barrier | Town HE | 2 | V Low | B | 1 | 2025 | 5 | 4 | 3.7 | 33324 | 12193
Barriers & Guardrails | Vehicle Crash Protection Barrier | Town HI | 1 | V Low | B | 2 | 2026 | 5 | 4 | 3.7 | 33325 | 13245
Emergency Lighting | Illuminated Fire Exit Signage | Town HE | 3 | Urgent | B | 16 | 2040 | 5 | 1 | 2.2 | 7129 | 28920
External Lighting | General - Non LED | Town HI | 1 | Medium | B | 1 | 2025 | 5 | 3 | 3.2 | 28117 | 9735
Emergency Lighting | Self Contained - LED | Town HM | 2 | Urgent | B | 18 | 2042 | 5 | 1 | 2.2 | 7130 | 30677
Central Ventilation Systems | Fan - Bifurcated | Town AJ | 1 | Medium | B | 5 | 2029 | 5 | 3 | 3.2 | 28118 | 15307
BMS | BMS Control Panel | Town HD | 1 | High | B | 6 | 2030 | 5 | 2 | 2.7 | 15959 | 17741
General Lighting | General - LED fittings & Luminaires | Town HM | 47 | Medium | B | 13 | 2037 | 5 | 3 | 3.2 | 28119 | 27194
External Doors | Entrance Doors | Town HI | 1 | High | B | 1 | 2025 | 5 | 2 | 2.7 | 15960 | 4438
External Lighting | General - Non LED | Town HJ | 3 | Medium | DX | 1 | 2025 | 1 | 3 | 2 | 938 | 640
Fire Safety Systems | Fire Extinguishers - Foam | Town HE | 1 | Urgent | B | 5 | 2029 | 5 | 1 | 2.2 | 7131 | 14445
External Lighting | General - LED | Town HM | 1 | Medium | B | 14 | 2038 | 5 | 3 | 3.2 | 28120 | 27610
Emergency Lighting | Illuminated Fire Exit Signage | Town HL | 10 | Urgent | B | 6 | 2030 | 5 | 1 | 2.2 | 7132 | 16785
Heat Emitters | Electric Heaters | Town HG | 4 | Medium | B | 1 | 2025 | 5 | 3 | 3.2 | 28121 | 9736
General Lighting | General - LED fittings & Luminaires | Town AJ | 9 | Medium | B | 4 | 2028 | 5 | 3 | 3.2 | 28122 | 14174
Heat Emitters | Electric Heaters | Town HR | 4 | Medium | B | 1 | 2025 | 5 | 3 | 3.2 | 28123 | 9737
Emergency Lighting | Self Contained - LED | Town HM | 2 | Urgent | B | 18 | 2042 | 5 | 1 | 2.2 | 7133 | 30678
Fire Safety Systems | Fire Extinguishers - CO2 | Town HL | 6 | Urgent | B | 6 | 2030 | 5 | 1 | 2.2 | 7134 | 16786
Fire Safety Systems | Fire Extinguishers - CO2 | Town HF | 3 | Urgent | B | 2 | 2026 | 5 | 1 | 2.2 | 7135 | 12703
LV Distribution | Main Distribution Board | Town HG | 1 | High | B | 15 | 2039 | 5 | 2 | 2.7 | 15961 | 28237
Local Hot Water | Package Electric Water Heaters - Non-Drinking Water | Town HL | 1 | Medium | B | 1 | 2025 | 5 | 3 | 3.2 | 28124 | 9738
LV Distribution | Main Distribution Board | Town HG | 1 | High | B | 5 | 2029 | 5 | 2 | 2.7 | 15962 | 14705
Local and Special Ventilation | Fan - Centrifugal | Town HD | 1 | Medium | B | 1 | 2025 | 5 | 3 | 3.2 | 28125 | 9739
General Lighting | General - LED fittings & Luminaires | Town HQ | 6 | Medium | B | 15 | 2039 | 5 | 3 | 3.2 | 28126 | 28473
Fire Safety Systems | Fire Alarm System | Town HM | 1 | Urgent | C | 1 | 2025 | 4 | 1 | 1.9 | 702 | 480
Local and Special Ventilation | Fan - Window / Wall Mounted | Town HN | 1 | Medium | B | 10 | 2034 | 5 | 3 | 3.2 | 28127 | 22987
Fire Safety Systems | Manual and Automatic Doors - Emergency and Panic Escape Doors | Town HL | 1 | Urgent | B | 11 | 2035 | 5 | 1 | 2.2 | 7136 | 23814
Emergency Lighting | Self Contained - LED | Town HE | 5 | Urgent | B | 21 | 2045 | 5 | 1 | 2.2 | 7137 | 32262
LV Distribution | Main Distribution Board | Town HL | 1 | High | B | 1 | 2025 | 5 | 2 | 2.7 | 15963 | 4439
Roller Shutters | External Electric Roller Shutter | Town AJ | 1 | High | B | 17 | 2041 | 5 | 2 | 2.7 | 15964 | 30355
Local Hot Water | Instantaneous Electric Water Heater - Non-Drinking Water | Town HI | 1 | Medium | B | 2 | 2026 | 5 | 3 | 3.2 | 28128 | 13146
Local Hot Water | Instantaneous Electric Water Heater - Non-Drinking Water | Town HE | 1 | Medium | B | 11 | 2035 | 5 | 3 | 3.2 | 28129 | 25430
Local and Special Ventilation | Fan - Kitchen Extract | Town JE | 1 | Low | B | 5 | 2029 | 5 | 4 | 3.7 | 33326 | 15656
External Doors | Entrance Doors | Town HJ | 1 | High | B | 21 | 2045 | 5 | 2 | 2.7 | 15965 | 32696
General Lighting | General - LED fittings & Luminaires | Town HP | 51 | Medium | B | 1 | 2025 | 5 | 3 | 3.2 | 28130 | 9740
Emergency Lighting | Illuminated Fire Exit Signage | Town HF | 2 | Urgent | B | 12 | 2036 | 5 | 1 | 2.2 | 7138 | 26062
Emergency Lighting | Self Contained - LED | Town HJ | 3 | Urgent | B | 21 | 2045 | 5 | 1 | 2.2 | 7139 | 32263
Air Conditioning | Single-Split Evaporator - Split Systems/Heat Pumps - Air-cooled with Direct Expansion Evaporator (DX) | Town HL | 1 | Medium | B | 12 | 2036 | 5 | 3 | 3.2 | 28131 | 26641
LV Distribution | Sub Distribution Board | Town HD | 1 | High | B | 1 | 2025 | 5 | 2 | 2.7 | 15966 | 4440
LV Distribution | Sub Distribution Board | Town HQ | 1 | High | B | 6 | 2030 | 5 | 2 | 2.7 | 15967 | 17742
LV Distribution | Sub Distribution Board | Town HK | 1 | High | B | 1 | 2025 | 5 | 2 | 2.7 | 15968 | 4441
LV Distribution | Main Distribution Board | Town HH | 1 | High | B | 1 | 2025 | 5 | 2 | 2.7 | 15969 | 4442
Emergency Lighting | Self Contained - LED | Town HE | 7 | Urgent | B | 21 | 2045 | 5 | 1 | 2.2 | 7140 | 32264
Air Conditioning | Multi-Split Evaporator - Split Systems/Heat Pumps - Air-cooled with Direct Expansion Evaporator (DX) | Town HG | 1 | Medium | B | 10 | 2034 | 5 | 3 | 3.2 | 28132 | 22988
External Doors | Entrance Doors | Town AJ | 1 | High | B | 15 | 2039 | 5 | 2 | 2.7 | 15970 | 28238
Local and Special Ventilation | Fan - Centrifugal | Town HI | 1 | Medium | B | 2 | 2026 | 5 | 3 | 3.2 | 28133 | 13147
Air Conditioning | Single-Split Evaporator - Split Systems/Heat Pumps - Air-cooled with Direct Expansion Evaporator (DX) | Town HE | 1 | Medium | B | 9 | 2033 | 5 | 3 | 3.2 | 28134 | 21825
Local Hot Water | Package Electric Water Heaters - Non-Drinking Water | Town HE | 1 | Medium | B | 4 | 2028 | 5 | 3 | 3.2 | 28135 | 14175
Fire Safety Systems | Manual and Automatic Doors - Emergency and Panic Escape Doors | Town AJ | 1 | Urgent | B | 5 | 2029 | 5 | 1 | 2.2 | 7141 | 14446
Emergency Lighting | Illuminated Fire Exit Signage | Town HN | 3 | Urgent | B | 15 | 2039 | 5 | 1 | 2.2 | 7142 | 27953
Emergency Lighting | Self Contained - LED | Town HL | 1 | Urgent | B | 11 | 2035 | 5 | 1 | 2.2 | 7143 | 23815
Air Conditioning | Multi-Split Evaporator - Split Systems/Heat Pumps - Air-cooled with Direct Expansion Evaporator (DX) | Town AJ | 1 | Medium | B | 10 | 2034 | 5 | 3 | 3.2 | 28136 | 22989
Roller Shutters | External Electric Roller Shutter | Town HK | 1 | High | B | 1 | 2025 | 5 | 2 | 2.7 | 15971 | 4443
Local and Special Ventilation | Fan - Extract | Town HI | 1 | Medium | C | 2 | 2026 | 4 | 3 | 2.9 | 18845 | 12982
Emergency Lighting | Illuminated Fire Exit Signage | Town HL | 4 | Urgent | B | 6 | 2030 | 5 | 1 | 2.2 | 7144 | 16787
Fire Safety Systems | Fire Extinguishers - Powder | Town AJ | 3 | Urgent | B | 6 | 2030 | 5 | 1 | 2.2 | 7145 | 16788
Emergency Lighting | Self Contained - LED | Town HD | 10 | Urgent | B | 18 | 2042 | 5 | 1 | 2.2 | 7146 | 30679
Local Hot Water | Instantaneous Electric Water Heater - Non-Drinking Water | Town HH | 1 | Medium | B | 6 | 2030 | 5 | 3 | 3.2 | 28137 | 18860
Local and Special Ventilation | Fan - Window / Wall Mounted | Town HR | 1 | Medium | B | 8 | 2032 | 5 | 3 | 3.2 | 28138 | 21043
Roller Shutters | External Manual Roller Shutter | Town HP | 1 | High | B | 1 | 2025 | 5 | 2 | 2.7 | 15972 | 4444
General Lighting | General - LED fittings & Luminaires | Town HE | 11 | Medium | B | 16 | 2040 | 5 | 3 | 3.2 | 28139 | 29703
Central Ventilation Systems | Fan - Bifurcated | Town AJ | 1 | Medium | B | 5 | 2029 | 5 | 3 | 3.2 | 28140 | 15308
Fire Safety Systems | Fire Extinguishers - Dry Chemical | Town HI | 1 | Urgent | B | 7 | 2031 | 5 | 1 | 2.2 | 7147 | 19421
Heat Emitters | Electric Heaters | Town HQ | 1 | Medium | B | 4 | 2028 | 5 | 3 | 3.2 | 28141 | 14176
Fire Safety Systems | Manual and Automatic Doors - Emergency and Panic Escape Doors | Town HO | 1 | Urgent | D | 19 | 2043 | 3 | 1 | 1.6 | 458 | 31031
Roller Shutters | External Window Shutters - Manual | Town AJ | 1 | Medium | B | 13 | 2037 | 5 | 3 | 3.2 | 28142 | 27195
Barriers & Guardrails | Vehicle Crash Protection Barrier | Town HI | 1 | V Low | B | 2 | 2026 | 5 | 4 | 3.7 | 33327 | 13246
Emergency Lighting | Illuminated Fire Exit Signage | Town HE | 2 | Urgent | B | 16 | 2040 | 5 | 1 | 2.2 | 7148 | 28921
Heat Emitters | Electric Heaters | Town HE | 2 | Medium | B | 2 | 2026 | 5 | 3 | 3.2 | 28143 | 13148
Emergency Lighting | Self Contained - LED | Town HQ | 3 | Urgent | B | 17 | 2041 | 5 | 1 | 2.2 | 7149 | 30167
Air Conditioning | Multi-Split Condenser - Split Systems/Heat Pumps - Air-cooled with Direct Expansion Evaporator (DX) | Town HG | 1 | Medium | B | 5 | 2029 | 5 | 3 | 3.2 | 28144 | 15309
LV Distribution | Sub Distribution Board | Town HM | 1 | High | B | 2 | 2026 | 5 | 2 | 2.7 | 15973 | 12927
Central Cooling | Fan - Axial | Town HD | 1 | Medium | B | 1 | 2025 | 5 | 3 | 3.2 | 28145 | 9741
External Doors | Entrance Doors | Town HL | 1 | High | B | 11 | 2035 | 5 | 2 | 2.7 | 15974 | 24604
Fire Safety Systems | Fire Extinguishers - Foam | Town HL | 2 | Urgent | B | 6 | 2030 | 5 | 1 | 2.2 | 7150 | 16789
Local Hot Water | Instantaneous Electric Water Heater - Non-Drinking Water | Town HI | 1 | Medium | B | 1 | 2025 | 5 | 3 | 3.2 | 28146 | 9742
Roller Shutters | External Manual Roller Shutter | Town HJ | 1 | High | B | 8 | 2032 | 5 | 2 | 2.7 | 15975 | 20750
Roller Shutters | External Manual Roller Shutter | Town HL | 1 | High | B | 1 | 2025 | 5 | 2 | 2.7 | 15976 | 4445
Emergency Lighting | Self Contained - LED | Town HN | 4 | Urgent | B | 20 | 2044 | 5 | 1 | 2.2 | 7151 | 31525
Air Conditioning | Multi-Split Condenser - Split Systems/Heat Pumps - Air-cooled with Direct Expansion Evaporator (DX) | Town AJ | 1 | Medium | B | 10 | 2034 | 5 | 3 | 3.2 | 28147 | 22990
AHU - Internal | Central Heating - Electric Heating (Internally Sourced) | Town HD | 1 | Medium | B | 1 | 2025 | 5 | 3 | 3.2 | 28148 | 9743
LV Distribution | Sub Distribution Board | Town JE | 1 | High | B | 11 | 2035 | 5 | 2 | 2.7 | 15977 | 24605
Heat Emitters | Gas Fired Natural and Fan Assisted Heaters | Town HQ | 1 | Medium | B | 1 | 2025 | 5 | 3 | 3.2 | 28149 | 9744
Fire Safety Systems | Fire Extinguishers - CO2 | Town JE | 1 | Urgent | B | 6 | 2030 | 5 | 1 | 2.2 | 7152 | 16790
Roller Shutters | Internal Automatic Roller Shutter | Town HO | 1 | High | C | 9 | 2033 | 4 | 2 | 2.4 | 10661 | 21528
Local and Special Ventilation | Fan - Kitchen Mixed Flow | Town AJ | 1 | Medium | B | 1 | 2025 | 5 | 3 | 3.2 | 28150 | 9745
Emergency Lighting | Self Contained - LED | Town HL | 2 | Urgent | B | 11 | 2035 | 5 | 1 | 2.2 | 7153 | 23816
Fire Safety Systems | Fire Extinguishers - CO2 | Town HG | 3 | Urgent | B | 6 | 2030 | 5 | 1 | 2.2 | 7154 | 16791
LV Distribution | Main Distribution Board | Town HG | 1 | High | B | 15 | 2039 | 5 | 2 | 2.7 | 15978 | 28239
Access Control | Gate Access - Local Lock / Keypad / Manual (External) | Town HD | 2 | Medium | D | 1 | 2025 | 3 | 3 | 2.6 | 11190 | 2678
Emergency Lighting | Self Contained - Non LED | Town HD | 2 | Urgent | B | 6 | 2030 | 5 | 1 | 2.2 | 7155 | 16792
Heat Emitters | Electric Heaters | Town HH | 2 | Medium | B | 1 | 2025 | 5 | 3 | 3.2 | 28151 | 9746
LV Distribution | Main Distribution Board | Town HI | 1 | High | B | 6 | 2030 | 5 | 2 | 2.7 | 15979 | 17743
External Doors | Entrance Doors | Town HE | 1 | High | C | 15 | 2039 | 4 | 2 | 2.4 | 10662 | 28058
BMS | BMS Control Panel | Town HM | 1 | High | B | 7 | 2031 | 5 | 2 | 2.7 | 15980 | 19658
Fire Safety Systems | Fire Extinguishers - Powder | Town HH | 1 | Urgent | B | 6 | 2030 | 5 | 1 | 2.2 | 7156 | 16793
Fire Safety Systems | Manual and Automatic Doors - Emergency and Panic Escape Doors | Town HE | 1 | Urgent | D | 6 | 2030 | 3 | 1 | 1.6 | 459 | 15698
Local and Special Ventilation | Fan - Axial | Town HO | 1 | Medium | B | 8 | 2032 | 5 | 3 | 3.2 | 28152 | 21044
Local and Special Ventilation | Fan - Extract | Town HI | 1 | Medium | B | 2 | 2026 | 5 | 3 | 3.2 | 28153 | 13149
General Lighting | General - LED fittings & Luminaires | Town AJ | 50 | Medium | B | 17 | 2041 | 5 | 3 | 3.2 | 28154 | 30530
Emergency Lighting | Self Contained - LED | Town HE | 1 | Urgent | B | 21 | 2045 | 5 | 1 | 2.2 | 7157 | 32265
Local Hot Water | Instantaneous Electric Water Heater - Non-Drinking Water | Town HQ | 1 | Medium | B | 1 | 2025 | 5 | 3 | 3.2 | 28155 | 9747
Access Control | Gate Access - Local Lock / Keypad / Manual (External) | Town HI | 1 | Medium | B | 2 | 2026 | 5 | 3 | 3.2 | 28156 | 13150
LV Distribution | Sub Distribution Board | Town HE | 1 | High | B | 1 | 2025 | 5 | 2 | 2.7 | 15981 | 4446
Local and Special Ventilation | Fan - Window / Wall Mounted | Town HJ | 1 | Medium | DX | 5 | 2029 | 1 | 3 | 2 | 939 | 14284
Local and Special Ventilation | Fan - Axial | Town HL | 1 | Medium | B | 1 | 2025 | 5 | 3 | 3.2 | 28157 | 9748
Central Cooling | Fan - Axial | Town HD | 1 | Medium | B | 1 | 2025 | 5 | 3 | 3.2 | 28158 | 9749
Local and Special Ventilation | Fan - General Ventilation | Town HN | 1 | Medium | B | 10 | 2034 | 5 | 3 | 3.2 | 28159 | 22991
Local and Special Ventilation | Fan - Axial | Town HO | 1 | Medium | B | 8 | 2032 | 5 | 3 | 3.2 | 28160 | 21045
General Lighting | General - LED fittings & Luminaires | Town HC | 49 | Medium | B | 15 | 2039 | 5 | 3 | 3.2 | 28161 | 28474
LV Distribution | Sub Distribution Board | Town HC | 1 | High | D | 10 | 2034 | 3 | 2 | 2.1 | 1248 | 21966
LV Distribution | Main Distribution Board | Town HI | 1 | High | B | 7 | 2031 | 5 | 2 | 2.7 | 15982 | 19659
Barriers & Guardrails | Vehicle Crash Protection Barrier | Town HI | 1 | V Low | B | 2 | 2026 | 5 | 4 | 3.7 | 33328 | 13247
Local and Special Ventilation | Fan - General Ventilation | Town HG | 1 | Medium | B | 5 | 2029 | 5 | 3 | 3.2 | 28162 | 15310
Central Cooling | Fan - Axial | Town HO | 1 | Medium | B | 1 | 2025 | 5 | 3 | 3.2 | 28163 | 9750
LV Distribution | Main Distribution Board | Town HG | 1 | High | B | 10 | 2034 | 5 | 2 | 2.7 | 15983 | 22422
Lifts | Disabled Lift - Electric | Town HI | 1 | High | B | 2 | 2026 | 5 | 2 | 2.7 | 15984 | 12928
Roller Shutters | External Manual Roller Shutter | Town HI | 1 | High | B | 1 | 2025 | 5 | 2 | 2.7 | 15985 | 4447
Local Hot Water | Instantaneous Electric Water Heater - Non-Drinking Water | Town A | 1 | Medium | C | 8 | 2032 | 4 | 3 | 2.9 | 18846 | 20785
Local and Special Ventilation | Fan - Centrifugal | Town A | 1 | Medium | B | 1 | 2025 | 5 | 3 | 3.2 | 28164 | 9751
Emergency Lighting | Self Contained - Non LED | Town HX | 5 | Urgent | C | 3 | 2027 | 4 | 1 | 1.9 | 703 | 13254
Air Conditioning | Single-Split Evaporator - Split Systems/Heat Pumps - Air-cooled with Direct Expansion Evaporator (DX) | Town IC | 1 | Medium | B | 5 | 2029 | 5 | 3 | 3.2 | 28165 | 15311
Local and Special Ventilation | Unit extract fans | Town BK | 1 | Medium | CX | 1 | 2025 | 2 | 3 | 2.3 | 10270 | 2197
LV Distribution | Sub Distribution Board | Town HW | 1 | High | C | 2 | 2026 | 4 | 2 | 2.4 | 10663 | 12843
LV Distribution | Sub Distribution Board | Town HU | 1 | High | B | 6 | 2030 | 5 | 2 | 2.7 | 15986 | 17744
LV Distribution | Main Distribution Board | Town A | 1 | High | B | 20 | 2044 | 5 | 2 | 2.7 | 15987 | 31639
Local and Special Ventilation | Fan - Window / Wall Mounted | Town HS | 1 | Medium | B | 1 | 2025 | 5 | 3 | 3.2 | 28166 | 9752
LV Distribution | Main Distribution Board | Town IC | 1 | High | B | 1 | 2025 | 5 | 2 | 2.7 | 15988 | 4448
Air Conditioning | Multi-Split Evaporator - Split Systems/Heat Pumps - Air-cooled with Direct Expansion Evaporator (DX) | Town IF | 1 | Medium | B | 5 | 2029 | 5 | 3 | 3.2 | 28167 | 15312
Local and Special Ventilation | Fan - Window / Wall Mounted | Town HU | 1 | Medium | B | 1 | 2025 | 5 | 3 | 3.2 | 28168 | 9753
LV Distribution | Sub Distribution Board | Town IJ | 1 | High | B | 3 | 2027 | 5 | 2 | 2.7 | 15989 | 13381
External Doors | Manual and Automatic Doors - Auto / Powered Sliding Doors | Town AY | 1 | High | B | 21 | 2045 | 5 | 2 | 2.7 | 15990 | 32697
Fire Safety Systems | Manual and Automatic Doors - Emergency and Panic Escape Doors | Town IG | 1 | Urgent | B | 17 | 2041 | 5 | 1 | 2.2 | 7158 | 30168
LV Distribution | Sub Distribution Board | Town HY | 1 | High | B | 2 | 2026 | 5 | 2 | 2.7 | 15991 | 12929
External Doors | Entrance Doors | Town BK | 1 | High | B | 15 | 2039 | 5 | 2 | 2.7 | 15992 | 28240
External Doors | Entrance Doors | Town IH | 1 | High | B | 11 | 2035 | 5 | 2 | 2.7 | 15993 | 24606
BMS | BMS Control Panel | Town HY | 1 | High | B | 7 | 2031 | 5 | 2 | 2.7 | 15994 | 19660
LV Distribution | Main Distribution Board | Town A | 1 | High | D | 1 | 2025 | 3 | 2 | 2.1 | 1249 | 844
Local Hot Water | Instantaneous Electric Water Heater - Non-Drinking Water | Town A | 1 | Medium | B | 8 | 2032 | 5 | 3 | 3.2 | 28169 | 21046
Local and Special Ventilation | Fan - Window / Wall Mounted | Town HX | 1 | Medium | B | 10 | 2034 | 5 | 3 | 3.2 | 28170 | 22992
Local and Special Ventilation | Unit extract fans | Town ID | 1 | Medium | B | 1 | 2025 | 5 | 3 | 3.2 | 28171 | 9754
Roller Shutters | External Manual Roller Shutter | Town HX | 1 | High | B | 11 | 2035 | 5 | 2 | 2.7 | 15995 | 24607
Roller Shutters | External Manual Roller Shutter - 24 High x 25 Wide | Town II | 1 | Urgent | B | 1 | 2025 | 5 | 1 | 2.2 | 7159 | 1596
Specialist Lighting | Illuminated External Signs | Town AY | 1 | Medium | B | 1 | 2025 | 5 | 3 | 3.2 | 28172 | 9755
Emergency Lighting | Self Contained - LED | Town II | 1 | Urgent | B | 21 | 2045 | 5 | 1 | 2.2 | 7160 | 32266
Fire Safety Systems | Fire Extinguishers - CO2 | Town HW | 2 | Urgent | B | 6 | 2030 | 5 | 1 | 2.2 | 7161 | 16794
Access Control | Gate Access - Local Lock / Keypad / Manual (External) | Town HW | 1 | Medium | DX | 8 | 2032 | 1 | 3 | 2 | 940 | 20242
Access Control | Door Lock / Keypad / Manual | Town IF | 1 | Medium | B | 3 | 2027 | 5 | 3 | 3.2 | 28173 | 13615
General Lighting | General - LED fittings & Luminaires | Town IG | 18 | Medium | B | 13 | 2037 | 5 | 3 | 3.2 | 28174 | 27196
Emergency Lighting | Self Contained - Non LED | Town AY | 2 | Urgent | B | 1 | 2025 | 5 | 1 | 2.2 | 7162 | 1597
Fire Safety Systems | Fire Extinguishers - Foam | Town AY | 3 | Urgent | B | 1 | 2025 | 5 | 1 | 2.2 | 7163 | 1598
Fire Safety Systems | Fire Alarm Panel / Repeater | Town AQ | 1 | Urgent | C | 7 | 2031 | 4 | 1 | 1.9 | 704 | 19127
General Lighting | General - LED fittings & Luminaires | Town IC | 30 | Medium | B | 15 | 2039 | 5 | 3 | 3.2 | 28175 | 28475
Access Control | Gate Access - Local Lock / Keypad / Manual (External) | Town HY | 1 | Medium | DX | 1 | 2025 | 1 | 3 | 2 | 941 | 641
General Lighting | General - LED fittings & Luminaires | Town AY | 58 | Medium | B | 12 | 2036 | 5 | 3 | 3.2 | 28176 | 26642
Heat Emitters | Radiators - Steel | Town AY | 1 | Medium | B | 6 | 2030 | 5 | 3 | 3.2 | 28177 | 18861
Fire Safety Systems | Fire Extinguishers - CO2 | Town IC | 4 | Urgent | B | 8 | 2032 | 5 | 1 | 2.2 | 7164 | 20508
General Lighting | General - LED fittings & Luminaires | Town II | 15 | Medium | B | 14 | 2038 | 5 | 3 | 3.2 | 28178 | 27611
Local and Special Ventilation | Unit extract fans | Town AQ | 1 | Medium | B | 1 | 2025 | 5 | 3 | 3.2 | 28179 | 9756
Fire Safety Systems | Manual and Automatic Doors - Emergency and Panic Escape Doors | Town IH | 1 | Urgent | B | 31 | 2055 | 5 | 1 | 2.2 | 7165 | 33766
Fire Safety Systems | Manual and Automatic Doors - Emergency and Panic Escape Doors | Town HY | 1 | Urgent | B | 17 | 2041 | 5 | 1 | 2.2 | 7166 | 30169
General Lighting | General - LED fittings & Luminaires | Town AY | 5 | Medium | B | 12 | 2036 | 5 | 3 | 3.2 | 28180 | 26643
General Lighting | General - LED fittings & Luminaires | Town AQ | 20 | Medium | B | 12 | 2036 | 5 | 3 | 3.2 | 28181 | 26644
External Lighting | General - LED | Town HV | 7 | Medium | B | 5 | 2029 | 5 | 3 | 3.2 | 28182 | 15313
Fire Safety Systems | Fire Extinguishers - CO2 | Town IG | 2 | Urgent | B | 6 | 2030 | 5 | 1 | 2.2 | 7167 | 16795
Local and Special Ventilation | Fan - Window / Wall Mounted | Town AY | 1 | Medium | B | 1 | 2025 | 5 | 3 | 3.2 | 28183 | 9757
LV Distribution | Sub Distribution Board | Town IF | 1 | High | A | 19 | 2043 | 6 | 2 | 3 | 19593 | 31319
Local and Special Ventilation | Fan - Centrifugal | Town A | 1 | Medium | B | 1 | 2025 | 5 | 3 | 3.2 | 28184 | 9758
Local and Special Ventilation | Unit extract fans | Town AQ | 1 | Medium | B | 1 | 2025 | 5 | 3 | 3.2 | 28185 | 9759
Heat Emitters | Electric Heaters | Town IJ | 1 | Medium | A | 7 | 2031 | 6 | 3 | 3.5 | 32573 | 20212
General Lighting | General - LED fittings & Luminaires | Town IC | 1 | Medium | B | 14 | 2038 | 5 | 3 | 3.2 | 28186 | 27612
Fire Safety Systems | Fire Extinguishers - Foam | Town AQ | 1 | Urgent | B | 2 | 2026 | 5 | 1 | 2.2 | 7168 | 12704
Local Hot Water | Package Electric Water Heaters - Non-Drinking Water | Town IF | 1 | Medium | A | 11 | 2035 | 6 | 3 | 3.5 | 32574 | 25717
Fire Safety Systems | Automatic Fire Dampers | Town AQ | 1 | Urgent | B | 1 | 2025 | 5 | 1 | 2.2 | 7169 | 1599
Fire Safety Systems | Fire Extinguishers - CO2 | Town AY | 2 | Urgent | B | 2 | 2026 | 5 | 1 | 2.2 | 7170 | 12705
Roller Shutters | External Manual Roller Shutter | Town HX | 1 | High | B | 11 | 2035 | 5 | 2 | 2.7 | 15996 | 24608
Communication Systems | PA System | Town IG | 1 | Medium | B | 2 | 2026 | 5 | 3 | 3.2 | 28187 | 13151
Heat Emitters | Electric Heaters | Town ID | 3 | Medium | B | 1 | 2025 | 5 | 3 | 3.2 | 28188 | 9760
Heat Emitters | Gas Radiant Tube Heaters | Town AQ | 1 | Medium | B | 1 | 2025 | 5 | 3 | 3.2 | 28189 | 9761
Fire Safety Systems | Manual and Automatic Doors - Emergency and Panic Escape Doors | Town IB | 1 | Urgent | D | 11 | 2035 | 3 | 1 | 1.6 | 460 | 23245
Roller Shutters | External Manual Roller Shutter | Town HV | 1 | High | B | 1 | 2025 | 5 | 2 | 2.7 | 15997 | 4449
Fire Safety Systems | Fire Extinguishers - Foam | Town HU | 2 | Urgent | B | 1 | 2025 | 5 | 1 | 2.2 | 7171 | 1600
General Lighting | General - LED fittings & Luminaires | Town AY | 1 | Medium | B | 1 | 2025 | 5 | 3 | 3.2 | 28190 | 9762
Roller Shutters | Internal Electric Roller Shutter | Town IF | 1 | Medium | B | 13 | 2037 | 5 | 3 | 3.2 | 28191 | 27197
External Doors | Entrance Doors | Town ID | 1 | High | B | 11 | 2035 | 5 | 2 | 2.7 | 15998 | 24609
Local and Special Ventilation | Fan - Axial | Town A | 1 | Medium | B | 1 | 2025 | 5 | 3 | 3.2 | 28192 | 9763
Fire Safety Systems | Fire Extinguishers - CO2 | Town HV | 3 | Urgent | B | 6 | 2030 | 5 | 1 | 2.2 | 7172 | 16796
Air Conditioning | Multi-Split Evaporator - Split Systems/Heat Pumps - Air-cooled with Direct Expansion Evaporator (DX) | Town IF | 1 | Medium | B | 4 | 2028 | 5 | 3 | 3.2 | 28193 | 14177
Fire Safety Systems | Fire Alarm System | Town IG | 1 | Urgent | B | 12 | 2036 | 5 | 1 | 2.2 | 7173 | 26063
Emergency Lighting | Illuminated Fire Exit Signage | Town AY | 3 | Urgent | B | 12 | 2036 | 5 | 1 | 2.2 | 7174 | 26064
General Lighting | General - LED fittings & Luminaires | Town HX | 113 | Medium | B | 16 | 2040 | 5 | 3 | 3.2 | 28194 | 29704
General Lighting | General - LED fittings & Luminaires | Town AY | 7 | Medium | B | 12 | 2036 | 5 | 3 | 3.2 | 28195 | 26645
Fire Safety Systems | Fire Extinguishers - CO2 | Town IE | 1 | Urgent | B | 7 | 2031 | 5 | 1 | 2.2 | 7175 | 19422
Roller Shutters | External Electric Roller Shutter | Town IJ | 1 | High | D | 1 | 2025 | 3 | 2 | 2.1 | 1250 | 845
Fire Safety Systems | Fire Extinguishers - CO2 | Town HT | 3 | Urgent | B | 6 | 2030 | 5 | 1 | 2.2 | 7176 | 16797
Emergency Lighting | Self Contained - LED | Town IJ | 8 | Urgent | B | 18 | 2042 | 5 | 1 | 2.2 | 7177 | 30680
LV Distribution | Sub Distribution Board | Town HV | 1 | High | C | 1 | 2025 | 4 | 2 | 2.4 | 10664 | 2472
LV Distribution | Sub Distribution Board | Town AY | 1 | High | B | 6 | 2030 | 5 | 2 | 2.7 | 15999 | 17745
Local and Special Ventilation | Fan - Window / Wall Mounted | Town IB | 1 | Medium | B | 12 | 2036 | 5 | 3 | 3.2 | 28196 | 26646
Fire Safety Systems | Manual and Automatic Doors - Emergency and Panic Escape Doors | Town HV | 1 | Urgent | B | 11 | 2035 | 5 | 1 | 2.2 | 7178 | 23817
External Doors | Manual and Automatic Doors - Auto / Powered Sliding Doors | Town A | 1 | High | B | 1 | 2025 | 5 | 2 | 2.7 | 16000 | 4450
Fire Safety Systems | Fire Blanket | Town AQ | 1 | Urgent | B | 1 | 2025 | 5 | 1 | 2.2 | 7179 | 1601
Specialist Lighting | Illuminated External Signs | Town A | 1 | Medium | B | 1 | 2025 | 5 | 3 | 3.2 | 28197 | 9764
Air Conditioning | Single-Split Evaporator - Split Systems/Heat Pumps - Air-cooled with Direct Expansion Evaporator (DX) | Town HW | 1 | Medium | B | 1 | 2025 | 5 | 3 | 3.2 | 28198 | 9765
Roller Shutters | Internal Electric Roller Shutter | Town HU | 1 | Medium | B | 11 | 2035 | 5 | 3 | 3.2 | 28199 | 25431
Local Hot Water | Instantaneous Electric Water Heater - Non-Drinking Water | Town IE | 1 | Medium | B | 1 | 2025 | 5 | 3 | 3.2 | 28200 | 9766
Central Ventilation Systems | Fan - Axial | Town HS | 1 | Medium | B | 1 | 2025 | 5 | 3 | 3.2 | 28201 | 9767
Fire Safety Systems | Manual and Automatic Doors - Emergency and Panic Escape Doors | Town IJ | 1 | Urgent | C | 11 | 2035 | 4 | 1 | 1.9 | 705 | 23284
Emergency Lighting | Illuminated Fire Exit Signage | Town IB | 2 | Urgent | B | 16 | 2040 | 5 | 1 | 2.2 | 7180 | 28922
General Lighting | General - LED fittings & Luminaires | Town A | 103 | Medium | B | 1 | 2025 | 5 | 3 | 3.2 | 28202 | 9768
Fire Safety Systems | Fire Extinguishers - CO2 | Town IJ | 1 | Urgent | B | 3 | 2027 | 5 | 1 | 2.2 | 7181 | 13300
External Lighting | General - Non LED | Town IH | 1 | Medium | B | 1 | 2025 | 5 | 3 | 3.2 | 28203 | 9769
Local and Special Ventilation | Unit extract fans | Town HT | 1 | Medium | B | 5 | 2029 | 5 | 3 | 3.2 | 28204 | 15314
Air Conditioning | Single-Split Evaporator - Split Systems/Heat Pumps - Air-cooled with Direct Expansion Evaporator (DX) | Town HS | 1 | Medium | B | 1 | 2025 | 5 | 3 | 3.2 | 28205 | 9770
Local and Special Ventilation | Fan - Window / Wall Mounted | Town HX | 1 | Medium | B | 10 | 2034 | 5 | 3 | 3.2 | 28206 | 22993
Roller Shutters | External Manual Roller Shutter | Town BK | 1 | High | B | 5 | 2029 | 5 | 2 | 2.7 | 16001 | 14706
Security Systems | Manual and Automatic Doors - High Security Door | Town HS | 1 | High | B | 11 | 2035 | 5 | 2 | 2.7 | 16002 | 24610
Emergency Lighting | Illuminated Fire Exit Signage | Town AY | 2 | Urgent | B | 6 | 2030 | 5 | 1 | 2.2 | 7182 | 16798
Local and Special Ventilation | Fan - Extract | Town BK | 1 | Medium | B | 1 | 2025 | 5 | 3 | 3.2 | 28207 | 9771
Emergency Lighting | Illuminated Fire Exit Signage | Town HY | 1 | Urgent | B | 13 | 2037 | 5 | 1 | 2.2 | 7183 | 26874
Heat Emitters | Radiators - Steel | Town AY | 1 | Medium | B | 6 | 2030 | 5 | 3 | 3.2 | 28208 | 18862
Heat Emitters | Gas Fired Unit Heaters | Town HX | 1 | Medium | CX | 1 | 2025 | 2 | 3 | 2.3 | 10271 | 2198
Roller Shutters | External Manual Roller Shutter | Town BK | 1 | High | B | 1 | 2025 | 5 | 2 | 2.7 | 16003 | 4451
Roller Shutters | External Manual Roller Shutter | Town BK | 1 | High | B | 9 | 2033 | 5 | 2 | 2.7 | 16004 | 21623
Local and Special Ventilation | Fan - Centrifugal | Town A | 1 | Medium | B | 1 | 2025 | 5 | 3 | 3.2 | 28209 | 9772
Access Control | Door Lock / Keypad / Manual | Town IF | 1 | Medium | B | 3 | 2027 | 5 | 3 | 3.2 | 28210 | 13616
Fire Safety Systems | Fire Extinguishers - Foam | Town II | 1 | Urgent | B | 5 | 2029 | 5 | 1 | 2.2 | 7184 | 14447
Roller Shutters | External Manual Roller Shutter | Town IE | 1 | High | C | 1 | 2025 | 4 | 2 | 2.4 | 10665 | 2473
Burner | Blown gas burner | Town II | 1 | Medium | B | 1 | 2025 | 5 | 3 | 3.2 | 28211 | 9773
Access Control | Door Lock / Keypad / Manual | Town HX | 2 | Medium | B | 8 | 2032 | 5 | 3 | 3.2 | 28212 | 21047
Fire Safety Systems | Fire Extinguishers - Foam | Town IE | 1 | Urgent | B | 9 | 2033 | 5 | 1 | 2.2 | 7185 | 21407
Local and Special Ventilation | Fan - Window / Wall Mounted | Town AY | 1 | Medium | B | 1 | 2025 | 5 | 3 | 3.2 | 28213 | 9774
LV Distribution | Main Distribution Board | Town HZ | 1 | High | B | 1 | 2025 | 5 | 2 | 2.7 | 16005 | 4452
Roller Shutters | External Manual Roller Shutter | Town IH | 1 | High | B | 21 | 2045 | 5 | 2 | 2.7 | 16006 | 32698
Fire Safety Systems | Manual and Automatic Doors - Emergency and Panic Escape Doors | Town IJ | 1 | Urgent | C | 11 | 2035 | 4 | 1 | 1.9 | 706 | 23285
Local and Special Ventilation | Fan - Extract | Town A | 1 | Medium | B | 1 | 2025 | 5 | 3 | 3.2 | 28214 | 9775
Air Conditioning | Multi-Split Condenser - DX Split Systems (With Gas, Electric or Hot Water Heaters) | Town HZ | 1 | Medium | B | 1 | 2025 | 5 | 3 | 3.2 | 28215 | 9776
Heat Emitters | Gas Fired Natural and Fan Assisted Heaters | Town A | 1 | Medium | B | 1 | 2025 | 5 | 3 | 3.2 | 28216 | 9777
Local and Special Ventilation | Fan - Window / Wall Mounted | Town AY | 1 | Medium | B | 1 | 2025 | 5 | 3 | 3.2 | 28217 | 9778
General Lighting | General - LED fittings & Luminaires | Town HX | 19 | Medium | B | 16 | 2040 | 5 | 3 | 3.2 | 28218 | 29705
Emergency Lighting | Illuminated Fire Exit Signage | Town IF | 3 | Urgent | B | 17 | 2041 | 5 | 1 | 2.2 | 7186 | 30170
External Lighting | General - LED | Town AY | 1 | Medium | B | 11 | 2035 | 5 | 3 | 3.2 | 28219 | 25432
Emergency Lighting | Illuminated Fire Exit Signage | Town HY | 4 | Urgent | B | 2 | 2026 | 5 | 1 | 2.2 | 7187 | 12706
Emergency Lighting | Self Contained - LED | Town HY | 2 | Urgent | B | 18 | 2042 | 5 | 1 | 2.2 | 7188 | 30681
Local and Special Ventilation | Fan - Axial | Town A | 1 | Medium | B | 1 | 2025 | 5 | 3 | 3.2 | 28220 | 9779
Heat Emitters | Electric Heaters | Town AY | 1 | Medium | B | 1 | 2025 | 5 | 3 | 3.2 | 28221 | 9780
External Lighting | General - LED | Town IB | 1 | Medium | B | 11 | 2035 | 5 | 3 | 3.2 | 28222 | 25433
Roller Shutters | External Electric Roller Shutter | Town AQ | 1 | High | B | 11 | 2035 | 5 | 2 | 2.7 | 16007 | 24611
LV Distribution | Main Distribution Board | Town HZ | 1 | High | B | 6 | 2030 | 5 | 2 | 2.7 | 16008 | 17746
Security Systems | Manual and Automatic Doors - High Security Door | Town ID | 1 | High | A | 35 | 2059 | 6 | 2 | 3 | 19594 | 33882
General Lighting | General - LED fittings & Luminaires | Town AY | 14 | Medium | B | 1 | 2025 | 5 | 3 | 3.2 | 28223 | 9781
Emergency Lighting | Self Contained - LED | Town IG | 8 | Urgent | B | 18 | 2042 | 5 | 1 | 2.2 | 7189 | 30682
Fire Safety Systems | Fire Alarm System | Town ID | 1 | Urgent | B | 1 | 2025 | 5 | 1 | 2.2 | 7190 | 1602
Heat Emitters | Electric Overdoor Air Curtain/Heater | Town A | 1 | Medium | B | 1 | 2025 | 5 | 3 | 3.2 | 28224 | 9782
External Doors | Manual and Automatic Doors - Auto / Powered Sliding Doors | Town IF | 1 | High | B | 23 | 2047 | 5 | 2 | 2.7 | 16009 | 33209
Local and Special Ventilation | Fan - Extract | Town BK | 1 | Medium | B | 1 | 2025 | 5 | 3 | 3.2 | 28225 | 9783
External Lighting | General - Non LED | Town HW | 2 | Medium | B | 1 | 2025 | 5 | 3 | 3.2 | 28226 | 9784
Emergency Lighting | Illuminated Fire Exit Signage | Town II | 1 | Urgent | B | 16 | 2040 | 5 | 1 | 2.2 | 7191 | 28923
Roller Shutters | External Manual Roller Shutter | Town IE | 1 | High | C | 1 | 2025 | 4 | 2 | 2.4 | 10666 | 2474
Fire Safety Systems | Fire Extinguishers - CO2 | Town AQ | 3 | Urgent | B | 2 | 2026 | 5 | 1 | 2.2 | 7192 | 12707
Air Conditioning | Single-Split Condenser - Split Systems/Heat Pumps - Air-cooled with Direct Expansion Evaporator (DX) | Town IB | 1 | Medium | B | 7 | 2031 | 5 | 3 | 3.2 | 28227 | 20058
AHU - Internal | Central Air Conditioning - Gas Fired | Town IB | 1 | Medium | C | 1 | 2025 | 4 | 3 | 2.9 | 18847 | 5708
Emergency Lighting | Illuminated Fire Exit Signage | Town IA | 4 | Urgent | B | 16 | 2040 | 5 | 1 | 2.2 | 7193 | 28924
Emergency Lighting | Illuminated Fire Exit Signage | Town HU | 2 | Urgent | B | 12 | 2036 | 5 | 1 | 2.2 | 7194 | 26065
Roller Shutters | External Electric Roller Shutter | Town IA | 1 | High | C | 11 | 2035 | 4 | 2 | 2.4 | 10667 | 24057
General Lighting | General - LED fittings & Luminaires | Town A | 83 | Medium | B | 16 | 2040 | 5 | 3 | 3.2 | 28228 | 29706
External Doors | Manual and Automatic Doors - Auto / Powered Sliding Doors | Town HU | 1 | High | B | 21 | 2045 | 5 | 2 | 2.7 | 16010 | 32699
Air Conditioning | Single-Split Condenser - Split Systems/Heat Pumps - Air-cooled with Direct Expansion Evaporator (DX) | Town IC | 1 | Medium | B | 5 | 2029 | 5 | 3 | 3.2 | 28229 | 15315
Boiler | Atmospheric Gas Burner/Condensing Combination Boiler (domestic type) | Town AY | 1 | High | B | 1 | 2025 | 5 | 2 | 2.7 | 16011 | 4453
Emergency Lighting | Self Contained - LED | Town HS | 3 | Urgent | C | 11 | 2035 | 4 | 1 | 1.9 | 707 | 23286
Air Conditioning | Single-Split Condenser - Split Systems/Heat Pumps - Air-cooled with Direct Expansion Evaporator (DX) | Town HW | 1 | Medium | B | 1 | 2025 | 5 | 3 | 3.2 | 28230 | 9785
Air Conditioning | Single-Split Evaporator - Split Systems/Heat Pumps - Air-cooled with Direct Expansion Evaporator (DX) | Town A | 1 | Medium | CX | 1 | 2025 | 2 | 3 | 2.3 | 10272 | 2199
Local and Special Ventilation | Fan - Kitchen Window / Wall Mounted | Town IB | 1 | Medium | B | 9 | 2033 | 5 | 3 | 3.2 | 28231 | 21826
Local and Special Ventilation | Unit extract fans | Town IH | 1 | Medium | B | 1 | 2025 | 5 | 3 | 3.2 | 28232 | 9786
General Lighting | General - LED fittings & Luminaires | Town A | 85 | Medium | B | 16 | 2040 | 5 | 3 | 3.2 | 28233 | 29707
Fire Safety Systems | Fire Extinguishers - Foam | Town IJ | 2 | Urgent | B | 9 | 2033 | 5 | 1 | 2.2 | 7195 | 21408
Roller Shutters | Internal Manual Roller Shutter | Town A | 1 | Medium | B | 1 | 2025 | 5 | 3 | 3.2 | 28234 | 9787
Central Cooling | Fan - Axial | Town HY | 1 | Medium | B | 1 | 2025 | 5 | 3 | 3.2 | 28235 | 9788
Fire Safety Systems | Fire Alarm System | Town HT | 1 | Urgent | B | 1 | 2025 | 5 | 1 | 2.2 | 7196 | 1603
Local and Special Ventilation | Fan - Axial | Town IA | 1 | Medium | B | 1 | 2025 | 5 | 3 | 3.2 | 28236 | 9789
Roller Shutters | External Manual Roller Shutter | Town HX | 1 | High | B | 11 | 2035 | 5 | 2 | 2.7 | 16012 | 24612
LV Distribution | Sub Distribution Board | Town HT | 1 | High | B | 10 | 2034 | 5 | 2 | 2.7 | 16013 | 22423
Security Systems | Manual and Automatic Doors - High Security Door | Town HT | 1 | High | B | 25 | 2049 | 5 | 2 | 2.7 | 16014 | 33411
Local Hot Water | Instantaneous Electric Water Heater - Non-Drinking Water | Town IE | 1 | Medium | B | 1 | 2025 | 5 | 3 | 3.2 | 28237 | 9790
Boiler | Atmospheric Gas Burner/Condensing Combination Boiler (domestic type) | Town HZ | 1 | High | B | 1 | 2025 | 5 | 2 | 2.7 | 16015 | 4454
Air Conditioning | Single-Split Condenser - Split Systems/Heat Pumps - Air-cooled with Direct Expansion Evaporator (DX) | Town IC | 1 | Medium | B | 5 | 2029 | 5 | 3 | 3.2 | 28238 | 15316
LV Distribution | Sub Distribution Board | Town AQ | 1 | High | C | 1 | 2025 | 4 | 2 | 2.4 | 10668 | 2475
LV Distribution | Sub Distribution Board | Town HT | 1 | High | B | 10 | 2034 | 5 | 2 | 2.7 | 16016 | 22424
Fire Safety Systems | Fire Extinguishers - CO2 | Town A | 2 | Urgent | B | 8 | 2032 | 5 | 1 | 2.2 | 7197 | 20509
LV Distribution | Sub Distribution Board | Town AY | 1 | High | B | 1 | 2025 | 5 | 2 | 2.7 | 16017 | 4455
Roller Shutters | External Manual Roller Shutter | Town IH | 1 | High | B | 1 | 2025 | 5 | 2 | 2.7 | 16018 | 4456
Fire Safety Systems | Fire Extinguishers - CO2 | Town IG | 1 | Urgent | B | 6 | 2030 | 5 | 1 | 2.2 | 7198 | 16799
Heat Emitters | Electric Heaters | Town II | 1 | Medium | B | 1 | 2025 | 5 | 3 | 3.2 | 28239 | 9791
Roller Shutters | External Electric Roller Shutter | Town AQ | 1 | High | B | 11 | 2035 | 5 | 2 | 2.7 | 16019 | 24613
Communication Systems | PA System | Town HW | 1 | Medium | B | 2 | 2026 | 5 | 3 | 3.2 | 28240 | 13152
Heat Emitters | Radiators - Steel | Town HX | 3 | Medium | B | 1 | 2025 | 5 | 3 | 3.2 | 28241 | 9792
Local Hot Water | Package Electric Water Heaters - Non-Drinking Water | Town IH | 1 | Medium | B | 1 | 2025 | 5 | 3 | 3.2 | 28242 | 9793
External Doors | Entrance Doors | Town HZ | 1 | High | B | 30 | 2054 | 5 | 2 | 2.7 | 16020 | 33719
Emergency Lighting | Self Contained - LED | Town A | 8 | Urgent | B | 21 | 2045 | 5 | 1 | 2.2 | 7199 | 32267
Heat Emitters | Gas Fired Unit Heaters | Town IA | 1 | Medium | B | 1 | 2025 | 5 | 3 | 3.2 | 28243 | 9794
LV Distribution | Main Distribution Board | Town A | 1 | High | D | 1 | 2025 | 3 | 2 | 2.1 | 1251 | 846
Access Control | Door Lock / Keypad / Manual | Town HT | 2 | Medium | B | 5 | 2029 | 5 | 3 | 3.2 | 28244 | 15317
External Lighting | General - LED | Town IE | 1 | Medium | B | 11 | 2035 | 5 | 3 | 3.2 | 28245 | 25434
Heat Emitters | Gas Radiant Tube Heaters | Town AQ | 1 | Medium | B | 1 | 2025 | 5 | 3 | 3.2 | 28246 | 9795
LV Distribution | Sub Distribution Board | Town IG | 1 | High | B | 2 | 2026 | 5 | 2 | 2.7 | 16021 | 12930
Roller Shutters | External Electric Roller Shutter | Town IA | 1 | High | D | 13 | 2037 | 3 | 2 | 2.1 | 1252 | 26811
Roller Shutters | External Manual Roller Shutter | Town HV | 1 | High | B | 1 | 2025 | 5 | 2 | 2.7 | 16022 | 4457
Emergency Lighting | Illuminated Fire Exit Signage | Town AY | 3 | Urgent | C | 12 | 2036 | 4 | 1 | 1.9 | 708 | 25922
LV Distribution | Sub Distribution Board | Town HV | 1 | High | C | 1 | 2025 | 4 | 2 | 2.4 | 10669 | 2476
External Lighting | General - Non LED | Town AQ | 2 | Medium | D | 1 | 2025 | 3 | 3 | 2.6 | 11191 | 2679
General Lighting | General - LED fittings & Luminaires | Town AY | 4 | Medium | C | 1 | 2025 | 4 | 3 | 2.9 | 18848 | 5709
Multi-System Controls | Instrumental Control Panel | Town HU | 1 | Medium | B | 16 | 2040 | 5 | 3 | 3.2 | 28247 | 29708
LV Distribution | Sub Distribution Board | Town IB | 1 | High | B | 16 | 2040 | 5 | 2 | 2.7 | 16023 | 29223
Heat Emitters | Gas Fired Natural and Fan Assisted Heaters | Town A | 1 | Medium | B | 1 | 2025 | 5 | 3 | 3.2 | 28248 | 9796
Local and Special Ventilation | Unit extract fans | Town AQ | 1 | Medium | B | 1 | 2025 | 5 | 3 | 3.2 | 28249 | 9797
External Lighting | General - LED | Town AY | 1 | Medium | B | 11 | 2035 | 5 | 3 | 3.2 | 28250 | 25435
Heat Emitters | Radiators - Steel | Town HU | 1 | Medium | B | 6 | 2030 | 5 | 3 | 3.2 | 28251 | 18863
Fire Safety Systems | Fire Extinguishers - CO2 | Town IH | 4 | Urgent | B | 6 | 2030 | 5 | 1 | 2.2 | 7200 | 16800
Air Conditioning | Multi-Split Condenser - Split Systems/Heat Pumps - Air-cooled with Direct Expansion Evaporator (DX) | Town AY | 1 | Medium | B | 1 | 2025 | 5 | 3 | 3.2 | 28252 | 9798
LV Distribution | Main Distribution Board | Town IH | 1 | High | B | 1 | 2025 | 5 | 2 | 2.7 | 16024 | 4458
Emergency Lighting | Illuminated Fire Exit Signage | Town IF | 3 | Urgent | B | 17 | 2041 | 5 | 1 | 2.2 | 7201 | 30171
Emergency Lighting | Illuminated Fire Exit Signage | Town AQ | 2 | Urgent | B | 12 | 2036 | 5 | 1 | 2.2 | 7202 | 26066
Fire Safety Systems | Fire Extinguishers - Foam | Town HV | 4 | Urgent | B | 6 | 2030 | 5 | 1 | 2.2 | 7203 | 16801
Fire Safety Systems | Fire Extinguishers - Foam | Town IH | 1 | Urgent | B | 6 | 2030 | 5 | 1 | 2.2 | 7204 | 16802
Air Conditioning | Single-Split Evaporator - Split Systems/Heat Pumps - Air-cooled with Direct Expansion Evaporator (DX) | Town AY | 1 | Medium | B | 1 | 2025 | 5 | 3 | 3.2 | 28253 | 9799
LV Distribution | Sub Distribution Board | Town HU | 1 | High | B | 6 | 2030 | 5 | 2 | 2.7 | 16025 | 17747
Roller Shutters | External Manual Roller Shutter | Town IH | 1 | High | B | 1 | 2025 | 5 | 2 | 2.7 | 16026 | 4459
Roller Shutters | External Electric Roller Shutter | Town IJ | 1 | High | C | 1 | 2025 | 4 | 2 | 2.4 | 10670 | 2477
Roller Shutters | External Electric Roller Shutter | Town IA | 1 | High | C | 13 | 2037 | 4 | 2 | 2.4 | 10671 | 26911
LV Distribution | Sub Distribution Board | Town AY | 1 | High | B | 1 | 2025 | 5 | 2 | 2.7 | 16027 | 4460
External Doors | Entrance Doors | Town II | 1 | High | B | 21 | 2045 | 5 | 2 | 2.7 | 16028 | 32700
Roller Shutters | Internal Manual Roller Shutter | Town IB | 1 | Medium | B | 9 | 2033 | 5 | 3 | 3.2 | 28254 | 21827
Heat Emitters | Gas Fired Natural and Fan Assisted Heaters | Town IC | 1 | Medium | B | 5 | 2029 | 5 | 3 | 3.2 | 28255 | 15318
General Lighting | General - LED fittings & Luminaires | Town HT | 121 | Medium | B | 16 | 2040 | 5 | 3 | 3.2 | 28256 | 29709
Fire Safety Systems | Fire Extinguishers - Foam | Town AY | 2 | Urgent | B | 1 | 2025 | 5 | 1 | 2.2 | 7205 | 1604
Local and Special Ventilation | Fan - Window / Wall Mounted | Town HY | 1 | Medium | B | 1 | 2025 | 5 | 3 | 3.2 | 28257 | 9800
Heat Emitters | Electric Overdoor Air Curtain/Heater | Town IE | 1 | Medium | B | 1 | 2025 | 5 | 3 | 3.2 | 28258 | 9801
Access Control | Gate Access - Local Lock / Keypad / Manual (External) | Town AY | 2 | Medium | B | 1 | 2025 | 5 | 3 | 3.2 | 28259 | 9802
General Lighting | General - LED fittings & Luminaires | Town BK | 30 | Medium | B | 1 | 2025 | 5 | 3 | 3.2 | 28260 | 9803
Fire Safety Systems | Fire Extinguishers - Powder | Town HX | 1 | Urgent | B | 5 | 2029 | 5 | 1 | 2.2 | 7206 | 14448
Central Ventilation Systems | Fan - General Ventilation | Town IF | 1 | Low | B | 3 | 2027 | 5 | 4 | 3.7 | 33329 | 13728
Local and Special Ventilation | Unit extract fans | Town HT | 1 | Medium | B | 5 | 2029 | 5 | 3 | 3.2 | 28261 | 15319
Fire Safety Systems | Manual and Automatic Doors - Emergency and Panic Escape Doors | Town II | 1 | Urgent | B | 11 | 2035 | 5 | 1 | 2.2 | 7207 | 23818
Roller Shutters | External Manual Roller Shutter | Town A | 1 | High | B | 1 | 2025 | 5 | 2 | 2.7 | 16029 | 4461
Lifts | Disabled Lift - Electric | Town A | 1 | High | B | 1 | 2025 | 5 | 2 | 2.7 | 16030 | 4462
LV Distribution | Sub Distribution Board | Town IF | 1 | High | B | 17 | 2041 | 5 | 2 | 2.7 | 16031 | 30356
LV Distribution | Sub Distribution Board | Town AQ | 1 | High | B | 1 | 2025 | 5 | 2 | 2.7 | 16032 | 4463
Emergency Lighting | Self Contained - LED | Town AY | 3 | Urgent | C | 17 | 2041 | 4 | 1 | 1.9 | 709 | 29974
Fire Safety Systems | Manual and Automatic Doors - Emergency and Panic Escape Doors | Town AQ | 1 | Urgent | B | 21 | 2045 | 5 | 1 | 2.2 | 7208 | 32268
General Lighting | General - LED fittings & Luminaires | Town AQ | 47 | Medium | B | 12 | 2036 | 5 | 3 | 3.2 | 28262 | 26647
Fire Safety Systems | Fire Extinguishers - Foam | Town IF | 1 | Urgent | B | 6 | 2030 | 5 | 1 | 2.2 | 7209 | 16803
Air Conditioning | Single-Split Condenser - Split Systems/Heat Pumps - Air-cooled with Direct Expansion Evaporator (DX) | Town HT | 1 | Medium | B | 3 | 2027 | 5 | 3 | 3.2 | 28263 | 13617
Heat Emitters | Electric Overdoor Air Curtain/Heater | Town ID | 1 | Medium | B | 1 | 2025 | 5 | 3 | 3.2 | 28264 | 9804
Multi-System Controls | Instrumental Control Panel | Town AY | 1 | Medium | B | 16 | 2040 | 5 | 3 | 3.2 | 28265 | 29710
Local and Special Ventilation | Fan - Extract | Town ID | 1 | Medium | B | 1 | 2025 | 5 | 3 | 3.2 | 28266 | 9805
LV Distribution | Main Distribution Board | Town ID | 1 | High | B | 6 | 2030 | 5 | 2 | 2.7 | 16033 | 17748
Local and Special Ventilation | Fan - Axial | Town IB | 1 | Medium | B | 1 | 2025 | 5 | 3 | 3.2 | 28267 | 9806
Roller Shutters | External Manual Roller Shutter | Town AQ | 1 | High | B | 11 | 2035 | 5 | 2 | 2.7 | 16034 | 24614
External Doors | Entrance Doors | Town IA | 1 | High | B | 27 | 2051 | 5 | 2 | 2.7 | 16035 | 33581
Fire Safety Systems | Fire Extinguishers - Foam | Town FE | 3 | Urgent | B | 1 | 2025 | 5 | 1 | 2.2 | 7210 | 1605
Local and Special Ventilation | Fan - Window / Wall Mounted | Town IN | 1 | Medium | B | 1 | 2025 | 5 | 3 | 3.2 | 28268 | 9807
LV Distribution | Sub Distribution Board | Town BV | 1 | High | D | 1 | 2025 | 3 | 2 | 2.1 | 1253 | 847
Heat Emitters | Gas Fired Natural and Fan Assisted Heaters | Town IU | 1 | Medium | B | 1 | 2025 | 5 | 3 | 3.2 | 28269 | 9808
LV Distribution | Sub Distribution Board | Town E | 1 | High | B | 14 | 2038 | 5 | 2 | 2.7 | 16036 | 27480
LV Distribution | Sub Distribution Board | Town E | 1 | High | B | 13 | 2037 | 5 | 2 | 2.7 | 16037 | 27008
Multi-System Controls | Control Panel - Electrical Services (excluding Electrical Controllers and Pneumatic Relays) | Town IW | 1 | Medium | B | 1 | 2025 | 5 | 3 | 3.2 | 28270 | 9809
Roller Shutters | External Manual Roller Shutter | Town IP | 1 | High | B | 1 | 2025 | 5 | 2 | 2.7 | 16038 | 4464
Roller Shutters | Internal Electric Roller Shutter | Town EA | 1 | Medium | B | 15 | 2039 | 5 | 3 | 3.2 | 28271 | 28476
Heat Emitters | Unit Heaters | Town IL | 1 | Medium | B | 1 | 2025 | 5 | 3 | 3.2 | 28272 | 9810
External Doors | Entrance Doors | Town E | 1 | High | B | 7 | 2031 | 5 | 2 | 2.7 | 16039 | 19661
Roller Shutters | External Manual Roller Shutter | Town IL | 1 | High | B | 1 | 2025 | 5 | 2 | 2.7 | 16040 | 4465
LV Distribution | Sub Distribution Board | Town IK | 1 | High | C | 6 | 2030 | 4 | 2 | 2.4 | 10672 | 17334
LV Distribution | Sub Distribution Board | Town E | 1 | High | D | 1 | 2025 | 3 | 2 | 2.1 | 1254 | 848
Roller Shutters | External Manual Roller Shutter | Town BI | 1 | High | B | 10 | 2034 | 5 | 2 | 2.7 | 16041 | 22425
Roller Shutters | External Window Shutters - Manual | Town BK | 1 | Medium | B | 6 | 2030 | 5 | 3 | 3.2 | 28273 | 18864
Roller Shutters | External Manual Roller Shutter | Town BV | 1 | High | B | 1 | 2025 | 5 | 2 | 2.7 | 16042 | 4466
Fire Safety Systems | Fire Alarm Panel / Repeater | Town IV | 1 | Urgent | B | 9 | 2033 | 5 | 1 | 2.2 | 7211 | 21409
AHU - Internal | Central Air Conditioning - Gas Fired | Town IX | 1 | Medium | B | 6 | 2030 | 5 | 3 | 3.2 | 28274 | 18865
Fire Safety Systems | Manual and Automatic Doors - Emergency and Panic Escape Doors | Town BK | 1 | Urgent | B | 25 | 2049 | 5 | 1 | 2.2 | 7212 | 33319
External Doors | Entrance Doors | Town IX | 1 | High | B | 4 | 2028 | 5 | 2 | 2.7 | 16043 | 13981
External Doors | Entrance Doors | Town IW | 1 | High | B | 11 | 2035 | 5 | 2 | 2.7 | 16044 | 24615
Central Ventilation Systems | Fan - Axial | Town IU | 1 | Medium | B | 5 | 2029 | 5 | 3 | 3.2 | 28275 | 15320
Air Conditioning | Multi-Split Condenser - Split Systems/Heat Pumps - Air-cooled with Direct Expansion Evaporator (DX) | Town E | 1 | Medium | B | 9 | 2033 | 5 | 3 | 3.2 | 28276 | 21828
Local and Special Ventilation | Fan - Axial | Town IP | 1 | Medium | B | 1 | 2025 | 5 | 3 | 3.2 | 28277 | 9811
General Lighting | General - LED fittings & Luminaires | Town IL | 35 | Medium | B | 12 | 2036 | 5 | 3 | 3.2 | 28278 | 26648
Heat Emitters | Electric Heaters | Town IV | 1 | Medium | C | 1 | 2025 | 4 | 3 | 2.9 | 18849 | 5710
Emergency Lighting | Self Contained - LED | Town BV | 1 | Urgent | B | 11 | 2035 | 5 | 1 | 2.2 | 7213 | 23819
Fire Safety Systems | Fire Extinguishers - Foam | Town IM | 4 | Urgent | B | 7 | 2031 | 5 | 1 | 2.2 | 7214 | 19423
Emergency Lighting | Illuminated Fire Exit Signage | Town BK | 3 | Urgent | B | 16 | 2040 | 5 | 1 | 2.2 | 7215 | 28925
General Lighting | General - LED fittings & Luminaires | Town BV | 8 | Medium | B | 12 | 2036 | 5 | 3 | 3.2 | 28279 | 26649
Heat Emitters | Radiators - Steel | Town BL | 1 | Medium | B | 10 | 2034 | 5 | 3 | 3.2 | 28280 | 22994
LV Distribution | Sub Distribution Board | Town E | 1 | High | B | 14 | 2038 | 5 | 2 | 2.7 | 16045 | 27481
Emergency Lighting | Illuminated Fire Exit Signage | Town IL | 2 | Urgent | B | 12 | 2036 | 5 | 1 | 2.2 | 7216 | 26067
External Lighting | General - Non LED | Town IT | 1 | Medium | B | 1 | 2025 | 5 | 3 | 3.2 | 28281 | 9812
Fire Safety Systems | Fire Blanket | Town IM | 1 | Urgent | B | 2 | 2026 | 5 | 1 | 2.2 | 7217 | 12708
Air Conditioning | Single-Split Condenser - Split Systems/Heat Pumps - Air-cooled with Direct Expansion Evaporator (DX) | Town IX | 1 | Medium | DX | 1 | 2025 | 1 | 3 | 2 | 942 | 642
Fire Safety Systems | Manual and Automatic Doors - Emergency and Panic Escape Doors | Town IU | 1 | Urgent | B | 21 | 2045 | 5 | 1 | 2.2 | 7218 | 32269
Emergency Lighting | Self Contained - Non LED | Town BV | 4 | Urgent | B | 1 | 2025 | 5 | 1 | 2.2 | 7219 | 1606
External Doors | Entrance Doors | Town BI | 1 | High | B | 25 | 2049 | 5 | 2 | 2.7 | 16046 | 33412
Roller Shutters | External Electric Roller Shutter | Town BK | 1 | High | B | 8 | 2032 | 5 | 2 | 2.7 | 16047 | 20751
Emergency Lighting | Self Contained - LED | Town IU | 10 | Urgent | B | 15 | 2039 | 5 | 1 | 2.2 | 7220 | 27954
External Lighting | General - LED | Town IL | 1 | Medium | B | 4 | 2028 | 5 | 3 | 3.2 | 28282 | 14178
Roller Shutters | External Manual Roller Shutter | Town IM | 1 | High | B | 1 | 2025 | 5 | 2 | 2.7 | 16048 | 4467
General Lighting | General - LED fittings & Luminaires | Town IO | 62 | Medium | B | 15 | 2039 | 5 | 3 | 3.2 | 28283 | 28477
Heat Emitters | Electric Heaters | Town BV | 1 | Medium | B | 1 | 2025 | 5 | 3 | 3.2 | 28284 | 9813
Fire Safety Systems | Fire Extinguishers - Foam | Town IS | 2 | Urgent | B | 6 | 2030 | 5 | 1 | 2.2 | 7221 | 16804
Fire Safety Systems | Fire Extinguishers - Powder | Town E | 2 | Urgent | B | 4 | 2028 | 5 | 1 | 2.2 | 7222 | 13854
Multi-System Controls | Instrumental Control Panel | Town IX | 1 | Medium | B | 6 | 2030 | 5 | 3 | 3.2 | 28285 | 18866
Lifts | Disabled Lift - Electric | Town BH | 1 | High | B | 1 | 2025 | 5 | 2 | 2.7 | 16049 | 4468
Roller Shutters | Internal Electric Roller Shutter | Town BV | 1 | Medium | B | 1 | 2025 | 5 | 3 | 3.2 | 28286 | 9814
Heat Emitters | Electric Heaters | Town IS | 3 | Medium | B | 1 | 2025 | 5 | 3 | 3.2 | 28287 | 9815
Heat Emitters | Radiators - Steel | Town IS | 3 | Medium | DX | 1 | 2025 | 1 | 3 | 2 | 943 | 643
LV Distribution | Sub Distribution Board | Town IP | 1 | High | B | 8 | 2032 | 5 | 2 | 2.7 | 16050 | 20752
Local and Special Ventilation | Fan - Axial | Town BJ | 1 | Medium | B | 1 | 2025 | 5 | 3 | 3.2 | 28288 | 9816
Access Control | Gate Access - Local Lock / Keypad / Manual (External) | Town BV | 1 | Medium | B | 1 | 2025 | 5 | 3 | 3.2 | 28289 | 9817
External Lighting | General - LED | Town IN | 2 | Medium | B | 7 | 2031 | 5 | 3 | 3.2 | 28290 | 20059
LV Distribution | Sub Distribution Board | Town BV | 1 | High | B | 6 | 2030 | 5 | 2 | 2.7 | 16051 | 17749
Central Heating & Cooling | Fan - Mixed Flow | Town IS | 1 | Medium | B | 1 | 2025 | 5 | 3 | 3.2 | 28291 | 9818
Fire Safety Systems | Manual and Automatic Doors - Emergency and Panic Escape Doors | Town IV | 1 | Urgent | B | 25 | 2049 | 5 | 1 | 2.2 | 7223 | 33320
Emergency Lighting | Self Contained - LED | Town BV | 3 | Urgent | B | 11 | 2035 | 5 | 1 | 2.2 | 7224 | 23820
Roller Shutters | External Manual Roller Shutter | Town IP | 1 | High | B | 1 | 2025 | 5 | 2 | 2.7 | 16052 | 4469
General Lighting | General - LED fittings & Luminaires | Town IU | 21 | Medium | B | 10 | 2034 | 5 | 3 | 3.2 | 28292 | 22995
Emergency Lighting | Illuminated Fire Exit Signage | Town IL | 2 | Urgent | B | 12 | 2036 | 5 | 1 | 2.2 | 7225 | 26068
Emergency Lighting | Illuminated Fire Exit Signage | Town IL | 1 | Urgent | B | 12 | 2036 | 5 | 1 | 2.2 | 7226 | 26069
General Lighting | General - LED fittings & Luminaires | Town IW | 13 | Medium | B | 6 | 2030 | 5 | 3 | 3.2 | 28293 | 18867
Local and Special Ventilation | Fan - Window / Wall Mounted | Town IL | 1 | Medium | B | 1 | 2025 | 5 | 3 | 3.2 | 28294 | 9819
Fire Safety Systems | Manual and Automatic Doors - Emergency and Panic Escape Doors | Town IN | 1 | Urgent | B | 11 | 2035 | 5 | 1 | 2.2 | 7227 | 23821
Local and Special Ventilation | Fan - Extract | Town BI | 1 | Medium | B | 7 | 2031 | 5 | 3 | 3.2 | 28295 | 20060
General Lighting | General - LED fittings & Luminaires | Town IN | 14 | Medium | B | 12 | 2036 | 5 | 3 | 3.2 | 28296 | 26650
Emergency Lighting | Self Contained - LED | Town IV | 3 | Urgent | A | 23 | 2047 | 6 | 1 | 2.5 | 10946 | 33174
Fire Safety Systems | Fire Extinguishers - Powder | Town BL | 1 | Urgent | B | 9 | 2033 | 5 | 1 | 2.2 | 7228 | 21410
Central Ventilation Systems | Fan - General Ventilation | Town BH | 1 | Low | B | 1 | 2025 | 5 | 4 | 3.7 | 33330 | 12194
Emergency Lighting | Self Contained - LED | Town IS | 7 | Urgent | B | 21 | 2045 | 5 | 1 | 2.2 | 7229 | 32270
Roller Shutters | Internal Electric Roller Shutter | Town IW | 1 | Medium | B | 1 | 2025 | 5 | 3 | 3.2 | 28297 | 9820
External Doors | Entrance Doors | Town GG | 1 | High | B | 31 | 2055 | 5 | 2 | 2.7 | 16053 | 33802
External Lighting | General - LED | Town IP | 3 | Medium | B | 11 | 2035 | 5 | 3 | 3.2 | 28298 | 25436
Emergency Lighting | Self Contained - LED | Town IV | 15 | Urgent | B | 23 | 2047 | 5 | 1 | 2.2 | 7230 | 33129
Local Hot Water | Package Electric Water Heaters - Non-Drinking Water | Town IM | 1 | Medium | B | 1 | 2025 | 5 | 3 | 3.2 | 28299 | 9821
LV Distribution | Main Distribution Board | Town BI | 1 | High | B | 12 | 2036 | 5 | 2 | 2.7 | 16054 | 26225
Local and Special Ventilation | Fan - Extract | Town BI | 1 | Medium | B | 5 | 2029 | 5 | 3 | 3.2 | 28300 | 15321
Heat Emitters | Unit Heaters | Town IL | 1 | Medium | B | 1 | 2025 | 5 | 3 | 3.2 | 28301 | 9822
LV Distribution | Sub Distribution Board | Town IW | 1 | High | B | 1 | 2025 | 5 | 2 | 2.7 | 16055 | 4470
Roller Shutters | Internal Electric Roller Shutter | Town IO | 1 | Medium | B | 20 | 2044 | 5 | 3 | 3.2 | 28302 | 31682
Heat Emitters | Radiators - Steel | Town IW | 3 | Medium | B | 1 | 2025 | 5 | 3 | 3.2 | 28303 | 9823
LV Distribution | Main Distribution Board | Town IO | 1 | High | B | 15 | 2039 | 5 | 2 | 2.7 | 16056 | 28241
External Doors | Entrance Doors | Town IK | 1 | High | B | 11 | 2035 | 5 | 2 | 2.7 | 16057 | 24616
Roller Shutters | External Electric Roller Shutter | Town IK | 1 | High | B | 11 | 2035 | 5 | 2 | 2.7 | 16058 | 24617
Heat Emitters | Radiators - Steel | Town BL | 1 | Medium | B | 10 | 2034 | 5 | 3 | 3.2 | 28304 | 22996
LV Distribution | Sub Distribution Board | Town BH | 1 | High | B | 6 | 2030 | 5 | 2 | 2.7 | 16059 | 17750
Central Heating & Cooling | Fan - Mixed Flow | Town IS | 1 | Medium | B | 1 | 2025 | 5 | 3 | 3.2 | 28305 | 9824
General Lighting | General - LED fittings & Luminaires | Town BH | 104 | Medium | B | 16 | 2040 | 5 | 3 | 3.2 | 28306 | 29711
General Lighting | General - LED fittings & Luminaires | Town BV | 6 | Medium | B | 12 | 2036 | 5 | 3 | 3.2 | 28307 | 26651
External Lighting | General - LED | Town BI | 6 | Medium | B | 11 | 2035 | 5 | 3 | 3.2 | 28308 | 25437
Heat Emitters | Gas Fired Natural and Fan Assisted Heaters | Town IL | 1 | Medium | B | 1 | 2025 | 5 | 3 | 3.2 | 28309 | 9825
LV Distribution | Sub Distribution Board | Town IL | 1 | High | B | 1 | 2025 | 5 | 2 | 2.7 | 16060 | 4471
Roller Shutters | Internal Electric Roller Shutter | Town IU | 1 | Medium | B | 15 | 2039 | 5 | 3 | 3.2 | 28310 | 28478
Fire Safety Systems | Fire Alarm Panel / Repeater | Town BL | 1 | Urgent | B | 7 | 2031 | 5 | 1 | 2.2 | 7231 | 19424
Fire Safety Systems | Fire Alarm System | Town IL | 1 | Urgent | B | 1 | 2025 | 5 | 1 | 2.2 | 7232 | 1607
Emergency Lighting | Illuminated Fire Exit Signage | Town IO | 2 | Urgent | B | 15 | 2039 | 5 | 1 | 2.2 | 7233 | 27955
Emergency Lighting | Self Contained - LED | Town BL | 11 | Urgent | A | 25 | 2049 | 6 | 1 | 2.5 | 10947 | 33361
AHU - Internal | Central Air Conditioning - Gas Fired | Town IS | 1 | Medium | B | 1 | 2025 | 5 | 3 | 3.2 | 28311 | 9826
Heat Emitters | Gas Fired Natural and Fan Assisted Heaters | Town BV | 1 | Medium | B | 1 | 2025 | 5 | 3 | 3.2 | 28312 | 9827
General Lighting | General - LED fittings & Luminaires | Town IO | 7 | Medium | B | 15 | 2039 | 5 | 3 | 3.2 | 28313 | 28479
Central Ventilation Systems | Fan - General Ventilation | Town BH | 1 | Low | B | 1 | 2025 | 5 | 4 | 3.7 | 33331 | 12195
LV Distribution | Sub Distribution Board | Town IL | 1 | High | B | 6 | 2030 | 5 | 2 | 2.7 | 16061 | 17751
LV Distribution | Main Distribution Board | Town IQ | 1 | High | B | 1 | 2025 | 5 | 2 | 2.7 | 16062 | 4472
Local Hot Water | Instantaneous Electric Water Heater - Non-Drinking Water | Town BJ | 1 | Medium | B | 1 | 2025 | 5 | 3 | 3.2 | 28314 | 9828
Emergency Lighting | Illuminated Fire Exit Signage | Town BV | 2 | Urgent | B | 6 | 2030 | 5 | 1 | 2.2 | 7234 | 16805
Emergency Lighting | Self Contained - Non LED | Town BV | 3 | Urgent | B | 1 | 2025 | 5 | 1 | 2.2 | 7235 | 1608
Local Hot Water | Instantaneous Electric Water Heater - Non-Drinking Water | Town BV | 1 | Medium | B | 1 | 2025 | 5 | 3 | 3.2 | 28315 | 9829
External Doors | Entrance Doors | Town IX | 1 | High | B | 4 | 2028 | 5 | 2 | 2.7 | 16063 | 13982
Heat Emitters | Electric Heaters | Town IU | 1 | Medium | B | 1 | 2025 | 5 | 3 | 3.2 | 28316 | 9830
General Lighting | General - LED fittings & Luminaires | Town IL | 4 | Medium | B | 1 | 2025 | 5 | 3 | 3.2 | 28317 | 9831
Fire Safety Systems | Fire Extinguishers - Foam | Town BV | 2 | Urgent | B | 1 | 2025 | 5 | 1 | 2.2 | 7236 | 1609
Local Hot Water | Package Electric Water Heaters - Non-Drinking Water | Town BK | 1 | Medium | B | 8 | 2032 | 5 | 3 | 3.2 | 28318 | 21048
Local and Special Ventilation | Fan - Axial | Town IY | 1 | Medium | B | 1 | 2025 | 5 | 3 | 3.2 | 28319 | 9832
Local and Special Ventilation | Fan - Extract | Town GG | 1 | Medium | B | 11 | 2035 | 5 | 3 | 3.2 | 28320 | 25438
Security Systems | Manual and Automatic Doors - High Security Door | Town IK | 1 | High | B | 11 | 2035 | 5 | 2 | 2.7 | 16064 | 24618
General Lighting | General - LED fittings & Luminaires | Town GG | 38 | Medium | B | 16 | 2040 | 5 | 3 | 3.2 | 28321 | 29712
Emergency Lighting | Self Contained - LED | Town IP | 5 | Urgent | B | 21 | 2045 | 5 | 1 | 2.2 | 7237 | 32271
Emergency Lighting | Illuminated Fire Exit Signage | Town IL | 3 | Urgent | B | 12 | 2036 | 5 | 1 | 2.2 | 7238 | 26070
Roller Shutters | External Manual Roller Shutter | Town IK | 1 | High | B | 1 | 2025 | 5 | 2 | 2.7 | 16065 | 4473
External Doors | Entrance Doors | Town E | 1 | High | B | 7 | 2031 | 5 | 2 | 2.7 | 16066 | 19662
General Lighting | General - LED fittings & Luminaires | Town IY | 30 | Medium | B | 16 | 2040 | 5 | 3 | 3.2 | 28322 | 29713
Fire Safety Systems | Fire Extinguishers - CO2 | Town IS | 2 | Urgent | B | 6 | 2030 | 5 | 1 | 2.2 | 7239 | 16806
Roller Shutters | External Manual Roller Shutter | Town IM | 1 | High | B | 1 | 2025 | 5 | 2 | 2.7 | 16067 | 4474
LV Distribution | Sub Distribution Board | Town E | 1 | High | D | 1 | 2025 | 3 | 2 | 2.1 | 1255 | 849
General Lighting | General - LED fittings & Luminaires | Town BJ | 9 | Medium | B | 12 | 2036 | 5 | 3 | 3.2 | 28323 | 26652
Heat Emitters | Radiators - Steel | Town BL | 1 | Medium | D | 10 | 2034 | 3 | 3 | 2.6 | 11192 | 22246
Local and Special Ventilation | Fan - Axial | Town BJ | 1 | Medium | B | 1 | 2025 | 5 | 3 | 3.2 | 28324 | 9833
Emergency Lighting | Self Contained - LED | Town IN | 8 | Urgent | C | 11 | 2035 | 4 | 1 | 1.9 | 710 | 23287
Emergency Lighting | Self Contained - LED | Town IQ | 10 | Urgent | B | 21 | 2045 | 5 | 1 | 2.2 | 7240 | 32272
External Lighting | General - Non LED | Town IW | 1 | Medium | B | 1 | 2025 | 5 | 3 | 3.2 | 28325 | 9834
Fire Safety Systems | Manual and Automatic Doors - Emergency and Panic Escape Doors | Town IL | 1 | Urgent | B | 11 | 2035 | 5 | 1 | 2.2 | 7241 | 23822
Barriers & Guardrails | Vehicle Crash Protection Barrier | Town IQ | 1 | V Low | B | 1 | 2025 | 5 | 4 | 3.7 | 33332 | 12196
Roller Shutters | External Electric Roller Shutter | Town IL | 1 | High | B | 1 | 2025 | 5 | 2 | 2.7 | 16068 | 4475
General Lighting | General - LED fittings & Luminaires | Town E | 34 | Medium | B | 14 | 2038 | 5 | 3 | 3.2 | 28326 | 27613
LV Distribution | Sub Distribution Board | Town GG | 1 | High | B | 16 | 2040 | 5 | 2 | 2.7 | 16069 | 29224
Roller Shutters | External Manual Roller Shutter | Town IK | 1 | High | B | 11 | 2035 | 5 | 2 | 2.7 | 16070 | 24619
Roller Shutters | External Electric Roller Shutter | Town E | 1 | High | B | 19 | 2043 | 5 | 2 | 2.7 | 16071 | 31232
External Lighting | General - LED | Town EA | 4 | Medium | B | 1 | 2025 | 5 | 3 | 3.2 | 28327 | 9835
AHU - Internal | Central Heating - Electric Heating (Internally Sourced) | Town IO | 1 | Medium | B | 15 | 2039 | 5 | 3 | 3.2 | 28328 | 28480
LV Distribution | Main Distribution Board | Town IS | 1 | High | B | 1 | 2025 | 5 | 2 | 2.7 | 16072 | 4476
Multi-System Controls | Instrumental Control Panel | Town IN | 1 | Medium | B | 16 | 2040 | 5 | 3 | 3.2 | 28329 | 29714
Central Heating | Fan - Axial | Town E | 1 | High | B | 9 | 2033 | 5 | 2 | 2.7 | 16073 | 21624
Roller Shutters | External Electric Roller Shutter | Town BI | 1 | High | B | 15 | 2039 | 5 | 2 | 2.7 | 16074 | 28242
External Lighting | General - LED | Town BV | 6 | Medium | B | 7 | 2031 | 5 | 3 | 3.2 | 28330 | 20061
Lifts | Disabled Lift - Electric | Town IQ | 1 | High | B | 1 | 2025 | 5 | 2 | 2.7 | 16075 | 4477
Local and Special Ventilation | Fan - Extract | Town BH | 1 | Medium | B | 1 | 2025 | 5 | 3 | 3.2 | 28331 | 9836
Fire Safety Systems | Fire Extinguishers - Foam | Town IX | 2 | Urgent | B | 6 | 2030 | 5 | 1 | 2.2 | 7242 | 16807
Local Hot Water | Package Electric Water Heaters - Non-Drinking Water | Town IP | 1 | Medium | B | 5 | 2029 | 5 | 3 | 3.2 | 28332 | 15322
LV Distribution | Sub Distribution Board | Town IL | 1 | High | B | 1 | 2025 | 5 | 2 | 2.7 | 16076 | 4478
Roller Shutters | Internal Electric Roller Shutter | Town IT | 1 | Medium | B | 15 | 2039 | 5 | 3 | 3.2 | 28333 | 28481
Local and Special Ventilation | Fan - Window / Wall Mounted | Town IO | 1 | Medium | B | 10 | 2034 | 5 | 3 | 3.2 | 28334 | 22997
Local Hot Water | Instantaneous Electric Water Heater - Non-Drinking Water | Town IT | 1 | Medium | B | 1 | 2025 | 5 | 3 | 3.2 | 28335 | 9837
Fire Safety Systems | Manual and Automatic Doors - Emergency and Panic Escape Doors | Town IO | 1 | Urgent | B | 30 | 2054 | 5 | 1 | 2.2 | 7243 | 33688
External Doors | Entrance Doors | Town IX | 1 | High | B | 4 | 2028 | 5 | 2 | 2.7 | 16077 | 13983
Heat Emitters | Electric Heaters | Town IK | 1 | Medium | B | 1 | 2025 | 5 | 3 | 3.2 | 28336 | 9838
LV Distribution | Sub Distribution Board | Town E | 1 | High | B | 6 | 2030 | 5 | 2 | 2.7 | 16078 | 17752
External Doors | Manual and Automatic Doors - Auto / Powered Swing Doors | Town IW | 1 | High | B | 11 | 2035 | 5 | 2 | 2.7 | 16079 | 24620
Local and Special Ventilation | Fan - Window / Wall Mounted | Town IK | 1 | Medium | B | 1 | 2025 | 5 | 3 | 3.2 | 28337 | 9839
Heat Emitters | Electric Heaters | Town IQ | 4 | Medium | C | 1 | 2025 | 4 | 3 | 2.9 | 18850 | 5711
General Lighting | General - LED fittings & Luminaires | Town BV | 72 | Medium | B | 12 | 2036 | 5 | 3 | 3.2 | 28338 | 26653
Fire Safety Systems | Fire Extinguishers - CO2 | Town IN | 2 | Urgent | B | 2 | 2026 | 5 | 1 | 2.2 | 7244 | 12709
Air Conditioning | Multi-Split Evaporator - Split Systems/Heat Pumps - Air-cooled with Direct Expansion Evaporator (DX) | Town IN | 1 | Medium | B | 1 | 2025 | 5 | 3 | 3.2 | 28339 | 9840
Boiler | Atmospheric Gas Burner Boiler - Small and/or Wall Hung for Domestic Installation | Town IW | 1 | Medium | B | 1 | 2025 | 5 | 3 | 3.2 | 28340 | 9841
LV Distribution | Main Distribution Board | Town IO | 1 | High | B | 15 | 2039 | 5 | 2 | 2.7 | 16080 | 28243
Local Hot Water | Instantaneous Electric Water Heater - Non-Drinking Water | Town IM | 1 | Medium | B | 4 | 2028 | 5 | 3 | 3.2 | 28341 | 14179
External Doors | Entrance Doors | Town IS | 1 | High | B | 5 | 2029 | 5 | 2 | 2.7 | 16081 | 14707
Fire Safety Systems | Fire Extinguishers - CO2 | Town BI | 4 | Urgent | B | 2 | 2026 | 5 | 1 | 2.2 | 7245 | 12710
Roller Shutters | Internal Electric Roller Shutter | Town IN | 1 | Medium | B | 11 | 2035 | 5 | 3 | 3.2 | 28342 | 25439
Roller Shutters | External Electric Roller Shutter | Town E | 1 | High | B | 19 | 2043 | 5 | 2 | 2.7 | 16082 | 31233
Emergency Lighting | Illuminated Fire Exit Signage | Town IV | 4 | Urgent | B | 10 | 2034 | 5 | 1 | 2.2 | 7246 | 22107
Fire Safety Systems | Fire Extinguishers - CO2 | Town IU | 4 | Urgent | B | 9 | 2033 | 5 | 1 | 2.2 | 7247 | 21411
Air Conditioning | Multi-Split Condenser - Split Systems/Heat Pumps - Air-cooled with Direct Expansion Evaporator (DX) | Town E | 1 | Medium | B | 9 | 2033 | 5 | 3 | 3.2 | 28343 | 21829
External Doors | Entrance Doors | Town E | 1 | High | B | 7 | 2031 | 5 | 2 | 2.7 | 16083 | 19663
General Lighting | General - LED fittings & Luminaires | Town E | 11 | Medium | B | 10 | 2034 | 5 | 3 | 3.2 | 28344 | 22998
LV Distribution | Sub Distribution Board | Town IS | 1 | High | A | 19 | 2043 | 6 | 2 | 3 | 19595 | 31320
Central Heating & Cooling | Fan - Mixed Flow | Town IS | 1 | Medium | B | 1 | 2025 | 5 | 3 | 3.2 | 28345 | 9842
Emergency Lighting | Self Contained - LED | Town GG | 1 | Urgent | B | 21 | 2045 | 5 | 1 | 2.2 | 7248 | 32273
Air Conditioning | Single-Split Condenser - Split Systems/Heat Pumps - Air-cooled with Direct Expansion Evaporator (DX) | Town IX | 1 | Medium | B | 1 | 2025 | 5 | 3 | 3.2 | 28346 | 9843
AHU - Internal | Central Heating - Electric Heating (Internally Sourced) | Town IO | 1 | Medium | B | 15 | 2039 | 5 | 3 | 3.2 | 28347 | 28482
Heat Emitters | Gas Fired Natural and Fan Assisted Heaters | Town IL | 1 | Medium | D | 1 | 2025 | 3 | 3 | 2.6 | 11193 | 2680
Fire Safety Systems | Manual and Automatic Doors - Emergency and Panic Escape Doors | Town IS | 1 | Urgent | B | 5 | 2029 | 5 | 1 | 2.2 | 7249 | 14449
Roller Shutters | External Manual Roller Shutter | Town IK | 1 | High | B | 11 | 2035 | 5 | 2 | 2.7 | 16084 | 24621
Emergency Lighting | Illuminated Fire Exit Signage | Town E | 3 | Urgent | B | 14 | 2038 | 5 | 1 | 2.2 | 7250 | 27381
Local and Special Ventilation | Fan - Window / Wall Mounted | Town BV | 1 | Medium | B | 1 | 2025 | 5 | 3 | 3.2 | 28348 | 9844
Heat Emitters | Electric Heaters | Town BJ | 1 | Medium | B | 1 | 2025 | 5 | 3 | 3.2 | 28349 | 9845
Local Hot Water | Instantaneous Electric Water Heater - Non-Drinking Water | Town IV | 1 | Medium | B | 1 | 2025 | 5 | 3 | 3.2 | 28350 | 9846
External Doors | Entrance Doors | Town IU | 1 | High | B | 25 | 2049 | 5 | 2 | 2.7 | 16085 | 33413
General Lighting | General - LED fittings & Luminaires | Town IS | 6 | Medium | B | 16 | 2040 | 5 | 3 | 3.2 | 28351 | 29715
Fire Safety Systems | Fire Extinguishers - Foam | Town BL | 4 | Urgent | B | 7 | 2031 | 5 | 1 | 2.2 | 7251 | 19425
Air Conditioning | Single-Split Condenser - Split Systems/Heat Pumps - Air-cooled with Direct Expansion Evaporator (DX) | Town BH | 1 | Medium | B | 7 | 2031 | 5 | 3 | 3.2 | 28352 | 20062
Air Conditioning | Single-Split Evaporator - Split Systems/Heat Pumps - Air-cooled with Direct Expansion Evaporator (DX) | Town BH | 1 | Medium | B | 7 | 2031 | 5 | 3 | 3.2 | 28353 | 20063
Fire Safety Systems | Fire Extinguishers - Foam | Town IS | 4 | Urgent | B | 6 | 2030 | 5 | 1 | 2.2 | 7252 | 16808
Local Hot Water | Instantaneous Electric Water Heater - Non-Drinking Water | Town BV | 1 | Medium | B | 7 | 2031 | 5 | 3 | 3.2 | 28354 | 20064
Heat Emitters | Unit Heaters | Town BJ | 1 | Medium | B | 1 | 2025 | 5 | 3 | 3.2 | 28355 | 9847
Fire Safety Systems | Manual and Automatic Doors - Emergency and Panic Escape Doors | Town BI | 1 | Urgent | B | 25 | 2049 | 5 | 1 | 2.2 | 7253 | 33321
External Lighting | General - LED | Town GG | 2 | Medium | B | 11 | 2035 | 5 | 3 | 3.2 | 28356 | 25440
External Lighting | General - LED | Town BH | 1 | Medium | B | 11 | 2035 | 5 | 3 | 3.2 | 28357 | 25441
Fire Safety Systems | Fire Extinguishers - CO2 | Town EA | 3 | Urgent | B | 9 | 2033 | 5 | 1 | 2.2 | 7254 | 21412
LV Distribution | Main Distribution Board | Town IQ | 1 | High | B | 18 | 2042 | 5 | 2 | 2.7 | 16086 | 30855
External Doors | Manual and Automatic Doors - Auto / Powered Swing Doors | Town IW | 1 | High | B | 11 | 2035 | 5 | 2 | 2.7 | 16087 | 24622
Heat Emitters | Gas Fired Natural and Fan Assisted Heaters | Town IL | 1 | Medium | B | 1 | 2025 | 5 | 3 | 3.2 | 28358 | 9848
Local and Special Ventilation | Fan - Extract | Town BI | 1 | Medium | B | 7 | 2031 | 5 | 3 | 3.2 | 28359 | 20065
Emergency Lighting | Illuminated Fire Exit Signage | Town IN | 2 | Urgent | B | 12 | 2036 | 5 | 1 | 2.2 | 7255 | 26071
Fire Safety Systems | Fire Extinguishers - Foam | Town IL | 2 | Urgent | B | 1 | 2025 | 5 | 1 | 2.2 | 7256 | 1610
Air Conditioning | Single-Split Evaporator - Split Systems/Heat Pumps - Air-cooled with Direct Expansion Evaporator (DX) | Town BH | 1 | Medium | B | 7 | 2031 | 5 | 3 | 3.2 | 28360 | 20066
Heat Emitters | Gas Fired Natural and Fan Assisted Heaters | Town BV | 1 | Medium | B | 1 | 2025 | 5 | 3 | 3.2 | 28361 | 9849
Fire Safety Systems | Fire Extinguishers - Foam | Town IX | 1 | Urgent | B | 1 | 2025 | 5 | 1 | 2.2 | 7257 | 1611
Air Conditioning | Single-Split Evaporator - Split Systems/Heat Pumps - Air-cooled with Direct Expansion Evaporator (DX) | Town BH | 1 | Medium | B | 7 | 2031 | 5 | 3 | 3.2 | 28362 | 20067
LV Distribution | Sub Distribution Board | Town IN | 1 | High | B | 6 | 2030 | 5 | 2 | 2.7 | 16088 | 17753
Local Hot Water | Instantaneous Electric Water Heater - Non-Drinking Water | Town IL | 1 | Medium | B | 7 | 2031 | 5 | 3 | 3.2 | 28363 | 20068
Heat Emitters | Electric Heaters | Town BI | 5 | Medium | B | 1 | 2025 | 5 | 3 | 3.2 | 28364 | 9850
Heat Emitters | Electric Heaters | Town IK | 1 | Medium | B | 1 | 2025 | 5 | 3 | 3.2 | 28365 | 9851
Fire Safety Systems | Fire Extinguishers - CO2 | Town GG | 4 | Urgent | B | 6 | 2030 | 5 | 1 | 2.2 | 7258 | 16809
Emergency Lighting | Self Contained - LED | Town E | 12 | Urgent | B | 15 | 2039 | 5 | 1 | 2.2 | 7259 | 27956
Emergency Lighting | Illuminated Fire Exit Signage | Town IV | 1 | Urgent | B | 10 | 2034 | 5 | 1 | 2.2 | 7260 | 22108
Heat Emitters | Radiators - Steel | Town BL | 1 | Medium | B | 10 | 2034 | 5 | 3 | 3.2 | 28366 | 22999
Local Hot Water | Instantaneous Electric Water Heater - Non-Drinking Water | Town IU | 1 | Medium | B | 1 | 2025 | 5 | 3 | 3.2 | 28367 | 9852
Roller Shutters | External Electric Roller Shutter | Town E | 1 | High | B | 1 | 2025 | 5 | 2 | 2.7 | 16089 | 4479
Fire Safety Systems | Fire Extinguishers - CO2 | Town IN | 2 | Urgent | B | 2 | 2026 | 5 | 1 | 2.2 | 7261 | 12711
Local Hot Water | Instantaneous Electric Water Heater - Non-Drinking Water | Town LT | 1 | Medium | B | 11 | 2035 | 5 | 3 | 3.2 | 28368 | 25442
Local and Special Ventilation | Fan - Centrifugal | Town JB | 1 | Medium | B | 1 | 2025 | 5 | 3 | 3.2 | 28369 | 9853
Central Ventilation Systems | Fan - General Ventilation | Town JA | 1 | Low | B | 1 | 2025 | 5 | 4 | 3.7 | 33333 | 12197
Roller Shutters | Internal Electric Roller Shutter | Town JN | 1 | Medium | B | 5 | 2029 | 5 | 3 | 3.2 | 28370 | 15323
Lifts | Disabled Lift - Hydraulic | Town JL | 1 | High | B | 1 | 2025 | 5 | 2 | 2.7 | 16090 | 4480
Burner | Forced draft gas burner | Town IZ | 1 | Medium | CX | 1 | 2025 | 2 | 3 | 2.3 | 10273 | 2200
Fire Safety Systems | Manual and Automatic Doors - Emergency and Panic Escape Doors | Town JL | 1 | Urgent | B | 6 | 2030 | 5 | 1 | 2.2 | 7262 | 16810
Fire Safety Systems | Fire Alarm System | Town JK | 1 | Urgent | B | 5 | 2029 | 5 | 1 | 2.2 | 7263 | 14450
Local and Special Ventilation | Unit extract fans | Town AH | 1 | Medium | B | 1 | 2025 | 5 | 3 | 3.2 | 28371 | 9854
Emergency Lighting | Illuminated Fire Exit Signage | Town JR | 2 | Urgent | B | 15 | 2039 | 5 | 1 | 2.2 | 7264 | 27957
General Lighting | General - LED fittings & Luminaires | Town JF | 74 | Medium | B | 16 | 2040 | 5 | 3 | 3.2 | 28372 | 29716
Emergency Lighting | Self Contained - Non LED | Town JG | 1 | Urgent | B | 7 | 2031 | 5 | 1 | 2.2 | 7265 | 19426
Fire Safety Systems | Fire Extinguishers - Foam | Town JP | 5 | Urgent | B | 5 | 2029 | 5 | 1 | 2.2 | 7266 | 14451
Heat Emitters | Radiators - Steel | Town JL | 6 | Medium | B | 1 | 2025 | 5 | 3 | 3.2 | 28373 | 9855
Fire Safety Systems | Fire Extinguishers - CO2 | Town JL | 3 | Urgent | B | 9 | 2033 | 5 | 1 | 2.2 | 7267 | 21413
Air Conditioning | Single-Split Evaporator - Split Systems/Heat Pumps - Air-cooled with Direct Expansion Evaporator (DX) | Town JG | 1 | Medium | B | 1 | 2025 | 5 | 3 | 3.2 | 28374 | 9856
LV Distribution | Main Distribution Board | Town JK | 1 | High | B | 14 | 2038 | 5 | 2 | 2.7 | 16091 | 27482
Emergency Lighting | Self Contained - LED | Town AH | 3 | Urgent | B | 15 | 2039 | 5 | 1 | 2.2 | 7268 | 27958
Local and Special Ventilation | Fan - Toilet Extract | Town JJ | 1 | Medium | B | 8 | 2032 | 5 | 3 | 3.2 | 28375 | 21049
Barriers & Guardrails | Vehicle Crash Protection Barrier | Town JC | 1 | V Low | B | 1 | 2025 | 5 | 4 | 3.7 | 33334 | 12198
Fire Safety Systems | Fire Extinguishers - CO2 | Town JA | 1 | Urgent | B | 6 | 2030 | 5 | 1 | 2.2 | 7269 | 16811
LV Distribution | Main Distribution Board | Town JI | 1 | High | B | 1 | 2025 | 5 | 2 | 2.7 | 16092 | 4481
Fire Safety Systems | Manual and Automatic Doors - Emergency and Panic Escape Doors | Town JA | 1 | Urgent | B | 18 | 2042 | 5 | 1 | 2.2 | 7270 | 30683
Roller Shutters | External Electric Roller Shutter | Town JC | 1 | High | B | 1 | 2025 | 5 | 2 | 2.7 | 16093 | 4482
Fire Safety Systems | Fire Extinguishers - Foam | Town IZ | 2 | Urgent | B | 6 | 2030 | 5 | 1 | 2.2 | 7271 | 16812
Emergency Lighting | Self Contained - LED | Town JG | 1 | Urgent | B | 18 | 2042 | 5 | 1 | 2.2 | 7272 | 30684
Air Conditioning | Multi-Split Evaporator - Split Systems/Heat Pumps - Air-cooled with Direct Expansion Evaporator (DX) | Town JH | 1 | Medium | B | 1 | 2025 | 5 | 3 | 3.2 | 28376 | 9857
LV Distribution | Main Switch Panel at Supply Intake | Town JQ | 1 | Medium | B | 1 | 2025 | 5 | 3 | 3.2 | 28377 | 9858
Access Control | Door Lock / Keypad / Manual | Town JF | 1 | Medium | B | 9 | 2033 | 5 | 3 | 3.2 | 28378 | 21830
Fire Safety Systems | Fire Extinguishers - Foam | Town JB | 4 | Urgent | B | 5 | 2029 | 5 | 1 | 2.2 | 7273 | 14452
Emergency Lighting | Self Contained - LED | Town JF | 15 | Urgent | B | 21 | 2045 | 5 | 1 | 2.2 | 7274 | 32274
LV Distribution | Sub Distribution Board | Town JG | 1 | High | B | 2 | 2026 | 5 | 2 | 2.7 | 16094 | 12931
General Lighting | General - LED fittings & Luminaires | Town JQ | 40 | Medium | B | 17 | 2041 | 5 | 3 | 3.2 | 28379 | 30531
Heat Emitters | Electric Heaters | Town JQ | 1 | Medium | B | 1 | 2025 | 5 | 3 | 3.2 | 28380 | 9859
Central Cooling | Fan - Axial | Town JG | 1 | Medium | B | 1 | 2025 | 5 | 3 | 3.2 | 28381 | 9860
LV Distribution | Main Distribution Board | Town JH | 1 | High | B | 1 | 2025 | 5 | 2 | 2.7 | 16095 | 4483
Local and Special Ventilation | Unit extract fans | Town HA | 1 | Medium | B | 1 | 2025 | 5 | 3 | 3.2 | 28382 | 9861
Fire Safety Systems | Manual and Automatic Doors - Emergency and Panic Escape Doors | Town AH | 1 | Urgent | B | 6 | 2030 | 5 | 1 | 2.2 | 7275 | 16813
General Lighting | General - LED fittings & Luminaires | Town JH | 96 | Medium | B | 18 | 2042 | 5 | 3 | 3.2 | 28383 | 30977
Emergency Lighting | Illuminated Fire Exit Signage | Town JF | 5 | Urgent | B | 16 | 2040 | 5 | 1 | 2.2 | 7276 | 28926
Emergency Lighting | Illuminated Fire Exit Signage | Town JJ | 4 | Urgent | B | 1 | 2025 | 5 | 1 | 2.2 | 7277 | 1612
Boiler | Combination Atmospheric Burner Gas Boiler | Town JL | 1 | High | B | 1 | 2025 | 5 | 2 | 2.7 | 16096 | 4484
LV Distribution | Main Distribution Board | Town JI | 1 | High | B | 16 | 2040 | 5 | 2 | 2.7 | 16097 | 29225
Roller Shutters | Internal Manual Roller Shutter | Town JT | 1 | Medium | B | 1 | 2025 | 5 | 3 | 3.2 | 28384 | 9862
Local and Special Ventilation | Fan - Axial | Town JP | 1 | Medium | B | 10 | 2034 | 5 | 3 | 3.2 | 28385 | 23000
Local and Special Ventilation | Fan - Window / Wall Mounted | Town JS | 1 | Medium | B | 10 | 2034 | 5 | 3 | 3.2 | 28386 | 23001
Emergency Lighting | Illuminated Fire Exit Signage | Town JB | 2 | Urgent | B | 11 | 2035 | 5 | 1 | 2.2 | 7278 | 23823
Heat Emitters | Radiators - Steel | Town AH | 5 | Medium | B | 1 | 2025 | 5 | 3 | 3.2 | 28387 | 9863
LV Distribution | Sub Distribution Board | Town IZ | 1 | High | B | 1 | 2025 | 5 | 2 | 2.7 | 16098 | 4485
Heat Emitters | Gas Fired Unit Heaters | Town JC | 1 | Medium | B | 1 | 2025 | 5 | 3 | 3.2 | 28388 | 9864
LV Distribution | Main Distribution Board | Town JE | 1 | High | D | 1 | 2025 | 3 | 2 | 2.1 | 1256 | 850
Boiler | Electric Boilers | Town IX | 1 | Medium | B | 1 | 2025 | 5 | 3 | 3.2 | 28389 | 9865
Emergency Lighting | Self Contained - LED | Town JA | 5 | Urgent | B | 22 | 2046 | 5 | 1 | 2.2 | 7279 | 32949
Fire Safety Systems | Fire Extinguishers - Foam | Town JB | 3 | Urgent | B | 6 | 2030 | 5 | 1 | 2.2 | 7280 | 16814
LV Distribution | Sub Distribution Board | Town JE | 1 | High | B | 10 | 2034 | 5 | 2 | 2.7 | 16099 | 22426
Local and Special Ventilation | Fan - General Ventilation | Town JL | 1 | Medium | B | 1 | 2025 | 5 | 3 | 3.2 | 28390 | 9866
Local and Special Ventilation | Fan - Window / Wall Mounted | Town JP | 1 | Medium | B | 10 | 2034 | 5 | 3 | 3.2 | 28391 | 23002
Access Control | Door Lock / Keypad / Manual | Town IZ | 1 | Medium | B | 10 | 2034 | 5 | 3 | 3.2 | 28392 | 23003
Fire Safety Systems | Fire Extinguishers - Foam | Town JF | 8 | Urgent | B | 7 | 2031 | 5 | 1 | 2.2 | 7281 | 19427
Air Conditioning | Single-Split Condenser - Split Systems/Heat Pumps - Air-cooled with Direct Expansion Evaporator (DX) | Town JS | 1 | Medium | B | 5 | 2029 | 5 | 3 | 3.2 | 28393 | 15324
Local and Special Ventilation | Fan - Window / Wall Mounted | Town JR | 1 | Medium | B | 7 | 2031 | 5 | 3 | 3.2 | 28394 | 20069
Roller Shutters | Internal Electric Roller Shutter | Town JD | 1 | Medium | B | 8 | 2032 | 5 | 3 | 3.2 | 28395 | 21050
Roller Shutters | Internal Electric Roller Shutter | Town JF | 1 | Medium | B | 13 | 2037 | 5 | 3 | 3.2 | 28396 | 27198
Local and Special Ventilation | Fan - Axial | Town JP | 1 | Medium | B | 10 | 2034 | 5 | 3 | 3.2 | 28397 | 23004
External Lighting | General - Non LED | Town JD | 5 | Medium | B | 1 | 2025 | 5 | 3 | 3.2 | 28398 | 9867
Fire Safety Systems | Fire Extinguishers - Foam | Town JC | 4 | Urgent | B | 6 | 2030 | 5 | 1 | 2.2 | 7282 | 16815
Air Conditioning | Single-Split Condenser - Split Systems/Heat Pumps - Air-cooled with Direct Expansion Evaporator (DX) | Town JJ | 1 | Medium | B | 5 | 2029 | 5 | 3 | 3.2 | 28399 | 15325
LV Distribution | Sub Distribution Board | Town JC | 1 | High | B | 1 | 2025 | 5 | 2 | 2.7 | 16100 | 4486
Fire Safety Systems | Fire Alarm Panel / Repeater | Town JR | 1 | Urgent | A | 13 | 2037 | 6 | 1 | 2.5 | 10948 | 26924
General Lighting | General - LED fittings & Luminaires | Town JP | 19 | Medium | B | 15 | 2039 | 5 | 3 | 3.2 | 28400 | 28483
Emergency Lighting | Self Contained - Non LED | Town JF | 2 | Urgent | B | 8 | 2032 | 5 | 1 | 2.2 | 7283 | 20510
LV Distribution | Sub Distribution Board | Town JE | 1 | High | A | 19 | 2043 | 6 | 2 | 3 | 19596 | 31321
Central Ventilation Systems | Fan - General Ventilation | Town JA | 1 | Low | B | 1 | 2025 | 5 | 4 | 3.7 | 33335 | 12199
Heat Emitters | Gas Fired Natural and Fan Assisted Heaters | Town JK | 1 | Medium | B | 8 | 2032 | 5 | 3 | 3.2 | 28401 | 21051
Fire Safety Systems | Fire Extinguishers - CO2 | Town JP | 4 | Urgent | B | 5 | 2029 | 5 | 1 | 2.2 | 7284 | 14453
LV Distribution | Sub Distribution Board | Town JF | 1 | High | B | 9 | 2033 | 5 | 2 | 2.7 | 16101 | 21625
Roller Shutters | External Electric Roller Shutter | Town JP | 1 | High | B | 22 | 2046 | 5 | 2 | 2.7 | 16102 | 33032
External Lighting | General - LED | Town JE | 1 | Medium | A | 13 | 2037 | 6 | 3 | 3.5 | 32575 | 27295
Fire Safety Systems | Fire Extinguishers - Foam | Town JE | 8 | Urgent | B | 6 | 2030 | 5 | 1 | 2.2 | 7285 | 16816
Fire Safety Systems | Fire Extinguishers - CO2 | Town JA | 2 | Urgent | B | 6 | 2030 | 5 | 1 | 2.2 | 7286 | 16817
Fire Safety Systems | Fire Extinguishers - CO2 | Town JL | 2 | Urgent | B | 7 | 2031 | 5 | 1 | 2.2 | 7287 | 19428
Central Ventilation Systems | Fan - General Ventilation | Town JA | 1 | Low | B | 1 | 2025 | 5 | 4 | 3.7 | 33336 | 12200
Local and Special Ventilation | Fan - Axial | Town JF | 1 | Medium | B | 1 | 2025 | 5 | 3 | 3.2 | 28402 | 9868
Local and Special Ventilation | Fan - Kitchen Extract | Town JA | 1 | Low | B | 14 | 2038 | 5 | 4 | 3.7 | 33337 | 27700
Emergency Lighting | Self Contained - Non LED | Town IZ | 6 | Urgent | B | 6 | 2030 | 5 | 1 | 2.2 | 7288 | 16818
Air Conditioning | Single-Split Condenser - Split Systems/Heat Pumps - Air-cooled with Direct Expansion Evaporator (DX) | Town JS | 1 | Medium | B | 5 | 2029 | 5 | 3 | 3.2 | 28403 | 15326
Heat Emitters | Gas Fired Unit Heaters | Town AH | 1 | Medium | D | 1 | 2025 | 3 | 3 | 2.6 | 11194 | 2681
Heat Emitters | Gas Fired Unit Heaters | Town AH | 1 | Medium | D | 1 | 2025 | 3 | 3 | 2.6 | 11195 | 2682
LV Distribution | Sub Distribution Board | Town JJ | 1 | High | B | 1 | 2025 | 5 | 2 | 2.7 | 16103 | 4487
Roller Shutters | External Manual Roller Shutter | Town IX | 1 | High | B | 1 | 2025 | 5 | 2 | 2.7 | 16104 | 4488
Local and Special Ventilation | Fan - Kitchen Extract | Town JK | 1 | Low | B | 3 | 2027 | 5 | 4 | 3.7 | 33338 | 13729
Boiler | Atmospheric Gas Burner/Condensing Combination Boiler (domestic type) | Town JK | 1 | High | B | 7 | 2031 | 5 | 2 | 2.7 | 16105 | 19664
Central Heating | Fan - Axial | Town AH | 1 | High | B | 1 | 2025 | 5 | 2 | 2.7 | 16106 | 4489
Fire Safety Systems | Fire Extinguishers - CO2 | Town JO | 4 | Urgent | B | 6 | 2030 | 5 | 1 | 2.2 | 7289 | 16819
Heat Emitters | Electric Heaters | Town JF | 1 | Medium | B | 1 | 2025 | 5 | 3 | 3.2 | 28404 | 9869
Fire Safety Systems | Fire Extinguishers - CO2 | Town JD | 5 | Urgent | B | 6 | 2030 | 5 | 1 | 2.2 | 7290 | 16820
Heat Emitters | Electric Heaters | Town IX | 2 | Medium | B | 1 | 2025 | 5 | 3 | 3.2 | 28405 | 9870
LV Distribution | Sub Distribution Board | Town JW | 1 | High | D | 1 | 2025 | 3 | 2 | 2.1 | 1257 | 851
LV Distribution | Main Distribution Board | Town JV | 1 | High | B | 1 | 2025 | 5 | 2 | 2.7 | 16107 | 4490
Local Hot Water | Instantaneous Electric Water Heater - Non-Drinking Water | Town JW | 1 | Medium | B | 11 | 2035 | 5 | 3 | 3.2 | 28406 | 25443
LV Distribution | Sub Distribution Board | Town JU | 1 | High | B | 19 | 2043 | 5 | 2 | 2.7 | 16108 | 31234
LV Distribution | Sub Distribution Board | Town BI | 1 | High | B | 1 | 2025 | 5 | 2 | 2.7 | 16109 | 4491
Local and Special Ventilation | Unit extract fans | Town JX | 1 | Medium | B | 1 | 2025 | 5 | 3 | 3.2 | 28407 | 9871
Security Systems | Manual and Automatic Doors - High Security Door | Town EP | 1 | High | B | 11 | 2035 | 5 | 2 | 2.7 | 16110 | 24623
Heat Emitters | Radiators - Steel | Town JU | 4 | Medium | B | 1 | 2025 | 5 | 3 | 3.2 | 28408 | 9872
General Lighting | General - LED fittings & Luminaires | Town KB | 18 | Medium | B | 16 | 2040 | 5 | 3 | 3.2 | 28409 | 29717
Fire Safety Systems | Fire Extinguishers - Foam | Town KD | 3 | Urgent | B | 8 | 2032 | 5 | 1 | 2.2 | 7291 | 20511
Fire Safety Systems | Fire Extinguishers - Foam | Town JU | 6 | Urgent | B | 7 | 2031 | 5 | 1 | 2.2 | 7292 | 19429
LV Distribution | Main Distribution Board | Town JZ | 1 | High | B | 1 | 2025 | 5 | 2 | 2.7 | 16111 | 4492
General Lighting | General - LED fittings & Luminaires | Town JX | 108 | Medium | B | 15 | 2039 | 5 | 3 | 3.2 | 28410 | 28484
General Lighting | General - LED fittings & Luminaires | Town KE | 13 | Medium | B | 6 | 2030 | 5 | 3 | 3.2 | 28411 | 18868
Fire Safety Systems | Fire Extinguishers - CO2 | Town KC | 2 | Urgent | B | 6 | 2030 | 5 | 1 | 2.2 | 7293 | 16821
Fire Safety Systems | Fire Extinguishers - Foam | Town KI | 2 | Urgent | B | 1 | 2025 | 5 | 1 | 2.2 | 7294 | 1613
Boiler | Combination Atmospheric Burner Gas Boiler | Town JV | 1 | High | C | 5 | 2029 | 4 | 2 | 2.4 | 10673 | 14540
LV Distribution | Sub Distribution Board | Town JZ | 1 | High | B | 15 | 2039 | 5 | 2 | 2.7 | 16112 | 28244
Fire Safety Systems | Fire Alarm Panel / Repeater | Town JV | 1 | Urgent | B | 11 | 2035 | 5 | 1 | 2.2 | 7295 | 23824
General Lighting | General - LED fittings & Luminaires | Town KB | 17 | Medium | B | 1 | 2025 | 5 | 3 | 3.2 | 28412 | 9873
External Lighting | General - LED | Town JY | 2 | Medium | B | 1 | 2025 | 5 | 3 | 3.2 | 28413 | 9874
Central Ventilation Systems | Fan - General Ventilation | Town JZ | 1 | Low | B | 1 | 2025 | 5 | 4 | 3.7 | 33339 | 12201
LV Distribution | Sub Distribution Board | Town KD | 1 | High | B | 10 | 2034 | 5 | 2 | 2.7 | 16113 | 22427
Multi-System Controls | Motor Control Centre | Town JZ | 1 | Low | B | 3 | 2027 | 5 | 4 | 3.7 | 33340 | 13730
Local and Special Ventilation | Fan - Axial | Town KH | 1 | Medium | B | 1 | 2025 | 5 | 3 | 3.2 | 28414 | 9875
General Lighting | General - LED fittings & Luminaires | Town JZ | 118 | Medium | A | 18 | 2042 | 6 | 3 | 3.5 | 32576 | 31022
Fire Safety Systems | Fire Extinguishers - CO2 | Town KF | 7 | Urgent | B | 6 | 2030 | 5 | 1 | 2.2 | 7296 | 16822
Roller Shutters | External Electric Roller Shutter | Town KG | 1 | High | B | 15 | 2039 | 5 | 2 | 2.7 | 16114 | 28245
Emergency Lighting | Illuminated Fire Exit Signage | Town BI | 3 | Urgent | B | 16 | 2040 | 5 | 1 | 2.2 | 7297 | 28927
Fire Safety Systems | Fire Extinguishers - Foam | Town JU | 5 | Urgent | B | 6 | 2030 | 5 | 1 | 2.2 | 7298 | 16823
Roller Shutters | External Manual Roller Shutter | Town JU | 1 | High | B | 1 | 2025 | 5 | 2 | 2.7 | 16115 | 4493
Fire Safety Systems | Fire Extinguishers - Foam | Town BI | 6 | Urgent | B | 6 | 2030 | 5 | 1 | 2.2 | 7299 | 16824
General Lighting | General - LED fittings & Luminaires | Town KJ | 29 | Medium | B | 18 | 2042 | 5 | 3 | 3.2 | 28415 | 30978
Emergency Lighting | Self Contained - Non LED | Town KD | 4 | Urgent | B | 13 | 2037 | 5 | 1 | 2.2 | 7300 | 26875
Lifts | Passenger Lift Hydraulic - Hydraulic | Town KD | 1 | Medium | B | 8 | 2032 | 5 | 3 | 3.2 | 28416 | 21052
LV Distribution | Main Distribution Board | Town JV | 1 | High | B | 19 | 2043 | 5 | 2 | 2.7 | 16116 | 31235
Local and Special Ventilation | Fan - Centrifugal | Town JU | 1 | Medium | B | 1 | 2025 | 5 | 3 | 3.2 | 28417 | 9876
Emergency Lighting | Self Contained - LED | Town JU | 1 | Urgent | B | 21 | 2045 | 5 | 1 | 2.2 | 7301 | 32275
Fire Safety Systems | Fire Extinguishers - CO2 | Town EP | 5 | Urgent | B | 6 | 2030 | 5 | 1 | 2.2 | 7302 | 16825
General Lighting | General - LED fittings & Luminaires | Town KE | 39 | Medium | B | 16 | 2040 | 5 | 3 | 3.2 | 28418 | 29718
AHU - Internal | Central Heating & Cooling - Electric & DX | Town H | 1 | Medium | B | 7 | 2031 | 5 | 3 | 3.2 | 28419 | 20070
Central Ventilation Systems | Fan - General Ventilation | Town JZ | 1 | Low | B | 1 | 2025 | 5 | 4 | 3.7 | 33341 | 12202
LV Distribution | Sub Distribution Board | Town KD | 1 | High | B | 13 | 2037 | 5 | 2 | 2.7 | 16117 | 27009
LV Distribution | Sub Distribution Board | Town KH | 1 | High | B | 1 | 2025 | 5 | 2 | 2.7 | 16118 | 4494
Heat Emitters | Electric Overdoor Air Curtain/Heater | Town KE | 1 | Medium | B | 1 | 2025 | 5 | 3 | 3.2 | 28420 | 9877
External Doors | Manual and Automatic Doors - Auto / Powered Sliding Doors | Town JX | 1 | High | B | 29 | 2053 | 5 | 2 | 2.7 | 16119 | 33658
LV Distribution | Sub Distribution Board | Town KD | 1 | High | B | 10 | 2034 | 5 | 2 | 2.7 | 16120 | 22428
LV Distribution | Sub Distribution Board | Town KH | 1 | High | B | 18 | 2042 | 5 | 2 | 2.7 | 16121 | 30856
Local and Special Ventilation | Fan - Axial | Town KH | 1 | Medium | B | 1 | 2025 | 5 | 3 | 3.2 | 28421 | 9878
Local and Special Ventilation | Fan - Centrifugal | Town JV | 1 | Medium | B | 1 | 2025 | 5 | 3 | 3.2 | 28422 | 9879
Access Control | Door Lock / Keypad / Manual | Town JX | 1 | Medium | B | 1 | 2025 | 5 | 3 | 3.2 | 28423 | 9880
Fire Safety Systems | Fire Extinguishers - Foam | Town H | 2 | Urgent | B | 8 | 2032 | 5 | 1 | 2.2 | 7303 | 20512
LV Distribution | Sub Distribution Board | Town EP | 1 | High | B | 1 | 2025 | 5 | 2 | 2.7 | 16122 | 4495
Fire Safety Systems | Manual and Automatic Doors - Emergency and Panic Escape Doors | Town BI | 1 | Urgent | B | 10 | 2034 | 5 | 1 | 2.2 | 7304 | 22109
Roller Shutters | Internal Electric Roller Shutter | Town KF | 1 | Medium | B | 1 | 2025 | 5 | 3 | 3.2 | 28424 | 9881
General Lighting | General - LED fittings & Luminaires | Town H | 104 | Medium | B | 7 | 2031 | 5 | 3 | 3.2 | 28425 | 20071
External Lighting | General - LED | Town KH | 3 | Medium | B | 11 | 2035 | 5 | 3 | 3.2 | 28426 | 25444
Emergency Lighting | Illuminated Fire Exit Signage | Town KG | 1 | Urgent | B | 10 | 2034 | 5 | 1 | 2.2 | 7305 | 22110
Emergency Lighting | Self Contained - LED | Town KE | 14 | Urgent | B | 21 | 2045 | 5 | 1 | 2.2 | 7306 | 32276
Emergency Lighting | Self Contained - Non LED | Town KI | 4 | Urgent | B | 1 | 2025 | 5 | 1 | 2.2 | 7307 | 1614
Fire Safety Systems | Manual and Automatic Doors - Emergency and Panic Escape Doors | Town KE | 1 | Urgent | B | 31 | 2055 | 5 | 1 | 2.2 | 7308 | 33767
Fire Safety Systems | Fire Alarm System | Town KI | 1 | Urgent | B | 1 | 2025 | 5 | 1 | 2.2 | 7309 | 1615
General Lighting | General - LED fittings & Luminaires | Town JZ | 28 | Medium | B | 13 | 2037 | 5 | 3 | 3.2 | 28427 | 27199
Emergency Lighting | Illuminated Fire Exit Signage | Town JX | 6 | Urgent | B | 15 | 2039 | 5 | 1 | 2.2 | 7310 | 27959
LV Distribution | Main Distribution Board | Town JZ | 1 | High | D | 5 | 2029 | 3 | 2 | 2.1 | 1258 | 14293
LV Distribution | Sub Distribution Board | Town KI | 1 | High | B | 1 | 2025 | 5 | 2 | 2.7 | 16123 | 4496
Local and Special Ventilation | Fan - Extract | Town KE | 1 | Medium | B | 1 | 2025 | 5 | 3 | 3.2 | 28428 | 9882
Emergency Lighting | Illuminated Fire Exit Signage | Town H | 4 | Urgent | B | 7 | 2031 | 5 | 1 | 2.2 | 7311 | 19430
Fire Safety Systems | Fire Extinguishers - Foam | Town JW | 3 | Urgent | B | 7 | 2031 | 5 | 1 | 2.2 | 7312 | 19431
Fire Safety Systems | Fire Extinguishers - Powder | Town KI | 2 | Urgent | B | 1 | 2025 | 5 | 1 | 2.2 | 7313 | 1616
Air Conditioning | Single-Split Condenser - Split Systems/Heat Pumps - Air-cooled with Direct Expansion Evaporator (DX) | Town KD | 1 | Medium | B | 4 | 2028 | 5 | 3 | 3.2 | 28429 | 14180
Local Hot Water | Package Electric Water Heaters - Non-Drinking Water | Town KE | 1 | Medium | B | 1 | 2025 | 5 | 3 | 3.2 | 28430 | 9883
Fire Safety Systems | Fire Alarm Panel / Repeater | Town JU | 1 | Urgent | B | 14 | 2038 | 5 | 1 | 2.2 | 7314 | 27382
Emergency Lighting | Self Contained - LED | Town BI | 6 | Urgent | B | 21 | 2045 | 5 | 1 | 2.2 | 7315 | 32277
Local Hot Water | Instantaneous Electric Water Heater - Non-Drinking Water | Town H | 1 | Medium | B | 2 | 2026 | 5 | 3 | 3.2 | 28431 | 13153
Fire Safety Systems | Fire Alarm Panel / Repeater | Town ET | 1 | Urgent | B | 13 | 2037 | 5 | 1 | 2.2 | 7316 | 26876
Local and Special Ventilation | Fan - Centrifugal | Town JV | 1 | Medium | B | 1 | 2025 | 5 | 3 | 3.2 | 28432 | 9884
Air Conditioning | Single-Split Condenser - Split Systems/Heat Pumps - Air-cooled with Direct Expansion Evaporator (DX) | Town H | 1 | Medium | B | 2 | 2026 | 5 | 3 | 3.2 | 28433 | 13154
Roller Shutters | External Manual Roller Shutter | Town JW | 1 | High | B | 7 | 2031 | 5 | 2 | 2.7 | 16124 | 19665
Roller Shutters | Internal Electric Roller Shutter | Town JZ | 1 | Medium | B | 1 | 2025 | 5 | 3 | 3.2 | 28434 | 9885
Barriers & Guardrails | Vehicle Crash Protection Barrier | Town JV | 1 | V Low | B | 11 | 2035 | 5 | 4 | 3.7 | 33342 | 25727
Local and Special Ventilation | Fan - Extract | Town BI | 1 | Medium | B | 10 | 2034 | 5 | 3 | 3.2 | 28435 | 23005
Central Heating | Fan - Axial | Town KG | 1 | High | B | 5 | 2029 | 5 | 2 | 2.7 | 16125 | 14708
Roller Shutters | External Manual Roller Shutter | Town JU | 1 | High | B | 1 | 2025 | 5 | 2 | 2.7 | 16126 | 4497
External Doors | Entrance Doors | Town KH | 1 | High | B | 16 | 2040 | 5 | 2 | 2.7 | 16127 | 29226
Local and Special Ventilation | Fan - Extract | Town KE | 1 | Medium | B | 1 | 2025 | 5 | 3 | 3.2 | 28436 | 9886
Fire Safety Systems | Fire Extinguishers - CO2 | Town KE | 7 | Urgent | B | 6 | 2030 | 5 | 1 | 2.2 | 7317 | 16826
LV Distribution | Main Distribution Board | Town JU | 1 | High | B | 1 | 2025 | 5 | 2 | 2.7 | 16128 | 4498
Emergency Lighting | Self Contained - Non LED | Town KD | 1 | Urgent | B | 13 | 2037 | 5 | 1 | 2.2 | 7318 | 26877
LV Distribution | Main Distribution Board | Town KA | 1 | High | B | 10 | 2034 | 5 | 2 | 2.7 | 16129 | 22429
LV Distribution | Sub Distribution Board | Town JZ | 1 | High | B | 15 | 2039 | 5 | 2 | 2.7 | 16130 | 28246
Central Ventilation Systems | Fan - General Ventilation | Town EP | 1 | Low | B | 1 | 2025 | 5 | 4 | 3.7 | 33343 | 12203
Fire Safety Systems | Manual and Automatic Doors - Emergency and Panic Escape Doors | Town ET | 1 | Urgent | B | 25 | 2049 | 5 | 1 | 2.2 | 7319 | 33322
Local and Special Ventilation | Fan - Extract | Town KE | 1 | Medium | B | 1 | 2025 | 5 | 3 | 3.2 | 28437 | 9887
External Lighting | General - Non LED | Town KI | 5 | Medium | B | 1 | 2025 | 5 | 3 | 3.2 | 28438 | 9888
LV Distribution | Sub Distribution Board | Town KQ | 1 | High | B | 12 | 2036 | 5 | 2 | 2.7 | 16131 | 26226
LV Distribution | Sub Distribution Board | Town FK | 1 | High | B | 1 | 2025 | 5 | 2 | 2.7 | 16132 | 4499
Hot Water Distribution | Hot water cylinders | Town BI | 1 | High | A | 24 | 2048 | 6 | 2 | 3 | 19597 | 33272
Boiler | Electric Boilers | Town BI | 1 | Medium | B | 15 | 2039 | 5 | 3 | 3.2 | 28439 | 28485
Fire Safety Systems | Fire Alarm Panel / Repeater | Town FK | 1 | Urgent | B | 10 | 2034 | 5 | 1 | 2.2 | 7320 | 22111
Roller Shutters | External Manual Roller Shutter | Town KL | 1 | High | B | 1 | 2025 | 5 | 2 | 2.7 | 16133 | 4500
Local and Special Ventilation | Fan - Extract | Town BI | 1 | Medium | B | 1 | 2025 | 5 | 3 | 3.2 | 28440 | 9889
Hot Water Distribution | Hot water cylinders | Town FK | 1 | High | B | 1 | 2025 | 5 | 2 | 2.7 | 16134 | 4501
Local Hot Water | Package Electric Water Heaters - Non-Drinking Water | Town KL | 1 | Medium | B | 6 | 2030 | 5 | 3 | 3.2 | 28441 | 18869
LV Distribution | Sub Distribution Board | Town KL | 1 | High | B | 18 | 2042 | 5 | 2 | 2.7 | 16135 | 30857
Local Hot Water | Instantaneous Electric Water Heater - Non-Drinking Water | Town KV | 1 | Medium | B | 8 | 2032 | 5 | 3 | 3.2 | 28442 | 21053
General Lighting | General - LED fittings & Luminaires | Town KL | 8 | Medium | B | 1 | 2025 | 5 | 3 | 3.2 | 28443 | 9890
General Lighting | General - LED fittings & Luminaires | Town FK | 1 | Medium | B | 1 | 2025 | 5 | 3 | 3.2 | 28444 | 9891
Fire Safety Systems | Fire Extinguishers - Foam | Town KS | 3 | Urgent | B | 9 | 2033 | 5 | 1 | 2.2 | 7321 | 21414
LV Distribution | Sub Distribution Board | Town KK | 1 | High | B | 16 | 2040 | 5 | 2 | 2.7 | 16136 | 29227
Heat Emitters | Electric Heaters | Town KL | 5 | Medium | B | 6 | 2030 | 5 | 3 | 3.2 | 28445 | 18870
Emergency Lighting | Externally Powered - Non LED | Town FA | 6 | Urgent | B | 1 | 2025 | 5 | 1 | 2.2 | 7322 | 1617
Emergency Lighting | Self Contained - LED | Town FK | 1 | Urgent | B | 21 | 2045 | 5 | 1 | 2.2 | 7323 | 32278
Fire Safety Systems | Fire Extinguishers - Powder | Town FK | 1 | Urgent | B | 7 | 2031 | 5 | 1 | 2.2 | 7324 | 19432
LV Distribution | Sub Distribution Board | Town KS | 1 | High | B | 14 | 2038 | 5 | 2 | 2.7 | 16137 | 27483
LV Distribution | Main Distribution Board | Town KN | 1 | High | B | 13 | 2037 | 5 | 2 | 2.7 | 16138 | 27010
Roller Shutters | External Electric Roller Shutter | Town BI | 1 | High | B | 15 | 2039 | 5 | 2 | 2.7 | 16139 | 28247
Roller Shutters | External Manual Roller Shutter | Town KL | 1 | High | B | 1 | 2025 | 5 | 2 | 2.7 | 16140 | 4502
Emergency Lighting | Illuminated Fire Exit Signage | Town KT | 1 | Urgent | B | 16 | 2040 | 5 | 1 | 2.2 | 7325 | 28928
Boiler | Electric Boilers | Town KP | 1 | Medium | B | 1 | 2025 | 5 | 3 | 3.2 | 28446 | 9892
Fire Safety Systems | Fire Extinguishers - Foam | Town KK | 2 | Urgent | B | 6 | 2030 | 5 | 1 | 2.2 | 7326 | 16827
Fire Safety Systems | Fire Extinguishers - Foam | Town KL | 1 | Urgent | B | 8 | 2032 | 5 | 1 | 2.2 | 7327 | 20513
Roller Shutters | External Manual Roller Shutter | Town KM | 1 | High | A | 23 | 2047 | 6 | 2 | 3 | 19598 | 33227
Roller Shutters | External Manual Roller Shutter | Town KL | 1 | High | B | 5 | 2029 | 5 | 2 | 2.7 | 16141 | 14709
Communication Systems | PA System | Town FK | 1 | Medium | B | 1 | 2025 | 5 | 3 | 3.2 | 28447 | 9893
LV Distribution | Sub Distribution Board | Town FK | 1 | High | C | 15 | 2039 | 4 | 2 | 2.4 | 10674 | 28059
Emergency Lighting | Self Contained - LED | Town KN | 3 | Urgent | B | 18 | 2042 | 5 | 1 | 2.2 | 7328 | 30685
Fire Safety Systems | Fire Extinguishers - Powder | Town BI | 2 | Urgent | B | 6 | 2030 | 5 | 1 | 2.2 | 7329 | 16828
Fire Safety Systems | Fire Extinguishers - CO2 | Town FK | 6 | Urgent | B | 8 | 2032 | 5 | 1 | 2.2 | 7330 | 20514
LV Distribution | Sub Distribution Board | Town BI | 1 | High | B | 1 | 2025 | 5 | 2 | 2.7 | 16142 | 4503
External Doors | Entrance Doors | Town KT | 1 | High | B | 18 | 2042 | 5 | 2 | 2.7 | 16143 | 30858
Roller Shutters | External Electric Roller Shutter | Town KL | 1 | High | B | 1 | 2025 | 5 | 2 | 2.7 | 16144 | 4504
Local and Special Ventilation | Fan - Extract | Town KV | 1 | Medium | B | 5 | 2029 | 5 | 3 | 3.2 | 28448 | 15327
Fire Safety Systems | Manual and Automatic Doors - Emergency and Panic Escape Doors | Town KK | 1 | Urgent | B | 11 | 2035 | 5 | 1 | 2.2 | 7331 | 23825
Roller Shutters | External Manual Roller Shutter | Town KT | 1 | High | B | 15 | 2039 | 5 | 2 | 2.7 | 16145 | 28248
LV Distribution | Sub Distribution Board | Town KQ | 1 | High | B | 1 | 2025 | 5 | 2 | 2.7 | 16146 | 4505
External Doors | Entrance Doors | Town BI | 1 | High | B | 20 | 2044 | 5 | 2 | 2.7 | 16147 | 31640
General Lighting | General - LED fittings & Luminaires | Town KN | 35 | Medium | B | 17 | 2041 | 5 | 3 | 3.2 | 28449 | 30532
Fire Safety Systems | Manual and Automatic Doors - Emergency and Panic Escape Doors | Town KS | 1 | Urgent | B | 32 | 2056 | 5 | 1 | 2.2 | 7332 | 33817
Fire Safety Systems | Fire Extinguishers - Foam | Town KM | 6 | Urgent | B | 6 | 2030 | 5 | 1 | 2.2 | 7333 | 16829
External Lighting | General - Non LED | Town KL | 1 | Medium | B | 1 | 2025 | 5 | 3 | 3.2 | 28450 | 9894
Local Hot Water | Instantaneous Electric Water Heater - Non-Drinking Water | Town KN | 1 | Medium | B | 8 | 2032 | 5 | 3 | 3.2 | 28451 | 21054
Fire Safety Systems | Manual and Automatic Doors - Emergency and Panic Escape Doors | Town KN | 1 | Urgent | B | 6 | 2030 | 5 | 1 | 2.2 | 7334 | 16830
Fire Safety Systems | Fire Extinguishers - Powder | Town BI | 2 | Urgent | B | 6 | 2030 | 5 | 1 | 2.2 | 7335 | 16831
Fire Safety Systems | Fire Extinguishers - Foam | Town BI | 4 | Urgent | B | 6 | 2030 | 5 | 1 | 2.2 | 7336 | 16832
Heat Emitters | Gas Fired Unit Heaters | Town KS | 1 | Medium | B | 1 | 2025 | 5 | 3 | 3.2 | 28452 | 9895
Air Conditioning | Multi-Split Evaporator - Split Systems/Heat Pumps - Air-cooled with Direct Expansion Evaporator (DX) | Town FK | 1 | Medium | B | 8 | 2032 | 5 | 3 | 3.2 | 28453 | 21055
LV Distribution | Sub Distribution Board | Town KL | 1 | High | CX | 1 | 2025 | 2 | 2 | 1.8 | 533 | 429
Heat Emitters | Electric Heaters | Town KK | 2 | Medium | B | 1 | 2025 | 5 | 3 | 3.2 | 28454 | 9896
Roller Shutters | Internal Electric Roller Shutter | Town KN | 1 | Medium | B | 18 | 2042 | 5 | 3 | 3.2 | 28455 | 30979
Fire Safety Systems | Fire Extinguishers - Foam | Town FK | 5 | Urgent | B | 5 | 2029 | 5 | 1 | 2.2 | 7337 | 14454
Local Hot Water | Package Electric Water Heaters - Non-Drinking Water | Town KO | 1 | Medium | B | 8 | 2032 | 5 | 3 | 3.2 | 28456 | 21056
Central Heating & Cooling | Fan - Mixed Flow | Town KT | 1 | Medium | B | 1 | 2025 | 5 | 3 | 3.2 | 28457 | 9897
Heat Emitters | Electric Overdoor Air Curtain/Heater | Town KO | 1 | Medium | B | 1 | 2025 | 5 | 3 | 3.2 | 28458 | 9898
LV Distribution | Main Distribution Board | Town KQ | 1 | High | B | 1 | 2025 | 5 | 2 | 2.7 | 16148 | 4506
LV Distribution | Sub Distribution Board | Town KL | 1 | High | B | 12 | 2036 | 5 | 2 | 2.7 | 16149 | 26227
Local and Special Ventilation | Fan - Window / Wall Mounted | Town FK | 1 | Medium | B | 11 | 2035 | 5 | 3 | 3.2 | 28459 | 25445
Emergency Lighting | Self Contained - LED | Town FK | 9 | Urgent | B | 21 | 2045 | 5 | 1 | 2.2 | 7338 | 32279
Air Conditioning | Single-Split Condenser - Split Systems/Heat Pumps - Air-cooled with Direct Expansion Evaporator (DX) | Town KN | 1 | Medium | B | 4 | 2028 | 5 | 3 | 3.2 | 28460 | 14181
Local and Special Ventilation | Fan - Window / Wall Mounted | Town KO | 1 | Medium | B | 11 | 2035 | 5 | 3 | 3.2 | 28461 | 25446
Local and Special Ventilation | Fan - Window / Wall Mounted | Town KN | 1 | Medium | B | 1 | 2025 | 5 | 3 | 3.2 | 28462 | 9899
Roller Shutters | Internal Electric Roller Shutter | Town KN | 1 | Medium | B | 5 | 2029 | 5 | 3 | 3.2 | 28463 | 15328
Roller Shutters | External Manual Roller Shutter | Town KV | 1 | High | B | 1 | 2025 | 5 | 2 | 2.7 | 16150 | 4507
Heat Emitters | Electric Heaters | Town KU | 2 | Medium | D | 1 | 2025 | 3 | 3 | 2.6 | 11196 | 2683
Fire Safety Systems | Fire Extinguishers - CO2 | Town KL | 1 | Urgent | B | 8 | 2032 | 5 | 1 | 2.2 | 7339 | 20515
Air Conditioning | Single-Split Evaporator - Split Systems/Heat Pumps - Air-cooled with Direct Expansion Evaporator (DX) | Town KO | 1 | Medium | B | 8 | 2032 | 5 | 3 | 3.2 | 28464 | 21057
LV Distribution | Main Distribution Board | Town KU | 1 | High | B | 1 | 2025 | 5 | 2 | 2.7 | 16151 | 4508
Heat Emitters | Gas Fired Natural and Fan Assisted Heaters | Town KR | 1 | Medium | B | 5 | 2029 | 5 | 3 | 3.2 | 28465 | 15329
LV Distribution | Sub Distribution Board | Town KP | 1 | High | B | 1 | 2025 | 5 | 2 | 2.7 | 16152 | 4509
Roller Shutters | External Electric Roller Shutter | Town KO | 1 | High | B | 16 | 2040 | 5 | 2 | 2.7 | 16153 | 29228
LV Distribution | Main Distribution Board | Town KN | 1 | High | B | 1 | 2025 | 5 | 2 | 2.7 | 16154 | 4510
Local and Special Ventilation | Fan - Window / Wall Mounted | Town KL | 1 | Medium | B | 12 | 2036 | 5 | 3 | 3.2 | 28466 | 26654
Security Systems | Manual and Automatic Doors - High Security Door | Town KO | 1 | High | B | 26 | 2050 | 5 | 2 | 2.7 | 16155 | 33517
Fire Safety Systems | Manual and Automatic Doors - Emergency and Panic Escape Doors | Town KK | 1 | Urgent | B | 11 | 2035 | 5 | 1 | 2.2 | 7340 | 23826
Fire Safety Systems | Smoke Extract Fan | Town KS | 1 | Urgent | B | 1 | 2025 | 5 | 1 | 2.2 | 7341 | 1618
General Lighting | General - LED fittings & Luminaires | Town KP | 34 | Medium | B | 1 | 2025 | 5 | 3 | 3.2 | 28467 | 9900
LV Distribution | Sub Distribution Board | Town FA | 1 | High | B | 6 | 2030 | 5 | 2 | 2.7 | 16156 | 17754
Fire Safety Systems | Manual and Automatic Doors - Emergency and Panic Escape Doors | Town FK | 1 | Urgent | CX | 1 | 2025 | 2 | 1 | 1.3 | 349 | 320
Heat Emitters | Radiators - Steel | Town KK | 2 | Medium | B | 1 | 2025 | 5 | 3 | 3.2 | 28468 | 9901
Emergency Lighting | Self Contained - LED | Town FK | 3 | Urgent | B | 21 | 2045 | 5 | 1 | 2.2 | 7342 | 32280
Local and Special Ventilation | Fan - Window / Wall Mounted | Town KK | 1 | Medium | A | 13 | 2037 | 6 | 3 | 3.5 | 32577 | 27296
Local and Special Ventilation | Fan - Window / Wall Mounted | Town KK | 1 | Medium | B | 13 | 2037 | 5 | 3 | 3.2 | 28469 | 27200
Access Control | Door Lock / Keypad / Manual | Town KL | 1 | Medium | B | 10 | 2034 | 5 | 3 | 3.2 | 28470 | 23006
Emergency Lighting | Illuminated Fire Exit Signage | Town FA | 1 | Urgent | B | 1 | 2025 | 5 | 1 | 2.2 | 7343 | 1619
Local and Special Ventilation | Unit extract fans | Town GN | 1 | Medium | B | 6 | 2030 | 5 | 3 | 3.2 | 28471 | 18871
Local Hot Water | Instantaneous Electric Water Heater - Non-Drinking Water | Town AP | 1 | Medium | B | 1 | 2025 | 5 | 3 | 3.2 | 28472 | 9902
Heat Emitters | Electric Overdoor Air Curtain/Heater | Town LB | 1 | Medium | B | 1 | 2025 | 5 | 3 | 3.2 | 28473 | 9903
Fire Safety Systems | Fire Alarm Panel / Repeater | Town AP | 1 | Urgent | B | 1 | 2025 | 5 | 1 | 2.2 | 7344 | 1620
Fire Safety Systems | Fire Alarm Panel / Repeater | Town AP | 1 | Urgent | B | 7 | 2031 | 5 | 1 | 2.2 | 7345 | 19433
Local and Special Ventilation | Fan - Extract | Town LH | 1 | Medium | B | 1 | 2025 | 5 | 3 | 3.2 | 28474 | 9904
Central Cooling | Fan - Axial | Town LE | 1 | Medium | B | 1 | 2025 | 5 | 3 | 3.2 | 28475 | 9905
Multi-System Controls | Control Panel - Electrical Services (excluding Electrical Controllers and Pneumatic Relays) | Town LE | 1 | Medium | B | 4 | 2028 | 5 | 3 | 3.2 | 28476 | 14182
External Doors | Manual and Automatic Doors - Auto / Powered Sliding Doors | Town GS | 1 | High | B | 21 | 2045 | 5 | 2 | 2.7 | 16157 | 32701
External Doors | Entrance Doors | Town LC | 1 | High | B | 11 | 2035 | 5 | 2 | 2.7 | 16158 | 24624
Fire Safety Systems | Fire Alarm System | Town LH | 1 | Urgent | B | 1 | 2025 | 5 | 1 | 2.2 | 7346 | 1621
General Lighting | General - LED fittings & Luminaires | Town II | 40 | Medium | B | 12 | 2036 | 5 | 3 | 3.2 | 28477 | 26655
Specialist Lighting | Illuminated External Signs | Town GS | 1 | Medium | B | 1 | 2025 | 5 | 3 | 3.2 | 28478 | 9906
Fire Safety Systems | Fire Extinguishers - CO2 | Town LC | 1 | Urgent | B | 2 | 2026 | 5 | 1 | 2.2 | 7347 | 12712
Fire Safety Systems | Fire Extinguishers - Foam | Town LD | 1 | Urgent | B | 2 | 2026 | 5 | 1 | 2.2 | 7348 | 12713
Local Hot Water | Instantaneous Electric Water Heater - Non-Drinking Water | Town GS | 1 | Medium | B | 7 | 2031 | 5 | 3 | 3.2 | 28479 | 20072
Fire Safety Systems | Automatic Fire Dampers | Town LC | 1 | Urgent | B | 1 | 2025 | 5 | 1 | 2.2 | 7349 | 1622
Emergency Lighting | Illuminated Fire Exit Signage | Town AP | 2 | Urgent | B | 12 | 2036 | 5 | 1 | 2.2 | 7350 | 26072
General Lighting | General - LED fittings & Luminaires | Town KY | 4 | Medium | B | 4 | 2028 | 5 | 3 | 3.2 | 28480 | 14183
External Lighting | General - LED | Town KX | 1 | Medium | B | 8 | 2032 | 5 | 3 | 3.2 | 28481 | 21058
Emergency Lighting | Self Contained - LED | Town KY | 3 | Urgent | B | 21 | 2045 | 5 | 1 | 2.2 | 7351 | 32281
Fire Safety Systems | Fire Extinguishers - Foam | Town KW | 2 | Urgent | B | 6 | 2030 | 5 | 1 | 2.2 | 7352 | 16833
General Lighting | General - LED fittings & Luminaires | Town KZ | 3 | Medium | B | 2 | 2026 | 5 | 3 | 3.2 | 28482 | 13155
Roller Shutters | Internal Electric Roller Shutter | Town AP | 1 | Medium | B | 11 | 2035 | 5 | 3 | 3.2 | 28483 | 25447
Local and Special Ventilation | Fan - Window / Wall Mounted | Town AY | 1 | Medium | B | 1 | 2025 | 5 | 3 | 3.2 | 28484 | 9907
Local Hot Water | Instantaneous Electric Water Heater - Non-Drinking Water | Town AY | 1 | Medium | A | 15 | 2039 | 6 | 3 | 3.5 | 32578 | 28580
Heat Emitters | Electric Heaters | Town LG | 1 | Medium | B | 1 | 2025 | 5 | 3 | 3.2 | 28485 | 9908
Air Conditioning | Multi-Split Evaporator - Split Systems/Heat Pumps - Air-cooled with Direct Expansion Evaporator (DX) | Town KY | 1 | Medium | B | 8 | 2032 | 5 | 3 | 3.2 | 28486 | 21059
Access Control | Gate Access - Local Lock / Keypad / Manual (External) | Town AQ | 3 | Medium | B | 7 | 2031 | 5 | 3 | 3.2 | 28487 | 20073
External Doors | Entrance Doors | Town LC | 1 | High | B | 11 | 2035 | 5 | 2 | 2.7 | 16159 | 24625
Heat Emitters | Electric Heaters | Town II | 1 | Medium | B | 1 | 2025 | 5 | 3 | 3.2 | 28488 | 9909
Heat Emitters | Electric Heaters | Town LF | 1 | Medium | B | 4 | 2028 | 5 | 3 | 3.2 | 28489 | 14184
LV Distribution | Sub Distribution Board | Town AP | 1 | High | B | 6 | 2030 | 5 | 2 | 2.7 | 16160 | 17755
Heat Emitters | Gas Fired Unit Heaters | Town LF | 1 | Medium | B | 5 | 2029 | 5 | 3 | 3.2 | 28490 | 15330
LV Distribution | Sub Distribution Board | Town AY | 1 | High | B | 6 | 2030 | 5 | 2 | 2.7 | 16161 | 17756
Central Cooling | Fan - Axial | Town LE | 1 | Medium | B | 1 | 2025 | 5 | 3 | 3.2 | 28491 | 9910
Central Cooling | Fan - Axial | Town LE | 1 | Medium | B | 1 | 2025 | 5 | 3 | 3.2 | 28492 | 9911
Burner | Atmospheric Gas Burner | Town LC | 1 | Medium | B | 1 | 2025 | 5 | 3 | 3.2 | 28493 | 9912
LV Distribution | Sub Distribution Board | Town GS | 1 | High | B | 6 | 2030 | 5 | 2 | 2.7 | 16162 | 17757
Lightning Protection | System | Town KW | 1 | High | B | 2 | 2026 | 5 | 2 | 2.7 | 16163 | 12932
Fire Safety Systems | Manual and Automatic Doors - Emergency and Panic Escape Doors | Town KX | 1 | Urgent | B | 17 | 2041 | 5 | 1 | 2.2 | 7353 | 30172
Fire Safety Systems | Fire Alarm System | Town KY | 1 | Urgent | B | 10 | 2034 | 5 | 1 | 2.2 | 7354 | 22112
Fire Safety Systems | Fire Extinguishers - CO2 | Town KY | 3 | Urgent | B | 3 | 2027 | 5 | 1 | 2.2 | 7355 | 13301
Fire Safety Systems | Manual and Automatic Doors - Emergency and Panic Escape Doors | Town CZ | 1 | Urgent | B | 16 | 2040 | 5 | 1 | 2.2 | 7356 | 28929
Roller Shutters | External Manual Roller Shutter | Town LF | 1 | High | B | 11 | 2035 | 5 | 2 | 2.7 | 16164 | 24626
Central Ventilation Systems | Fan - Axial | Town LD | 1 | Medium | B | 1 | 2025 | 5 | 3 | 3.2 | 28494 | 9913
Heat Emitters | Gas Fired Unit Heaters | Town CZ | 1 | Medium | DX | 1 | 2025 | 1 | 3 | 2 | 944 | 644
LV Distribution | Sub Distribution Board | Town AP | 1 | High | D | 1 | 2025 | 3 | 2 | 2.1 | 1259 | 852
General Lighting | General - LED fittings & Luminaires | Town LE | 2 | Medium | B | 4 | 2028 | 5 | 3 | 3.2 | 28495 | 14185
LV Distribution | Main Distribution Board | Town AJ | 1 | High | B | 1 | 2025 | 5 | 2 | 2.7 | 16165 | 4511
Local Hot Water | Package Electric Water Heaters - Non-Drinking Water | Town KY | 1 | Medium | B | 5 | 2029 | 5 | 3 | 3.2 | 28496 | 15331
LV Distribution | Sub Distribution Board | Town LC | 1 | High | B | 6 | 2030 | 5 | 2 | 2.7 | 16166 | 17758
Emergency Lighting | Self Contained - LED | Town LC | 2 | Urgent | B | 11 | 2035 | 5 | 1 | 2.2 | 7357 | 23827
Fire Safety Systems | Fire Extinguishers - Powder | Town GN | 2 | Urgent | B | 6 | 2030 | 5 | 1 | 2.2 | 7358 | 16834
Roller Shutters | External Electric Roller Shutter | Town LG | 1 | High | B | 16 | 2040 | 5 | 2 | 2.7 | 16167 | 29229
Multi-System Controls | Control Panel - Electrical Services (excluding Electrical Controllers and Pneumatic Relays) | Town LD | 1 | Medium | B | 6 | 2030 | 5 | 3 | 3.2 | 28497 | 18872
Heat Emitters | Gas Fired Natural and Fan Assisted Heaters | Town AT | 1 | Medium | B | 1 | 2025 | 5 | 3 | 3.2 | 28498 | 9914
Heat Emitters | Gas Fired Unit Heaters | Town CZ | 1 | Medium | B | 8 | 2032 | 5 | 3 | 3.2 | 28499 | 21060
External Doors | Entrance Doors | Town LC | 1 | High | B | 11 | 2035 | 5 | 2 | 2.7 | 16168 | 24627
Air Conditioning | Multi-Split Condenser - Split Systems/Heat Pumps - Air-cooled with Direct Expansion Evaporator (DX) | Town KY | 1 | Medium | B | 8 | 2032 | 5 | 3 | 3.2 | 28500 | 21061
Central Cooling | Fan - Axial | Town KX | 1 | Medium | A | 15 | 2039 | 6 | 3 | 3.5 | 32579 | 28581
Communication Systems | PA System | Town KX | 1 | Medium | B | 2 | 2026 | 5 | 3 | 3.2 | 28501 | 13156
Local and Special Ventilation | Fan - Extract | Town LD | 1 | Medium | B | 7 | 2031 | 5 | 3 | 3.2 | 28502 | 20074
LV Distribution | Sub Distribution Board | Town KX | 1 | High | B | 2 | 2026 | 5 | 2 | 2.7 | 16169 | 12933
Barriers & Guardrails | Vehicle Crash Protection Barrier | Town LF | 12 | V Low | B | 1 | 2025 | 5 | 4 | 3.7 | 33344 | 12204
General Lighting | General - LED fittings & Luminaires | Town II | 34 | Medium | B | 12 | 2036 | 5 | 3 | 3.2 | 28503 | 26656
External Lighting | General - Non LED | Town AY | 4 | Medium | B | 1 | 2025 | 5 | 3 | 3.2 | 28504 | 9915
General Lighting | General - LED fittings & Luminaires | Town AP | 2 | Medium | B | 1 | 2025 | 5 | 3 | 3.2 | 28505 | 9916
LV Distribution | Sub Distribution Board | Town CZ | 1 | High | CX | 1 | 2025 | 2 | 2 | 1.8 | 534 | 430
Local Hot Water | Instantaneous Electric Water Heater - Non-Drinking Water | Town Z | 1 | Medium | B | 1 | 2025 | 5 | 3 | 3.2 | 28506 | 9917
Central Cooling | Fan - Centrifugal | Town II | 1 | High | B | 1 | 2025 | 5 | 2 | 2.7 | 16170 | 4512
General Lighting | General - LED fittings & Luminaires | Town LC | 57 | Medium | B | 12 | 2036 | 5 | 3 | 3.2 | 28507 | 26657
LV Distribution | Sub Distribution Board | Town LH | 1 | High | B | 1 | 2025 | 5 | 2 | 2.7 | 16171 | 4513
Roller Shutters | External Electric Roller Shutter | Town KW | 1 | High | B | 16 | 2040 | 5 | 2 | 2.7 | 16172 | 29230
Emergency Lighting | Self Contained - LED | Town AP | 1 | Urgent | B | 20 | 2044 | 5 | 1 | 2.2 | 7359 | 31526
Heat Emitters | Gas Fired Natural and Fan Assisted Heaters | Town G | 1 | Medium | B | 1 | 2025 | 5 | 3 | 3.2 | 28508 | 9918
Air Conditioning | Single-Split Condenser - Split Systems/Heat Pumps - Air-cooled with Direct Expansion Evaporator (DX) | Town KZ | 1 | Medium | B | 5 | 2029 | 5 | 3 | 3.2 | 28509 | 15332
Local and Special Ventilation | Fan - General Ventilation | Town LH | 1 | Medium | B | 1 | 2025 | 5 | 3 | 3.2 | 28510 | 9919
General Lighting | General - LED fittings & Luminaires | Town LB | 4 | Medium | B | 12 | 2036 | 5 | 3 | 3.2 | 28511 | 26658
Multi-System Controls | Control Panel - Electrical Services (excluding Electrical Controllers and Pneumatic Relays) | Town KW | 1 | Medium | B | 1 | 2025 | 5 | 3 | 3.2 | 28512 | 9920
Emergency Lighting | Self Contained - LED | Town AT | 2 | Urgent | C | 17 | 2041 | 4 | 1 | 1.9 | 711 | 29975
General Lighting | General - LED fittings & Luminaires | Town LD | 7 | Medium | B | 15 | 2039 | 5 | 3 | 3.2 | 28513 | 28486
Emergency Lighting | Self Contained - LED | Town AJ | 20 | Urgent | B | 22 | 2046 | 5 | 1 | 2.2 | 7360 | 32950
Heat Emitters | Electric Heaters | Town CZ | 1 | Medium | B | 1 | 2025 | 5 | 3 | 3.2 | 28514 | 9921
Emergency Lighting | Self Contained - LED | Town AY | 2 | Urgent | B | 11 | 2035 | 5 | 1 | 2.2 | 7361 | 23828
Fire Safety Systems | Manual and Automatic Doors - Emergency and Panic Escape Doors | Town LE | 1 | Urgent | B | 19 | 2043 | 5 | 1 | 2.2 | 7362 | 31088
Emergency Lighting | Self Contained - LED | Town AT | 5 | Urgent | C | 17 | 2041 | 4 | 1 | 1.9 | 712 | 29976
LV Distribution | Sub Distribution Board | Town LI | 1 | High | C | 1 | 2025 | 4 | 2 | 2.4 | 10675 | 2478
Roller Shutters | External Manual Roller Shutter | Town LI | 1 | High | B | 7 | 2031 | 5 | 2 | 2.7 | 16173 | 19666
General Lighting | General - LED fittings & Luminaires | Town LI | 16 | Medium | C | 2 | 2026 | 4 | 3 | 2.9 | 18851 | 12983
General Lighting | General - LED fittings & Luminaires | Town HU | 10 | Medium | C | 1 | 2025 | 4 | 3 | 2.9 | 18852 | 5712
Heat Emitters | Gas Fired Natural and Fan Assisted Heaters | Town A | 1 | Medium | B | 15 | 2039 | 5 | 3 | 3.2 | 28515 | 28487
LV Distribution | Sub Distribution Board | Town LI | 1 | High | B | 6 | 2030 | 5 | 2 | 2.7 | 16174 | 17759
Boiler | Combination Atmospheric Burner Gas Boiler | Town A | 1 | High | B | 2 | 2026 | 5 | 2 | 2.7 | 16175 | 12934
Local Hot Water | Instantaneous Electric Water Heater - Non-Drinking Water | Town AQ | 1 | Medium | B | 7 | 2031 | 5 | 3 | 3.2 | 28516 | 20075
Local Hot Water | Package Electric Water Heaters - Non-Drinking Water | Town LI | 1 | Medium | B | 4 | 2028 | 5 | 3 | 3.2 | 28517 | 14186
Barriers & Guardrails | Vehicle Crash Protection Barrier | Town A | 1 | V Low | B | 1 | 2025 | 5 | 4 | 3.7 | 33345 | 12205
Roller Shutters | External Manual Roller Shutter | Town JF | 1 | High | B | 9 | 2033 | 5 | 2 | 2.7 | 16176 | 21626
Local and Special Ventilation | Fan - Window / Wall Mounted | Town JN | 1 | Medium | B | 5 | 2029 | 5 | 3 | 3.2 | 28518 | 15333
Fire Safety Systems | Fire Alarm Panel / Repeater | Town JL | 1 | Urgent | D | 1 | 2025 | 3 | 1 | 1.6 | 461 | 382
Lifts | Disabled Lift - Electric | Town IZ | 1 | High | B | 1 | 2025 | 5 | 2 | 2.7 | 16177 | 4514
External Doors | Entrance Doors | Town JE | 1 | High | A | 33 | 2057 | 6 | 2 | 3 | 19599 | 33856
Local and Special Ventilation | Fan - Axial | Town IZ | 1 | Medium | B | 6 | 2030 | 5 | 3 | 3.2 | 28519 | 18873
External Doors | Manual and Automatic Doors - Auto / Powered Sliding Doors | Town AH | 1 | High | B | 6 | 2030 | 5 | 2 | 2.7 | 16178 | 17760
Central Ventilation Systems | Fan - General Ventilation | Town JI | 1 | Low | B | 1 | 2025 | 5 | 4 | 3.7 | 33346 | 12206
Heat Emitters | Electric Overdoor Air Curtain/Heater | Town JC | 1 | Medium | B | 1 | 2025 | 5 | 3 | 3.2 | 28520 | 9922
External Lighting | General - Non LED | Town JI | 5 | Medium | B | 5 | 2029 | 5 | 3 | 3.2 | 28521 | 15334
Emergency Lighting | Self Contained - LED | Town JG | 2 | Urgent | B | 18 | 2042 | 5 | 1 | 2.2 | 7363 | 30686
Local and Special Ventilation | Fan - Window / Wall Mounted | Town JF | 1 | Medium | CX | 1 | 2025 | 2 | 3 | 2.3 | 10274 | 2201
Local and Special Ventilation | Unit extract fans | Town AH | 1 | Medium | B | 1 | 2025 | 5 | 3 | 3.2 | 28522 | 9923
Heat Emitters | Electric Heaters | Town JE | 1 | Medium | B | 4 | 2028 | 5 | 3 | 3.2 | 28523 | 14187
Fire Safety Systems | Manual and Automatic Doors - Emergency and Panic Escape Doors | Town JI | 1 | Urgent | B | 15 | 2039 | 5 | 1 | 2.2 | 7364 | 27960
Local and Special Ventilation | Fan - Centrifugal | Town JB | 1 | Medium | B | 1 | 2025 | 5 | 3 | 3.2 | 28524 | 9924
Multi-System Controls | Control Panel - Electrical Services (excluding Electrical Controllers and Pneumatic Relays) | Town JH | 1 | Medium | B | 15 | 2039 | 5 | 3 | 3.2 | 28525 | 28488
Burner | Blown gas burner | Town JB | 1 | Medium | B | 1 | 2025 | 5 | 3 | 3.2 | 28526 | 9925
Roller Shutters | External Electric Roller Shutter | Town JC | 1 | High | B | 1 | 2025 | 5 | 2 | 2.7 | 16179 | 4515
Central Ventilation Systems | Fan - Axial | Town JR | 1 | Medium | B | 5 | 2029 | 5 | 3 | 3.2 | 28527 | 15335
Heat Emitters | Radiators - Steel | Town JS | 4 | Medium | B | 1 | 2025 | 5 | 3 | 3.2 | 28528 | 9926
Fire Safety Systems | Manual and Automatic Doors - Emergency and Panic Escape Doors | Town JF | 1 | Urgent | B | 13 | 2037 | 5 | 1 | 2.2 | 7365 | 26878
External Doors | Entrance Doors | Town JB | 1 | High | B | 21 | 2045 | 5 | 2 | 2.7 | 16180 | 32702
General Lighting | General - LED fittings & Luminaires | Town JC | 49 | Medium | B | 6 | 2030 | 5 | 3 | 3.2 | 28529 | 18874
General Lighting | General - LED fittings & Luminaires | Town IX | 47 | Medium | B | 1 | 2025 | 5 | 3 | 3.2 | 28530 | 9927
LV Distribution | Sub Distribution Board | Town JK | 1 | High | A | 19 | 2043 | 6 | 2 | 3 | 19600 | 31322
External Doors | Entrance Doors | Town JN | 1 | High | B | 25 | 2049 | 5 | 2 | 2.7 | 16181 | 33414
Fire Safety Systems | Manual and Automatic Doors - Emergency and Panic Escape Doors | Town JC | 1 | Urgent | B | 11 | 2035 | 5 | 1 | 2.2 | 7366 | 23829
Roller Shutters | Internal Electric Roller Shutter | Town JA | 1 | Medium | B | 8 | 2032 | 5 | 3 | 3.2 | 28531 | 21062
External Doors | Entrance Doors | Town JH | 1 | High | B | 15 | 2039 | 5 | 2 | 2.7 | 16182 | 28249
Fire Safety Systems | Fire Extinguishers - Foam | Town IX | 2 | Urgent | B | 1 | 2025 | 5 | 1 | 2.2 | 7367 | 1623
Boiler | Electric Boilers | Town JM | 1 | Medium | B | 1 | 2025 | 5 | 3 | 3.2 | 28532 | 9928
Fire Safety Systems | Manual and Automatic Doors - Emergency and Panic Escape Doors | Town JK | 1 | Urgent | B | 23 | 2047 | 5 | 1 | 2.2 | 7368 | 33130
Emergency Lighting | Self Contained - LED | Town JF | 3 | Urgent | B | 21 | 2045 | 5 | 1 | 2.2 | 7369 | 32282
Heat Emitters | Electric Heaters | Town JE | 1 | Medium | B | 1 | 2025 | 5 | 3 | 3.2 | 28533 | 9929
Emergency Lighting | Self Contained - LED | Town JG | 2 | Urgent | B | 18 | 2042 | 5 | 1 | 2.2 | 7370 | 30687
General Lighting | General - LED fittings & Luminaires | Town JL | 2 | Medium | B | 10 | 2034 | 5 | 3 | 3.2 | 28534 | 23007
Fire Safety Systems | Fire Extinguishers - Foam | Town JL | 4 | Urgent | B | 6 | 2030 | 5 | 1 | 2.2 | 7371 | 16835
LV Distribution | Sub Distribution Board | Town JK | 1 | High | A | 19 | 2043 | 6 | 2 | 3 | 19601 | 31323
Central Ventilation Systems | Fan - General Ventilation | Town JK | 1 | Low | B | 1 | 2025 | 5 | 4 | 3.7 | 33347 | 12207
Heat Emitters | Gas Fired Natural and Fan Assisted Heaters | Town JE | 1 | Medium | B | 11 | 2035 | 5 | 3 | 3.2 | 28535 | 25448
Local and Special Ventilation | Fan - General Ventilation | Town JL | 1 | Medium | B | 1 | 2025 | 5 | 3 | 3.2 | 28536 | 9930
Roller Shutters | External Manual Roller Shutter | Town JC | 1 | High | B | 1 | 2025 | 5 | 2 | 2.7 | 16183 | 4516
Central Ventilation Systems | Fan - General Ventilation | Town JK | 1 | Low | B | 1 | 2025 | 5 | 4 | 3.7 | 33348 | 12208
Local and Special Ventilation | Unit extract fans | Town HA | 1 | Medium | B | 1 | 2025 | 5 | 3 | 3.2 | 28537 | 9931
Emergency Lighting | Self Contained - LED | Town IZ | 1 | Urgent | B | 21 | 2045 | 5 | 1 | 2.2 | 7372 | 32283
Fire Safety Systems | Fire Extinguishers - Foam | Town JM | 6 | Urgent | B | 1 | 2025 | 5 | 1 | 2.2 | 7373 | 1624
Air Conditioning | Multi-Split Condenser - Split Systems/Heat Pumps - Air-cooled with Direct Expansion Evaporator (DX) | Town JP | 1 | Medium | B | 1 | 2025 | 5 | 3 | 3.2 | 28538 | 9932
Emergency Lighting | Illuminated Fire Exit Signage | Town JA | 1 | Urgent | B | 16 | 2040 | 5 | 1 | 2.2 | 7374 | 28930
Access Control | Door Lock / Keypad / Manual | Town JE | 2 | Medium | B | 10 | 2034 | 5 | 3 | 3.2 | 28539 | 23008
Fire Safety Systems | Fire Extinguishers - CO2 | Town JI | 5 | Urgent | B | 6 | 2030 | 5 | 1 | 2.2 | 7375 | 16836
Fire Safety Systems | Fire Extinguishers - CO2 | Town JB | 4 | Urgent | B | 5 | 2029 | 5 | 1 | 2.2 | 7376 | 14455
Heat Emitters | Electric Heaters | Town JG | 5 | Medium | B | 1 | 2025 | 5 | 3 | 3.2 | 28540 | 9933
LV Distribution | Main Distribution Board | Town JI | 1 | High | B | 1 | 2025 | 5 | 2 | 2.7 | 16184 | 4517
AHU - Internal | Central Heating & Cooling - Electric & DX | Town JL | 1 | Medium | B | 13 | 2037 | 5 | 3 | 3.2 | 28541 | 27201
External Doors | Entrance Doors | Town IX | 1 | High | B | 11 | 2035 | 5 | 2 | 2.7 | 16185 | 24628
External Doors | Entrance Doors | Town JB | 1 | High | B | 21 | 2045 | 5 | 2 | 2.7 | 16186 | 32703
Fire Safety Systems | Fire Alarm System | Town JE | 1 | Urgent | B | 13 | 2037 | 5 | 1 | 2.2 | 7377 | 26879
Roller Shutters | External Electric Roller Shutter | Town JL | 1 | High | B | 15 | 2039 | 5 | 2 | 2.7 | 16187 | 28250
External Lighting | General - Non LED | Town JF | 2 | Medium | B | 1 | 2025 | 5 | 3 | 3.2 | 28542 | 9934
External Lighting | General - LED | Town JK | 1 | Medium | B | 10 | 2034 | 5 | 3 | 3.2 | 28543 | 23009
Local Hot Water | Instantaneous Electric Water Heater - Non-Drinking Water | Town JN | 1 | Medium | B | 5 | 2029 | 5 | 3 | 3.2 | 28544 | 15336
Local and Special Ventilation | Fan - General Ventilation | Town JL | 1 | Medium | B | 1 | 2025 | 5 | 3 | 3.2 | 28545 | 9935
LV Distribution | Sub Distribution Board | Town JF | 1 | High | B | 6 | 2030 | 5 | 2 | 2.7 | 16188 | 17761
Roller Shutters | Internal Electric Roller Shutter | Town JH | 1 | Medium | B | 15 | 2039 | 5 | 3 | 3.2 | 28546 | 28489
General Lighting | General - LED fittings & Luminaires | Town JO | 10 | Medium | B | 6 | 2030 | 5 | 3 | 3.2 | 28547 | 18875
Fire Safety Systems | Fire Extinguishers - CO2 | Town JR | 3 | Urgent | B | 9 | 2033 | 5 | 1 | 2.2 | 7378 | 21415
Local and Special Ventilation | Fan - Window / Wall Mounted | Town JF | 1 | Medium | CX | 1 | 2025 | 2 | 3 | 2.3 | 10275 | 2202
Fire Safety Systems | Manual and Automatic Doors - Emergency and Panic Escape Doors | Town IZ | 1 | Urgent | B | 11 | 2035 | 5 | 1 | 2.2 | 7379 | 23830
Local and Special Ventilation | Unit extract fans | Town JC | 1 | Medium | B | 1 | 2025 | 5 | 3 | 3.2 | 28548 | 9936
Emergency Lighting | Self Contained - LED | Town JK | 11 | Urgent | B | 23 | 2047 | 5 | 1 | 2.2 | 7380 | 33131
Fire Safety Systems | Fire Extinguishers - Foam | Town JO | 5 | Urgent | B | 6 | 2030 | 5 | 1 | 2.2 | 7381 | 16837
Air Conditioning | Multi-Split Evaporator - Split Systems/Heat Pumps - Air-cooled with Direct Expansion Evaporator (DX) | Town JF | 1 | Medium | C | 3 | 2027 | 4 | 3 | 2.9 | 18853 | 13413
LV Distribution | Sub Distribution Board | Town JL | 1 | High | B | 10 | 2034 | 5 | 2 | 2.7 | 16189 | 22430
Emergency Lighting | Self Contained - Non LED | Town JL | 2 | Urgent | B | 15 | 2039 | 5 | 1 | 2.2 | 7382 | 27961
Local and Special Ventilation | Fan - Kitchen Window / Wall Mounted | Town JH | 1 | Medium | B | 10 | 2034 | 5 | 3 | 3.2 | 28549 | 23010
Local and Special Ventilation | Fan - Axial | Town JF | 1 | Medium | B | 12 | 2036 | 5 | 3 | 3.2 | 28550 | 26659
Fire Safety Systems | Fire Extinguishers - Powder | Town JO | 1 | Urgent | B | 6 | 2030 | 5 | 1 | 2.2 | 7383 | 16838
Fire Safety Systems | Fire Extinguishers - CO2 | Town IX | 3 | Urgent | B | 1 | 2025 | 5 | 1 | 2.2 | 7384 | 1625
Fire Safety Systems | Fire Extinguishers - Foam | Town JG | 3 | Urgent | B | 6 | 2030 | 5 | 1 | 2.2 | 7385 | 16839
Local and Special Ventilation | Unit extract fans | Town JC | 1 | Medium | B | 1 | 2025 | 5 | 3 | 3.2 | 28551 | 9937
External Doors | Entrance Doors | Town JB | 1 | High | B | 21 | 2045 | 5 | 2 | 2.7 | 16190 | 32704
General Lighting | General - LED fittings & Luminaires | Town JE | 49 | Medium | B | 15 | 2039 | 5 | 3 | 3.2 | 28552 | 28490
General Lighting | General - LED fittings & Luminaires | Town IZ | 25 | Medium | B | 16 | 2040 | 5 | 3 | 3.2 | 28553 | 29719
Local Hot Water | Package Electric Water Heaters - Non-Drinking Water | Town JD | 1 | Medium | D | 1 | 2025 | 3 | 3 | 2.6 | 11197 | 2684
Roller Shutters | Internal Electric Roller Shutter | Town JK | 1 | Medium | B | 5 | 2029 | 5 | 3 | 3.2 | 28554 | 15337
Roller Shutters | Internal Electric Roller Shutter | Town JQ | 1 | Medium | B | 20 | 2044 | 5 | 3 | 3.2 | 28555 | 31683
General Lighting | General - LED fittings & Luminaires | Town JQ | 1 | Medium | B | 17 | 2041 | 5 | 3 | 3.2 | 28556 | 30533
Emergency Lighting | Illuminated Fire Exit Signage | Town JA | 3 | Urgent | B | 17 | 2041 | 5 | 1 | 2.2 | 7386 | 30173
General Lighting | General - LED fittings & Luminaires | Town JB | 3 | Medium | B | 11 | 2035 | 5 | 3 | 3.2 | 28557 | 25449
Local Hot Water | Package Electric Water Heaters - Non-Drinking Water | Town JG | 1 | Medium | B | 5 | 2029 | 5 | 3 | 3.2 | 28558 | 15338
LV Distribution | Sub Distribution Board | Town JA | 1 | High | B | 19 | 2043 | 5 | 2 | 2.7 | 16191 | 31236
Boiler | Atmospheric Gas Burner/Condensing Combination Boiler (domestic type) | Town JI | 1 | High | B | 7 | 2031 | 5 | 2 | 2.7 | 16192 | 19667
Local and Special Ventilation | Fan - Window / Wall Mounted | Town JH | 1 | Medium | B | 10 | 2034 | 5 | 3 | 3.2 | 28559 | 23011
Emergency Lighting | Self Contained - LED | Town JC | 11 | Urgent | B | 21 | 2045 | 5 | 1 | 2.2 | 7387 | 32284
Heat Emitters | Electric Heaters | Town JN | 1 | Medium | B | 1 | 2025 | 5 | 3 | 3.2 | 28560 | 9938
Fire Safety Systems | Fire Extinguishers - Foam | Town HA | 5 | Urgent | B | 6 | 2030 | 5 | 1 | 2.2 | 7388 | 16840
Fire Safety Systems | Fire Extinguishers - CO2 | Town JH | 4 | Urgent | B | 8 | 2032 | 5 | 1 | 2.2 | 7389 | 20516
LV Distribution | Sub Distribution Board | Town JL | 1 | High | D | 1 | 2025 | 3 | 2 | 2.1 | 1260 | 853
Multi-System Controls | Control Panel - Electrical Services (excluding Electrical Controllers and Pneumatic Relays) | Town IZ | 1 | Medium | D | 6 | 2030 | 3 | 3 | 2.6 | 11198 | 17345
Local and Special Ventilation | Fan - Centrifugal | Town JB | 1 | Medium | B | 1 | 2025 | 5 | 3 | 3.2 | 28561 | 9939
Local and Special Ventilation | Unit extract fans | Town JC | 1 | Medium | B | 1 | 2025 | 5 | 3 | 3.2 | 28562 | 9940
AHU - Internal | Central Air Conditioning - Gas Fired | Town KH | 1 | Medium | B | 1 | 2025 | 5 | 3 | 3.2 | 28563 | 9941
Local and Special Ventilation | Fan - Axial | Town KH | 1 | Medium | C | 1 | 2025 | 4 | 3 | 2.9 | 18854 | 5713
Local and Special Ventilation | Fan - Extract | Town JU | 1 | Medium | CX | 1 | 2025 | 2 | 3 | 2.3 | 10276 | 2203
Fire Safety Systems | Fire Alarm System | Town BI | 1 | Urgent | B | 11 | 2035 | 5 | 1 | 2.2 | 7390 | 23831
Air Conditioning | Multi-Split Evaporator - Split Systems/Heat Pumps - Air-cooled with Direct Expansion Evaporator (DX) | Town KD | 1 | Medium | B | 3 | 2027 | 5 | 3 | 3.2 | 28564 | 13618
LV Distribution | Sub Distribution Board | Town KI | 1 | High | B | 1 | 2025 | 5 | 2 | 2.7 | 16193 | 4518
Barriers & Guardrails | Vehicle Crash Protection Barrier | Town JU | 1 | V Low | B | 1 | 2025 | 5 | 4 | 3.7 | 33349 | 12209
LV Distribution | Sub Distribution Board | Town KG | 1 | High | B | 10 | 2034 | 5 | 2 | 2.7 | 16194 | 22431
LV Distribution | Main Switch Panel at Supply Intake | Town JX | 1 | Medium | B | 1 | 2025 | 5 | 3 | 3.2 | 28565 | 9942
External Doors | Entrance Doors | Town KC | 1 | High | B | 11 | 2035 | 5 | 2 | 2.7 | 16195 | 24629
Local and Special Ventilation | Fan - Extract | Town JU | 1 | Medium | CX | 1 | 2025 | 2 | 3 | 2.3 | 10277 | 2204
Emergency Lighting | Illuminated Fire Exit Signage | Town KE | 2 | Urgent | B | 16 | 2040 | 5 | 1 | 2.2 | 7391 | 28931
Central Ventilation Systems | Fan - General Ventilation | Town JZ | 1 | Low | B | 1 | 2025 | 5 | 4 | 3.7 | 33350 | 12210
Emergency Lighting | Self Contained - LED | Town JU | 11 | Urgent | B | 21 | 2045 | 5 | 1 | 2.2 | 7392 | 32285
Emergency Lighting | Illuminated Fire Exit Signage | Town JV | 4 | Urgent | B | 16 | 2040 | 5 | 1 | 2.2 | 7393 | 28932
External Lighting | General - LED | Town H | 3 | Medium | B | 2 | 2026 | 5 | 3 | 3.2 | 28566 | 13157
Emergency Lighting | Self Contained - LED | Town JU | 9 | Urgent | B | 21 | 2045 | 5 | 1 | 2.2 | 7394 | 32286
Access Control | Gate Access - Local Lock / Keypad / Manual (External) | Town JU | 1 | Medium | B | 1 | 2025 | 5 | 3 | 3.2 | 28567 | 9943
Heat Emitters | Radiators - Steel | Town KC | 4 | Medium | B | 1 | 2025 | 5 | 3 | 3.2 | 28568 | 9944
Heat Emitters | Radiators - Steel | Town JX | 1 | Medium | B | 1 | 2025 | 5 | 3 | 3.2 | 28569 | 9945
General Lighting | General - LED fittings & Luminaires | Town KF | 6 | Medium | B | 16 | 2040 | 5 | 3 | 3.2 | 28570 | 29720
Roller Shutters | External Manual Roller Shutter | Town JU | 1 | High | B | 1 | 2025 | 5 | 2 | 2.7 | 16196 | 4519
Barriers & Guardrails | Vehicle Crash Protection Barrier | Town JU | 1 | V Low | B | 1 | 2025 | 5 | 4 | 3.7 | 33351 | 12211
External Doors | Entrance Doors | Town ET | 1 | High | B | 25 | 2049 | 5 | 2 | 2.7 | 16197 | 33415
LV Distribution | Sub Distribution Board | Town JZ | 1 | High | B | 10 | 2034 | 5 | 2 | 2.7 | 16198 | 22432
Local Hot Water | Package Electric Water Heaters - Non-Drinking Water | Town KE | 1 | Medium | B | 1 | 2025 | 5 | 3 | 3.2 | 28571 | 9946
Heat Emitters | Gas Fired Natural and Fan Assisted Heaters | Town ET | 1 | Medium | B | 5 | 2029 | 5 | 3 | 3.2 | 28572 | 15339
Roller Shutters | External Manual Roller Shutter | Town JU | 1 | High | B | 1 | 2025 | 5 | 2 | 2.7 | 16199 | 4520
Local and Special Ventilation | Fan - Extract | Town KB | 1 | Medium | B | 1 | 2025 | 5 | 3 | 3.2 | 28573 | 9947
Air Conditioning | Multi-Split Condenser - Split Systems/Heat Pumps - Air-cooled with Direct Expansion Evaporator (DX) | Town H | 1 | Medium | B | 2 | 2026 | 5 | 3 | 3.2 | 28574 | 13158
Emergency Lighting | Self Contained - LED | Town H | 7 | Urgent | B | 12 | 2036 | 5 | 1 | 2.2 | 7395 | 26073
External Lighting | General - LED | Town BI | 7 | Medium | B | 7 | 2031 | 5 | 3 | 3.2 | 28575 | 20076
Heat Emitters | Radiators - Steel | Town JW | 2 | Medium | B | 6 | 2030 | 5 | 3 | 3.2 | 28576 | 18876
Fire Safety Systems | Manual and Automatic Doors - Emergency and Panic Escape Doors | Town JZ | 1 | Urgent | B | 15 | 2039 | 5 | 1 | 2.2 | 7396 | 27962
General Lighting | General - LED fittings & Luminaires | Town JV | 22 | Medium | B | 16 | 2040 | 5 | 3 | 3.2 | 28577 | 29721
Emergency Lighting | Illuminated Fire Exit Signage | Town H | 1 | Urgent | B | 7 | 2031 | 5 | 1 | 2.2 | 7397 | 19434
Fire Safety Systems | Fire Extinguishers - Powder | Town JZ | 1 | Urgent | B | 6 | 2030 | 5 | 1 | 2.2 | 7398 | 16841
LV Distribution | Main Distribution Board | Town JV | 1 | High | B | 1 | 2025 | 5 | 2 | 2.7 | 16200 | 4521
Central Ventilation Systems | Fan - General Ventilation | Town KE | 1 | Low | B | 1 | 2025 | 5 | 4 | 3.7 | 33352 | 12212
Fire Safety Systems | Fire Alarm System | Town JZ | 1 | Urgent | B | 1 | 2025 | 5 | 1 | 2.2 | 7399 | 1626
Local and Special Ventilation | Fan - Extract | Town KE | 1 | Medium | B | 1 | 2025 | 5 | 3 | 3.2 | 28578 | 9948
Central Heating | Fan - Axial | Town H | 1 | High | B | 2 | 2026 | 5 | 2 | 2.7 | 16201 | 12935
Boiler | Atmospheric Gas Burner Boiler - Small and/or Wall Hung for Light Commercial Installation | Town KH | 1 | Medium | B | 4 | 2028 | 5 | 3 | 3.2 | 28579 | 14188
Emergency Lighting | Illuminated Fire Exit Signage | Town KH | 2 | Urgent | B | 16 | 2040 | 5 | 1 | 2.2 | 7400 | 28933
Roller Shutters | External Manual Roller Shutter | Town KE | 1 | High | B | 1 | 2025 | 5 | 2 | 2.7 | 16202 | 4522
Fire Safety Systems | Fire Extinguishers - CO2 | Town H | 5 | Urgent | B | 7 | 2031 | 5 | 1 | 2.2 | 7401 | 19435
Central Ventilation Systems | Fan - General Ventilation | Town KF | 1 | Low | B | 1 | 2025 | 5 | 4 | 3.7 | 33353 | 12213
Security Systems | Manual and Automatic Doors - High Security Door | Town H | 1 | High | B | 22 | 2046 | 5 | 2 | 2.7 | 16203 | 33033
Emergency Lighting | Self Contained - Non LED | Town KH | 2 | Urgent | B | 1 | 2025 | 5 | 1 | 2.2 | 7402 | 1627
Emergency Lighting | Illuminated Fire Exit Signage | Town KH | 7 | Urgent | B | 16 | 2040 | 5 | 1 | 2.2 | 7403 | 28934
Emergency Lighting | Self Contained - LED | Town BI | 6 | Urgent | B | 21 | 2045 | 5 | 1 | 2.2 | 7404 | 32287
Fire Safety Systems | Fire Extinguishers - CO2 | Town JW | 1 | Urgent | B | 9 | 2033 | 5 | 1 | 2.2 | 7405 | 21416
Fire Safety Systems | Fire Extinguishers - CO2 | Town ET | 2 | Urgent | B | 7 | 2031 | 5 | 1 | 2.2 | 7406 | 19436
Fire Safety Systems | Fire Extinguishers - CO2 | Town KI | 2 | Urgent | B | 1 | 2025 | 5 | 1 | 2.2 | 7407 | 1628
External Doors | Manual and Automatic Doors - Auto / Powered Sliding Doors | Town H | 1 | High | B | 22 | 2046 | 5 | 2 | 2.7 | 16204 | 33034
Access Control | Gate Access - Local Lock / Keypad / Manual (External) | Town JU | 4 | Medium | B | 1 | 2025 | 5 | 3 | 3.2 | 28580 | 9949
General Lighting | General - LED fittings & Luminaires | Town EP | 154 | Medium | B | 16 | 2040 | 5 | 3 | 3.2 | 28581 | 29722
Fire Safety Systems | Fire Extinguishers - CO2 | Town JV | 3 | Urgent | B | 8 | 2032 | 5 | 1 | 2.2 | 7408 | 20517
Local and Special Ventilation | Fan - Kitchen Extract | Town JZ | 1 | Low | B | 5 | 2029 | 5 | 4 | 3.7 | 33354 | 15657
Local and Special Ventilation | Fan - Extract | Town KE | 1 | Medium | B | 1 | 2025 | 5 | 3 | 3.2 | 28582 | 9950
LV Distribution | Main Distribution Board | Town JV | 1 | High | B | 1 | 2025 | 5 | 2 | 2.7 | 16205 | 4523
LV Distribution | Sub Distribution Board | Town KD | 1 | High | B | 10 | 2034 | 5 | 2 | 2.7 | 16206 | 22433
General Lighting | General - LED fittings & Luminaires | Town KD | 9 | Medium | B | 8 | 2032 | 5 | 3 | 3.2 | 28583 | 21063
Local Hot Water | Instantaneous Electric Water Heater - Non-Drinking Water | Town JY | 1 | Medium | B | 1 | 2025 | 5 | 3 | 3.2 | 28584 | 9951
LV Distribution | Main Distribution Board | Town JU | 1 | High | B | 19 | 2043 | 5 | 2 | 2.7 | 16207 | 31237
General Lighting | General - LED fittings & Luminaires | Town JV | 3 | Medium | C | 1 | 2025 | 4 | 3 | 2.9 | 18855 | 5714
Air Conditioning | Single-Split Evaporator - Split Systems/Heat Pumps - Air-cooled with Direct Expansion Evaporator (DX) | Town KH | 1 | Medium | DX | 1 | 2025 | 1 | 3 | 2 | 945 | 645
Air Conditioning | Single-Split Evaporator - Split Systems/Heat Pumps - Air-cooled with Direct Expansion Evaporator (DX) | Town KH | 1 | Medium | DX | 1 | 2025 | 1 | 3 | 2 | 946 | 646
LV Distribution | Sub Distribution Board | Town JZ | 1 | High | B | 15 | 2039 | 5 | 2 | 2.7 | 16208 | 28251
Central Ventilation Systems | Fan - General Ventilation | Town EP | 1 | Low | B | 1 | 2025 | 5 | 4 | 3.7 | 33355 | 12214
Heat Emitters | Electric Overdoor Air Curtain/Heater | Town KE | 1 | Medium | B | 1 | 2025 | 5 | 3 | 3.2 | 28585 | 9952
External Doors | Entrance Doors | Town JU | 1 | High | B | 11 | 2035 | 5 | 2 | 2.7 | 16209 | 24630
Fire Safety Systems | Manual and Automatic Doors - Emergency and Panic Escape Doors | Town KH | 1 | Urgent | B | 16 | 2040 | 5 | 1 | 2.2 | 7409 | 28935
Roller Shutters | External Manual Roller Shutter | Town KE | 1 | High | B | 21 | 2045 | 5 | 2 | 2.7 | 16210 | 32705
Emergency Lighting | Illuminated Fire Exit Signage | Town KD | 3 | Urgent | B | 10 | 2034 | 5 | 1 | 2.2 | 7410 | 22113
Emergency Lighting | Self Contained - LED | Town ET | 5 | Urgent | B | 20 | 2044 | 5 | 1 | 2.2 | 7411 | 31527
Air Conditioning | Single-Split Condenser - Split Systems/Heat Pumps - Air-cooled with Direct Expansion Evaporator (DX) | Town KD | 1 | Medium | B | 4 | 2028 | 5 | 3 | 3.2 | 28586 | 14189
Central Ventilation Systems | Fan - General Ventilation | Town KE | 1 | Low | B | 1 | 2025 | 5 | 4 | 3.7 | 33356 | 12215
Barriers & Guardrails | Vehicle Crash Protection Barrier | Town JU | 1 | V Low | B | 1 | 2025 | 5 | 4 | 3.7 | 33357 | 12216
Emergency Lighting | Illuminated Fire Exit Signage | Town JZ | 3 | Urgent | B | 17 | 2041 | 5 | 1 | 2.2 | 7412 | 30174
External Doors | Entrance Doors | Town JZ | 1 | High | B | 15 | 2039 | 5 | 2 | 2.7 | 16211 | 28252
Local and Special Ventilation | Fan - Axial | Town KH | 1 | Medium | B | 1 | 2025 | 5 | 3 | 3.2 | 28587 | 9953
General Lighting | General - LED fittings & Luminaires | Town KG | 45 | Medium | B | 10 | 2034 | 5 | 3 | 3.2 | 28588 | 23012
Air Conditioning | Single-Split Condenser - Split Systems/Heat Pumps - Air-cooled with Direct Expansion Evaporator (DX) | Town JU | 1 | Medium | B | 8 | 2032 | 5 | 3 | 3.2 | 28589 | 21064
Roller Shutters | Internal Electric Roller Shutter | Town JY | 1 | Medium | C | 11 | 2035 | 4 | 3 | 2.9 | 18856 | 24875
Barriers & Guardrails | Vehicle Crash Protection Barrier | Town JW | 2 | V Low | B | 1 | 2025 | 5 | 4 | 3.7 | 33358 | 12217
General Lighting | General - LED fittings & Luminaires | Town JU | 39 | Medium | B | 16 | 2040 | 5 | 3 | 3.2 | 28590 | 29723
Fire Safety Systems | Fire Extinguishers - Foam | Town JZ | 4 | Urgent | B | 6 | 2030 | 5 | 1 | 2.2 | 7413 | 16842
Heat Emitters | Electric Heaters | Town KI | 2 | Medium | B | 1 | 2025 | 5 | 3 | 3.2 | 28591 | 9954
General Lighting | General - LED fittings & Luminaires | Town ET | 9 | Medium | B | 10 | 2034 | 5 | 3 | 3.2 | 28592 | 23013
Emergency Lighting | Self Contained - LED | Town JV | 10 | Urgent | B | 21 | 2045 | 5 | 1 | 2.2 | 7414 | 32288
Emergency Lighting | Self Contained - Non LED | Town KG | 3 | Urgent | B | 15 | 2039 | 5 | 1 | 2.2 | 7415 | 27963
Fire Safety Systems | Manual and Automatic Doors - Emergency and Panic Escape Doors | Town KK | 1 | Urgent | B | 11 | 2035 | 5 | 1 | 2.2 | 7416 | 23832
AHU - Internal | Central Heating - Electric Heating (Internally Sourced) | Town KT | 1 | Medium | B | 10 | 2034 | 5 | 3 | 3.2 | 28593 | 23014
Air Conditioning | Single-Split Condenser - Split Systems/Heat Pumps - Air-cooled with Direct Expansion Evaporator (DX) | Town KL | 1 | Medium | B | 7 | 2031 | 5 | 3 | 3.2 | 28594 | 20077
Heat Emitters | Gas Fired Unit Heaters | Town KU | 1 | Medium | B | 1 | 2025 | 5 | 3 | 3.2 | 28595 | 9955
Boiler | Electric Boilers | Town KP | 1 | Medium | B | 1 | 2025 | 5 | 3 | 3.2 | 28596 | 9956
Roller Shutters | Internal Manual Roller Shutter | Town KP | 1 | Medium | B | 1 | 2025 | 5 | 3 | 3.2 | 28597 | 9957
Roller Shutters | External Manual Roller Shutter | Town FK | 1 | High | B | 1 | 2025 | 5 | 2 | 2.7 | 16212 | 4524
Fire Safety Systems | Fire Alarm Panel / Repeater | Town KN | 1 | Urgent | B | 8 | 2032 | 5 | 1 | 2.2 | 7417 | 20518
Emergency Lighting | Self Contained - LED | Town KO | 13 | Urgent | B | 21 | 2045 | 5 | 1 | 2.2 | 7418 | 32289
Access Control | Gate Access - Local Lock / Keypad / Manual (External) | Town KS | 1 | Medium | B | 1 | 2025 | 5 | 3 | 3.2 | 28598 | 9958
Fire Safety Systems | Fire Extinguishers - CO2 | Town KV | 3 | Urgent | B | 7 | 2031 | 5 | 1 | 2.2 | 7419 | 19437
Hot Water Distribution | Hot water cylinders | Town KQ | 1 | High | B | 5 | 2029 | 5 | 2 | 2.7 | 16213 | 14710
External Doors | Manual and Automatic Doors - Auto / Powered Sliding Doors | Town KO | 1 | High | B | 26 | 2050 | 5 | 2 | 2.7 | 16214 | 33518
Local Hot Water | Package Electric Water Heaters - Non-Drinking Water | Town BI | 1 | Medium | B | 6 | 2030 | 5 | 3 | 3.2 | 28599 | 18877
Emergency Lighting | Self Contained - LED | Town BI | 4 | Urgent | B | 21 | 2045 | 5 | 1 | 2.2 | 7420 | 32290
Fire Safety Systems | Fire Extinguishers - Foam | Town KL | 7 | Urgent | B | 7 | 2031 | 5 | 1 | 2.2 | 7421 | 19438
Air Conditioning | Single-Split Condenser - Split Systems/Heat Pumps - Air-cooled with Direct Expansion Evaporator (DX) | Town KO | 1 | Medium | B | 8 | 2032 | 5 | 3 | 3.2 | 28600 | 21065
Access Control | Door Lock / Keypad / Manual | Town KN | 1 | Medium | B | 10 | 2034 | 5 | 3 | 3.2 | 28601 | 23015
Emergency Lighting | Illuminated Fire Exit Signage | Town KL | 1 | Urgent | B | 1 | 2025 | 5 | 1 | 2.2 | 7422 | 1629
LV Distribution | Sub Distribution Board | Town KS | 1 | High | B | 1 | 2025 | 5 | 2 | 2.7 | 16215 | 4525
LV Distribution | Sub Distribution Board | Town KL | 1 | High | B | 1 | 2025 | 5 | 2 | 2.7 | 16216 | 4526
Roller Shutters | External Electric Roller Shutter | Town KS | 1 | High | B | 1 | 2025 | 5 | 2 | 2.7 | 16217 | 4527
External Lighting | General - Non LED | Town FK | 3 | Medium | B | 1 | 2025 | 5 | 3 | 3.2 | 28602 | 9959
Emergency Lighting | Self Contained - Non LED | Town KS | 3 | Urgent | B | 1 | 2025 | 5 | 1 | 2.2 | 7423 | 1630
Fire Safety Systems | Fire Extinguishers - Foam | Town BI | 2 | Urgent | B | 6 | 2030 | 5 | 1 | 2.2 | 7424 | 16843
Heat Emitters | Electric Heaters | Town KV | 2 | Medium | B | 5 | 2029 | 5 | 3 | 3.2 | 28603 | 15340
Air Conditioning | Single-Split Evaporator - Split Systems/Heat Pumps - Air-cooled with Direct Expansion Evaporator (DX) | Town KL | 1 | Medium | B | 7 | 2031 | 5 | 3 | 3.2 | 28604 | 20078
LV Distribution | Sub Distribution Board | Town KO | 1 | High | B | 1 | 2025 | 5 | 2 | 2.7 | 16218 | 4528
Roller Shutters | External Manual Roller Shutter | Town FK | 1 | High | B | 1 | 2025 | 5 | 2 | 2.7 | 16219 | 4529
Roller Shutters | External Electric Roller Shutter | Town KL | 1 | High | B | 8 | 2032 | 5 | 2 | 2.7 | 16220 | 20753
General Lighting | General - LED fittings & Luminaires | Town FK | 11 | Medium | B | 1 | 2025 | 5 | 3 | 3.2 | 28605 | 9960
Local Hot Water | Instantaneous Electric Water Heater - Non-Drinking Water | Town KR | 1 | Medium | B | 5 | 2029 | 5 | 3 | 3.2 | 28606 | 15341
External Lighting | General - Non LED | Town FK | 6 | Medium | B | 1 | 2025 | 5 | 3 | 3.2 | 28607 | 9961
Fire Safety Systems | Fire Extinguishers - Foam | Town KQ | 2 | Urgent | B | 6 | 2030 | 5 | 1 | 2.2 | 7425 | 16844
Fire Safety Systems | Fire Extinguishers - Foam | Town FK | 1 | Urgent | B | 6 | 2030 | 5 | 1 | 2.2 | 7426 | 16845
Air Conditioning | Single-Split Condenser - Split Systems/Heat Pumps - Air-cooled with Direct Expansion Evaporator (DX) | Town KL | 1 | Medium | B | 7 | 2031 | 5 | 3 | 3.2 | 28608 | 20079
Barriers & Guardrails | Manual Vehicle Barrier | Town KL | 1 | Medium | B | 1 | 2025 | 5 | 3 | 3.2 | 28609 | 9962
Emergency Lighting | Externally Powered - Non LED | Town KP | 3 | Urgent | B | 1 | 2025 | 5 | 1 | 2.2 | 7427 | 1631
Air Conditioning | Multi-Split Evaporator - Split Systems/Heat Pumps - Air-cooled with Direct Expansion Evaporator (DX) | Town FK | 1 | Medium | B | 8 | 2032 | 5 | 3 | 3.2 | 28610 | 21066
Emergency Lighting | Self Contained - LED | Town KL | 9 | Urgent | B | 21 | 2045 | 5 | 1 | 2.2 | 7428 | 32291
External Doors | Entrance Doors | Town KL | 1 | High | C | 21 | 2045 | 4 | 2 | 2.4 | 10676 | 32517
Local and Special Ventilation | Fan - Window / Wall Mounted | Town FK | 1 | Medium | B | 7 | 2031 | 5 | 3 | 3.2 | 28611 | 20080
External Doors | Entrance Doors | Town KP | 1 | High | B | 11 | 2035 | 5 | 2 | 2.7 | 16221 | 24631
BMS | BMS Control Panel | Town KS | 1 | High | B | 4 | 2028 | 5 | 2 | 2.7 | 16222 | 13984
Roller Shutters | External Manual Roller Shutter | Town KL | 1 | High | B | 5 | 2029 | 5 | 2 | 2.7 | 16223 | 14711
Heat Emitters | Radiators - Steel | Town KN | 1 | Medium | B | 1 | 2025 | 5 | 3 | 3.2 | 28612 | 9963
LV Distribution | Sub Distribution Board | Town KO | 1 | High | B | 1 | 2025 | 5 | 2 | 2.7 | 16224 | 4530
General Lighting | General - LED fittings & Luminaires | Town KO | 66 | Medium | B | 16 | 2040 | 5 | 3 | 3.2 | 28613 | 29724
General Lighting | General - LED fittings & Luminaires | Town KN | 31 | Medium | B | 13 | 2037 | 5 | 3 | 3.2 | 28614 | 27202
Emergency Lighting | Self Contained - Non LED | Town KL | 2 | Urgent | B | 8 | 2032 | 5 | 1 | 2.2 | 7429 | 20519
Emergency Lighting | Self Contained - LED | Town KV | 2 | Urgent | B | 15 | 2039 | 5 | 1 | 2.2 | 7430 | 27964
Heat Emitters | Gas Fired Natural and Fan Assisted Heaters | Town KR | 1 | Medium | B | 5 | 2029 | 5 | 3 | 3.2 | 28615 | 15342
General Lighting | General - LED fittings & Luminaires | Town KK | 51 | Medium | B | 16 | 2040 | 5 | 3 | 3.2 | 28616 | 29725
LV Distribution | Main Distribution Board | Town KR | 1 | High | B | 10 | 2034 | 5 | 2 | 2.7 | 16225 | 22434
Roller Shutters | External Electric Roller Shutter | Town KR | 1 | High | B | 15 | 2039 | 5 | 2 | 2.7 | 16226 | 28253
Heat Emitters | Electric Heaters | Town KN | 1 | Medium | B | 1 | 2025 | 5 | 3 | 3.2 | 28617 | 9964
Fire Safety Systems | Fire Extinguishers - Foam | Town KL | 6 | Urgent | B | 9 | 2033 | 5 | 1 | 2.2 | 7431 | 21417
Boiler | Electric Boilers | Town KP | 1 | Medium | B | 1 | 2025 | 5 | 3 | 3.2 | 28618 | 9965
General Lighting | General - LED fittings & Luminaires | Town FK | 12 | Medium | B | 14 | 2038 | 5 | 3 | 3.2 | 28619 | 27614
Emergency Lighting | Illuminated Fire Exit Signage | Town FK | 5 | Urgent | B | 14 | 2038 | 5 | 1 | 2.2 | 7432 | 27383
Local and Special Ventilation | Fan - Extract | Town KO | 1 | Medium | B | 1 | 2025 | 5 | 3 | 3.2 | 28620 | 9966
Fire Safety Systems | Manual and Automatic Doors - Emergency and Panic Escape Doors | Town KN | 1 | Urgent | B | 15 | 2039 | 5 | 1 | 2.2 | 7433 | 27965
General Lighting | General - LED fittings & Luminaires | Town FK | 73 | Medium | B | 16 | 2040 | 5 | 3 | 3.2 | 28621 | 29726
LV Distribution | Sub Distribution Board | Town KL | 1 | High | B | 12 | 2036 | 5 | 2 | 2.7 | 16227 | 26228
Emergency Lighting | Illuminated Fire Exit Signage | Town KR | 6 | Urgent | B | 10 | 2034 | 5 | 1 | 2.2 | 7434 | 22114
Fire Safety Systems | Fire Extinguishers - Powder | Town KL | 1 | Urgent | B | 7 | 2031 | 5 | 1 | 2.2 | 7435 | 19439
LV Distribution | Sub Distribution Board | Town KL | 1 | High | B | 1 | 2025 | 5 | 2 | 2.7 | 16228 | 4531
LV Distribution | Sub Distribution Board | Town FK | 1 | High | B | 1 | 2025 | 5 | 2 | 2.7 | 16229 | 4532
Fire Safety Systems | Manual and Automatic Doors - Emergency and Panic Escape Doors | Town KL | 1 | Urgent | B | 31 | 2055 | 5 | 1 | 2.2 | 7436 | 33768
General Lighting | General - LED fittings & Luminaires | Town KL | 3 | Medium | B | 1 | 2025 | 5 | 3 | 3.2 | 28622 | 9967
Heat Emitters | Electric Heaters | Town KN | 1 | Medium | B | 1 | 2025 | 5 | 3 | 3.2 | 28623 | 9968
Local and Special Ventilation | Fan - Axial | Town KX | 1 | Medium | B | 3 | 2027 | 5 | 3 | 3.2 | 28624 | 13619
Local and Special Ventilation | Fan - Extract | Town AJ | 1 | Medium | B | 1 | 2025 | 5 | 3 | 3.2 | 28625 | 9969
LV Distribution | Sub Distribution Board | Town LC | 1 | High | B | 12 | 2036 | 5 | 2 | 2.7 | 16230 | 26229
Roller Shutters | External Manual Roller Shutter | Town AP | 1 | High | B | 1 | 2025 | 5 | 2 | 2.7 | 16231 | 4533
Air Conditioning | Multi-Split Condenser - Split Systems/Heat Pumps - Air-cooled with Direct Expansion Evaporator (DX) | Town KY | 1 | Medium | B | 8 | 2032 | 5 | 3 | 3.2 | 28626 | 21067
LV Distribution | Sub Distribution Board | Town AQ | 1 | High | C | 15 | 2039 | 4 | 2 | 2.4 | 10677 | 28060
Roller Shutters | External Electric Roller Shutter | Town LG | 1 | High | B | 21 | 2045 | 5 | 2 | 2.7 | 16232 | 32706
Emergency Lighting | Self Contained - LED | Town GS | 2 | Urgent | C | 11 | 2035 | 4 | 1 | 1.9 | 713 | 23288
Emergency Lighting | Self Contained - LED | Town LB | 1 | Urgent | C | 17 | 2041 | 4 | 1 | 1.9 | 714 | 29977
LV Distribution | Sub Distribution Board | Town AY | 1 | High | B | 1 | 2025 | 5 | 2 | 2.7 | 16233 | 4534
Roller Shutters | External Manual Roller Shutter | Town GN | 1 | High | B | 2 | 2026 | 5 | 2 | 2.7 | 16234 | 12936
Fire Safety Systems | Fire Alarm Panel / Repeater | Town KY | 1 | Urgent | B | 8 | 2032 | 5 | 1 | 2.2 | 7437 | 20520
Fire Safety Systems | Fire Extinguishers - Foam | Town KY | 5 | Urgent | B | 4 | 2028 | 5 | 1 | 2.2 | 7438 | 13855
Heat Emitters | Electric Heaters | Town LE | 3 | Medium | B | 1 | 2025 | 5 | 3 | 3.2 | 28627 | 9970
Roller Shutters | External Manual Roller Shutter | Town AY | 1 | High | C | 1 | 2025 | 4 | 2 | 2.4 | 10678 | 2479
Emergency Lighting | Self Contained - LED | Town GN | 6 | Urgent | B | 15 | 2039 | 5 | 1 | 2.2 | 7439 | 27966
Local Hot Water | Package Electric Water Heaters - Non-Drinking Water | Town LE | 1 | Medium | B | 1 | 2025 | 5 | 3 | 3.2 | 28628 | 9971
LV Distribution | Sub Distribution Board | Town AP | 1 | High | B | 12 | 2036 | 5 | 2 | 2.7 | 16235 | 26230
Local Hot Water | Package Electric Water Heaters - Non-Drinking Water | Town LH | 1 | Medium | B | 1 | 2025 | 5 | 3 | 3.2 | 28629 | 9972
General Lighting | General - LED fittings & Luminaires | Town II | 60 | Medium | B | 11 | 2035 | 5 | 3 | 3.2 | 28630 | 25450
General Lighting | General - LED fittings & Luminaires | Town II | 6 | Medium | B | 8 | 2032 | 5 | 3 | 3.2 | 28631 | 21068
Fire Safety Systems | Fire Extinguishers - Foam | Town CZ | 1 | Urgent | B | 8 | 2032 | 5 | 1 | 2.2 | 7440 | 20521
Local Hot Water | Instantaneous Electric Water Heater - Non-Drinking Water | Town AY | 1 | Medium | B | 1 | 2025 | 5 | 3 | 3.2 | 28632 | 9973
Roller Shutters | Internal Electric Roller Shutter | Town GS | 1 | Medium | B | 11 | 2035 | 5 | 3 | 3.2 | 28633 | 25451
LV Distribution | Sub Distribution Board | Town LB | 1 | High | B | 1 | 2025 | 5 | 2 | 2.7 | 16236 | 4535
Emergency Lighting | Self Contained - LED | Town CZ | 18 | Urgent | B | 21 | 2045 | 5 | 1 | 2.2 | 7441 | 32292
External Lighting | General - LED | Town KY | 2 | Medium | B | 11 | 2035 | 5 | 3 | 3.2 | 28634 | 25452
Fire Safety Systems | Fire Extinguishers - Powder | Town GN | 2 | Urgent | B | 8 | 2032 | 5 | 1 | 2.2 | 7442 | 20522
Emergency Lighting | Self Contained - LED | Town CZ | 9 | Urgent | B | 21 | 2045 | 5 | 1 | 2.2 | 7443 | 32293
LV Distribution | Sub Distribution Board | Town LH | 1 | High | B | 1 | 2025 | 5 | 2 | 2.7 | 16237 | 4536
Local Hot Water | Package Electric Water Heaters - Non-Drinking Water | Town LF | 1 | Medium | B | 7 | 2031 | 5 | 3 | 3.2 | 28635 | 20081
LV Distribution | Main Distribution Board | Town AJ | 1 | High | B | 1 | 2025 | 5 | 2 | 2.7 | 16238 | 4537
Roller Shutters | External Manual Roller Shutter | Town AP | 1 | High | B | 1 | 2025 | 5 | 2 | 2.7 | 16239 | 4538
Access Control | Gate Access - Local Lock / Keypad / Manual (External) | Town AP | 2 | Medium | B | 1 | 2025 | 5 | 3 | 3.2 | 28636 | 9974
Heat Emitters | Radiators - Aluminium | Town AQ | 4 | Medium | B | 1 | 2025 | 5 | 3 | 3.2 | 28637 | 9975
Roller Shutters | External Electric Roller Shutter | Town AY | 1 | High | B | 1 | 2025 | 5 | 2 | 2.7 | 16240 | 4539
Local Hot Water | Package Electric Water Heaters - Non-Drinking Water | Town CZ | 1 | Medium | B | 1 | 2025 | 5 | 3 | 3.2 | 28638 | 9976
LV Distribution | Sub Distribution Board | Town LF | 1 | High | B | 13 | 2037 | 5 | 2 | 2.7 | 16241 | 27011
Local and Special Ventilation | Unit extract fans | Town AQ | 1 | Medium | B | 1 | 2025 | 5 | 3 | 3.2 | 28639 | 9977
Roller Shutters | External Manual Roller Shutter | Town LC | 1 | High | B | 1 | 2025 | 5 | 2 | 2.7 | 16242 | 4540
Multi-System Controls | Instrumental Control Panel | Town LC | 1 | Medium | B | 16 | 2040 | 5 | 3 | 3.2 | 28640 | 29727
Emergency Lighting | Illuminated Fire Exit Signage | Town KW | 3 | Urgent | B | 18 | 2042 | 5 | 1 | 2.2 | 7444 | 30688
Heat Emitters | Gas Fired Natural and Fan Assisted Heaters | Town AY | 1 | Medium | B | 1 | 2025 | 5 | 3 | 3.2 | 28641 | 9978
Communication Systems | PA System | Town CZ | 1 | Medium | B | 3 | 2027 | 5 | 3 | 3.2 | 28642 | 13620
General Lighting | General - LED fittings & Luminaires | Town KY | 50 | Medium | B | 13 | 2037 | 5 | 3 | 3.2 | 28643 | 27203
Fire Safety Systems | Fire Extinguishers - CO2 | Town LA | 1 | Urgent | B | 1 | 2025 | 5 | 1 | 2.2 | 7445 | 1632
Fire Safety Systems | Manual and Automatic Doors - Emergency and Panic Escape Doors | Town KY | 1 | Urgent | B | 28 | 2052 | 5 | 1 | 2.2 | 7446 | 33609
Central Ventilation Systems | Fan - General Ventilation | Town LD | 1 | Low | B | 1 | 2025 | 5 | 4 | 3.7 | 33359 | 12218
Local and Special Ventilation | Fan - Axial | Town KY | 1 | Medium | B | 8 | 2032 | 5 | 3 | 3.2 | 28644 | 21069
External Lighting | General - LED | Town G | 3 | Medium | B | 5 | 2029 | 5 | 3 | 3.2 | 28645 | 15343
Fire Safety Systems | Manual and Automatic Doors - Emergency and Panic Escape Doors | Town Z | 1 | Urgent | B | 11 | 2035 | 5 | 1 | 2.2 | 7447 | 23833
Roller Shutters | External Electric Roller Shutter | Town II | 1 | High | B | 11 | 2035 | 5 | 2 | 2.7 | 16243 | 24632
Air Conditioning | Multi-Split Condenser - DX Split Systems (With Gas, Electric or Hot Water Heaters) | Town II | 1 | Medium | B | 1 | 2025 | 5 | 3 | 3.2 | 28646 | 9979
Air Conditioning | Multi-Split Evaporator - Split Systems/Heat Pumps - Air-cooled with Direct Expansion Evaporator (DX) | Town KY | 1 | Medium | B | 8 | 2032 | 5 | 3 | 3.2 | 28647 | 21070
Local and Special Ventilation | Fan - Hazardous Area Extract | Town LB | 1 | Medium | C | 1 | 2025 | 4 | 3 | 2.9 | 18857 | 5715
Barriers & Guardrails | Vehicle Crash Protection Barrier | Town KY | 4 | V Low | B | 8 | 2032 | 5 | 4 | 3.7 | 33360 | 21192
Emergency Lighting | Illuminated Fire Exit Signage | Town AY | 4 | Urgent | C | 12 | 2036 | 4 | 1 | 1.9 | 715 | 25923
Fire Safety Systems | Fire Extinguishers - Powder | Town Z | 3 | Urgent | B | 6 | 2030 | 5 | 1 | 2.2 | 7448 | 16846
Heat Emitters | Gas Fired Unit Heaters | Town LF | 1 | Medium | CX | 5 | 2029 | 2 | 3 | 2.3 | 10278 | 14534
LV Distribution | Sub Distribution Board | Town AT | 1 | High | B | 6 | 2030 | 5 | 2 | 2.7 | 16244 | 17762
Fire Safety Systems | Fire Extinguishers - CO2 | Town LB | 1 | Urgent | B | 2 | 2026 | 5 | 1 | 2.2 | 7449 | 12714
Local Hot Water | Package Electric Water Heaters - Non-Drinking Water | Town KY | 1 | Medium | B | 10 | 2034 | 5 | 3 | 3.2 | 28648 | 23016
Roller Shutters | External Manual Roller Shutter | Town AP | 1 | High | B | 1 | 2025 | 5 | 2 | 2.7 | 16245 | 4541
Emergency Lighting | Self Contained - LED | Town KW | 3 | Urgent | B | 1 | 2025 | 5 | 1 | 2.2 | 7450 | 1633
General Lighting | General - LED fittings & Luminaires | Town CZ | 1 | Medium | B | 4 | 2028 | 5 | 3 | 3.2 | 28649 | 14190
General Lighting | General - LED fittings & Luminaires | Town AY | 6 | Medium | C | 1 | 2025 | 4 | 3 | 2.9 | 18858 | 5716
Emergency Lighting | Illuminated Fire Exit Signage | Town LH | 2 | Urgent | B | 16 | 2040 | 5 | 1 | 2.2 | 7451 | 28936
General Lighting | General - LED fittings & Luminaires | Town KW | 1 | Medium | B | 16 | 2040 | 5 | 3 | 3.2 | 28650 | 29728
Heat Emitters | LTHW Overdoor Air Curtain/Heater | Town AQ | 1 | High | B | 1 | 2025 | 5 | 2 | 2.7 | 16246 | 4542
Central Heating & Cooling | Fan - Bifurcated | Town AJ | 1 | Medium | B | 1 | 2025 | 5 | 3 | 3.2 | 28651 | 9980
Roller Shutters | External Electric Roller Shutter | Town AJ | 1 | High | B | 15 | 2039 | 5 | 2 | 2.7 | 16247 | 28254
External Doors | Entrance Doors | Town LC | 1 | High | B | 11 | 2035 | 5 | 2 | 2.7 | 16248 | 24633
General Lighting | General - LED fittings & Luminaires | Town G | 13 | Medium | B | 10 | 2034 | 5 | 3 | 3.2 | 28652 | 23017
Fire Safety Systems | Fire Extinguishers - CO2 | Town II | 1 | Urgent | B | 1 | 2025 | 5 | 1 | 2.2 | 7452 | 1634
Heat Emitters | Electric Heaters | Town GN | 3 | Medium | B | 1 | 2025 | 5 | 3 | 3.2 | 28653 | 9981
Access Control | Gate Access - Local Lock / Keypad / Manual (External) | Town G | 1 | Medium | B | 1 | 2025 | 5 | 3 | 3.2 | 28654 | 9982
Central Cooling | Fan - Axial | Town KX | 1 | Medium | B | 1 | 2025 | 5 | 3 | 3.2 | 28655 | 9983
Roller Shutters | External Electric Roller Shutter | Town AP | 1 | High | B | 11 | 2035 | 5 | 2 | 2.7 | 16249 | 24634
Emergency Lighting | Self Contained - Non LED | Town AP | 8 | Urgent | B | 1 | 2025 | 5 | 1 | 2.2 | 7453 | 1635
Heat Emitters | Electric Heaters | Town AT | 1 | Medium | B | 1 | 2025 | 5 | 3 | 3.2 | 28656 | 9984
Roller Shutters | External Manual Roller Shutter | Town LA | 1 | High | CX | 1 | 2025 | 2 | 2 | 1.8 | 535 | 431
LV Distribution | Sub Distribution Board | Town AP | 1 | High | B | 6 | 2030 | 5 | 2 | 2.7 | 16250 | 17763
Local and Special Ventilation | Unit extract fans | Town GN | 1 | Medium | C | 1 | 2025 | 4 | 3 | 2.9 | 18859 | 5717
Local Hot Water | Instantaneous Electric Water Heater - Non-Drinking Water | Town GN | 1 | Medium | A | 14 | 2038 | 6 | 3 | 3.5 | 32580 | 27679
Emergency Lighting | Self Contained - LED | Town GS | 5 | Urgent | C | 11 | 2035 | 4 | 1 | 1.9 | 716 | 23289
Roller Shutters | External Manual Roller Shutter | Town AQ | 1 | High | B | 1 | 2025 | 5 | 2 | 2.7 | 16251 | 4543
Local and Special Ventilation | Fan - Centrifugal | Town KZ | 1 | Medium | B | 1 | 2025 | 5 | 3 | 3.2 | 28657 | 9985
Central Cooling | Fan - Axial | Town KZ | 1 | Medium | B | 1 | 2025 | 5 | 3 | 3.2 | 28658 | 9986
External Doors | Manual and Automatic Doors - Auto / Powered Swing Doors | Town AQ | 1 | High | B | 11 | 2035 | 5 | 2 | 2.7 | 16252 | 24635
Heat Emitters | Electric Heaters | Town LB | 1 | Medium | B | 1 | 2025 | 5 | 3 | 3.2 | 28659 | 9987
Roller Shutters | External Manual Roller Shutter | Town AP | 1 | High | B | 1 | 2025 | 5 | 2 | 2.7 | 16253 | 4544
Central Ventilation Systems | Fan - Axial | Town GS | 1 | Medium | B | 1 | 2025 | 5 | 3 | 3.2 | 28660 | 9988
Emergency Lighting | Self Contained - LED | Town LC | 2 | Urgent | C | 11 | 2035 | 4 | 1 | 1.9 | 717 | 23290
General Lighting | General - LED fittings & Luminaires | Town AY | 2 | Medium | B | 12 | 2036 | 5 | 3 | 3.2 | 28661 | 26660
Heat Emitters | Gas Fired Natural and Fan Assisted Heaters | Town AP | 1 | Medium | B | 1 | 2025 | 5 | 3 | 3.2 | 28662 | 9989
External Doors | Entrance Doors | Town CZ | 1 | High | B | 23 | 2047 | 5 | 2 | 2.7 | 16254 | 33210
Fire Safety Systems | Manual and Automatic Doors - Emergency and Panic Escape Doors | Town LE | 1 | Urgent | B | 19 | 2043 | 5 | 1 | 2.2 | 7454 | 31089
BMS | BMS Control Panel | Town AJ | 1 | High | A | 9 | 2033 | 6 | 2 | 3 | 19602 | 21670
Fire Safety Systems | Fire Alarm System | Town KZ | 1 | Urgent | B | 1 | 2025 | 5 | 1 | 2.2 | 7455 | 1636
Fire Safety Systems | Manual and Automatic Doors - Emergency and Panic Escape Doors | Town AY | 1 | Urgent | B | 11 | 2035 | 5 | 1 | 2.2 | 7456 | 23834
LV Distribution | Main Distribution Board | Town II | 1 | High | B | 1 | 2025 | 5 | 2 | 2.7 | 16255 | 4545
Emergency Lighting | Self Contained - LED | Town AJ | 4 | Urgent | B | 22 | 2046 | 5 | 1 | 2.2 | 7457 | 32951
Local and Special Ventilation | Fan - Axial | Town LE | 1 | Medium | C | 1 | 2025 | 4 | 3 | 2.9 | 18860 | 5718
Fire Safety Systems | Fire Extinguishers - Foam | Town AJ | 5 | Urgent | B | 6 | 2030 | 5 | 1 | 2.2 | 7458 | 16847
Local and Special Ventilation | Fan - Toilet Extract | Town AQ | 1 | Medium | B | 1 | 2025 | 5 | 3 | 3.2 | 28663 | 9990
Heat Emitters | Gas Fired Natural and Fan Assisted Heaters | Town AQ | 1 | Medium | B | 1 | 2025 | 5 | 3 | 3.2 | 28664 | 9991
Heat Emitters | Gas Fired Natural and Fan Assisted Heaters | Town A | 1 | Medium | B | 13 | 2037 | 5 | 3 | 3.2 | 28665 | 27204
Emergency Lighting | Self Contained - Non LED | Town LI | 4 | Urgent | B | 1 | 2025 | 5 | 1 | 2.2 | 7459 | 1637
LV Distribution | Sub Distribution Board | Town LJ | 1 | High | B | 5 | 2029 | 5 | 2 | 2.7 | 16256 | 14712
Local Hot Water | Instantaneous Electric Water Heater - Non-Drinking Water | Town LI | 1 | Medium | B | 7 | 2031 | 5 | 3 | 3.2 | 28666 | 20082
Roller Shutters | External Electric Roller Shutter | Town AQ | 1 | High | B | 1 | 2025 | 5 | 2 | 2.7 | 16257 | 4546
Air Conditioning | Single-Split Condenser - Split Systems/Heat Pumps - Air-cooled with Direct Expansion Evaporator (DX) | Town LI | 1 | Medium | B | 1 | 2025 | 5 | 3 | 3.2 | 28667 | 9992
Roller Shutters | Internal Electric Roller Shutter | Town LI | 1 | Medium | B | 11 | 2035 | 5 | 3 | 3.2 | 28668 | 25453
External Doors | Manual and Automatic Doors - Auto / Powered Sliding Doors | Town LK | 1 | High | B | 25 | 2049 | 5 | 2 | 2.7 | 16258 | 33416
Roller Shutters | External Electric Roller Shutter | Town LI | 1 | High | B | 7 | 2031 | 5 | 2 | 2.7 | 16259 | 19668
Local and Special Ventilation | Fan - Extract | Town AQ | 1 | Medium | B | 1 | 2025 | 5 | 3 | 3.2 | 28669 | 9993
Local and Special Ventilation | Fan - Extract | Town A | 1 | Medium | CX | 1 | 2025 | 2 | 3 | 2.3 | 10279 | 2205
Roller Shutters | External Electric Roller Shutter | Town A | 1 | High | B | 1 | 2025 | 5 | 2 | 2.7 | 16260 | 4547
Fire Safety Systems | Fire Alarm System | Town LP | 1 | Urgent | B | 7 | 2031 | 5 | 1 | 2.2 | 7460 | 19440
Access Control | Gate Access - Local Lock / Keypad / Manual (External) | Town LI | 1 | Medium | B | 7 | 2031 | 5 | 3 | 3.2 | 28670 | 20083
Fire Safety Systems | Fire Extinguishers - CO2 | Town HU | 3 | Urgent | B | 2 | 2026 | 5 | 1 | 2.2 | 7461 | 12715
Fire Safety Systems | Fire Extinguishers - CO2 | Town A | 2 | Urgent | B | 7 | 2031 | 5 | 1 | 2.2 | 7462 | 19441
LV Distribution | Sub Distribution Board | Town LN | 1 | High | B | 8 | 2032 | 5 | 2 | 2.7 | 16261 | 20754
Emergency Lighting | Self Contained - LED | Town AQ | 8 | Urgent | B | 17 | 2041 | 5 | 1 | 2.2 | 7463 | 30175
Emergency Lighting | Self Contained - LED | Town AQ | 7 | Urgent | B | 17 | 2041 | 5 | 1 | 2.2 | 7464 | 30176
General Lighting | General - LED fittings & Luminaires | Town LI | 10 | Medium | B | 12 | 2036 | 5 | 3 | 3.2 | 28671 | 26661
Fire Safety Systems | Fire Extinguishers - CO2 | Town LI | 1 | Urgent | B | 2 | 2026 | 5 | 1 | 2.2 | 7465 | 12716
LV Distribution | Sub Distribution Board | Town LL | 1 | High | B | 12 | 2036 | 5 | 2 | 2.7 | 16262 | 26231
Local and Special Ventilation | Fan - Window / Wall Mounted | Town LN | 1 | Medium | B | 12 | 2036 | 5 | 3 | 3.2 | 28672 | 26662
Emergency Lighting | Illuminated Fire Exit Signage | Town LK | 3 | Urgent | B | 17 | 2041 | 5 | 1 | 2.2 | 7466 | 30177
Fire Safety Systems | Fire Extinguishers - Powder | Town A | 1 | Urgent | B | 6 | 2030 | 5 | 1 | 2.2 | 7467 | 16848
Central Ventilation Systems | Fan - General Ventilation | Town LK | 1 | Low | B | 1 | 2025 | 5 | 4 | 3.7 | 33361 | 12219
LV Distribution | Sub Distribution Board | Town LK | 1 | High | A | 18 | 2042 | 6 | 2 | 3 | 19603 | 30912
Roller Shutters | External Manual Roller Shutter | Town HU | 1 | High | B | 1 | 2025 | 5 | 2 | 2.7 | 16263 | 4548
Fire Safety Systems | Fire Extinguishers - Foam | Town LK | 2 | Urgent | B | 6 | 2030 | 5 | 1 | 2.2 | 7468 | 16849
Emergency Lighting | Illuminated Fire Exit Signage | Town A | 3 | Urgent | B | 13 | 2037 | 5 | 1 | 2.2 | 7469 | 26880
Emergency Lighting | Illuminated Fire Exit Signage | Town LO | 1 | Urgent | B | 13 | 2037 | 5 | 1 | 2.2 | 7470 | 26881
Fire Safety Systems | Fire Extinguishers - Foam | Town IF | 6 | Urgent | B | 6 | 2030 | 5 | 1 | 2.2 | 7471 | 16850
Central Ventilation Systems | Fan - Extract | Town LI | 1 | Medium | B | 1 | 2025 | 5 | 3 | 3.2 | 28673 | 9994
Hot Water Distribution | Hot water cylinders | Town LO | 1 | High | B | 9 | 2033 | 5 | 2 | 2.7 | 16264 | 21627
Roller Shutters | External Manual Roller Shutter | Town HU | 1 | High | B | 1 | 2025 | 5 | 2 | 2.7 | 16265 | 4549
Emergency Lighting | Illuminated Fire Exit Signage | Town AQ | 3 | Urgent | B | 12 | 2036 | 5 | 1 | 2.2 | 7472 | 26074
Emergency Lighting | Self Contained - LED | Town LJ | 1 | Urgent | B | 18 | 2042 | 5 | 1 | 2.2 | 7473 | 30689
Fire Safety Systems | Fire Extinguishers - CO2 | Town LO | 4 | Urgent | B | 6 | 2030 | 5 | 1 | 2.2 | 7474 | 16851
Air Conditioning | Single-Split Condenser - Split Systems/Heat Pumps - Air-cooled with Direct Expansion Evaporator (DX) | Town LI | 1 | Medium | B | 1 | 2025 | 5 | 3 | 3.2 | 28674 | 9995
Roller Shutters | External Electric Roller Shutter | Town AQ | 1 | High | B | 1 | 2025 | 5 | 2 | 2.7 | 16266 | 4550
Fire Safety Systems | Manual and Automatic Doors - Emergency and Panic Escape Doors | Town LK | 1 | Urgent | B | 20 | 2044 | 5 | 1 | 2.2 | 7475 | 31528
Heat Emitters | Radiators - Steel | Town A | 5 | Medium | B | 1 | 2025 | 5 | 3 | 3.2 | 28675 | 9996
General Lighting | General - LED fittings & Luminaires | Town LN | 11 | Medium | C | 13 | 2037 | 4 | 3 | 2.9 | 18861 | 27051
LV Distribution | Sub Distribution Board | Town P | 1 | High | B | 18 | 2042 | 5 | 2 | 2.7 | 16267 | 30859
Central Cooling | Fan - Axial | Town LO | 1 | Medium | B | 1 | 2025 | 5 | 3 | 3.2 | 28676 | 9997
External Doors | Entrance Doors | Town AQ | 1 | High | B | 11 | 2035 | 5 | 2 | 2.7 | 16268 | 24636
General Lighting | General - LED fittings & Luminaires | Town HU | 2 | Medium | B | 12 | 2036 | 5 | 3 | 3.2 | 28677 | 26663
General Lighting | General - LED fittings & Luminaires | Town HU | 16 | Medium | B | 12 | 2036 | 5 | 3 | 3.2 | 28678 | 26664
Emergency Lighting | Self Contained - Non LED | Town AQ | 1 | Urgent | B | 1 | 2025 | 5 | 1 | 2.2 | 7476 | 1638
Roller Shutters | External Manual Roller Shutter | Town LI | 1 | High | B | 7 | 2031 | 5 | 2 | 2.7 | 16269 | 19669
Emergency Lighting | Self Contained - LED | Town HT | 13 | Urgent | B | 21 | 2045 | 5 | 1 | 2.2 | 7477 | 32294
Access Control | Gate Access - Local Lock / Keypad / Manual (External) | Town LO | 1 | Medium | B | 8 | 2032 | 5 | 3 | 3.2 | 28679 | 21071
Access Control | Door Lock / Keypad / Manual | Town LM | 2 | Medium | B | 1 | 2025 | 5 | 3 | 3.2 | 28680 | 9998
Heat Emitters | Electric Overdoor Air Curtain/Heater | Town HT | 1 | Medium | B | 1 | 2025 | 5 | 3 | 3.2 | 28681 | 9999
Central Cooling | Fan - Axial | Town LN | 1 | Medium | B | 3 | 2027 | 5 | 3 | 3.2 | 28682 | 13621
Fire Safety Systems | Fire Extinguishers - CO2 | Town AQ | 1 | Urgent | B | 2 | 2026 | 5 | 1 | 2.2 | 7478 | 12717
Local and Special Ventilation | Fan - Window / Wall Mounted | Town LN | 1 | Medium | B | 12 | 2036 | 5 | 3 | 3.2 | 28683 | 26665
Fire Safety Systems | Manual and Automatic Doors - Emergency and Panic Escape Doors | Town LL | 1 | Urgent | B | 15 | 2039 | 5 | 1 | 2.2 | 7479 | 27967
General Lighting | General - LED fittings & Luminaires | Town LN | 5 | Medium | B | 13 | 2037 | 5 | 3 | 3.2 | 28684 | 27205
General Lighting | General - LED fittings & Luminaires | Town LM | 37 | Medium | B | 6 | 2030 | 5 | 3 | 3.2 | 28685 | 18878
Fire Safety Systems | Fire Extinguishers - Foam | Town AQ | 5 | Urgent | B | 2 | 2026 | 5 | 1 | 2.2 | 7480 | 12718
Emergency Lighting | Self Contained - LED | Town AQ | 11 | Urgent | B | 17 | 2041 | 5 | 1 | 2.2 | 7481 | 30178
General Lighting | General - LED fittings & Luminaires | Town P | 70 | Medium | B | 16 | 2040 | 5 | 3 | 3.2 | 28686 | 29729
Heat Emitters | Radiators - Steel | Town LL | 7 | Medium | B | 1 | 2025 | 5 | 3 | 3.2 | 28687 | 10000
Emergency Lighting | Illuminated Fire Exit Signage | Town LN | 5 | Urgent | B | 13 | 2037 | 5 | 1 | 2.2 | 7482 | 26882
Central Ventilation Systems | Fan - General Ventilation | Town P | 1 | Low | B | 1 | 2025 | 5 | 4 | 3.7 | 33362 | 12220
LV Distribution | Sub Distribution Board | Town AQ | 1 | High | B | 6 | 2030 | 5 | 2 | 2.7 | 16270 | 17764
LV Distribution | Main Distribution Board | Town LI | 1 | High | B | 1 | 2025 | 5 | 2 | 2.7 | 16271 | 4551
Central Ventilation Systems | Fan - General Ventilation | Town P | 1 | Low | B | 1 | 2025 | 5 | 4 | 3.7 | 33363 | 12221
Local and Special Ventilation | Fan - Extract | Town AQ | 1 | Medium | B | 1 | 2025 | 5 | 3 | 3.2 | 28688 | 10001
Central Ventilation Systems | Fan - General Ventilation | Town LP | 1 | Low | C | 1 | 2025 | 4 | 4 | 3.4 | 32422 | 11702
Fire Safety Systems | Fire Alarm System | Town IC | 1 | Urgent | A | 15 | 2039 | 6 | 1 | 2.5 | 10949 | 28062
General Lighting | General - LED fittings & Luminaires | Town LI | 81 | Medium | C | 2 | 2026 | 4 | 3 | 2.9 | 18862 | 12984
Fire Safety Systems | Fire Extinguishers - CO2 | Town LM | 4 | Urgent | B | 6 | 2030 | 5 | 1 | 2.2 | 7483 | 16852
Central Ventilation Systems | Fan - General Ventilation | Town LK | 1 | Low | B | 1 | 2025 | 5 | 4 | 3.7 | 33364 | 12222
Local and Special Ventilation | Fan - Extract | Town AQ | 1 | Medium | B | 1 | 2025 | 5 | 3 | 3.2 | 28689 | 10002
Emergency Lighting | Illuminated Fire Exit Signage | Town IC | 2 | Urgent | A | 20 | 2044 | 6 | 1 | 2.5 | 10950 | 31585
Multi-System Controls | Control Panel - Electrical Services (excluding Electrical Controllers and Pneumatic Relays) | Town A | 1 | Medium | B | 1 | 2025 | 5 | 3 | 3.2 | 28690 | 10003
LV Distribution | Sub Distribution Board | Town HU | 1 | High | B | 1 | 2025 | 5 | 2 | 2.7 | 16272 | 4552
Local Hot Water | Instantaneous Electric Water Heater - Non-Drinking Water | Town AQ | 1 | Medium | B | 7 | 2031 | 5 | 3 | 3.2 | 28691 | 20084
Roller Shutters | External Manual Roller Shutter | Town LI | 1 | High | B | 7 | 2031 | 5 | 2 | 2.7 | 16273 | 19670
Local and Special Ventilation | Fan - Extract | Town LL | 1 | Medium | B | 5 | 2029 | 5 | 3 | 3.2 | 28692 | 15344
LV Distribution | Sub Distribution Board | Town LO | 1 | High | B | 4 | 2028 | 5 | 2 | 2.7 | 16274 | 13985
LV Distribution | Main Distribution Board | Town LM | 1 | High | B | 1 | 2025 | 5 | 2 | 2.7 | 16275 | 4553
Roller Shutters | External Manual Roller Shutter | Town AQ | 1 | High | C | 1 | 2025 | 4 | 2 | 2.4 | 10679 | 2480
Roller Shutters | Internal Electric Roller Shutter | Town A | 1 | Medium | B | 1 | 2025 | 5 | 3 | 3.2 | 28693 | 10004
Local and Special Ventilation | Fan - Extract | Town LM | 1 | Medium | B | 1 | 2025 | 5 | 3 | 3.2 | 28694 | 10005
Roller Shutters | External Electric Roller Shutter | Town LI | 1 | High | B | 7 | 2031 | 5 | 2 | 2.7 | 16276 | 19671
Access Control | Door Lock / Keypad / Manual | Town LK | 1 | Medium | B | 1 | 2025 | 5 | 3 | 3.2 | 28695 | 10006
Fire Safety Systems | Fire Extinguishers - Foam | Town AQ | 3 | Urgent | B | 2 | 2026 | 5 | 1 | 2.2 | 7484 | 12719
LV Distribution | Sub Distribution Board | Town LK | 1 | High | B | 10 | 2034 | 5 | 2 | 2.7 | 16277 | 22435
Local Hot Water | Instantaneous Electric Water Heater - Non-Drinking Water | Town LI | 1 | Medium | B | 7 | 2031 | 5 | 3 | 3.2 | 28696 | 20085
Roller Shutters | External Manual Roller Shutter | Town A | 1 | High | B | 21 | 2045 | 5 | 2 | 2.7 | 16278 | 32707
LV Distribution | Sub Distribution Board | Town LI | 1 | High | B | 2 | 2026 | 5 | 2 | 2.7 | 16279 | 12937
LV Distribution | Main Distribution Board | Town LP | 1 | High | B | 9 | 2033 | 5 | 2 | 2.7 | 16280 | 21628
Fire Safety Systems | Fire Alarm Panel / Repeater | Town A | 1 | Urgent | B | 1 | 2025 | 5 | 1 | 2.2 | 7485 | 1639
External Lighting | General - LED | Town LI | 5 | Medium | B | 10 | 2034 | 5 | 3 | 3.2 | 28697 | 23018
LV Distribution | Main Distribution Board | Town A | 1 | High | B | 1 | 2025 | 5 | 2 | 2.7 | 16281 | 4554
External Lighting | General - LED | Town LK | 4 | Medium | B | 5 | 2029 | 5 | 3 | 3.2 | 28698 | 15345
General Lighting | General - LED fittings & Luminaires | Town HU | 6 | Medium | B | 12 | 2036 | 5 | 3 | 3.2 | 28699 | 26666
Heat Emitters | Radiators - Steel | Town LK | 3 | Medium | B | 10 | 2034 | 5 | 3 | 3.2 | 28700 | 23019
Heat Emitters | Radiators - Aluminium | Town LI | 3 | Medium | B | 2 | 2026 | 5 | 3 | 3.2 | 28701 | 13159
Fire Safety Systems | Fire Extinguishers - Foam | Town LK | 4 | Urgent | B | 6 | 2030 | 5 | 1 | 2.2 | 7486 | 16853
Fire Safety Systems | Fire Extinguishers - Water | Town LI | 1 | Urgent | B | 2 | 2026 | 5 | 1 | 2.2 | 7487 | 12720
General Lighting | General - LED fittings & Luminaires | Town LK | 58 | Medium | B | 10 | 2034 | 5 | 3 | 3.2 | 28702 | 23020
General Lighting | General - LED fittings & Luminaires | Town A | 33 | Medium | B | 16 | 2040 | 5 | 3 | 3.2 | 28703 | 29730
Emergency Lighting | Illuminated Fire Exit Signage | Town LI | 2 | Urgent | B | 2 | 2026 | 5 | 1 | 2.2 | 7488 | 12721
Heat Emitters | Radiators - Aluminium | Town AQ | 10 | Medium | B | 1 | 2025 | 5 | 3 | 3.2 | 28704 | 10007
Fire Safety Systems | Fire Extinguishers - Foam | Town LI | 1 | Urgent | B | 2 | 2026 | 5 | 1 | 2.2 | 7489 | 12722
Emergency Lighting | Self Contained - LED | Town LO | 4 | Urgent | B | 18 | 2042 | 5 | 1 | 2.2 | 7490 | 30690
General Lighting | General - LED fittings & Luminaires | Town LK | 93 | Medium | B | 15 | 2039 | 5 | 3 | 3.2 | 28705 | 28491
Roller Shutters | External Manual Roller Shutter | Town AQ | 1 | High | C | 1 | 2025 | 4 | 2 | 2.4 | 10680 | 2481
LV Distribution | Sub Distribution Board | Town LI | 1 | High | C | 1 | 2025 | 4 | 2 | 2.4 | 10681 | 2482
Central Cooling | Fan - Axial | Town LO | 1 | Medium | B | 1 | 2025 | 5 | 3 | 3.2 | 28706 | 10008
Local Hot Water | Instantaneous Electric Water Heater - Non-Drinking Water | Town HU | 1 | Medium | B | 10 | 2034 | 5 | 3 | 3.2 | 28707 | 23021
LV Distribution | LV Switch Panel | Town AQ | 1 | High | B | 6 | 2030 | 5 | 2 | 2.7 | 16282 | 17765
Security Systems | Manual and Automatic Doors - High Security Door | Town LM | 1 | High | B | 11 | 2035 | 5 | 2 | 2.7 | 16283 | 24637
Heat Emitters | Gas Fired Unit Heaters | Town LM | 1 | Medium | B | 1 | 2025 | 5 | 3 | 3.2 | 28708 | 10009
Roller Shutters | External Manual Roller Shutter | Town LM | 1 | High | B | 1 | 2025 | 5 | 2 | 2.7 | 16284 | 4555
Heat Emitters | Electric Overdoor Air Curtain/Heater | Town HU | 1 | Medium | B | 1 | 2025 | 5 | 3 | 3.2 | 28709 | 10010
Roller Shutters | Internal Automatic Roller Shutter | Town LN | 1 | High | B | 13 | 2037 | 5 | 2 | 2.7 | 16285 | 27012
Local and Special Ventilation | Fan - Extract | Town A | 1 | Medium | B | 1 | 2025 | 5 | 3 | 3.2 | 28710 | 10011
Emergency Lighting | Illuminated Fire Exit Signage | Town HU | 3 | Urgent | C | 12 | 2036 | 4 | 1 | 1.9 | 718 | 25924
Fire Safety Systems | Fire Extinguishers - Foam | Town A | 3 | Urgent | B | 7 | 2031 | 5 | 1 | 2.2 | 7491 | 19442
Heat Pumps | Water to Water | Town LI | 1 | Medium | B | 1 | 2025 | 5 | 3 | 3.2 | 28711 | 10012
LV Distribution | Sub Distribution Board | Town LL | 1 | High | B | 12 | 2036 | 5 | 2 | 2.7 | 16286 | 26232
External Lighting | General - Non LED | Town HU | 3 | Medium | B | 1 | 2025 | 5 | 3 | 3.2 | 28712 | 10013
General Lighting | General - LED fittings & Luminaires | Town AQ | 5 | Medium | B | 1 | 2025 | 5 | 3 | 3.2 | 28713 | 10014
Air Conditioning | Single-Split Evaporator - Split Systems/Heat Pumps - Air-cooled with Direct Expansion Evaporator (DX) | Town LI | 1 | Medium | B | 1 | 2025 | 5 | 3 | 3.2 | 28714 | 10015
Local Hot Water | Instantaneous Electric Water Heater - Non-Drinking Water | Town IC | 1 | Medium | B | 9 | 2033 | 5 | 3 | 3.2 | 28715 | 21831
Heat Emitters | Gas Fired Radiant Heaters | Town A | 1 | Medium | B | 1 | 2025 | 5 | 3 | 3.2 | 28716 | 10016
Roller Shutters | External Manual Roller Shutter | Town AQ | 1 | High | B | 1 | 2025 | 5 | 2 | 2.7 | 16287 | 4556
Heat Emitters | Fan Convector - Electric | Town AQ | 1 | Medium | C | 1 | 2025 | 4 | 3 | 2.9 | 18863 | 5719
External Doors | Manual and Automatic Doors - Auto / Powered Sliding Doors | Town AQ | 1 | High | B | 21 | 2045 | 5 | 2 | 2.7 | 16288 | 32708
Roller Shutters | External Manual Roller Shutter | Town LL | 1 | High | B | 1 | 2025 | 5 | 2 | 2.7 | 16289 | 4557
External Lighting | General - LED | Town LI | 1 | Medium | B | 7 | 2031 | 5 | 3 | 3.2 | 28717 | 20086
Fire Safety Systems | Fire Extinguishers - CO2 | Town HU | 3 | Urgent | B | 2 | 2026 | 5 | 1 | 2.2 | 7492 | 12723
Central Cooling | Fan - Axial | Town LO | 1 | Medium | B | 1 | 2025 | 5 | 3 | 3.2 | 28718 | 10017
External Doors | Entrance Doors | Town A | 1 | High | B | 11 | 2035 | 5 | 2 | 2.7 | 16290 | 24638
Heat Emitters | Electric Heaters | Town HU | 1 | Medium | B | 1 | 2025 | 5 | 3 | 3.2 | 28719 | 10018
Heat Emitters | Gas Fired Natural and Fan Assisted Heaters | Town LI | 1 | Medium | B | 1 | 2025 | 5 | 3 | 3.2 | 28720 | 10019
Local and Special Ventilation | Fan - Extract | Town LI | 1 | Medium | B | 1 | 2025 | 5 | 3 | 3.2 | 28721 | 10020
Fire Safety Systems | Fire Extinguishers - Powder | Town LI | 2 | Urgent | B | 2 | 2026 | 5 | 1 | 2.2 | 7493 | 12724
External Doors | Manual and Automatic Doors - Auto / Powered Sliding Doors | Town LI | 1 | High | B | 21 | 2045 | 5 | 2 | 2.7 | 16291 | 32709
Communication Systems | PA System | Town LN | 1 | Medium | B | 8 | 2032 | 5 | 3 | 3.2 | 28722 | 21072
Access Control | Gate Access - Local Lock / Keypad / Manual (External) | Town AQ | 2 | Medium | B | 1 | 2025 | 5 | 3 | 3.2 | 28723 | 10021
Local Hot Water | Package Electric Water Heaters - Non-Drinking Water | Town LK | 1 | Medium | A | 10 | 2034 | 6 | 3 | 3.5 | 32581 | 23207
Roller Shutters | External Manual Roller Shutter | Town LI | 1 | High | B | 7 | 2031 | 5 | 2 | 2.7 | 16292 | 19672
BMS | BMS Control Panel | Town LM | 1 | High | B | 6 | 2030 | 5 | 2 | 2.7 | 16293 | 17766
Heat Emitters | Gas Fired Natural and Fan Assisted Heaters | Town LI | 1 | Medium | B | 1 | 2025 | 5 | 3 | 3.2 | 28724 | 10022
Local and Special Ventilation | Fan - Extract | Town LI | 1 | Medium | B | 1 | 2025 | 5 | 3 | 3.2 | 28725 | 10023
Multi-System Controls | Control Panel - Electrical Services (excluding Electrical Controllers and Pneumatic Relays) | Town A | 1 | Medium | B | 12 | 2036 | 5 | 3 | 3.2 | 28726 | 26667
BMS | BMS Control Panel | Town LO | 1 | High | B | 7 | 2031 | 5 | 2 | 2.7 | 16294 | 19673
Emergency Lighting | Self Contained - LED | Town HU | 7 | Urgent | C | 17 | 2041 | 4 | 1 | 1.9 | 719 | 29978
Fire Safety Systems | Manual and Automatic Doors - Emergency and Panic Escape Doors | Town A | 1 | Urgent | C | 11 | 2035 | 4 | 1 | 1.9 | 720 | 23291
Local Hot Water | Package Electric Water Heaters - Non-Drinking Water | Town LK | 1 | Medium | B | 8 | 2032 | 5 | 3 | 3.2 | 28727 | 21073
External Doors | Entrance Doors | Town A | 1 | High | B | 11 | 2035 | 5 | 2 | 2.7 | 16295 | 24639
Roller Shutters | External Manual Roller Shutter | Town HT | 1 | High | B | 1 | 2025 | 5 | 2 | 2.7 | 16296 | 4558
Local and Special Ventilation | Fan - Kitchen Extract | Town LI | 1 | Low | B | 1 | 2025 | 5 | 4 | 3.7 | 33365 | 12223
Central Ventilation Systems | Fan - General Ventilation | Town P | 1 | Low | B | 1 | 2025 | 5 | 4 | 3.7 | 33366 | 12224
LV Distribution | Main Distribution Board | Town HU | 1 | High | B | 1 | 2025 | 5 | 2 | 2.7 | 16297 | 4559
Lifts | Passenger Lift Hydraulic - Electric | Town LI | 1 | Medium | B | 6 | 2030 | 5 | 3 | 3.2 | 28728 | 18879
LV Distribution | Sub Distribution Board | Town HU | 1 | High | B | 6 | 2030 | 5 | 2 | 2.7 | 16298 | 17767
Heat Emitters | Electric Overdoor Air Curtain/Heater | Town LI | 1 | Medium | B | 1 | 2025 | 5 | 3 | 3.2 | 28729 | 10024
External Doors | Manual and Automatic Doors - Auto / Powered Sliding Doors | Town LJ | 1 | High | B | 20 | 2044 | 5 | 2 | 2.7 | 16299 | 31641
Fire Safety Systems | Fire Extinguishers - Foam | Town HU | 5 | Urgent | B | 1 | 2025 | 5 | 1 | 2.2 | 7494 | 1640
LV Distribution | Sub Distribution Board | Town AQ | 1 | High | B | 1 | 2025 | 5 | 2 | 2.7 | 16300 | 4560
Roller Shutters | External Manual Roller Shutter | Town LI | 1 | High | B | 7 | 2031 | 5 | 2 | 2.7 | 16301 | 19674
External Doors | Entrance Doors | Town LK | 1 | High | B | 10 | 2034 | 5 | 2 | 2.7 | 16302 | 22436
Fire Safety Systems | Fire Alarm System | Town HU | 1 | Urgent | B | 1 | 2025 | 5 | 1 | 2.2 | 7495 | 1641
General Lighting | General - LED fittings & Luminaires | Town HU | 16 | Medium | C | 1 | 2025 | 4 | 3 | 2.9 | 18864 | 5720
Emergency Lighting | Self Contained - LED | Town IC | 8 | Urgent | A | 25 | 2049 | 6 | 1 | 2.5 | 10951 | 33362
Central Cooling | Fan - Axial | Town LN | 1 | Medium | B | 3 | 2027 | 5 | 3 | 3.2 | 28730 | 13622
Emergency Lighting | Illuminated Fire Exit Signage | Town LI | 6 | Urgent | B | 1 | 2025 | 5 | 1 | 2.2 | 7496 | 1642
Boiler | Combination Atmospheric Burner Gas Boiler | Town A | 1 | High | DX | 1 | 2025 | 1 | 2 | 1.5 | 401 | 358
LV Distribution | Sub Distribution Board | Town LX | 1 | High | B | 1 | 2025 | 5 | 2 | 2.7 | 16303 | 4561
Air Conditioning | Single-Split Condenser - Split Systems/Heat Pumps - Air-cooled with Direct Expansion Evaporator (DX) | Town LV | 1 | Medium | B | 4 | 2028 | 5 | 3 | 3.2 | 28731 | 14191
Local and Special Ventilation | Fan - Window / Wall Mounted | Town MD | 1 | Medium | B | 13 | 2037 | 5 | 3 | 3.2 | 28732 | 27206
Burner | Forced draft gas burner | Town LR | 1 | Medium | B | 1 | 2025 | 5 | 3 | 3.2 | 28733 | 10025
Heat Emitters | Gas Fired Unit Heaters | Town MA | 1 | Medium | B | 7 | 2031 | 5 | 3 | 3.2 | 28734 | 20087
LV Distribution | Sub Distribution Board | Town H | 1 | High | B | 14 | 2038 | 5 | 2 | 2.7 | 16304 | 27484
Heat Emitters | Gas Fired Unit Heaters | Town MJ | 1 | Medium | B | 3 | 2027 | 5 | 3 | 3.2 | 28735 | 13623
Burner | Forced draft gas burner | Town LW | 1 | Medium | B | 1 | 2025 | 5 | 3 | 3.2 | 28736 | 10026
Central Ventilation Systems | Fan - General Ventilation | Town LY | 1 | Low | B | 1 | 2025 | 5 | 4 | 3.7 | 33367 | 12225
AHU - Internal | Central Air Conditioning - Electric & DX | Town LP | 1 | High | B | 1 | 2025 | 5 | 2 | 2.7 | 16305 | 4562
Local and Special Ventilation | Fan - Window / Wall Mounted | Town MD | 1 | Medium | B | 9 | 2033 | 5 | 3 | 3.2 | 28737 | 21832
Fire Safety Systems | Manual and Automatic Doors - Emergency and Panic Escape Doors | Town MF | 1 | Urgent | B | 11 | 2035 | 5 | 1 | 2.2 | 7497 | 23835
Emergency Lighting | Illuminated Fire Exit Signage | Town LW | 1 | Urgent | B | 1 | 2025 | 5 | 1 | 2.2 | 7498 | 1643
General Lighting | General - LED fittings & Luminaires | Town LT | 18 | Medium | B | 12 | 2036 | 5 | 3 | 3.2 | 28738 | 26668
General Lighting | General - LED fittings & Luminaires | Town MF | 32 | Medium | B | 12 | 2036 | 5 | 3 | 3.2 | 28739 | 26669
General Lighting | General - LED fittings & Luminaires | Town MF | 1 | Medium | B | 12 | 2036 | 5 | 3 | 3.2 | 28740 | 26670
Local and Special Ventilation | Fan - Window / Wall Mounted | Town JH | 1 | Medium | B | 10 | 2034 | 5 | 3 | 3.2 | 28741 | 23022
Fire Safety Systems | Manual and Automatic Doors - Emergency and Panic Escape Doors | Town MF | 1 | Urgent | B | 11 | 2035 | 5 | 1 | 2.2 | 7499 | 23836
Emergency Lighting | Illuminated Fire Exit Signage | Town MF | 2 | Urgent | B | 12 | 2036 | 5 | 1 | 2.2 | 7500 | 26075
Air Conditioning | Single-Split Condenser - Split Systems/Heat Pumps - Air-cooled with Direct Expansion Evaporator (DX) | Town LV | 1 | Medium | B | 5 | 2029 | 5 | 3 | 3.2 | 28742 | 15346
Emergency Lighting | Illuminated Fire Exit Signage | Town IH | 8 | Urgent | B | 13 | 2037 | 5 | 1 | 2.2 | 7501 | 26883
General Lighting | General - LED fittings & Luminaires | Town MF | 4 | Medium | B | 12 | 2036 | 5 | 3 | 3.2 | 28743 | 26671
Emergency Lighting | Self Contained - LED | Town MD | 1 | Urgent | B | 21 | 2045 | 5 | 1 | 2.2 | 7502 | 32295
Fire Safety Systems | Fire Extinguishers - Foam | Town JH | 2 | Urgent | A | 9 | 2033 | 6 | 1 | 2.5 | 10952 | 21546
Emergency Lighting | Self Contained - Non LED | Town MJ | 1 | Urgent | B | 16 | 2040 | 5 | 1 | 2.2 | 7503 | 28937
Emergency Lighting | Illuminated Fire Exit Signage | Town LT | 1 | Urgent | B | 12 | 2036 | 5 | 1 | 2.2 | 7504 | 26076
Heat Emitters | Electric Heaters | Town MM | 1 | Medium | B | 1 | 2025 | 5 | 3 | 3.2 | 28744 | 10027
General Lighting | General - LED fittings & Luminaires | Town LR | 6 | Medium | B | 1 | 2025 | 5 | 3 | 3.2 | 28745 | 10028
Emergency Lighting | Self Contained - LED | Town LU | 12 | Urgent | B | 21 | 2045 | 5 | 1 | 2.2 | 7505 | 32296
External Lighting | General - LED | Town LU | 1 | Medium | B | 11 | 2035 | 5 | 3 | 3.2 | 28746 | 25454
Emergency Lighting | Self Contained - LED | Town MJ | 1 | Urgent | B | 21 | 2045 | 5 | 1 | 2.2 | 7506 | 32297
General Lighting | General - LED fittings & Luminaires | Town MM | 45 | Medium | B | 6 | 2030 | 5 | 3 | 3.2 | 28747 | 18880
General Lighting | General - LED fittings & Luminaires | Town KP | 17 | Medium | B | 1 | 2025 | 5 | 3 | 3.2 | 28748 | 10029
Fire Safety Systems | Fire Extinguishers - CO2 | Town MD | 7 | Urgent | B | 8 | 2032 | 5 | 1 | 2.2 | 7507 | 20523
Local and Special Ventilation | Fan - Window / Wall Mounted | Town LQ | 1 | Medium | D | 1 | 2025 | 3 | 3 | 2.6 | 11199 | 2685
Fire Safety Systems | Manual and Automatic Doors - Emergency and Panic Escape Doors | Town H | 1 | Urgent | B | 1 | 2025 | 5 | 1 | 2.2 | 7508 | 1644
External Doors | Entrance Doors | Town MC | 1 | High | B | 21 | 2045 | 5 | 2 | 2.7 | 16306 | 32710
Fire Safety Systems | Fire Dampers - Fusible Link | Town MB | 1 | Urgent | B | 1 | 2025 | 5 | 1 | 2.2 | 7509 | 1645
Fire Safety Systems | Fire Extinguishers - CO2 | Town JH | 3 | Urgent | A | 9 | 2033 | 6 | 1 | 2.5 | 10953 | 21547
LV Distribution | Sub Distribution Board | Town MD | 1 | High | CX | 1 | 2025 | 2 | 2 | 1.8 | 536 | 432
LV Distribution | Sub Distribution Board | Town LV | 1 | High | B | 4 | 2028 | 5 | 2 | 2.7 | 16307 | 13986
Roller Shutters | External Electric Roller Shutter | Town MC | 1 | High | B | 11 | 2035 | 5 | 2 | 2.7 | 16308 | 24640
General Lighting | General - LED fittings & Luminaires | Town LQ | 1 | Medium | B | 16 | 2040 | 5 | 3 | 3.2 | 28749 | 29731
AHU - Internal | Central Ventilation Systems - Ventilation Only | Town LV | 1 | Medium | B | 1 | 2025 | 5 | 3 | 3.2 | 28750 | 10030
Communication Systems | PA System | Town LU | 1 | Medium | B | 1 | 2025 | 5 | 3 | 3.2 | 28751 | 10031
Local and Special Ventilation | Fan - Window / Wall Mounted | Town JH | 1 | Medium | B | 10 | 2034 | 5 | 3 | 3.2 | 28752 | 23023
Fire Safety Systems | Manual and Automatic Doors - Emergency and Panic Escape Doors | Town LW | 1 | Urgent | B | 8 | 2032 | 5 | 1 | 2.2 | 7510 | 20524
Emergency Lighting | Self Contained - LED | Town LW | 1 | Urgent | B | 1 | 2025 | 5 | 1 | 2.2 | 7511 | 1646
Fire Safety Systems | Fire Extinguishers - Foam | Town LR | 1 | Urgent | B | 1 | 2025 | 5 | 1 | 2.2 | 7512 | 1647
General Lighting | General - LED fittings & Luminaires | Town MF | 56 | Medium | B | 12 | 2036 | 5 | 3 | 3.2 | 28753 | 26672
Central Ventilation Systems | Fan - Axial | Town MF | 1 | Medium | B | 1 | 2025 | 5 | 3 | 3.2 | 28754 | 10032
Local and Special Ventilation | Fan - Extract | Town MJ | 1 | Medium | D | 1 | 2025 | 3 | 3 | 2.6 | 11200 | 2686
Heat Emitters | Radiators - Steel | Town LS | 3 | Medium | B | 1 | 2025 | 5 | 3 | 3.2 | 28755 | 10033
Emergency Lighting | Self Contained - LED | Town MB | 1 | Urgent | B | 21 | 2045 | 5 | 1 | 2.2 | 7513 | 32298
External Doors | Manual and Automatic Doors - Auto / Powered Sliding Doors | Town MF | 1 | High | B | 21 | 2045 | 5 | 2 | 2.7 | 16309 | 32711
Roller Shutters | External Electric Roller Shutter | Town ME | 1 | High | B | 11 | 2035 | 5 | 2 | 2.7 | 16310 | 24641
Roller Shutters | External Electric Roller Shutter | Town MM | 1 | High | B | 13 | 2037 | 5 | 2 | 2.7 | 16311 | 27013
Access Control | Door Lock / Keypad / Manual | Town LP | 1 | Medium | A | 15 | 2039 | 6 | 3 | 3.5 | 32582 | 28582
Heat Emitters | Electric Heaters | Town LT | 1 | Medium | B | 1 | 2025 | 5 | 3 | 3.2 | 28756 | 10034
Heat Emitters | Electric Heaters | Town LV | 3 | Medium | B | 1 | 2025 | 5 | 3 | 3.2 | 28757 | 10035
Roller Shutters | External Electric Roller Shutter | Town MD | 1 | High | C | 1 | 2025 | 4 | 2 | 2.4 | 10682 | 2483
Multi-System Controls | Control Panel - Electrical Services (excluding Electrical Controllers and Pneumatic Relays) | Town LY | 1 | Medium | B | 3 | 2027 | 5 | 3 | 3.2 | 28758 | 13624
Security Systems | Manual and Automatic Doors - High Security Door | Town MF | 1 | High | B | 11 | 2035 | 5 | 2 | 2.7 | 16312 | 24642
Local and Special Ventilation | Fan - Axial | Town LT | 1 | Medium | B | 1 | 2025 | 5 | 3 | 3.2 | 28759 | 10036
Fire Safety Systems | Fire Extinguishers - Foam | Town KP | 3 | Urgent | B | 2 | 2026 | 5 | 1 | 2.2 | 7514 | 12725
Roller Shutters | External Electric Roller Shutter | Town MA | 1 | High | B | 13 | 2037 | 5 | 2 | 2.7 | 16313 | 27014
Heat Emitters | Electric Heaters | Town LZ | 2 | Medium | B | 1 | 2025 | 5 | 3 | 3.2 | 28760 | 10037
Fire Safety Systems | Manual and Automatic Doors - Emergency and Panic Escape Doors | Town LX | 1 | Urgent | B | 6 | 2030 | 5 | 1 | 2.2 | 7515 | 16854
Local and Special Ventilation | Fan - Window / Wall Mounted | Town LU | 1 | Medium | B | 10 | 2034 | 5 | 3 | 3.2 | 28761 | 23024
LV Distribution | Sub Distribution Board | Town MF | 1 | High | B | 6 | 2030 | 5 | 2 | 2.7 | 16314 | 17768
Burner | Blown gas burner | Town LP | 1 | Medium | B | 1 | 2025 | 5 | 3 | 3.2 | 28762 | 10038
Local and Special Ventilation | Fan - Axial | Town LS | 1 | Medium | B | 1 | 2025 | 5 | 3 | 3.2 | 28763 | 10039
Central Ventilation Systems | Fan - General Ventilation | Town LY | 1 | Low | B | 1 | 2025 | 5 | 4 | 3.7 | 33368 | 12226
Local and Special Ventilation | Fan - Window / Wall Mounted | Town MH | 1 | Medium | B | 5 | 2029 | 5 | 3 | 3.2 | 28764 | 15347
Local and Special Ventilation | Fan - Kitchen Extract | Town LY | 1 | Low | B | 5 | 2029 | 5 | 4 | 3.7 | 33369 | 15658
External Doors | Entrance Doors | Town MK | 1 | High | B | 11 | 2035 | 5 | 2 | 2.7 | 16315 | 24643
Fire Safety Systems | Manual and Automatic Doors - Emergency and Panic Escape Doors | Town LX | 1 | Urgent | B | 6 | 2030 | 5 | 1 | 2.2 | 7516 | 16855
Barriers & Guardrails | Fixed Edge Protection | Town LQ | 1 | High | B | 1 | 2025 | 5 | 2 | 2.7 | 16316 | 4563
Emergency Lighting | Self Contained - LED | Town LY | 6 | Urgent | B | 22 | 2046 | 5 | 1 | 2.2 | 7517 | 32952
General Lighting | General - LED fittings & Luminaires | Town LQ | 74 | Medium | B | 16 | 2040 | 5 | 3 | 3.2 | 28765 | 29732
Local Hot Water | Package Electric Water Heaters - Non-Drinking Water | Town MJ | 1 | Medium | B | 3 | 2027 | 5 | 3 | 3.2 | 28766 | 13625
External Doors | Entrance Doors | Town MD | 1 | High | B | 14 | 2038 | 5 | 2 | 2.7 | 16317 | 27485
Roller Shutters | External Manual Roller Shutter | Town MI | 1 | High | B | 1 | 2025 | 5 | 2 | 2.7 | 16318 | 4564
Heat Emitters | Radiators - Steel | Town MC | 6 | Medium | B | 6 | 2030 | 5 | 3 | 3.2 | 28767 | 18881
Heat Emitters | Electric Heaters | Town LT | 1 | Medium | B | 1 | 2025 | 5 | 3 | 3.2 | 28768 | 10040
Local and Special Ventilation | Fan - Axial | Town MD | 1 | Medium | C | 1 | 2025 | 4 | 3 | 2.9 | 18865 | 5721
Emergency Lighting | Self Contained - LED | Town MI | 10 | Urgent | B | 15 | 2039 | 5 | 1 | 2.2 | 7518 | 27968
Fire Safety Systems | Fire Extinguishers - CO2 | Town LY | 1 | Urgent | B | 6 | 2030 | 5 | 1 | 2.2 | 7519 | 16856
Access Control | Gate Access - Local Lock / Keypad / Manual (External) | Town MF | 1 | Medium | B | 1 | 2025 | 5 | 3 | 3.2 | 28769 | 10041
General Lighting | General - LED fittings & Luminaires | Town MM | 11 | Medium | B | 8 | 2032 | 5 | 3 | 3.2 | 28770 | 21074
Emergency Lighting | Self Contained - LED | Town LU | 4 | Urgent | B | 21 | 2045 | 5 | 1 | 2.2 | 7520 | 32299
Fire Safety Systems | Fire Dampers - Fusible Link | Town LQ | 1 | Urgent | B | 1 | 2025 | 5 | 1 | 2.2 | 7521 | 1648
Local and Special Ventilation | Fan - Centrifugal | Town LS | 1 | Medium | B | 1 | 2025 | 5 | 3 | 3.2 | 28771 | 10042
Local and Special Ventilation | Fan - Centrifugal | Town BF | 1 | Medium | B | 1 | 2025 | 5 | 3 | 3.2 | 28772 | 10043
General Lighting | General - LED fittings & Luminaires | Town ML | 4 | Medium | B | 12 | 2036 | 5 | 3 | 3.2 | 28773 | 26673
Central Cooling | Fan - Axial | Town LU | 1 | Medium | B | 1 | 2025 | 5 | 3 | 3.2 | 28774 | 10044
Security Systems | Manual and Automatic Doors - High Security Door | Town LX | 1 | High | B | 6 | 2030 | 5 | 2 | 2.7 | 16319 | 17769
Local and Special Ventilation | Fan - Centrifugal | Town MB | 1 | Medium | B | 1 | 2025 | 5 | 3 | 3.2 | 28775 | 10045
Fire Safety Systems | Fire Extinguishers - Powder | Town MJ | 1 | Urgent | B | 8 | 2032 | 5 | 1 | 2.2 | 7522 | 20525
Emergency Lighting | Self Contained - LED | Town LP | 4 | Urgent | A | 23 | 2047 | 6 | 1 | 2.5 | 10954 | 33175
Emergency Lighting | Self Contained - Non LED | Town MF | 2 | Urgent | B | 1 | 2025 | 5 | 1 | 2.2 | 7523 | 1649
Heat Emitters | Electric Heaters | Town JH | 1 | Medium | B | 3 | 2027 | 5 | 3 | 3.2 | 28776 | 13626
LV Distribution | Sub Distribution Board | Town LU | 1 | High | B | 1 | 2025 | 5 | 2 | 2.7 | 16320 | 4565
Multi-System Controls | Control Panel - Electrical Services (excluding Electrical Controllers and Pneumatic Relays) | Town LW | 1 | Medium | B | 1 | 2025 | 5 | 3 | 3.2 | 28777 | 10046
Heat Emitters | Unit Heaters | Town LT | 1 | Medium | B | 1 | 2025 | 5 | 3 | 3.2 | 28778 | 10047
External Doors | Entrance Doors | Town MG | 1 | High | B | 30 | 2054 | 5 | 2 | 2.7 | 16321 | 33720
Roller Shutters | External Electric Roller Shutter | Town ML | 1 | High | B | 1 | 2025 | 5 | 2 | 2.7 | 16322 | 4566
Emergency Lighting | Illuminated Fire Exit Signage | Town ML | 3 | Urgent | B | 12 | 2036 | 5 | 1 | 2.2 | 7524 | 26077
Fire Safety Systems | Fire Extinguishers - CO2 | Town LV | 6 | Urgent | B | 6 | 2030 | 5 | 1 | 2.2 | 7525 | 16857
LV Distribution | Sub Distribution Board | Town LR | 1 | High | B | 6 | 2030 | 5 | 2 | 2.7 | 16323 | 17770
Heat Emitters | Electric Heaters | Town IH | 3 | Medium | B | 1 | 2025 | 5 | 3 | 3.2 | 28779 | 10048
AHU - External | Central Air Conditioning - Gas Fired | Town LR | 1 | Medium | B | 1 | 2025 | 5 | 3 | 3.2 | 28780 | 10049
Emergency Lighting | Illuminated Fire Exit Signage | Town KP | 1 | Urgent | B | 15 | 2039 | 5 | 1 | 2.2 | 7526 | 27969
LV Distribution | Sub Distribution Board | Town MB | 1 | High | C | 1 | 2025 | 4 | 2 | 2.4 | 10683 | 2484
Fire Safety Systems | Manual and Automatic Doors - Emergency and Panic Escape Doors | Town ME | 1 | Urgent | B | 1 | 2025 | 5 | 1 | 2.2 | 7527 | 1650
Central Cooling | Fan - Axial | Town MB | 1 | Medium | B | 1 | 2025 | 5 | 3 | 3.2 | 28781 | 10050
LV Distribution | Sub Distribution Board | Town MB | 1 | High | B | 16 | 2040 | 5 | 2 | 2.7 | 16324 | 29231
External Doors | Entrance Doors | Town MA | 1 | High | B | 27 | 2051 | 5 | 2 | 2.7 | 16325 | 33582
Central Heating | Fan - Axial | Town LX | 1 | High | B | 1 | 2025 | 5 | 2 | 2.7 | 16326 | 4567
Fire Safety Systems | Fire Extinguishers - CO2 | Town LR | 2 | Urgent | B | 2 | 2026 | 5 | 1 | 2.2 | 7528 | 12726
Central Heating & Cooling | Fan - General Ventilation | Town MK | 1 | Medium | B | 1 | 2025 | 5 | 3 | 3.2 | 28782 | 10051
Central Heating & Cooling | Fan - General Ventilation | Town MK | 1 | Medium | B | 1 | 2025 | 5 | 3 | 3.2 | 28783 | 10052
Local Hot Water | Package Electric Water Heaters - Non-Drinking Water | Town MM | 1 | Medium | B | 1 | 2025 | 5 | 3 | 3.2 | 28784 | 10053
Local and Special Ventilation | Fan - Axial | Town MD | 1 | Medium | C | 1 | 2025 | 4 | 3 | 2.9 | 18866 | 5722
General Lighting | General - LED fittings & Luminaires | Town KP | 1 | Medium | B | 1 | 2025 | 5 | 3 | 3.2 | 28785 | 10054
General Lighting | General - LED fittings & Luminaires | Town LT | 18 | Medium | B | 12 | 2036 | 5 | 3 | 3.2 | 28786 | 26674
Fire Safety Systems | Fire Extinguishers - CO2 | Town MG | 4 | Urgent | B | 4 | 2028 | 5 | 1 | 2.2 | 7529 | 13856
Fire Safety Systems | Fire Dampers - Fusible Link | Town MB | 1 | Urgent | B | 1 | 2025 | 5 | 1 | 2.2 | 7530 | 1651
Local and Special Ventilation | Fan - Axial | Town LT | 1 | Medium | B | 1 | 2025 | 5 | 3 | 3.2 | 28787 | 10055
Access Control | Gate Access - Local Lock / Keypad / Manual (External) | Town LR | 1 | Medium | B | 1 | 2025 | 5 | 3 | 3.2 | 28788 | 10056
Local and Special Ventilation | Fan - Window / Wall Mounted | Town LT | 1 | Medium | B | 1 | 2025 | 5 | 3 | 3.2 | 28789 | 10057
Fire Safety Systems | Manual and Automatic Doors - Emergency and Panic Escape Doors | Town LP | 1 | Urgent | B | 10 | 2034 | 5 | 1 | 2.2 | 7531 | 22115
Roller Shutters | External Manual Roller Shutter | Town H | 1 | High | B | 1 | 2025 | 5 | 2 | 2.7 | 16327 | 4568
External Doors | Entrance Doors | Town KP | 1 | High | B | 11 | 2035 | 5 | 2 | 2.7 | 16328 | 24644
General Lighting | General - LED fittings & Luminaires | Town LS | 45 | Medium | C | 1 | 2025 | 4 | 3 | 2.9 | 18867 | 5723
General Lighting | General - LED fittings & Luminaires | Town MF | 5 | Medium | B | 12 | 2036 | 5 | 3 | 3.2 | 28790 | 26675
Roller Shutters | External Electric Roller Shutter | Town MD | 1 | High | B | 11 | 2035 | 5 | 2 | 2.7 | 16329 | 24645
Emergency Lighting | Self Contained - LED | Town MF | 2 | Urgent | B | 11 | 2035 | 5 | 1 | 2.2 | 7532 | 23837
Fire Safety Systems | Fire Extinguishers - CO2 | Town LP | 3 | Urgent | B | 7 | 2031 | 5 | 1 | 2.2 | 7533 | 19443
LV Distribution | Sub Distribution Board | Town IH | 1 | High | B | 13 | 2037 | 5 | 2 | 2.7 | 16330 | 27015
Fire Safety Systems | Fire Blanket | Town MB | 1 | Urgent | B | 7 | 2031 | 5 | 1 | 2.2 | 7534 | 19444
Local Hot Water | Instantaneous Electric Water Heater - Non-Drinking Water | Town H | 1 | Medium | B | 6 | 2030 | 5 | 3 | 3.2 | 28791 | 18882
External Doors | Entrance Doors | Town JH | 1 | High | B | 30 | 2054 | 5 | 2 | 2.7 | 16331 | 33721
External Doors | Manual and Automatic Doors - Auto / Powered Sliding Doors | Town IH | 1 | High | B | 28 | 2052 | 5 | 2 | 2.7 | 16332 | 33627
Air Conditioning | Single-Split Condenser - Split Systems/Heat Pumps - Air-cooled with Direct Expansion Evaporator (DX) | Town LW | 1 | Medium | B | 1 | 2025 | 5 | 3 | 3.2 | 28792 | 10058
Air Conditioning | Multi-Split Evaporator - Split Systems/Heat Pumps - Air-cooled with Direct Expansion Evaporator (DX) | Town IH | 1 | Medium | B | 8 | 2032 | 5 | 3 | 3.2 | 28793 | 21075
Air Conditioning | Fan - General Ventilation | Town IH | 1 | Medium | B | 11 | 2035 | 5 | 3 | 3.2 | 28794 | 25455
Fire Safety Systems | Manual and Automatic Doors - Emergency and Panic Escape Doors | Town MH | 1 | Urgent | B | 21 | 2045 | 5 | 1 | 2.2 | 7535 | 32300
External Lighting | General - LED | Town ME | 1 | Medium | B | 5 | 2029 | 5 | 3 | 3.2 | 28795 | 15348
Fire Safety Systems | Fire Extinguishers - Foam | Town IH | 5 | Urgent | B | 6 | 2030 | 5 | 1 | 2.2 | 7536 | 16858
Fire Safety Systems | Fire Extinguishers - Foam | Town LW | 4 | Urgent | B | 6 | 2030 | 5 | 1 | 2.2 | 7537 | 16859
LV Distribution | Sub Distribution Board | Town MD | 1 | High | B | 18 | 2042 | 5 | 2 | 2.7 | 16333 | 30860
Local and Special Ventilation | Fan - Extract | Town MJ | 1 | Medium | D | 1 | 2025 | 3 | 3 | 2.6 | 11201 | 2687
LV Distribution | Sub Distribution Board | Town LR | 1 | High | B | 6 | 2030 | 5 | 2 | 2.7 | 16334 | 17771
LV Distribution | Sub Distribution Board | Town IH | 1 | High | B | 13 | 2037 | 5 | 2 | 2.7 | 16335 | 27016
External Doors | Entrance Doors | Town LW | 1 | High | B | 8 | 2032 | 5 | 2 | 2.7 | 16336 | 20755
Heat Emitters | Electric Overdoor Air Curtain/Heater | Town H | 1 | Medium | B | 9 | 2033 | 5 | 3 | 3.2 | 28796 | 21833
Heat Emitters | Radiators - Steel | Town LR | 1 | Medium | B | 6 | 2030 | 5 | 3 | 3.2 | 28797 | 18883
Air Conditioning | Multi-Split Evaporator - Split Systems/Heat Pumps - Air-cooled with Direct Expansion Evaporator (DX) | Town LP | 1 | Medium | B | 11 | 2035 | 5 | 3 | 3.2 | 28798 | 25456
LV Distribution | Sub Distribution Board | Town LU | 1 | High | D | 1 | 2025 | 3 | 2 | 2.1 | 1261 | 854
Roller Shutters | Internal Electric Roller Shutter | Town MA | 1 | Medium | B | 17 | 2041 | 5 | 3 | 3.2 | 28799 | 30534
External Doors | Entrance Doors | Town MM | 1 | High | B | 21 | 2045 | 5 | 2 | 2.7 | 16337 | 32712
Emergency Lighting | Self Contained - Non LED | Town LX | 4 | Urgent | B | 1 | 2025 | 5 | 1 | 2.2 | 7538 | 1652
Emergency Lighting | Self Contained - LED | Town LX | 7 | Urgent | B | 15 | 2039 | 5 | 1 | 2.2 | 7539 | 27970
Fire Safety Systems | Fire Extinguishers - CO2 | Town LR | 3 | Urgent | B | 2 | 2026 | 5 | 1 | 2.2 | 7540 | 12727
LV Distribution | Sub Distribution Board | Town MA | 1 | High | B | 4 | 2028 | 5 | 2 | 2.7 | 16338 | 13987
Emergency Lighting | Self Contained - LED | Town LT | 2 | Urgent | B | 17 | 2041 | 5 | 1 | 2.2 | 7541 | 30179
Access Control | Gate Access - Local Lock / Keypad / Manual (External) | Town LU | 1 | Medium | B | 5 | 2029 | 5 | 3 | 3.2 | 28800 | 15349
General Lighting | General - LED fittings & Luminaires | Town MC | 2 | Medium | B | 8 | 2032 | 5 | 3 | 3.2 | 28801 | 21076
Fire Safety Systems | Fire Extinguishers - CO2 | Town LQ | 4 | Urgent | B | 6 | 2030 | 5 | 1 | 2.2 | 7542 | 16860
Central Ventilation Systems | Fan - General Ventilation | Town LP | 1 | Low | A | 14 | 2038 | 6 | 4 | 4 | 33833 | 27712
Roller Shutters | Internal Electric Roller Shutter | Town LP | 1 | Medium | B | 10 | 2034 | 5 | 3 | 3.2 | 28802 | 23025
Fire Safety Systems | Fire Alarm System | Town LP | 1 | Urgent | B | 14 | 2038 | 5 | 1 | 2.2 | 7543 | 27384
Emergency Lighting | Self Contained - LED | Town KP | 3 | Urgent | B | 20 | 2044 | 5 | 1 | 2.2 | 7544 | 31529
Central Cooling | Fan - Axial | Town LU | 1 | Medium | B | 1 | 2025 | 5 | 3 | 3.2 | 28803 | 10059
Central Cooling | Fan - Axial | Town LV | 1 | Medium | B | 1 | 2025 | 5 | 3 | 3.2 | 28804 | 10060
Boiler | Atmospheric Gas Burner - Condensing Boiler | Town ME | 1 | High | B | 13 | 2037 | 5 | 2 | 2.7 | 16339 | 27017
Local and Special Ventilation | Fan - Window / Wall Mounted | Town LR | 1 | Medium | B | 1 | 2025 | 5 | 3 | 3.2 | 28805 | 10061
LV Distribution | Sub Distribution Board | Town LV | 1 | High | B | 4 | 2028 | 5 | 2 | 2.7 | 16340 | 13988
LV Distribution | Sub Distribution Board | Town LR | 1 | High | B | 12 | 2036 | 5 | 2 | 2.7 | 16341 | 26233
Fire Safety Systems | Fire Dampers - Fusible Link | Town LW | 1 | Urgent | B | 1 | 2025 | 5 | 1 | 2.2 | 7545 | 1653
Fire Safety Systems | Fire Extinguishers - Powder | Town H | 2 | Urgent | B | 9 | 2033 | 5 | 1 | 2.2 | 7546 | 21418
External Doors | Manual and Automatic Doors - Auto / Powered Sliding Doors | Town MK | 1 | High | B | 11 | 2035 | 5 | 2 | 2.7 | 16342 | 24646
Emergency Lighting | Illuminated Fire Exit Signage | Town MJ | 1 | Urgent | B | 16 | 2040 | 5 | 1 | 2.2 | 7547 | 28938
Fire Safety Systems | Fire Extinguishers - Foam | Town MJ | 5 | Urgent | B | 8 | 2032 | 5 | 1 | 2.2 | 7548 | 20526
Emergency Lighting | Self Contained - Non LED | Town MB | 1 | Urgent | B | 4 | 2028 | 5 | 1 | 2.2 | 7549 | 13857
AHU - External | Central Air Conditioning - Gas Fired | Town MF | 1 | Medium | B | 1 | 2025 | 5 | 3 | 3.2 | 28806 | 10062
Fire Safety Systems | Fire Alarm Panel / Repeater | Town MC | 1 | Urgent | B | 10 | 2034 | 5 | 1 | 2.2 | 7550 | 22116
Multi-System Controls | Instrumental Control Panel | Town LP | 1 | Medium | B | 16 | 2040 | 5 | 3 | 3.2 | 28807 | 29733
Heat Emitters | Radiators - Steel | Town ME | 3 | Medium | B | 13 | 2037 | 5 | 3 | 3.2 | 28808 | 27207
AHU - Internal | Central Air Conditioning - Electric & DX | Town IH | 1 | High | B | 13 | 2037 | 5 | 2 | 2.7 | 16343 | 27018
External Lighting | General - LED | Town LQ | 2 | Medium | B | 11 | 2035 | 5 | 3 | 3.2 | 28809 | 25457
Local Hot Water | Instantaneous Electric Water Heater - Non-Drinking Water | Town KP | 1 | Medium | B | 11 | 2035 | 5 | 3 | 3.2 | 28810 | 25458
Roller Shutters | External Manual Roller Shutter | Town KP | 1 | High | B | 1 | 2025 | 5 | 2 | 2.7 | 16344 | 4569
Emergency Lighting | Illuminated Fire Exit Signage | Town LU | 3 | Urgent | B | 8 | 2032 | 5 | 1 | 2.2 | 7551 | 20527
Emergency Lighting | Illuminated Fire Exit Signage | Town LV | 2 | Urgent | B | 4 | 2028 | 5 | 1 | 2.2 | 7552 | 13858
Fire Safety Systems | Fire Extinguishers - Foam | Town MK | 5 | Urgent | B | 6 | 2030 | 5 | 1 | 2.2 | 7553 | 16861
Emergency Lighting | Self Contained - LED | Town LS | 4 | Urgent | B | 21 | 2045 | 5 | 1 | 2.2 | 7554 | 32301
Emergency Lighting | Self Contained - LED | Town MD | 10 | Urgent | B | 21 | 2045 | 5 | 1 | 2.2 | 7555 | 32302
Heat Emitters | Electric Heaters | Town MK | 3 | Medium | B | 1 | 2025 | 5 | 3 | 3.2 | 28811 | 10063
External Lighting | General - LED | Town MD | 1 | Medium | B | 11 | 2035 | 5 | 3 | 3.2 | 28812 | 25459
Local and Special Ventilation | Fan - Window / Wall Mounted | Town LW | 1 | Medium | B | 1 | 2025 | 5 | 3 | 3.2 | 28813 | 10064
Emergency Lighting | Self Contained - LED | Town LU | 4 | Urgent | B | 21 | 2045 | 5 | 1 | 2.2 | 7556 | 32303
Air Conditioning | Multi-Split Evaporator - Split Systems/Heat Pumps - Air-cooled with Direct Expansion Evaporator (DX) | Town IH | 1 | Medium | B | 8 | 2032 | 5 | 3 | 3.2 | 28814 | 21077
General Lighting | General - LED fittings & Luminaires | Town MA | 10 | Medium | B | 4 | 2028 | 5 | 3 | 3.2 | 28815 | 14192
Emergency Lighting | Self Contained - LED | Town ML | 6 | Urgent | B | 11 | 2035 | 5 | 1 | 2.2 | 7557 | 23838
LV Distribution | Sub Distribution Board | Town LV | 1 | High | B | 4 | 2028 | 5 | 2 | 2.7 | 16345 | 13989
Roller Shutters | External Manual Roller Shutter | Town KP | 1 | High | B | 1 | 2025 | 5 | 2 | 2.7 | 16346 | 4570
Roller Shutters | External Electric Roller Shutter | Town KP | 1 | High | B | 11 | 2035 | 5 | 2 | 2.7 | 16347 | 24647
General Lighting | General - LED fittings & Luminaires | Town LZ | 34 | Medium | B | 10 | 2034 | 5 | 3 | 3.2 | 28816 | 23026
General Lighting | General - LED fittings & Luminaires | Town MM | 4 | Medium | B | 6 | 2030 | 5 | 3 | 3.2 | 28817 | 18884
Heat Emitters | Gas Fired Unit Heaters | Town LV | 1 | Medium | B | 1 | 2025 | 5 | 3 | 3.2 | 28818 | 10065
Emergency Lighting | Self Contained - LED | Town LV | 8 | Urgent | B | 19 | 2043 | 5 | 1 | 2.2 | 7558 | 31090
Fire Safety Systems | Fire Extinguishers - Foam | Town LR | 2 | Urgent | B | 1 | 2025 | 5 | 1 | 2.2 | 7559 | 1654
Fire Safety Systems | Fire Extinguishers - CO2 | Town BF | 5 | Urgent | B | 7 | 2031 | 5 | 1 | 2.2 | 7560 | 19445
External Doors | Manual and Automatic Doors - Auto / Powered Sliding Doors | Town MH | 1 | High | B | 25 | 2049 | 5 | 2 | 2.7 | 16348 | 33417
LV Distribution | Main Distribution Board | Town DN | 1 | High | D | 10 | 2034 | 3 | 2 | 2.1 | 1262 | 21967
Local and Special Ventilation | Fan - Kitchen Extract | Town DN | 1 | Low | B | 5 | 2029 | 5 | 4 | 3.7 | 33370 | 15659
Heat Emitters | Gas Fired Natural and Fan Assisted Heaters | Town EK | 1 | Medium | CX | 1 | 2025 | 2 | 3 | 2.3 | 10280 | 2206
Heat Emitters | Gas Fired Natural and Fan Assisted Heaters | Town EK | 1 | Medium | B | 1 | 2025 | 5 | 3 | 3.2 | 28819 | 10066
Fire Safety Systems | Manual and Automatic Doors - Emergency and Panic Escape Doors | Town DN | 1 | Urgent | B | 32 | 2056 | 5 | 1 | 2.2 | 7561 | 33818
Heat Emitters | Gas Fired Natural and Fan Assisted Heaters | Town EK | 1 | Medium | B | 7 | 2031 | 5 | 3 | 3.2 | 28820 | 20088
LV Distribution | Sub Distribution Board | Town H | 1 | High | B | 13 | 2037 | 5 | 2 | 2.7 | 16349 | 27019
Local Hot Water | Instantaneous Electric Water Heater - Non-Drinking Water | Town EK | 1 | Medium | B | 1 | 2025 | 5 | 3 | 3.2 | 28821 | 10067
Heat Emitters | Gas Fired Unit Heaters | Town MQ | 1 | Medium | B | 6 | 2030 | 5 | 3 | 3.2 | 28822 | 18885
LV Distribution | Sub Distribution Board | Town JC | 1 | High | B | 6 | 2030 | 5 | 2 | 2.7 | 16350 | 17772
Local and Special Ventilation | Unit extract fans | Town MO | 1 | Medium | B | 1 | 2025 | 5 | 3 | 3.2 | 28823 | 10068
LV Distribution | Main Distribution Board | Town MR | 1 | High | B | 1 | 2025 | 5 | 2 | 2.7 | 16351 | 4571
Roller Shutters | External Manual Roller Shutter | Town EK | 1 | High | B | 1 | 2025 | 5 | 2 | 2.7 | 16352 | 4572
Roller Shutters | External Manual Roller Shutter | Town EK | 1 | High | B | 1 | 2025 | 5 | 2 | 2.7 | 16353 | 4573
AHU - Internal | Central Air Conditioning - DX Cooling | Town MO | 1 | High | B | 1 | 2025 | 5 | 2 | 2.7 | 16354 | 4574
Air Conditioning | Multi-Split Evaporator - Split Systems/Heat Pumps - Air-cooled with Direct Expansion Evaporator (DX) | Town MV | 1 | Medium | B | 8 | 2032 | 5 | 3 | 3.2 | 28824 | 21078
LV Distribution | Sub Distribution Board | Town MQ | 1 | High | B | 11 | 2035 | 5 | 2 | 2.7 | 16355 | 24648
LV Distribution | Sub Distribution Board | Town NB | 1 | High | B | 13 | 2037 | 5 | 2 | 2.7 | 16356 | 27020
LV Distribution | Main Distribution Board | Town DN | 1 | High | B | 5 | 2029 | 5 | 2 | 2.7 | 16357 | 14713
Roller Shutters | External Manual Roller Shutter | Town NB | 1 | High | B | 13 | 2037 | 5 | 2 | 2.7 | 16358 | 27021
Local and Special Ventilation | Fan - Extract | Town EK | 1 | Medium | CX | 1 | 2025 | 2 | 3 | 2.3 | 10281 | 2207
Local and Special Ventilation | Fan - Extract | Town EK | 1 | Medium | B | 1 | 2025 | 5 | 3 | 3.2 | 28825 | 10069
Central Cooling | Fan - Axial | Town MV | 1 | Medium | B | 1 | 2025 | 5 | 3 | 3.2 | 28826 | 10070
Local Hot Water | Instantaneous Electric Water Heater - Non-Drinking Water | Town MP | 1 | Medium | B | 10 | 2034 | 5 | 3 | 3.2 | 28827 | 23027
Local and Special Ventilation | Fan - Window / Wall Mounted | Town MX | 1 | Medium | DX | 5 | 2029 | 1 | 3 | 2 | 947 | 14285
Communication Systems | PA System | Town MQ | 1 | Medium | B | 11 | 2035 | 5 | 3 | 3.2 | 28828 | 25460
LV Distribution | Sub Distribution Board | Town MX | 1 | High | B | 18 | 2042 | 5 | 2 | 2.7 | 16359 | 30861
Central Ventilation Systems | Fan - General Ventilation | Town JC | 1 | Low | B | 1 | 2025 | 5 | 4 | 3.7 | 33371 | 12227
Fire Safety Systems | Fire Extinguishers - Foam | Town MX | 5 | Urgent | B | 9 | 2033 | 5 | 1 | 2.2 | 7562 | 21419
Emergency Lighting | Self Contained - LED | Town MQ | 1 | Urgent | B | 21 | 2045 | 5 | 1 | 2.2 | 7563 | 32304
Local and Special Ventilation | Fan - General Ventilation | Town MO | 1 | Medium | B | 1 | 2025 | 5 | 3 | 3.2 | 28829 | 10071
External Doors | Entrance Doors | Town MT | 1 | High | B | 26 | 2050 | 5 | 2 | 2.7 | 16360 | 33519
General Lighting | General - LED fittings & Luminaires | Town DN | 34 | Medium | B | 17 | 2041 | 5 | 3 | 3.2 | 28830 | 30535
Heat Emitters | Electric Heaters | Town NA | 2 | Medium | B | 5 | 2029 | 5 | 3 | 3.2 | 28831 | 15350
Fire Safety Systems | Fire Extinguishers - Foam | Town MX | 4 | Urgent | B | 9 | 2033 | 5 | 1 | 2.2 | 7564 | 21420
Fire Safety Systems | Fire Extinguishers - Powder | Town MZ | 1 | Urgent | B | 9 | 2033 | 5 | 1 | 2.2 | 7565 | 21421
Fire Safety Systems | Fire Extinguishers - Foam | Town MS | 4 | Urgent | B | 6 | 2030 | 5 | 1 | 2.2 | 7566 | 16862
Roller Shutters | External Electric Roller Shutter | Town MX | 1 | High | B | 23 | 2047 | 5 | 2 | 2.7 | 16361 | 33211
General Lighting | General - LED fittings & Luminaires | Town MQ | 12 | Medium | B | 16 | 2040 | 5 | 3 | 3.2 | 28832 | 29734
Heat Emitters | Electric Heaters | Town MX | 2 | Medium | B | 1 | 2025 | 5 | 3 | 3.2 | 28833 | 10072
Emergency Lighting | Self Contained - Non LED | Town EK | 1 | Urgent | B | 1 | 2025 | 5 | 1 | 2.2 | 7567 | 1655
Emergency Lighting | Self Contained - Non LED | Town MV | 3 | Urgent | B | 10 | 2034 | 5 | 1 | 2.2 | 7568 | 22117
LV Distribution | Sub Distribution Board | Town EK | 1 | High | D | 1 | 2025 | 3 | 2 | 2.1 | 1263 | 855
General Lighting | General - LED fittings & Luminaires | Town LX | 34 | Medium | B | 10 | 2034 | 5 | 3 | 3.2 | 28834 | 23028
Emergency Lighting | Self Contained - LED | Town MX | 4 | Urgent | B | 21 | 2045 | 5 | 1 | 2.2 | 7569 | 32305
Emergency Lighting | Illuminated Fire Exit Signage | Town LX | 5 | Urgent | B | 10 | 2034 | 5 | 1 | 2.2 | 7570 | 22118
Air Conditioning | Single-Split Evaporator - Split Systems/Heat Pumps - Air-cooled with Direct Expansion Evaporator (DX) | Town EK | 1 | Medium | B | 1 | 2025 | 5 | 3 | 3.2 | 28835 | 10073
Central Cooling | Fan - Axial | Town MQ | 1 | Medium | B | 1 | 2025 | 5 | 3 | 3.2 | 28836 | 10074
Emergency Lighting | Illuminated Fire Exit Signage | Town MX | 3 | Urgent | B | 3 | 2027 | 5 | 1 | 2.2 | 7571 | 13302
Fire Safety Systems | Fire Extinguishers - CO2 | Town MZ | 1 | Urgent | B | 10 | 2034 | 5 | 1 | 2.2 | 7572 | 22119
Central Cooling | Fan - Axial | Town MQ | 1 | Medium | B | 1 | 2025 | 5 | 3 | 3.2 | 28837 | 10075
General Lighting | General - LED fittings & Luminaires | Town MX | 5 | Medium | B | 1 | 2025 | 5 | 3 | 3.2 | 28838 | 10076
Fire Safety Systems | Fire Extinguishers - CO2 | Town MO | 2 | Urgent | B | 6 | 2030 | 5 | 1 | 2.2 | 7573 | 16863
Fire Safety Systems | Fire Extinguishers - CO2 | Town EK | 2 | Urgent | B | 2 | 2026 | 5 | 1 | 2.2 | 7574 | 12728
LV Distribution | Main Distribution Board | Town JC | 1 | High | B | 1 | 2025 | 5 | 2 | 2.7 | 16362 | 4575
BMS | BMS Control Panel | Town MO | 1 | High | B | 7 | 2031 | 5 | 2 | 2.7 | 16363 | 19675
General Lighting | General - LED fittings & Luminaires | Town JC | 141 | Medium | B | 16 | 2040 | 5 | 3 | 3.2 | 28839 | 29735
Emergency Lighting | Self Contained - LED | Town MZ | 3 | Urgent | B | 22 | 2046 | 5 | 1 | 2.2 | 7575 | 32953
Air Conditioning | Single-Split Condenser - Split Systems/Heat Pumps - Air-cooled with Direct Expansion Evaporator (DX) | Town EK | 1 | Medium | C | 5 | 2029 | 4 | 3 | 2.9 | 18868 | 14784
Local and Special Ventilation | Fan - Window / Wall Mounted | Town MX | 1 | Medium | DX | 1 | 2025 | 1 | 3 | 2 | 948 | 647
General Lighting | General - LED fittings & Luminaires | Town MN | 90 | Medium | B | 15 | 2039 | 5 | 3 | 3.2 | 28840 | 28492
General Lighting | General - LED fittings & Luminaires | Town MT | 24 | Medium | B | 16 | 2040 | 5 | 3 | 3.2 | 28841 | 29736
LV Distribution | Sub Distribution Board | Town MQ | 1 | High | B | 11 | 2035 | 5 | 2 | 2.7 | 16364 | 24649
External Doors | Entrance Doors | Town MS | 1 | High | B | 1 | 2025 | 5 | 2 | 2.7 | 16365 | 4576
Access Control | Door Lock / Keypad / Manual | Town MX | 1 | Medium | B | 9 | 2033 | 5 | 3 | 3.2 | 28842 | 21834
Fire Safety Systems | Fire Extinguishers - CO2 | Town MW | 3 | Urgent | B | 1 | 2025 | 5 | 1 | 2.2 | 7576 | 1656
External Lighting | General - LED | Town DN | 4 | Medium | B | 8 | 2032 | 5 | 3 | 3.2 | 28843 | 21079
Fire Safety Systems | Fire Extinguishers - Foam | Town MQ | 4 | Urgent | B | 6 | 2030 | 5 | 1 | 2.2 | 7577 | 16864
Fire Safety Systems | Fire Extinguishers - Foam | Town LX | 2 | Urgent | B | 9 | 2033 | 5 | 1 | 2.2 | 7578 | 21422
General Lighting | General - LED fittings & Luminaires | Town MW | 48 | Medium | B | 8 | 2032 | 5 | 3 | 3.2 | 28844 | 21080
Local and Special Ventilation | Fan - Window / Wall Mounted | Town EK | 1 | Medium | D | 5 | 2029 | 3 | 3 | 2.6 | 11202 | 14561
General Lighting | General - LED fittings & Luminaires | Town NB | 53 | Medium | B | 10 | 2034 | 5 | 3 | 3.2 | 28845 | 23029
Emergency Lighting | Self Contained - LED | Town EK | 4 | Urgent | B | 17 | 2041 | 5 | 1 | 2.2 | 7579 | 30180
Emergency Lighting | Illuminated Fire Exit Signage | Town MR | 3 | Urgent | B | 18 | 2042 | 5 | 1 | 2.2 | 7580 | 30691
Heat Emitters | Electric Heaters | Town EK | 3 | Medium | B | 1 | 2025 | 5 | 3 | 3.2 | 28846 | 10077
Air Conditioning | Single-Split Evaporator - Split Systems/Heat Pumps - Air-cooled with Direct Expansion Evaporator (DX) | Town MX | 1 | Medium | B | 13 | 2037 | 5 | 3 | 3.2 | 28847 | 27208
Local and Special Ventilation | Fan - Window / Wall Mounted | Town MQ | 1 | Medium | D | 4 | 2028 | 3 | 3 | 2.6 | 11203 | 13892
Emergency Lighting | Self Contained - LED | Town JC | 12 | Urgent | B | 21 | 2045 | 5 | 1 | 2.2 | 7581 | 32306
Fire Safety Systems | Fire Extinguishers - Dry Chemical | Town EK | 1 | Urgent | B | 2 | 2026 | 5 | 1 | 2.2 | 7582 | 12729
Local and Special Ventilation | Unit extract fans | Town EK | 1 | Medium | B | 1 | 2025 | 5 | 3 | 3.2 | 28848 | 10078
Fire Safety Systems | Manual and Automatic Doors - Emergency and Panic Escape Doors | Town MZ | 1 | Urgent | B | 6 | 2030 | 5 | 1 | 2.2 | 7583 | 16865
General Lighting | General - LED fittings & Luminaires | Town MQ | 60 | Medium | B | 16 | 2040 | 5 | 3 | 3.2 | 28849 | 29737
General Lighting | General - LED fittings & Luminaires | Town EK | 57 | Medium | C | 1 | 2025 | 4 | 3 | 2.9 | 18869 | 5724
Air Conditioning | Single-Split Condenser - Split Systems/Heat Pumps - Air-cooled with Direct Expansion Evaporator (DX) | Town JC | 1 | Medium | B | 13 | 2037 | 5 | 3 | 3.2 | 28850 | 27209
LV Distribution | Sub Distribution Board | Town EK | 1 | High | D | 1 | 2025 | 3 | 2 | 2.1 | 1264 | 856
Fire Safety Systems | Fire Extinguishers - Foam | Town EK | 4 | Urgent | B | 2 | 2026 | 5 | 1 | 2.2 | 7584 | 12730
Roller Shutters | External Manual Roller Shutter | Town EK | 1 | High | B | 1 | 2025 | 5 | 2 | 2.7 | 16366 | 4577
Emergency Lighting | Illuminated Fire Exit Signage | Town JC | 2 | Urgent | B | 16 | 2040 | 5 | 1 | 2.2 | 7585 | 28939
Fire Safety Systems | Fire Extinguishers - Foam | Town MR | 1 | Urgent | B | 5 | 2029 | 5 | 1 | 2.2 | 7586 | 14456
Roller Shutters | External Window Shutters - Electric | Town EK | 1 | Medium | CX | 1 | 2025 | 2 | 3 | 2.3 | 10282 | 2208
Roller Shutters | External Manual Roller Shutter | Town MS | 1 | High | B | 1 | 2025 | 5 | 2 | 2.7 | 16367 | 4578
Emergency Lighting | Self Contained - LED | Town JC | 8 | Urgent | B | 21 | 2045 | 5 | 1 | 2.2 | 7587 | 32307
Heat Emitters | Electric Heaters | Town MP | 1 | Medium | B | 3 | 2027 | 5 | 3 | 3.2 | 28851 | 13627
Roller Shutters | Internal Electric Roller Shutter | Town DN | 1 | Medium | B | 10 | 2034 | 5 | 3 | 3.2 | 28852 | 23030
Fire Safety Systems | Manual and Automatic Doors - Emergency and Panic Escape Doors | Town JC | 1 | Urgent | B | 1 | 2025 | 5 | 1 | 2.2 | 7588 | 1657
Heat Emitters | Electric Heaters | Town JC | 3 | Medium | B | 1 | 2025 | 5 | 3 | 3.2 | 28853 | 10079
Emergency Lighting | Self Contained - Non LED | Town EK | 7 | Urgent | B | 1 | 2025 | 5 | 1 | 2.2 | 7589 | 1658
LV Distribution | Sub Distribution Board | Town MQ | 1 | High | B | 11 | 2035 | 5 | 2 | 2.7 | 16368 | 24650
External Lighting | General - Non LED | Town MU | 3 | Medium | B | 1 | 2025 | 5 | 3 | 3.2 | 28854 | 10080
Fire Safety Systems | Fire Extinguishers - Water | Town NA | 1 | Urgent | B | 6 | 2030 | 5 | 1 | 2.2 | 7590 | 16866
Fire Safety Systems | Fire Extinguishers - CO2 | Town H | 1 | Urgent | B | 8 | 2032 | 5 | 1 | 2.2 | 7591 | 20528
Security Systems | Manual and Automatic Doors - High Security Door | Town JC | 1 | High | B | 31 | 2055 | 5 | 2 | 2.7 | 16369 | 33803
Emergency Lighting | Illuminated Fire Exit Signage | Town MW | 2 | Urgent | B | 11 | 2035 | 5 | 1 | 2.2 | 7592 | 23839
Roller Shutters | External Manual Roller Shutter | Town MW | 1 | High | B | 13 | 2037 | 5 | 2 | 2.7 | 16370 | 27022
External Lighting | General - LED | Town MP | 2 | Medium | B | 10 | 2034 | 5 | 3 | 3.2 | 28855 | 23031
External Doors | Entrance Doors | Town EK | 1 | High | B | 11 | 2035 | 5 | 2 | 2.7 | 16371 | 24651
Emergency Lighting | Illuminated Fire Exit Signage | Town MX | 1 | Urgent | B | 16 | 2040 | 5 | 1 | 2.2 | 7593 | 28940
Emergency Lighting | Illuminated Fire Exit Signage | Town JC | 4 | Urgent | B | 16 | 2040 | 5 | 1 | 2.2 | 7594 | 28941
Emergency Lighting | Self Contained - Non LED | Town EK | 3 | Urgent | B | 1 | 2025 | 5 | 1 | 2.2 | 7595 | 1659
General Lighting | General - LED fittings & Luminaires | Town MP | 9 | Medium | B | 6 | 2030 | 5 | 3 | 3.2 | 28856 | 18886
Emergency Lighting | Illuminated Fire Exit Signage | Town H | 2 | Urgent | B | 10 | 2034 | 5 | 1 | 2.2 | 7596 | 22120
Heat Emitters | Electric Heaters | Town MR | 1 | Medium | B | 3 | 2027 | 5 | 3 | 3.2 | 28857 | 13628
Emergency Lighting | Self Contained - LED | Town MN | 10 | Urgent | B | 20 | 2044 | 5 | 1 | 2.2 | 7597 | 31530
External Lighting | General - LED | Town DN | 2 | Medium | B | 12 | 2036 | 5 | 3 | 3.2 | 28858 | 26676
Heat Emitters | Gas Fired Natural and Fan Assisted Heaters | Town EK | 1 | Medium | B | 7 | 2031 | 5 | 3 | 3.2 | 28859 | 20089
Fire Safety Systems | Manual and Automatic Doors - Emergency and Panic Escape Doors | Town MU | 1 | Urgent | B | 10 | 2034 | 5 | 1 | 2.2 | 7598 | 22121
LV Distribution | Sub Distribution Board | Town EK | 1 | High | D | 1 | 2025 | 3 | 2 | 2.1 | 1265 | 857
Central Ventilation Systems | Fan - General Ventilation | Town JC | 1 | Low | B | 1 | 2025 | 5 | 4 | 3.7 | 33372 | 12228
Roller Shutters | External Manual Roller Shutter | Town LX | 1 | High | B | 1 | 2025 | 5 | 2 | 2.7 | 16372 | 4579
General Lighting | General - LED fittings & Luminaires | Town EK | 6 | Medium | B | 1 | 2025 | 5 | 3 | 3.2 | 28860 | 10081
Air Conditioning | Single-Split Evaporator - Split Systems/Heat Pumps - Air-cooled with Direct Expansion Evaporator (DX) | Town JC | 1 | Medium | B | 1 | 2025 | 5 | 3 | 3.2 | 28861 | 10082
Fire Safety Systems | Fire Alarm Panel / Repeater | Town MO | 1 | Urgent | B | 15 | 2039 | 5 | 1 | 2.2 | 7599 | 27971
Local and Special Ventilation | Fan - Axial | Town MX | 1 | Medium | B | 1 | 2025 | 5 | 3 | 3.2 | 28862 | 10083
Fire Safety Systems | Manual and Automatic Doors - Emergency and Panic Escape Doors | Town MY | 1 | Urgent | B | 11 | 2035 | 5 | 1 | 2.2 | 7600 | 23840
Emergency Lighting | Self Contained - LED | Town H | 1 | Urgent | B | 15 | 2039 | 5 | 1 | 2.2 | 7601 | 27972
Multi-System Controls | Control Panel - Electrical Services (excluding Electrical Controllers and Pneumatic Relays) | Town MN | 1 | Medium | B | 1 | 2025 | 5 | 3 | 3.2 | 28863 | 10084
External Doors | Entrance Doors | Town EK | 1 | High | B | 11 | 2035 | 5 | 2 | 2.7 | 16373 | 24652
Access Control | Door Lock / Keypad / Manual | Town MX | 1 | Medium | B | 9 | 2033 | 5 | 3 | 3.2 | 28864 | 21835
Emergency Lighting | Self Contained - LED | Town H | 1 | Urgent | B | 15 | 2039 | 5 | 1 | 2.2 | 7602 | 27973
LV Distribution | Sub Distribution Board | Town EK | 1 | High | B | 6 | 2030 | 5 | 2 | 2.7 | 16374 | 17773
Fire Safety Systems | Manual and Automatic Doors - Emergency and Panic Escape Doors | Town MX | 1 | Urgent | B | 21 | 2045 | 5 | 1 | 2.2 | 7603 | 32308
Fire Safety Systems | Fire Alarm Panel / Repeater (Vesda) | Town DN | 1 | Urgent | B | 12 | 2036 | 5 | 1 | 2.2 | 7604 | 26078
Emergency Lighting | Self Contained - LED | Town DN | 14 | Urgent | B | 22 | 2046 | 5 | 1 | 2.2 | 7605 | 32954
Local and Special Ventilation | Fan - Window / Wall Mounted | Town MX | 1 | Medium | C | 1 | 2025 | 4 | 3 | 2.9 | 18870 | 5725
Roller Shutters | External Manual Roller Shutter | Town EK | 1 | High | B | 1 | 2025 | 5 | 2 | 2.7 | 16375 | 4580
Security Systems | Manual and Automatic Doors - High Security Door | Town JC | 1 | High | B | 21 | 2045 | 5 | 2 | 2.7 | 16376 | 32713
General Lighting | General - LED fittings & Luminaires | Town EK | 81 | Medium | B | 12 | 2036 | 5 | 3 | 3.2 | 28865 | 26677
Emergency Lighting | Illuminated Fire Exit Signage | Town MO | 3 | Urgent | B | 17 | 2041 | 5 | 1 | 2.2 | 7606 | 30181
LV Distribution | Sub Distribution Board | Town LX | 1 | High | B | 15 | 2039 | 5 | 2 | 2.7 | 16377 | 28255
Roller Shutters | External Manual Roller Shutter | Town EK | 1 | High | B | 1 | 2025 | 5 | 2 | 2.7 | 16378 | 4581
Fire Safety Systems | Fire Alarm System | Town JC | 1 | Urgent | B | 1 | 2025 | 5 | 1 | 2.2 | 7607 | 1660
Fire Safety Systems | Fire Extinguishers - CO2 | Town EK | 4 | Urgent | B | 2 | 2026 | 5 | 1 | 2.2 | 7608 | 12731
Heat Emitters | Gas Fired Unit Heaters | Town JC | 1 | Medium | B | 1 | 2025 | 5 | 3 | 3.2 | 28866 | 10085
Barriers & Guardrails | Vehicle Crash Protection Barrier | Town MX | 8 | V Low | B | 1 | 2025 | 5 | 4 | 3.7 | 33373 | 12229
Roller Shutters | External Manual Roller Shutter | Town MS | 1 | High | B | 21 | 2045 | 5 | 2 | 2.7 | 16379 | 32714
External Doors | Entrance Doors | Town H | 1 | High | B | 10 | 2034 | 5 | 2 | 2.7 | 16380 | 22437
General Lighting | General - LED fittings & Luminaires | Town EK | 15 | Medium | B | 12 | 2036 | 5 | 3 | 3.2 | 28867 | 26678
LV Distribution | Sub Distribution Board | Town MX | 1 | High | B | 1 | 2025 | 5 | 2 | 2.7 | 16381 | 4582
LV Distribution | Main Distribution Board | Town MW | 1 | High | B | 8 | 2032 | 5 | 2 | 2.7 | 16382 | 20756
External Doors | Manual and Automatic Doors - Auto / Powered Sliding Doors | Town DN | 1 | High | B | 20 | 2044 | 5 | 2 | 2.7 | 16383 | 31642
General Lighting | General - LED fittings & Luminaires | Town NC | 34 | Medium | B | 16 | 2040 | 5 | 3 | 3.2 | 28868 | 29738
Heat Emitters | Electric Heaters | Town H | 2 | Medium | B | 5 | 2029 | 5 | 3 | 3.2 | 28869 | 15351
Fire Safety Systems | Fire Extinguishers - CO2 | Town DN | 2 | Urgent | B | 6 | 2030 | 5 | 1 | 2.2 | 7609 | 16867
Local and Special Ventilation | Fan - Window / Wall Mounted | Town MX | 1 | Medium | D | 6 | 2030 | 3 | 3 | 2.6 | 11204 | 17346
Fire Safety Systems | Fire Alarm Panel / Repeater | Town EK | 1 | Urgent | B | 7 | 2031 | 5 | 1 | 2.2 | 7610 | 19446
Fire Safety Systems | Fire Extinguishers - Foam | Town JC | 4 | Urgent | B | 6 | 2030 | 5 | 1 | 2.2 | 7611 | 16868
General Lighting | General - LED fittings & Luminaires | Town DN | 10 | Medium | B | 17 | 2041 | 5 | 3 | 3.2 | 28870 | 30536
Air Conditioning | Single-Split Condenser - Split Systems/Heat Pumps - Air-cooled with Direct Expansion Evaporator (DX) | Town MX | 1 | Medium | B | 13 | 2037 | 5 | 3 | 3.2 | 28871 | 27210
Air Conditioning | Single-Split Condenser - Split Systems/Heat Pumps - Air-cooled with Direct Expansion Evaporator (DX) | Town EK | 1 | Medium | B | 5 | 2029 | 5 | 3 | 3.2 | 28872 | 15352
LV Distribution | Main Switch Panel at Supply Intake | Town MP | 1 | Medium | B | 1 | 2025 | 5 | 3 | 3.2 | 28873 | 10086
LV Distribution | Sub Distribution Board | Town EK | 1 | High | D | 1 | 2025 | 3 | 2 | 2.1 | 1266 | 858
Roller Shutters | External Window Shutters - Electric | Town EK | 1 | Medium | B | 1 | 2025 | 5 | 3 | 3.2 | 28874 | 10087
Roller Shutters | External Manual Roller Shutter | Town EK | 1 | High | B | 1 | 2025 | 5 | 2 | 2.7 | 16384 | 4583
Heat Emitters | Electric Heaters | Town EK | 10 | Medium | B | 1 | 2025 | 5 | 3 | 3.2 | 28875 | 10088
LV Distribution | Sub Distribution Board | Town MR | 1 | High | B | 6 | 2030 | 5 | 2 | 2.7 | 16385 | 17774
Fire Safety Systems | Fire Alarm Panel / Repeater | Town MZ | 1 | Urgent | B | 1 | 2025 | 5 | 1 | 2.2 | 7612 | 1661
Heat Emitters | Radiators - Steel | Town MX | 3 | Medium | B | 1 | 2025 | 5 | 3 | 3.2 | 28876 | 10089
Roller Shutters | External Manual Roller Shutter | Town MY | 1 | High | CX | 1 | 2025 | 2 | 2 | 1.8 | 537 | 433
General Lighting | General - LED fittings & Luminaires | Town JC | 5 | Medium | B | 6 | 2030 | 5 | 3 | 3.2 | 28877 | 18887
LV Distribution | Sub Distribution Board | Town MX | 1 | High | B | 1 | 2025 | 5 | 2 | 2.7 | 16386 | 4584
Roller Shutters | External Window Shutters - Manual | Town JC | 1 | Medium | B | 1 | 2025 | 5 | 3 | 3.2 | 28878 | 10090
Emergency Lighting | Illuminated Fire Exit Signage | Town EK | 2 | Urgent | B | 6 | 2030 | 5 | 1 | 2.2 | 7613 | 16869
Fire Safety Systems | Fire Extinguishers - CO2 | Town JC | 4 | Urgent | B | 6 | 2030 | 5 | 1 | 2.2 | 7614 | 16870
Roller Shutters | External Manual Roller Shutter | Town MP | 1 | High | D | 1 | 2025 | 3 | 2 | 2.1 | 1267 | 859
Hot Water Distribution | Hot water cylinders Domestic Type | Town NC | 1 | Low | D | 1 | 2025 | 3 | 4 | 3.1 | 19655 | 5875
Heat Emitters | Fan Convector - Electric | Town EK | 1 | Medium | C | 1 | 2025 | 4 | 3 | 2.9 | 18871 | 5726
Local and Special Ventilation | Fan - Window / Wall Mounted | Town MR | 1 | Medium | B | 1 | 2025 | 5 | 3 | 3.2 | 28879 | 10091
Local and Special Ventilation | Fan - Window / Wall Mounted | Town MN | 1 | Medium | B | 1 | 2025 | 5 | 3 | 3.2 | 28880 | 10092
Emergency Lighting | Illuminated Fire Exit Signage | Town MV | 2 | Urgent | B | 5 | 2029 | 5 | 1 | 2.2 | 7615 | 14457
Air Conditioning | Single-Split Condenser - Split Systems/Heat Pumps - Air-cooled with Direct Expansion Evaporator (DX) | Town JC | 1 | Medium | B | 4 | 2028 | 5 | 3 | 3.2 | 28881 | 14193
LV Distribution | Main Distribution Board | Town MT | 1 | High | B | 14 | 2038 | 5 | 2 | 2.7 | 16387 | 27486
Fire Safety Systems | Manual and Automatic Doors - Emergency and Panic Escape Doors | Town MN | 1 | Urgent | B | 21 | 2045 | 5 | 1 | 2.2 | 7616 | 32309
Fire Safety Systems | Fire Alarm System | Town JC | 1 | Urgent | B | 1 | 2025 | 5 | 1 | 2.2 | 7617 | 1662
Fire Safety Systems | Fire Extinguishers - CO2 | Town MY | 6 | Urgent | B | 6 | 2030 | 5 | 1 | 2.2 | 7618 | 16871
Local and Special Ventilation | Fan - Extract | Town EK | 1 | Medium | B | 1 | 2025 | 5 | 3 | 3.2 | 28882 | 10093
General Lighting | General - LED fittings & Luminaires | Town LX | 28 | Medium | B | 1 | 2025 | 5 | 3 | 3.2 | 28883 | 10094
Fire Safety Systems | Fire Extinguishers - Foam | Town EK | 4 | Urgent | B | 2 | 2026 | 5 | 1 | 2.2 | 7619 | 12732
Roller Shutters | Internal Electric Roller Shutter | Town NM | 1 | Medium | B | 1 | 2025 | 5 | 3 | 3.2 | 28884 | 10095
Local Hot Water | Package Electric Water Heaters - Non-Drinking Water | Town NE | 1 | Medium | B | 1 | 2025 | 5 | 3 | 3.2 | 28885 | 10096
LV Distribution | Main Distribution Board | Town NE | 1 | High | B | 20 | 2044 | 5 | 2 | 2.7 | 16388 | 31643
Fire Safety Systems | Fire Alarm Panel / Repeater | Town NP | 1 | Urgent | B | 1 | 2025 | 5 | 1 | 2.2 | 7620 | 1663
Communication Systems | PA System | Town NJ | 1 | Medium | B | 6 | 2030 | 5 | 3 | 3.2 | 28886 | 18888
AHU - Internal | Central Air Conditioning - Gas Fired | Town NI | 1 | Medium | B | 1 | 2025 | 5 | 3 | 3.2 | 28887 | 10097
LV Distribution | Main Distribution Board | Town NK | 1 | High | B | 1 | 2025 | 5 | 2 | 2.7 | 16389 | 4585
Heat Emitters | Gas Fired Unit Heaters | Town NJ | 1 | Medium | B | 6 | 2030 | 5 | 3 | 3.2 | 28888 | 18889
Local and Special Ventilation | Fan - Extract | Town NE | 1 | Medium | CX | 1 | 2025 | 2 | 3 | 2.3 | 10283 | 2209
Barriers & Guardrails | Vehicle Crash Protection Barrier | Town NE | 1 | V Low | B | 1 | 2025 | 5 | 4 | 3.7 | 33374 | 12230
LV Distribution | Sub Distribution Board | Town NP | 1 | High | B | 1 | 2025 | 5 | 2 | 2.7 | 16390 | 4586
Air Conditioning | Multi-Split Evaporator - Split Systems/Heat Pumps - Air-cooled with Direct Expansion Evaporator (DX) | Town NH | 1 | Medium | A | 13 | 2037 | 6 | 3 | 3.5 | 32583 | 27297
Barriers & Guardrails | Vehicle Crash Protection Barrier | Town NP | 47 | V Low | B | 1 | 2025 | 5 | 4 | 3.7 | 33375 | 12231
Barriers & Guardrails | Vehicle Crash Protection Barrier | Town NE | 1 | V Low | B | 1 | 2025 | 5 | 4 | 3.7 | 33376 | 12232
LV Distribution | Sub Distribution Board | Town NJ | 1 | High | D | 1 | 2025 | 3 | 2 | 2.1 | 1268 | 860
LV Distribution | Main Distribution Board | Town NE | 1 | High | B | 1 | 2025 | 5 | 2 | 2.7 | 16391 | 4587
Heat Emitters | Oil Fired Natural and Fan Assisted Heaters | Town NS | 1 | Low | B | 8 | 2032 | 5 | 4 | 3.7 | 33377 | 21193
Central Ventilation Systems | Fan - General Ventilation | Town NN | 1 | Low | B | 1 | 2025 | 5 | 4 | 3.7 | 33378 | 12233
Fire Safety Systems | Fire Alarm Panel / Repeater | Town NJ | 1 | Urgent | B | 1 | 2025 | 5 | 1 | 2.2 | 7621 | 1664
Roller Shutters | External Window Shutters - Electric | Town O | 1 | Medium | B | 1 | 2025 | 5 | 3 | 3.2 | 28889 | 10098
LV Distribution | Sub Distribution Board | Town NH | 1 | High | B | 1 | 2025 | 5 | 2 | 2.7 | 16392 | 4588
Roller Shutters | External Manual Roller Shutter | Town NE | 1 | High | B | 1 | 2025 | 5 | 2 | 2.7 | 16393 | 4589
Emergency Lighting | Illuminated Fire Exit Signage | Town NE | 4 | Urgent | B | 1 | 2025 | 5 | 1 | 2.2 | 7622 | 1665
Emergency Lighting | Illuminated Fire Exit Signage | Town NN | 2 | Urgent | A | 18 | 2042 | 6 | 1 | 2.5 | 10955 | 30747
Local and Special Ventilation | Fan - Axial | Town NP | 1 | Medium | B | 1 | 2025 | 5 | 3 | 3.2 | 28890 | 10099
Local and Special Ventilation | Unit extract fans | Town GB | 1 | Medium | D | 1 | 2025 | 3 | 3 | 2.6 | 11205 | 2688
Access Control | Door Lock / Keypad / Manual | Town NP | 1 | Medium | B | 9 | 2033 | 5 | 3 | 3.2 | 28891 | 21836
Fire Safety Systems | Fire Extinguishers - Dry Chemical | Town NE | 1 | Urgent | B | 9 | 2033 | 5 | 1 | 2.2 | 7623 | 21423
Emergency Lighting | Self Contained - LED | Town FA | 8 | Urgent | B | 11 | 2035 | 5 | 1 | 2.2 | 7624 | 23841
Local Hot Water | Instantaneous Electric Water Heater - Non-Drinking Water | Town NF | 1 | Medium | B | 1 | 2025 | 5 | 3 | 3.2 | 28892 | 10100
LV Distribution | Sub Distribution Board | Town NJ | 1 | High | B | 14 | 2038 | 5 | 2 | 2.7 | 16394 | 27487
Local and Special Ventilation | Fan - Window / Wall Mounted | Town NJ | 1 | Medium | B | 11 | 2035 | 5 | 3 | 3.2 | 28893 | 25461
Roller Shutters | External Manual Roller Shutter | Town NT | 1 | High | B | 1 | 2025 | 5 | 2 | 2.7 | 16395 | 4590
Fire Safety Systems | Fire Alarm System | Town NF | 1 | Urgent | B | 1 | 2025 | 5 | 1 | 2.2 | 7625 | 1666
Fire Safety Systems | Fire Extinguishers - Foam | Town FA | 3 | Urgent | B | 1 | 2025 | 5 | 1 | 2.2 | 7626 | 1667
Local and Special Ventilation | Fan - Extract | Town MU | 1 | Medium | D | 1 | 2025 | 3 | 3 | 2.6 | 11206 | 2689
Central Heating | Fan - Axial | Town NO | 1 | High | B | 1 | 2025 | 5 | 2 | 2.7 | 16396 | 4591
Local and Special Ventilation | Fan - Centrifugal | Town NK | 1 | Medium | B | 1 | 2025 | 5 | 3 | 3.2 | 28894 | 10101
External Lighting | General - LED | Town NT | 1 | Medium | B | 11 | 2035 | 5 | 3 | 3.2 | 28895 | 25462
Fire Safety Systems | Fire Extinguishers - CO2 | Town NG | 2 | Urgent | B | 1 | 2025 | 5 | 1 | 2.2 | 7627 | 1668
Local Hot Water | Package Electric Water Heaters - Non-Drinking Water | Town BI | 1 | Medium | D | 1 | 2025 | 3 | 3 | 2.6 | 11207 | 2690
External Lighting | General - Non LED | Town ND | 4 | Medium | B | 10 | 2034 | 5 | 3 | 3.2 | 28896 | 23032
External Lighting | General - LED | Town NE | 1 | Medium | CX | 1 | 2025 | 2 | 3 | 2.3 | 10284 | 2210
Air Conditioning | Single-Split Condenser - Split Systems/Heat Pumps - Air-cooled with Direct Expansion Evaporator (DX) | Town NP | 1 | Medium | B | 1 | 2025 | 5 | 3 | 3.2 | 28897 | 10102
LV Distribution | Sub Distribution Board | Town GB | 1 | High | B | 1 | 2025 | 5 | 2 | 2.7 | 16397 | 4592
Fire Safety Systems | Fire Alarm System | Town BI | 1 | Urgent | B | 11 | 2035 | 5 | 1 | 2.2 | 7628 | 23842
General Lighting | General - LED fittings & Luminaires | Town NI | 25 | Medium | B | 17 | 2041 | 5 | 3 | 3.2 | 28898 | 30537
General Lighting | General - LED fittings & Luminaires | Town GB | 81 | Medium | B | 10 | 2034 | 5 | 3 | 3.2 | 28899 | 23033
Fire Safety Systems | Fire Extinguishers - Powder | Town NI | 2 | Urgent | B | 8 | 2032 | 5 | 1 | 2.2 | 7629 | 20529
Roller Shutters | Internal Manual Roller Shutter | Town NN | 1 | Medium | B | 15 | 2039 | 5 | 3 | 3.2 | 28900 | 28493
External Doors | Entrance Doors | Town NT | 1 | High | B | 1 | 2025 | 5 | 2 | 2.7 | 16398 | 4593
Heat Emitters | Electric Heaters | Town NE | 1 | Medium | DX | 1 | 2025 | 1 | 3 | 2 | 949 | 648
Fire Safety Systems | Fire Extinguishers - CO2 | Town NI | 3 | Urgent | B | 8 | 2032 | 5 | 1 | 2.2 | 7630 | 20530
LV Distribution | Sub Distribution Board | Town NO | 1 | High | B | 1 | 2025 | 5 | 2 | 2.7 | 16399 | 4594
Barriers & Guardrails | Vehicle Crash Protection Barrier | Town NE | 1 | V Low | B | 1 | 2025 | 5 | 4 | 3.7 | 33379 | 12234
Barriers & Guardrails | Vehicle Crash Protection Barrier | Town NE | 1 | V Low | B | 1 | 2025 | 5 | 4 | 3.7 | 33380 | 12235
Local and Special Ventilation | Fan - Extract | Town NK | 1 | Medium | CX | 1 | 2025 | 2 | 3 | 2.3 | 10285 | 2211
Emergency Lighting | Self Contained - LED | Town IZ | 15 | Urgent | B | 19 | 2043 | 5 | 1 | 2.2 | 7631 | 31091
External Lighting | General - Non LED | Town NI | 4 | Medium | B | 1 | 2025 | 5 | 3 | 3.2 | 28901 | 10103
Heat Emitters | Radiators - Steel | Town NJ | 5 | Medium | B | 4 | 2028 | 5 | 3 | 3.2 | 28902 | 14194
General Lighting | General - LED fittings & Luminaires | Town NL | 37 | Medium | B | 1 | 2025 | 5 | 3 | 3.2 | 28903 | 10104
Fire Safety Systems | Manual and Automatic Doors - Emergency and Panic Escape Doors | Town NQ | 1 | Urgent | B | 6 | 2030 | 5 | 1 | 2.2 | 7632 | 16872
External Doors | Entrance Doors | Town NI | 1 | High | B | 6 | 2030 | 5 | 2 | 2.7 | 16400 | 17775
Local and Special Ventilation | Fan - Extract | Town NK | 1 | Medium | CX | 1 | 2025 | 2 | 3 | 2.3 | 10286 | 2212
External Doors | Entrance Doors | Town NG | 1 | High | B | 11 | 2035 | 5 | 2 | 2.7 | 16401 | 24653
Emergency Lighting | Illuminated Fire Exit Signage | Town NH | 5 | Urgent | B | 17 | 2041 | 5 | 1 | 2.2 | 7633 | 30182
External Doors | Entrance Doors | Town NM | 1 | High | B | 32 | 2056 | 5 | 2 | 2.7 | 16402 | 33831
Local and Special Ventilation | Fan - Extract | Town BI | 1 | Medium | B | 1 | 2025 | 5 | 3 | 3.2 | 28904 | 10105
Fire Safety Systems | Fire Extinguishers - CO2 | Town BI | 2 | Urgent | B | 6 | 2030 | 5 | 1 | 2.2 | 7634 | 16873
Fire Safety Systems | Fire Extinguishers - CO2 | Town FA | 3 | Urgent | B | 1 | 2025 | 5 | 1 | 2.2 | 7635 | 1669
Access Control | Door Lock / Keypad / Manual | Town NH | 1 | Medium | B | 5 | 2029 | 5 | 3 | 3.2 | 28905 | 15353
External Lighting | General - Non LED | Town NJ | 7 | Medium | B | 1 | 2025 | 5 | 3 | 3.2 | 28906 | 10106
Fire Safety Systems | Fire Extinguishers - CO2 | Town FA | 1 | Urgent | B | 1 | 2025 | 5 | 1 | 2.2 | 7636 | 1670
Emergency Lighting | Self Contained - LED | Town NH | 16 | Urgent | B | 22 | 2046 | 5 | 1 | 2.2 | 7637 | 32955
Local Hot Water | Package Electric Water Heaters - Non-Drinking Water | Town NR | 1 | Medium | B | 1 | 2025 | 5 | 3 | 3.2 | 28907 | 10107
Emergency Lighting | Self Contained - LED | Town MU | 3 | Urgent | B | 21 | 2045 | 5 | 1 | 2.2 | 7638 | 32310
Heat Emitters | Electric Overdoor Air Curtain/Heater | Town NS | 1 | Medium | B | 8 | 2032 | 5 | 3 | 3.2 | 28908 | 21081
Boiler | Electric Boilers | Town NL | 1 | Medium | B | 1 | 2025 | 5 | 3 | 3.2 | 28909 | 10108
Fire Safety Systems | Fire Alarm Panel / Repeater | Town IZ | 1 | Urgent | B | 11 | 2035 | 5 | 1 | 2.2 | 7639 | 23843
Barriers & Guardrails | Vehicle Crash Protection Barrier | Town NE | 1 | V Low | B | 1 | 2025 | 5 | 4 | 3.7 | 33381 | 12236
Local Hot Water | Instantaneous Electric Water Heater - Non-Drinking Water | Town NE | 1 | Medium | C | 6 | 2030 | 4 | 3 | 2.9 | 18872 | 17945
LV Distribution | Main Distribution Board | Town MU | 1 | High | B | 1 | 2025 | 5 | 2 | 2.7 | 16403 | 4595
Boiler | Atmospheric Gas Burner Boiler - Small and/or Wall Hung for Light Commercial Installation | Town NJ | 1 | Medium | B | 6 | 2030 | 5 | 3 | 3.2 | 28910 | 18890
Local and Special Ventilation | Fan - Extract | Town NE | 1 | Medium | CX | 1 | 2025 | 2 | 3 | 2.3 | 10287 | 2213
Boiler | Electric Boilers | Town NL | 1 | Medium | B | 1 | 2025 | 5 | 3 | 3.2 | 28911 | 10109
Roller Shutters | Internal Electric Roller Shutter | Town FA | 1 | Medium | B | 11 | 2035 | 5 | 3 | 3.2 | 28912 | 25463
External Doors | Entrance Doors | Town NE | 1 | High | B | 1 | 2025 | 5 | 2 | 2.7 | 16404 | 4596
Fire Safety Systems | Manual and Automatic Doors - Emergency and Panic Escape Doors | Town O | 1 | Urgent | B | 11 | 2035 | 5 | 1 | 2.2 | 7640 | 23844
Fire Safety Systems | Fire Alarm System | Town MU | 1 | Urgent | B | 11 | 2035 | 5 | 1 | 2.2 | 7641 | 23845
Emergency Lighting | Self Contained - LED | Town IZ | 1 | Urgent | B | 21 | 2045 | 5 | 1 | 2.2 | 7642 | 32311
Fire Safety Systems | Fire Alarm Panel / Repeater | Town NK | 1 | Urgent | B | 14 | 2038 | 5 | 1 | 2.2 | 7643 | 27385
Air Conditioning | Multi-Split Evaporator - Split Systems/Heat Pumps - Air-cooled with Direct Expansion Evaporator (DX) | Town NH | 1 | Medium | B | 5 | 2029 | 5 | 3 | 3.2 | 28913 | 15354
Local and Special Ventilation | Fan - Centrifugal | Town NE | 1 | Medium | B | 1 | 2025 | 5 | 3 | 3.2 | 28914 | 10110
Local and Special Ventilation | Fan - Extract | Town NR | 1 | Medium | B | 1 | 2025 | 5 | 3 | 3.2 | 28915 | 10111
General Lighting | General - LED fittings & Luminaires | Town NJ | 10 | Medium | B | 16 | 2040 | 5 | 3 | 3.2 | 28916 | 29739
Emergency Lighting | Self Contained - LED | Town NE | 20 | Urgent | B | 21 | 2045 | 5 | 1 | 2.2 | 7644 | 32312
General Lighting | General - LED fittings & Luminaires | Town NP | 5 | Medium | B | 4 | 2028 | 5 | 3 | 3.2 | 28917 | 14195
Emergency Lighting | Self Contained - Non LED | Town NP | 1 | Urgent | B | 5 | 2029 | 5 | 1 | 2.2 | 7645 | 14458
Fire Safety Systems | Fire Extinguishers - Foam | Town NH | 1 | Urgent | B | 6 | 2030 | 5 | 1 | 2.2 | 7646 | 16874
Heat Emitters | Gas Fired Unit Heaters | Town NJ | 1 | Medium | CX | 1 | 2025 | 2 | 3 | 2.3 | 10288 | 2214
Local and Special Ventilation | Fan - Extract | Town NE | 1 | Medium | CX | 1 | 2025 | 2 | 3 | 2.3 | 10289 | 2215
Emergency Lighting | Self Contained - LED | Town NP | 1 | Urgent | B | 21 | 2045 | 5 | 1 | 2.2 | 7647 | 32313
Fire Safety Systems | Fire Extinguishers - Foam | Town NJ | 8 | Urgent | B | 8 | 2032 | 5 | 1 | 2.2 | 7648 | 20531
LV Distribution | Main Distribution Board | Town NR | 1 | High | B | 1 | 2025 | 5 | 2 | 2.7 | 16405 | 4597
Roller Shutters | External Electric Roller Shutter | Town NE | 1 | High | B | 17 | 2041 | 5 | 2 | 2.7 | 16406 | 30357
Emergency Lighting | Self Contained - LED | Town NE | 2 | Urgent | B | 21 | 2045 | 5 | 1 | 2.2 | 7649 | 32314
Local Hot Water | Package Electric Water Heaters - Non-Drinking Water | Town NP | 1 | Medium | B | 1 | 2025 | 5 | 3 | 3.2 | 28918 | 10112
Burner | Forced draft gas burner | Town NK | 1 | Medium | B | 1 | 2025 | 5 | 3 | 3.2 | 28919 | 10113
Heat Emitters | Gas Fired Unit Heaters | Town NJ | 1 | Medium | B | 6 | 2030 | 5 | 3 | 3.2 | 28920 | 18891
Multi-System Controls | Control Panel - Electrical Services (excluding Electrical Controllers and Pneumatic Relays) | Town NK | 1 | Medium | B | 1 | 2025 | 5 | 3 | 3.2 | 28921 | 10114
Local and Special Ventilation | Fan - Extract | Town NE | 1 | Medium | C | 1 | 2025 | 4 | 3 | 2.9 | 18873 | 5727
BMS | BMS Control Panel | Town NO | 1 | High | B | 4 | 2028 | 5 | 2 | 2.7 | 16407 | 13990
Local and Special Ventilation | Fan - Centrifugal | Town NK | 1 | Medium | B | 1 | 2025 | 5 | 3 | 3.2 | 28922 | 10115
Local and Special Ventilation | Fan - Extract | Town NP | 1 | Medium | B | 4 | 2028 | 5 | 3 | 3.2 | 28923 | 14196
Heat Emitters | Electric Heaters | Town NF | 4 | Medium | B | 1 | 2025 | 5 | 3 | 3.2 | 28924 | 10116
LV Distribution | Main Distribution Board | Town NT | 1 | High | B | 1 | 2025 | 5 | 2 | 2.7 | 16408 | 4598
LV Distribution | Main Distribution Board | Town NE | 1 | High | B | 1 | 2025 | 5 | 2 | 2.7 | 16409 | 4599
External Doors | Manual and Automatic Doors - Auto / Powered Swing Doors | Town NG | 1 | High | B | 11 | 2035 | 5 | 2 | 2.7 | 16410 | 24654
Roller Shutters | External Electric Roller Shutter | Town NQ | 1 | High | B | 1 | 2025 | 5 | 2 | 2.7 | 16411 | 4600
LV Distribution | Sub Distribution Board | Town NM | 1 | High | B | 17 | 2041 | 5 | 2 | 2.7 | 16412 | 30358
Roller Shutters | External Manual Roller Shutter | Town NJ | 1 | High | B | 1 | 2025 | 5 | 2 | 2.7 | 16413 | 4601
Local and Special Ventilation | Fan - Centrifugal | Town NE | 1 | Medium | B | 1 | 2025 | 5 | 3 | 3.2 | 28925 | 10117
Local and Special Ventilation | Fan - Extract | Town NT | 1 | Medium | B | 1 | 2025 | 5 | 3 | 3.2 | 28926 | 10118
General Lighting | General - LED fittings & Luminaires | Town NF | 16 | Medium | B | 16 | 2040 | 5 | 3 | 3.2 | 28927 | 29740
Emergency Lighting | Illuminated Fire Exit Signage | Town NJ | 5 | Urgent | B | 16 | 2040 | 5 | 1 | 2.2 | 7650 | 28942
Fire Safety Systems | Fire Extinguishers - Foam | Town IZ | 9 | Urgent | B | 6 | 2030 | 5 | 1 | 2.2 | 7651 | 16875
Fire Safety Systems | Fire Extinguishers - CO2 | Town NP | 1 | Urgent | B | 3 | 2027 | 5 | 1 | 2.2 | 7652 | 13303
LV Distribution | Sub Distribution Board | Town NO | 1 | High | D | 1 | 2025 | 3 | 2 | 2.1 | 1269 | 861
Roller Shutters | Internal Electric Roller Shutter | Town NH | 1 | Medium | B | 10 | 2034 | 5 | 3 | 3.2 | 28928 | 23034
LV Distribution | Main Distribution Board | Town NF | 1 | High | B | 6 | 2030 | 5 | 2 | 2.7 | 16414 | 17776
Communication Systems | PA System | Town NP | 1 | Medium | B | 1 | 2025 | 5 | 3 | 3.2 | 28929 | 10119
Access Control | Gate Access - Local Lock / Keypad / Manual (External) | Town NI | 1 | Medium | B | 5 | 2029 | 5 | 3 | 3.2 | 28930 | 15355
Emergency Lighting | Self Contained - LED | Town NQ | 2 | Urgent | B | 22 | 2046 | 5 | 1 | 2.2 | 7653 | 32956
Heat Emitters | Electric Heaters | Town NM | 5 | Medium | B | 5 | 2029 | 5 | 3 | 3.2 | 28931 | 15356
Air Conditioning | Multi-Split Condenser - Split Systems/Heat Pumps - Air-cooled with Direct Expansion Evaporator (DX) | Town NH | 1 | Medium | B | 5 | 2029 | 5 | 3 | 3.2 | 28932 | 15357
AHU - Internal | Central Cooling - CHW Cooling | Town NI | 1 | Medium | C | 1 | 2025 | 4 | 3 | 2.9 | 18874 | 5728
LV Distribution | Main Distribution Board | Town NS | 1 | High | B | 13 | 2037 | 5 | 2 | 2.7 | 16415 | 27023
Roller Shutters | External Electric Roller Shutter | Town BI | 1 | High | B | 5 | 2029 | 5 | 2 | 2.7 | 16416 | 14714
Boiler | Electric Boilers | Town NL | 1 | Medium | B | 1 | 2025 | 5 | 3 | 3.2 | 28933 | 10120
Heat Emitters | Electric Overdoor Air Curtain/Heater | Town NN | 1 | Medium | B | 1 | 2025 | 5 | 3 | 3.2 | 28934 | 10121
Emergency Lighting | Self Contained - Non LED | Town NQ | 6 | Urgent | B | 15 | 2039 | 5 | 1 | 2.2 | 7654 | 27974
Heat Emitters | Electric Heaters | Town NJ | 2 | Medium | B | 1 | 2025 | 5 | 3 | 3.2 | 28935 | 10122
Air Conditioning | Multi-Split Condenser - Split Systems/Heat Pumps - Air-cooled with Direct Expansion Evaporator (DX) | Town FA | 1 | Medium | B | 1 | 2025 | 5 | 3 | 3.2 | 28936 | 10123
Burner | Blown gas burner | Town NG | 1 | Medium | B | 1 | 2025 | 5 | 3 | 3.2 | 28937 | 10124
Fire Safety Systems | Fire Alarm System | Town NM | 1 | Urgent | B | 1 | 2025 | 5 | 1 | 2.2 | 7655 | 1671
Heat Emitters | Electric Heaters | Town NN | 2 | Medium | CX | 1 | 2025 | 2 | 3 | 2.3 | 10290 | 2216
Emergency Lighting | Self Contained - LED | Town NN | 1 | Urgent | A | 24 | 2048 | 6 | 1 | 2.5 | 10956 | 33255
Emergency Lighting | Self Contained - LED | Town NE | 1 | Urgent | B | 21 | 2045 | 5 | 1 | 2.2 | 7656 | 32315
Heat Emitters | Electric Overdoor Air Curtain/Heater | Town NQ | 1 | Medium | B | 12 | 2036 | 5 | 3 | 3.2 | 28938 | 26679
Roller Shutters | Internal Electric Roller Shutter | Town NE | 1 | Medium | B | 5 | 2029 | 5 | 3 | 3.2 | 28939 | 15358
Local and Special Ventilation | Fan - Kitchen Extract | Town NN | 1 | Low | B | 5 | 2029 | 5 | 4 | 3.7 | 33382 | 15660
Emergency Lighting | Illuminated Fire Exit Signage | Town ND | 3 | Urgent | B | 16 | 2040 | 5 | 1 | 2.2 | 7657 | 28943
Heat Emitters | Electric Heaters | Town NJ | 1 | Medium | B | 7 | 2031 | 5 | 3 | 3.2 | 28940 | 20090
Emergency Lighting | Self Contained - LED | Town NR | 10 | Urgent | B | 21 | 2045 | 5 | 1 | 2.2 | 7658 | 32316
AHU - Internal | Central Ventilation Systems - Ventilation Only | Town NQ | 1 | Medium | B | 12 | 2036 | 5 | 3 | 3.2 | 28941 | 26680
LV Distribution | Sub Distribution Board | Town NG | 1 | High | B | 1 | 2025 | 5 | 2 | 2.7 | 16417 | 4602
Local Hot Water | Instantaneous Electric Water Heater - Non-Drinking Water | Town NE | 1 | Medium | B | 11 | 2035 | 5 | 3 | 3.2 | 28942 | 25464
Fire Safety Systems | Manual and Automatic Doors - Emergency and Panic Escape Doors | Town NR | 1 | Urgent | B | 11 | 2035 | 5 | 1 | 2.2 | 7659 | 23846
Fire Safety Systems | Fire Extinguishers - Foam | Town NO | 2 | Urgent | B | 8 | 2032 | 5 | 1 | 2.2 | 7660 | 20532
Lifts | Disabled Lift - Electric | Town FA | 1 | High | B | 1 | 2025 | 5 | 2 | 2.7 | 16418 | 4603
Local Hot Water | Instantaneous Electric Water Heater - Non-Drinking Water | Town NQ | 1 | Medium | B | 1 | 2025 | 5 | 3 | 3.2 | 28943 | 10125
Fire Safety Systems | Manual and Automatic Doors - Emergency and Panic Escape Doors | Town O | 1 | Urgent | B | 11 | 2035 | 5 | 1 | 2.2 | 7661 | 23847
Emergency Lighting | Illuminated Fire Exit Signage | Town NM | 2 | Urgent | B | 1 | 2025 | 5 | 1 | 2.2 | 7662 | 1672
Fire Safety Systems | Fire Extinguishers - Powder | Town ND | 1 | Urgent | B | 6 | 2030 | 5 | 1 | 2.2 | 7663 | 16876
Central Ventilation Systems | Fan - General Ventilation | Town NH | 1 | Low | B | 1 | 2025 | 5 | 4 | 3.7 | 33383 | 12237
Heat Emitters | Electric Overdoor Air Curtain/Heater | Town NE | 1 | Medium | B | 1 | 2025 | 5 | 3 | 3.2 | 28944 | 10126
Fire Safety Systems | Manual and Automatic Doors - Emergency and Panic Escape Doors | Town NS | 1 | Urgent | B | 28 | 2052 | 5 | 1 | 2.2 | 7664 | 33610
General Lighting | General - LED fittings & Luminaires | Town NP | 63 | Medium | B | 16 | 2040 | 5 | 3 | 3.2 | 28945 | 29741
LV Distribution | Sub Distribution Board | Town NO | 1 | High | B | 5 | 2029 | 5 | 2 | 2.7 | 16419 | 14715
External Doors | Entrance Doors | Town NI | 1 | High | B | 9 | 2033 | 5 | 2 | 2.7 | 16420 | 21629
Boiler | Atmospheric Gas Burner/Condensing Combination Boiler (domestic type) | Town NV | 1 | High | B | 5 | 2029 | 5 | 2 | 2.7 | 16421 | 14716
LV Distribution | Sub Distribution Board | Town EJ | 1 | High | B | 10 | 2034 | 5 | 2 | 2.7 | 16422 | 22438
LV Distribution | Main Distribution Board | Town NY | 1 | High | B | 1 | 2025 | 5 | 2 | 2.7 | 16423 | 4604
Air Conditioning | Single-Split Condenser - Split Systems/Heat Pumps - Air-cooled with Direct Expansion Evaporator (DX) | Town NZ | 1 | Medium | B | 5 | 2029 | 5 | 3 | 3.2 | 28946 | 15359
LV Distribution | Main Distribution Board | Town OA | 1 | High | B | 6 | 2030 | 5 | 2 | 2.7 | 16424 | 17777
Central Heating | Fan - Axial | Town NU | 1 | High | B | 1 | 2025 | 5 | 2 | 2.7 | 16425 | 4605
Roller Shutters | External Manual Roller Shutter | Town EX | 1 | High | B | 1 | 2025 | 5 | 2 | 2.7 | 16426 | 4606
External Doors | Entrance Doors | Town NU | 1 | High | B | 6 | 2030 | 5 | 2 | 2.7 | 16427 | 17778
LV Distribution | Main Distribution Board | Town EJ | 1 | High | B | 1 | 2025 | 5 | 2 | 2.7 | 16428 | 4607
Security Systems | Manual and Automatic Doors - High Security Door | Town NU | 1 | High | B | 32 | 2056 | 5 | 2 | 2.7 | 16429 | 33832
Fire Safety Systems | Manual and Automatic Doors - Emergency and Panic Escape Doors | Town NW | 1 | Urgent | B | 30 | 2054 | 5 | 1 | 2.2 | 7665 | 33689
General Lighting | General - LED fittings & Luminaires | Town NU | 51 | Medium | B | 10 | 2034 | 5 | 3 | 3.2 | 28947 | 23035
Fire Safety Systems | Fire Extinguishers - Water | Town EJ | 2 | Urgent | B | 6 | 2030 | 5 | 1 | 2.2 | 7666 | 16877
Heat Emitters | Electric Heaters | Town EX | 2 | Medium | B | 1 | 2025 | 5 | 3 | 3.2 | 28948 | 10127
Emergency Lighting | Self Contained - LED | Town NU | 15 | Urgent | B | 15 | 2039 | 5 | 1 | 2.2 | 7667 | 27975
Emergency Lighting | Self Contained - LED | Town NX | 9 | Urgent | B | 21 | 2045 | 5 | 1 | 2.2 | 7668 | 32317
Emergency Lighting | Self Contained - LED | Town EJ | 5 | Urgent | B | 22 | 2046 | 5 | 1 | 2.2 | 7669 | 32957
Access Control | Door Lock / Keypad / Manual | Town NW | 1 | Medium | B | 5 | 2029 | 5 | 3 | 3.2 | 28949 | 15360
Emergency Lighting | Self Contained - Non LED | Town NU | 1 | Urgent | B | 1 | 2025 | 5 | 1 | 2.2 | 7670 | 1673
Central Heating | Fan - Axial | Town NW | 1 | High | B | 5 | 2029 | 5 | 2 | 2.7 | 16430 | 14717
Fire Safety Systems | Manual and Automatic Doors - Emergency and Panic Escape Doors | Town NX | 1 | Urgent | B | 11 | 2035 | 5 | 1 | 2.2 | 7671 | 23848
Roller Shutters | External Manual Roller Shutter | Town EX | 1 | High | B | 1 | 2025 | 5 | 2 | 2.7 | 16431 | 4608
External Doors | Entrance Doors | Town NY | 1 | High | B | 25 | 2049 | 5 | 2 | 2.7 | 16432 | 33418
Heat Emitters | Radiators - Steel | Town OA | 1 | Medium | B | 1 | 2025 | 5 | 3 | 3.2 | 28950 | 10128
Heat Emitters | Electric Heaters | Town NU | 1 | Medium | B | 1 | 2025 | 5 | 3 | 3.2 | 28951 | 10129
LV Distribution | Main Distribution Board | Town EJ | 1 | High | B | 10 | 2034 | 5 | 2 | 2.7 | 16433 | 22439
LV Distribution | Main Distribution Board | Town NV | 1 | High | B | 1 | 2025 | 5 | 2 | 2.7 | 16434 | 4609
Fire Safety Systems | Fire Alarm System | Town NX | 1 | Urgent | B | 1 | 2025 | 5 | 1 | 2.2 | 7672 | 1674
Fire Safety Systems | Fire Alarm System | Town NU | 1 | Urgent | B | 11 | 2035 | 5 | 1 | 2.2 | 7673 | 23849
General Lighting | General - LED fittings & Luminaires | Town NW | 14 | Medium | B | 10 | 2034 | 5 | 3 | 3.2 | 28952 | 23036
Fire Safety Systems | Fire Extinguishers - Foam | Town NU | 8 | Urgent | B | 9 | 2033 | 5 | 1 | 2.2 | 7674 | 21424
Central Ventilation Systems | Fan - General Ventilation | Town EJ | 1 | Low | B | 5 | 2029 | 5 | 4 | 3.7 | 33384 | 15661
General Lighting | General - LED fittings & Luminaires | Town NX | 5 | Medium | B | 16 | 2040 | 5 | 3 | 3.2 | 28953 | 29742
Heat Emitters | Radiators - Steel | Town NW | 7 | Medium | B | 10 | 2034 | 5 | 3 | 3.2 | 28954 | 23037
Emergency Lighting | Self Contained - LED | Town NX | 1 | Urgent | B | 21 | 2045 | 5 | 1 | 2.2 | 7675 | 32318
Fire Safety Systems | Fire Extinguishers - CO2 | Town NX | 5 | Urgent | B | 6 | 2030 | 5 | 1 | 2.2 | 7676 | 16878
Central Ventilation Systems | Fan - Axial | Town NY | 1 | Medium | B | 1 | 2025 | 5 | 3 | 3.2 | 28955 | 10130
General Lighting | General - LED fittings & Luminaires | Town EJ | 66 | Medium | B | 10 | 2034 | 5 | 3 | 3.2 | 28956 | 23038
Emergency Lighting | Illuminated Fire Exit Signage | Town EJ | 3 | Urgent | B | 16 | 2040 | 5 | 1 | 2.2 | 7677 | 28944
Heat Emitters | Electric Heaters | Town NW | 1 | Medium | B | 5 | 2029 | 5 | 3 | 3.2 | 28957 | 15361
Roller Shutters | External Electric Roller Shutter | Town NX | 1 | High | B | 1 | 2025 | 5 | 2 | 2.7 | 16435 | 4610
Emergency Lighting | Illuminated Fire Exit Signage | Town NU | 2 | Urgent | B | 1 | 2025 | 5 | 1 | 2.2 | 7678 | 1675
Fire Safety Systems | Fire Extinguishers - CO2 | Town NU | 3 | Urgent | B | 7 | 2031 | 5 | 1 | 2.2 | 7679 | 19447
LV Distribution | Sub Distribution Board | Town NV | 1 | High | B | 13 | 2037 | 5 | 2 | 2.7 | 16436 | 27024
LV Distribution | Sub Distribution Board | Town NW | 1 | High | B | 10 | 2034 | 5 | 2 | 2.7 | 16437 | 22440
Local and Special Ventilation | Fan - Extract | Town EX | 1 | Medium | B | 1 | 2025 | 5 | 3 | 3.2 | 28958 | 10131
Heat Emitters | Radiators - Steel | Town NX | 4 | Medium | B | 6 | 2030 | 5 | 3 | 3.2 | 28959 | 18892
Fire Safety Systems | Fire Extinguishers - CO2 | Town EX | 4 | Urgent | B | 6 | 2030 | 5 | 1 | 2.2 | 7680 | 16879
External Doors | Entrance Doors | Town NZ | 1 | High | B | 15 | 2039 | 5 | 2 | 2.7 | 16438 | 28256
General Lighting | General - LED fittings & Luminaires | Town NX | 33 | Medium | B | 16 | 2040 | 5 | 3 | 3.2 | 28960 | 29743
Emergency Lighting | Self Contained - LED | Town NW | 7 | Urgent | B | 15 | 2039 | 5 | 1 | 2.2 | 7681 | 27976
Local Hot Water | Package Electric Water Heaters - Non-Drinking Water | Town NX | 1 | Medium | B | 1 | 2025 | 5 | 3 | 3.2 | 28961 | 10132
BMS | BMS Control Panel | Town NU | 1 | High | B | 4 | 2028 | 5 | 2 | 2.7 | 16439 | 13991
Fire Safety Systems | Fire Extinguishers - CO2 | Town EX | 6 | Urgent | B | 6 | 2030 | 5 | 1 | 2.2 | 7682 | 16880
Local and Special Ventilation | Fan - Kitchen Window / Wall Mounted | Town OA | 1 | Medium | CX | 1 | 2025 | 2 | 3 | 2.3 | 10291 | 2217
LV Distribution | Sub Distribution Board | Town NX | 1 | High | B | 1 | 2025 | 5 | 2 | 2.7 | 16440 | 4611
Fire Safety Systems | Fire Extinguishers - Foam | Town NV | 1 | Urgent | B | 6 | 2030 | 5 | 1 | 2.2 | 7683 | 16881
LV Distribution | Main Distribution Board | Town NX | 1 | High | B | 1 | 2025 | 5 | 2 | 2.7 | 16441 | 4612
Access Control | Door Lock / Keypad / Manual | Town NU | 1 | Medium | B | 1 | 2025 | 5 | 3 | 3.2 | 28962 | 10133
Emergency Lighting | Illuminated Fire Exit Signage | Town NW | 1 | Urgent | B | 10 | 2034 | 5 | 1 | 2.2 | 7684 | 22122
Fire Safety Systems | Fire Extinguishers - CO2 | Town NW | 3 | Urgent | B | 7 | 2031 | 5 | 1 | 2.2 | 7685 | 19448
Central Ventilation Systems | Fan - General Ventilation | Town NX | 1 | Low | B | 1 | 2025 | 5 | 4 | 3.7 | 33385 | 12238
LV Distribution | Sub Distribution Board | Town NW | 1 | High | B | 10 | 2034 | 5 | 2 | 2.7 | 16442 | 22441
Central Heating | Fan - Axial | Town NU | 1 | High | B | 1 | 2025 | 5 | 2 | 2.7 | 16443 | 4613
LV Distribution | Main Distribution Board | Town EJ | 1 | High | B | 17 | 2041 | 5 | 2 | 2.7 | 16444 | 30359
Local Hot Water | Package Electric Water Heaters - Non-Drinking Water | Town EJ | 1 | Medium | B | 8 | 2032 | 5 | 3 | 3.2 | 28963 | 21082
Heat Emitters | Electric Overdoor Air Curtain/Heater | Town EX | 1 | Medium | B | 1 | 2025 | 5 | 3 | 3.2 | 28964 | 10134
External Doors | Entrance Doors | Town NV | 1 | High | B | 11 | 2035 | 5 | 2 | 2.7 | 16445 | 24655
Fire Safety Systems | Fire Extinguishers - Foam | Town NV | 1 | Urgent | B | 6 | 2030 | 5 | 1 | 2.2 | 7686 | 16882
General Lighting | General - LED fittings & Luminaires | Town NU | 3 | Medium | B | 1 | 2025 | 5 | 3 | 3.2 | 28965 | 10135
Central Ventilation Systems | Fan - General Ventilation | Town EJ | 1 | Low | B | 5 | 2029 | 5 | 4 | 3.7 | 33386 | 15662
Roller Shutters | External Electric Roller Shutter | Town NW | 1 | High | B | 15 | 2039 | 5 | 2 | 2.7 | 16446 | 28257
Heat Emitters | Radiators - Steel | Town OA | 1 | Medium | B | 6 | 2030 | 5 | 3 | 3.2 | 28966 | 18893
General Lighting | General - LED fittings & Luminaires | Town NY | 28 | Medium | B | 14 | 2038 | 5 | 3 | 3.2 | 28967 | 27615
Local and Special Ventilation | Unit extract fans | Town NU | 1 | Medium | B | 1 | 2025 | 5 | 3 | 3.2 | 28968 | 10136
Heat Emitters | Gas Fired Unit Heaters | Town NX | 1 | Medium | B | 1 | 2025 | 5 | 3 | 3.2 | 28969 | 10137
Central Heating | Fan - Axial | Town NU | 1 | High | B | 1 | 2025 | 5 | 2 | 2.7 | 16447 | 4614
Roller Shutters | External Electric Roller Shutter | Town NX | 1 | High | B | 1 | 2025 | 5 | 2 | 2.7 | 16448 | 4615
Fire Safety Systems | Fire Extinguishers - CO2 | Town NZ | 3 | Urgent | B | 10 | 2034 | 5 | 1 | 2.2 | 7687 | 22123
LV Distribution | Main Distribution Board | Town NV | 1 | High | B | 1 | 2025 | 5 | 2 | 2.7 | 16449 | 4616
Fire Safety Systems | Manual and Automatic Doors - Emergency and Panic Escape Doors | Town NZ | 1 | Urgent | B | 6 | 2030 | 5 | 1 | 2.2 | 7688 | 16883
Local and Special Ventilation | Unit extract fans | Town NU | 1 | Medium | D | 1 | 2025 | 3 | 3 | 2.6 | 11208 | 2691
LV Distribution | Sub Distribution Board | Town NV | 1 | High | B | 13 | 2037 | 5 | 2 | 2.7 | 16450 | 27025
Heat Emitters | Electric Overdoor Air Curtain/Heater | Town EX | 1 | Medium | B | 1 | 2025 | 5 | 3 | 3.2 | 28970 | 10138
Fire Safety Systems | Manual and Automatic Doors - Emergency and Panic Escape Doors | Town NY | 1 | Urgent | B | 21 | 2045 | 5 | 1 | 2.2 | 7689 | 32319
General Lighting | General - LED fittings & Luminaires | Town EJ | 38 | Medium | B | 16 | 2040 | 5 | 3 | 3.2 | 28971 | 29744
Emergency Lighting | Illuminated Fire Exit Signage | Town NU | 5 | Urgent | B | 10 | 2034 | 5 | 1 | 2.2 | 7690 | 22124
Fire Safety Systems | Fire Alarm System | Town OL | 1 | Urgent | A | 14 | 2038 | 6 | 1 | 2.5 | 10957 | 27421
Fire Safety Systems | Fire Alarm Panel / Repeater | Town FD | 1 | Urgent | B | 10 | 2034 | 5 | 1 | 2.2 | 7691 | 22125
Fire Safety Systems | Fire Alarm System | Town FL | 1 | Urgent | B | 5 | 2029 | 5 | 1 | 2.2 | 7692 | 14459
Local and Special Ventilation | Fan - Extract | Town KB | 1 | Medium | B | 7 | 2031 | 5 | 3 | 3.2 | 28972 | 20091
LV Distribution | Sub Distribution Board | Town FD | 1 | High | D | 18 | 2042 | 3 | 2 | 2.1 | 1270 | 30603
LV Distribution | Main Distribution Board | Town OQ | 1 | High | B | 15 | 2039 | 5 | 2 | 2.7 | 16451 | 28258
Local and Special Ventilation | Fan - Kitchen Window / Wall Mounted | Town OH | 1 | Medium | B | 8 | 2032 | 5 | 3 | 3.2 | 28973 | 21083
Central Heating & Cooling | Fan - Bifurcated | Town FL | 1 | Medium | B | 1 | 2025 | 5 | 3 | 3.2 | 28974 | 10139
Roller Shutters | External Electric Roller Shutter | Town KB | 1 | High | B | 15 | 2039 | 5 | 2 | 2.7 | 16452 | 28259
Fire Safety Systems | Fire Alarm System | Town OJ | 1 | Urgent | A | 14 | 2038 | 6 | 1 | 2.5 | 10958 | 27422
Local and Special Ventilation | Fan - Axial | Town FT | 1 | Medium | B | 1 | 2025 | 5 | 3 | 3.2 | 28975 | 10140
LV Distribution | Sub Distribution Board | Town OF | 1 | High | B | 2 | 2026 | 5 | 2 | 2.7 | 16453 | 12938
Local and Special Ventilation | Fan - Axial | Town FD | 1 | Medium | B | 1 | 2025 | 5 | 3 | 3.2 | 28976 | 10141
LV Distribution | Sub Distribution Board | Town OK | 1 | High | A | 19 | 2043 | 6 | 2 | 3 | 19604 | 31324
Boiler | Electric Boilers | Town OR | 1 | Medium | B | 1 | 2025 | 5 | 3 | 3.2 | 28977 | 10142
Central Heating & Cooling | Fan - Bifurcated | Town FL | 1 | Medium | B | 1 | 2025 | 5 | 3 | 3.2 | 28978 | 10143
Fire Safety Systems | Manual and Automatic Doors - Emergency and Panic Escape Doors | Town OM | 1 | Urgent | CX | 10 | 2034 | 2 | 1 | 1.3 | 350 | 21939
General Lighting | General - LED fittings & Luminaires | Town FT | 77 | Medium | B | 16 | 2040 | 5 | 3 | 3.2 | 28979 | 29745
Fire Safety Systems | Fire Extinguishers - Foam | Town OP | 4 | Urgent | A | 9 | 2033 | 6 | 1 | 2.5 | 10959 | 21548
Heat Emitters | Gas Fired Unit Heaters | Town FT | 1 | Medium | DX | 1 | 2025 | 1 | 3 | 2 | 950 | 649
Local and Special Ventilation | Fan - Extract | Town OD | 1 | Medium | CX | 1 | 2025 | 2 | 3 | 2.3 | 10292 | 2218
Emergency Lighting | Illuminated Fire Exit Signage | Town OO | 2 | Urgent | B | 17 | 2041 | 5 | 1 | 2.2 | 7693 | 30183
Fire Safety Systems | Fire Extinguishers - CO2 | Town OH | 7 | Urgent | B | 9 | 2033 | 5 | 1 | 2.2 | 7694 | 21425
LV Distribution | Sub Distribution Board | Town FT | 1 | High | D | 1 | 2025 | 3 | 2 | 2.1 | 1271 | 862
External Doors | Entrance Doors | Town OB | 1 | High | B | 17 | 2041 | 5 | 2 | 2.7 | 16454 | 30360
Emergency Lighting | Self Contained - LED | Town AJ | 18 | Urgent | B | 22 | 2046 | 5 | 1 | 2.2 | 7695 | 32958
Air Conditioning | Multi-Split Condenser - Split Systems/Heat Pumps - Air-cooled with Direct Expansion Evaporator (DX) | Town OJ | 1 | Medium | B | 7 | 2031 | 5 | 3 | 3.2 | 28980 | 20092
Air Conditioning | Single-Split Condenser - Split Systems/Heat Pumps - Air-cooled with Direct Expansion Evaporator (DX) | Town FT | 1 | Medium | D | 1 | 2025 | 3 | 3 | 2.6 | 11209 | 2692
BMS | BMS Control Panel | Town FL | 1 | High | A | 9 | 2033 | 6 | 2 | 3 | 19605 | 21671
Fire Safety Systems | Fire Alarm System | Town ON | 1 | Urgent | B | 1 | 2025 | 5 | 1 | 2.2 | 7696 | 1676
External Lighting | General - LED | Town KB | 1 | Medium | B | 5 | 2029 | 5 | 3 | 3.2 | 28981 | 15362
Heat Emitters | Radiators - Steel | Town OE | 9 | Medium | B | 10 | 2034 | 5 | 3 | 3.2 | 28982 | 23039
Fire Safety Systems | Fire Extinguishers - Powder | Town OE | 1 | Urgent | B | 6 | 2030 | 5 | 1 | 2.2 | 7697 | 16884
Emergency Lighting | Self Contained - LED | Town OO | 1 | Urgent | B | 22 | 2046 | 5 | 1 | 2.2 | 7698 | 32959
Heat Emitters | Gas Fired Natural and Fan Assisted Heaters | Town OE | 1 | Medium | B | 6 | 2030 | 5 | 3 | 3.2 | 28983 | 18894
Roller Shutters | Internal Electric Roller Shutter | Town OG | 1 | Medium | B | 15 | 2039 | 5 | 3 | 3.2 | 28984 | 28494
Roller Shutters | Internal Electric Roller Shutter | Town OE | 1 | Medium | A | 24 | 2048 | 6 | 3 | 3.5 | 32584 | 33277
Fire Safety Systems | Fire Extinguishers - CO2 | Town OO | 1 | Urgent | B | 9 | 2033 | 5 | 1 | 2.2 | 7699 | 21426
Central Ventilation Systems | Fan - General Ventilation | Town FL | 1 | Low | B | 1 | 2025 | 5 | 4 | 3.7 | 33387 | 12239
LV Distribution | Sub Distribution Board | Town OR | 1 | High | B | 1 | 2025 | 5 | 2 | 2.7 | 16455 | 4617
Fire Safety Systems | Manual and Automatic Doors - Emergency and Panic Escape Doors | Town OD | 1 | Urgent | B | 15 | 2039 | 5 | 1 | 2.2 | 7700 | 27977
General Lighting | General - LED fittings & Luminaires | Town OG | 12 | Medium | B | 17 | 2041 | 5 | 3 | 3.2 | 28985 | 30538
LV Distribution | Main Distribution Board | Town OE | 1 | High | B | 10 | 2034 | 5 | 2 | 2.7 | 16456 | 22442
Central Heating & Cooling | Fan - Bifurcated | Town LL | 1 | Medium | B | 1 | 2025 | 5 | 3 | 3.2 | 28986 | 10144
Fire Safety Systems | Manual and Automatic Doors - Emergency and Panic Escape Doors | Town KB | 1 | Urgent | B | 17 | 2041 | 5 | 1 | 2.2 | 7701 | 30184
General Lighting | General - LED fittings & Luminaires | Town OE | 135 | Medium | B | 10 | 2034 | 5 | 3 | 3.2 | 28987 | 23040
Emergency Lighting | Self Contained - LED | Town OH | 10 | Urgent | B | 22 | 2046 | 5 | 1 | 2.2 | 7702 | 32960
Fire Safety Systems | Fire Extinguishers - CO2 | Town AJ | 6 | Urgent | B | 6 | 2030 | 5 | 1 | 2.2 | 7703 | 16885
Fire Safety Systems | Fire Extinguishers - Powder | Town OP | 2 | Urgent | B | 6 | 2030 | 5 | 1 | 2.2 | 7704 | 16886
Central Heating & Cooling | Fan - Bifurcated | Town FR | 1 | Medium | B | 1 | 2025 | 5 | 3 | 3.2 | 28988 | 10145
Fire Safety Systems | Manual and Automatic Doors - Emergency and Panic Escape Doors | Town OE | 1 | Urgent | B | 20 | 2044 | 5 | 1 | 2.2 | 7705 | 31531
Emergency Lighting | Illuminated Fire Exit Signage | Town OH | 1 | Urgent | B | 17 | 2041 | 5 | 1 | 2.2 | 7706 | 30185
Local and Special Ventilation | Fan - General Ventilation | Town ON | 1 | Medium | B | 4 | 2028 | 5 | 3 | 3.2 | 28989 | 14197
Fire Safety Systems | Fire Extinguishers - Powder | Town OE | 2 | Urgent | B | 6 | 2030 | 5 | 1 | 2.2 | 7707 | 16887
Fire Safety Systems | Fire Extinguishers - CO2 | Town OM | 5 | Urgent | B | 6 | 2030 | 5 | 1 | 2.2 | 7708 | 16888
Central Ventilation Systems | Fan - General Ventilation | Town KB | 1 | Low | B | 1 | 2025 | 5 | 4 | 3.7 | 33388 | 12240
Emergency Lighting | Illuminated Fire Exit Signage | Town OR | 1 | Urgent | B | 1 | 2025 | 5 | 1 | 2.2 | 7709 | 1677
Heat Emitters | Radiators - Steel | Town OD | 9 | Medium | B | 1 | 2025 | 5 | 3 | 3.2 | 28990 | 10146
Fire Safety Systems | Fire Extinguishers - Foam | Town OP | 1 | Urgent | B | 6 | 2030 | 5 | 1 | 2.2 | 7710 | 16889
Roller Shutters | External Electric Roller Shutter | Town FL | 1 | High | B | 10 | 2034 | 5 | 2 | 2.7 | 16457 | 22443
Emergency Lighting | Illuminated Fire Exit Signage | Town OL | 7 | Urgent | B | 17 | 2041 | 5 | 1 | 2.2 | 7711 | 30186
Emergency Lighting | Self Contained - Non LED | Town FD | 1 | Urgent | CX | 3 | 2027 | 2 | 1 | 1.3 | 351 | 13251
Fire Safety Systems | Fire Extinguishers - CO2 | Town OF | 1 | Urgent | B | 6 | 2030 | 5 | 1 | 2.2 | 7712 | 16890
General Lighting | General - LED fittings & Luminaires | Town OQ | 53 | Medium | B | 11 | 2035 | 5 | 3 | 3.2 | 28991 | 25465
Central Heating & Cooling | Fan - Bifurcated | Town AJ | 1 | Medium | B | 1 | 2025 | 5 | 3 | 3.2 | 28992 | 10147
Emergency Lighting | Self Contained - LED | Town OG | 8 | Urgent | B | 20 | 2044 | 5 | 1 | 2.2 | 7713 | 31532
Fire Safety Systems | Fire Extinguishers - CO2 | Town FR | 3 | Urgent | B | 6 | 2030 | 5 | 1 | 2.2 | 7714 | 16891
Local and Special Ventilation | Fan - Window / Wall Mounted | Town FT | 1 | Medium | B | 7 | 2031 | 5 | 3 | 3.2 | 28993 | 20093
External Doors | Entrance Doors | Town OG | 1 | High | B | 25 | 2049 | 5 | 2 | 2.7 | 16458 | 33419
General Lighting | General - LED fittings & Luminaires | Town OF | 40 | Medium | B | 17 | 2041 | 5 | 3 | 3.2 | 28994 | 30539
AHU - Internal | Central Ventilation Systems - Ventilation Only | Town OH | 1 | Medium | B | 1 | 2025 | 5 | 3 | 3.2 | 28995 | 10148
LV Distribution | Sub Distribution Board | Town OI | 1 | High | B | 18 | 2042 | 5 | 2 | 2.7 | 16459 | 30862
General Lighting | General - LED fittings & Luminaires | Town OE | 50 | Medium | B | 18 | 2042 | 5 | 3 | 3.2 | 28996 | 30980
Heat Emitters | Radiators - Steel | Town OH | 1 | Medium | B | 6 | 2030 | 5 | 3 | 3.2 | 28997 | 18895
General Lighting | General - LED fittings & Luminaires | Town OR | 6 | Medium | B | 1 | 2025 | 5 | 3 | 3.2 | 28998 | 10149
Fire Safety Systems | Smoke vents - Smoke Relief-Natural Ventilators | Town FL | 1 | Urgent | B | 10 | 2034 | 5 | 1 | 2.2 | 7715 | 22126
Fire Safety Systems | Fire Extinguishers - Foam | Town OL | 5 | Urgent | B | 6 | 2030 | 5 | 1 | 2.2 | 7716 | 16892
Emergency Lighting | Self Contained - LED | Town OH | 12 | Urgent | B | 22 | 2046 | 5 | 1 | 2.2 | 7717 | 32961
General Lighting | General - LED fittings & Luminaires | Town OC | 4 | Medium | B | 17 | 2041 | 5 | 3 | 3.2 | 28999 | 30540
External Lighting | General - LED | Town OI | 9 | Medium | B | 10 | 2034 | 5 | 3 | 3.2 | 29000 | 23041
Emergency Lighting | Self Contained - Non LED | Town FT | 6 | Urgent | B | 6 | 2030 | 5 | 1 | 2.2 | 7718 | 16893
Fire Safety Systems | Fire Extinguishers - CO2 | Town FL | 4 | Urgent | B | 6 | 2030 | 5 | 1 | 2.2 | 7719 | 16894
Central Ventilation Systems | Fan - General Ventilation | Town OJ | 1 | Low | B | 7 | 2031 | 5 | 4 | 3.7 | 33389 | 20224
Local Hot Water | Instantaneous Electric Water Heater - Non-Drinking Water | Town OE | 1 | Medium | A | 14 | 2038 | 6 | 3 | 3.5 | 32585 | 27680
Local and Special Ventilation | Unit extract fans | Town OG | 1 | Medium | B | 5 | 2029 | 5 | 3 | 3.2 | 29001 | 15363
Heat Emitters | Gas Fired Unit Heaters | Town ON | 1 | Medium | B | 11 | 2035 | 5 | 3 | 3.2 | 29002 | 25466
Local and Special Ventilation | Fan - Axial | Town FD | 1 | Medium | B | 1 | 2025 | 5 | 3 | 3.2 | 29003 | 10150
Fire Safety Systems | Manual and Automatic Doors - Emergency and Panic Escape Doors | Town OM | 1 | Urgent | B | 15 | 2039 | 5 | 1 | 2.2 | 7720 | 27978
Fire Safety Systems | Manual and Automatic Doors - Emergency and Panic Escape Doors | Town FL | 1 | Urgent | B | 20 | 2044 | 5 | 1 | 2.2 | 7721 | 31533
Fire Safety Systems | Fire Alarm System | Town FR | 1 | Urgent | B | 5 | 2029 | 5 | 1 | 2.2 | 7722 | 14460
Central Ventilation Systems | Fan - General Ventilation | Town OE | 1 | Low | B | 1 | 2025 | 5 | 4 | 3.7 | 33390 | 12241
LV Distribution | Main Distribution Board | Town OB | 1 | High | B | 5 | 2029 | 5 | 2 | 2.7 | 16460 | 14718
Local and Special Ventilation | Unit extract fans | Town OH | 1 | Medium | B | 5 | 2029 | 5 | 3 | 3.2 | 29004 | 15364
Fire Safety Systems | Fire Extinguishers - Foam | Town OE | 1 | Urgent | B | 6 | 2030 | 5 | 1 | 2.2 | 7723 | 16895
Roller Shutters | External Electric Roller Shutter | Town FT | 1 | High | B | 11 | 2035 | 5 | 2 | 2.7 | 16461 | 24656
Central Heating & Cooling | Fan - Bifurcated | Town LL | 1 | Medium | B | 1 | 2025 | 5 | 3 | 3.2 | 29005 | 10151
Fire Safety Systems | Manual and Automatic Doors - Emergency and Panic Escape Doors | Town OH | 1 | Urgent | B | 25 | 2049 | 5 | 1 | 2.2 | 7724 | 33323
Heat Emitters | Electric Heaters | Town OQ | 1 | Medium | B | 3 | 2027 | 5 | 3 | 3.2 | 29006 | 13629
LV Distribution | Sub Distribution Board | Town OH | 1 | High | B | 1 | 2025 | 5 | 2 | 2.7 | 16462 | 4618
External Doors | Manual and Automatic Doors - Auto / Powered Sliding Doors | Town LL | 1 | High | B | 20 | 2044 | 5 | 2 | 2.7 | 16463 | 31644
Emergency Lighting | Illuminated Fire Exit Signage | Town OR | 6 | Urgent | B | 1 | 2025 | 5 | 1 | 2.2 | 7725 | 1678
Fire Safety Systems | Fire Extinguishers - Foam | Town LL | 1 | Urgent | B | 6 | 2030 | 5 | 1 | 2.2 | 7726 | 16896
LV Distribution | Main Distribution Board | Town AJ | 1 | High | B | 3 | 2027 | 5 | 2 | 2.7 | 16464 | 13382
External Doors | Entrance Doors | Town OQ | 1 | High | B | 25 | 2049 | 5 | 2 | 2.7 | 16465 | 33420
Local and Special Ventilation | Fan - Extract | Town KB | 1 | Medium | B | 7 | 2031 | 5 | 3 | 3.2 | 29007 | 20094
Emergency Lighting | Illuminated Fire Exit Signage | Town OJ | 7 | Urgent | B | 17 | 2041 | 5 | 1 | 2.2 | 7727 | 30187
Emergency Lighting | Self Contained - LED | Town OB | 4 | Urgent | B | 22 | 2046 | 5 | 1 | 2.2 | 7728 | 32962
Heat Emitters | Radiators - Steel | Town OG | 1 | Medium | B | 6 | 2030 | 5 | 3 | 3.2 | 29008 | 18896
Air Conditioning | Multi-Split Condenser - Split Systems/Heat Pumps - Air-cooled with Direct Expansion Evaporator (DX) | Town OJ | 1 | Medium | B | 7 | 2031 | 5 | 3 | 3.2 | 29009 | 20095
Emergency Lighting | Self Contained - LED | Town FD | 1 | Urgent | B | 21 | 2045 | 5 | 1 | 2.2 | 7729 | 32320
Fire Safety Systems | Fire Extinguishers - Water | Town LL | 1 | Urgent | B | 6 | 2030 | 5 | 1 | 2.2 | 7730 | 16897
Fire Safety Systems | Fire Extinguishers - CO2 | Town OQ | 4 | Urgent | B | 7 | 2031 | 5 | 1 | 2.2 | 7731 | 19449
Boiler | Atmospheric Gas Burner Boiler - Small and/or Wall Hung for Domestic Installation | Town OH | 1 | Medium | B | 1 | 2025 | 5 | 3 | 3.2 | 29010 | 10152
Central Heating & Cooling | Fan - Bifurcated | Town FR | 1 | Medium | B | 1 | 2025 | 5 | 3 | 3.2 | 29011 | 10153
Burner | Forced draft gas burner | Town OF | 1 | Medium | B | 1 | 2025 | 5 | 3 | 3.2 | 29012 | 10154
General Lighting | General - LED fittings & Luminaires | Town OH | 37 | Medium | C | 9 | 2033 | 4 | 3 | 2.9 | 18875 | 21655
Heat Emitters | Radiators - Steel | Town OH | 1 | Medium | B | 9 | 2033 | 5 | 3 | 3.2 | 29013 | 21837
Air Conditioning | Single-Split Evaporator - Split Systems/Heat Pumps - Air-cooled with Direct Expansion Evaporator (DX) | Town OH | 1 | Medium | B | 13 | 2037 | 5 | 3 | 3.2 | 29014 | 27211
LV Distribution | Main Distribution Board | Town OO | 1 | High | B | 17 | 2041 | 5 | 2 | 2.7 | 16466 | 30361
Emergency Lighting | Illuminated Fire Exit Signage | Town OE | 4 | Urgent | B | 18 | 2042 | 5 | 1 | 2.2 | 7732 | 30692
Air Conditioning | Multi-Split Condenser - Split Systems/Heat Pumps - Air-cooled with Direct Expansion Evaporator (DX) | Town FD | 1 | Medium | B | 3 | 2027 | 5 | 3 | 3.2 | 29015 | 13630
Central Heating & Cooling | Fan - Bifurcated | Town LL | 1 | Medium | B | 1 | 2025 | 5 | 3 | 3.2 | 29016 | 10155
Lifts | Disabled Lift - Electric | Town OH | 1 | High | B | 5 | 2029 | 5 | 2 | 2.7 | 16467 | 14719
LV Distribution | Main Distribution Board | Town FR | 1 | High | B | 1 | 2025 | 5 | 2 | 2.7 | 16468 | 4619
Fire Safety Systems | Manual and Automatic Doors - Emergency and Panic Escape Doors | Town OH | 1 | Urgent | B | 11 | 2035 | 5 | 1 | 2.2 | 7733 | 23850
Fire Safety Systems | Fire Extinguishers - CO2 | Town ON | 3 | Urgent | B | 10 | 2034 | 5 | 1 | 2.2 | 7734 | 22127
Air Conditioning | Multi-Split Condenser - Split Systems/Heat Pumps - Air-cooled with Direct Expansion Evaporator (DX) | Town FL | 1 | Medium | B | 5 | 2029 | 5 | 3 | 3.2 | 29017 | 15365
Fire Safety Systems | Manual and Automatic Doors - Emergency and Panic Escape Doors | Town OF | 1 | Urgent | B | 17 | 2041 | 5 | 1 | 2.2 | 7735 | 30188
Fire Safety Systems | Fire Extinguishers - Foam | Town OG | 6 | Urgent | B | 5 | 2029 | 5 | 1 | 2.2 | 7736 | 14461
Heat Emitters | Gas Fired Natural and Fan Assisted Heaters | Town OL | 1 | Medium | C | 1 | 2025 | 4 | 3 | 2.9 | 18876 | 5729
Local and Special Ventilation | Fan - Extract | Town AJ | 1 | Medium | B | 1 | 2025 | 5 | 3 | 3.2 | 29018 | 10156
Roller Shutters | External Manual Roller Shutter | Town FD | 1 | High | B | 1 | 2025 | 5 | 2 | 2.7 | 16469 | 4620
Emergency Lighting | Illuminated Fire Exit Signage | Town OE | 4 | Urgent | A | 19 | 2043 | 6 | 1 | 2.5 | 10960 | 31130
Roller Shutters | External Manual Roller Shutter | Town OE | 1 | High | B | 1 | 2025 | 5 | 2 | 2.7 | 16470 | 4621
Roller Shutters | Internal Electric Roller Shutter | Town OE | 1 | Medium | B | 1 | 2025 | 5 | 3 | 3.2 | 29019 | 10157
Emergency Lighting | Self Contained - Non LED | Town FD | 4 | Urgent | B | 6 | 2030 | 5 | 1 | 2.2 | 7737 | 16898
Heat Emitters | Radiators - Steel | Town OG | 1 | Medium | B | 6 | 2030 | 5 | 3 | 3.2 | 29020 | 18897
LV Distribution | Main Distribution Board | Town KB | 1 | High | B | 9 | 2033 | 5 | 2 | 2.7 | 16471 | 21630
LV Distribution | Sub Distribution Board | Town FT | 1 | High | C | 1 | 2025 | 4 | 2 | 2.4 | 10684 | 2485
General Lighting | General - LED fittings & Luminaires | Town OE | 50 | Medium | B | 17 | 2041 | 5 | 3 | 3.2 | 29021 | 30541
Emergency Lighting | Self Contained - LED | Town OF | 11 | Urgent | B | 22 | 2046 | 5 | 1 | 2.2 | 7738 | 32963
Fire Safety Systems | Manual and Automatic Doors - Emergency and Panic Escape Doors | Town OE | 1 | Urgent | B | 11 | 2035 | 5 | 1 | 2.2 | 7739 | 23851
Local Hot Water | Package Electric Water Heaters - Non-Drinking Water | Town FD | 1 | Medium | B | 4 | 2028 | 5 | 3 | 3.2 | 29022 | 14198
Fire Safety Systems | Fire Alarm Panel / Repeater | Town OQ | 1 | Urgent | B | 10 | 2034 | 5 | 1 | 2.2 | 7740 | 22128
Fire Safety Systems | Fire Extinguishers - Inert Gas | Town KB | 1 | Urgent | A | 14 | 2038 | 6 | 1 | 2.5 | 10961 | 27423
General Lighting | General - LED fittings & Luminaires | Town FD | 20 | Medium | B | 16 | 2040 | 5 | 3 | 3.2 | 29023 | 29746
External Lighting | General - Non LED | Town OE | 3 | Medium | B | 1 | 2025 | 5 | 3 | 3.2 | 29024 | 10158
External Lighting | General - LED | Town FD | 1 | Medium | B | 11 | 2035 | 5 | 3 | 3.2 | 29025 | 25467
Heat Emitters | Radiators - Steel | Town OH | 1 | Medium | B | 9 | 2033 | 5 | 3 | 3.2 | 29026 | 21838
Fire Safety Systems | Manual and Automatic Doors - Emergency and Panic Escape Doors | Town FT | 1 | Urgent | B | 21 | 2045 | 5 | 1 | 2.2 | 7741 | 32321
LV Distribution | Sub Distribution Board | Town OP | 1 | High | B | 15 | 2039 | 5 | 2 | 2.7 | 16472 | 28260
Local and Special Ventilation | Fan - Kitchen Extract | Town OE | 1 | Low | B | 12 | 2036 | 5 | 4 | 3.7 | 33391 | 26805
Central Heating & Cooling | Fan - Bifurcated | Town OF | 1 | Medium | B | 1 | 2025 | 5 | 3 | 3.2 | 29027 | 10159
Heat Emitters | Electric Heaters | Town OF | 4 | Medium | B | 1 | 2025 | 5 | 3 | 3.2 | 29028 | 10160
Heat Emitters | Electric Heaters | Town ON | 3 | Medium | CX | 1 | 2025 | 2 | 3 | 2.3 | 10293 | 2219
Boiler | Atmospheric Gas Burner/Condensing Combination Boiler (domestic type) | Town OE | 1 | High | B | 7 | 2031 | 5 | 2 | 2.7 | 16473 | 19676
External Doors | Entrance Doors | Town FT | 1 | High | B | 18 | 2042 | 5 | 2 | 2.7 | 16474 | 30863
Fire Safety Systems | Manual and Automatic Doors - Emergency and Panic Escape Doors | Town OD | 1 | Urgent | B | 15 | 2039 | 5 | 1 | 2.2 | 7742 | 27979
Fire Safety Systems | Manual and Automatic Doors - Emergency and Panic Escape Doors | Town AJ | 1 | Urgent | B | 10 | 2034 | 5 | 1 | 2.2 | 7743 | 22129
External Doors | Entrance Doors | Town OE | 1 | High | B | 10 | 2034 | 5 | 2 | 2.7 | 16475 | 22444
Roller Shutters | External Electric Roller Shutter | Town FT | 1 | High | B | 11 | 2035 | 5 | 2 | 2.7 | 16476 | 24657
Security Systems | Manual and Automatic Doors - High Security Door | Town AJ | 1 | High | B | 10 | 2034 | 5 | 2 | 2.7 | 16477 | 22445
Emergency Lighting | Illuminated Fire Exit Signage | Town OE | 4 | Urgent | B | 17 | 2041 | 5 | 1 | 2.2 | 7744 | 30189
Heat Emitters | Radiators - Steel | Town OG | 1 | Medium | B | 6 | 2030 | 5 | 3 | 3.2 | 29029 | 18898
Air Conditioning | Multi-Split Evaporator - Split Systems/Heat Pumps - Air-cooled with Direct Expansion Evaporator (DX) | Town FD | 1 | Medium | B | 7 | 2031 | 5 | 3 | 3.2 | 29030 | 20096
Roller Shutters | External Electric Roller Shutter | Town AJ | 1 | High | B | 15 | 2039 | 5 | 2 | 2.7 | 16478 | 28261
Security Systems | Manual and Automatic Doors - High Security Door | Town LL | 1 | High | B | 20 | 2044 | 5 | 2 | 2.7 | 16479 | 31645
External Doors | Entrance Doors | Town OL | 1 | High | B | 25 | 2049 | 5 | 2 | 2.7 | 16480 | 33421
Heat Emitters | Radiators - Steel | Town OG | 1 | Medium | B | 6 | 2030 | 5 | 3 | 3.2 | 29031 | 18899
LV Distribution | Main Distribution Board | Town OD | 1 | High | B | 1 | 2025 | 5 | 2 | 2.7 | 16481 | 4622
LV Distribution | Main Distribution Board | Town OF | 1 | High | B | 2 | 2026 | 5 | 2 | 2.7 | 16482 | 12939
Roller Shutters | Internal Electric Roller Shutter | Town OE | 1 | Medium | B | 1 | 2025 | 5 | 3 | 3.2 | 29032 | 10161
Fire Safety Systems | Fire Alarm Panel / Repeater | Town FT | 1 | Urgent | B | 11 | 2035 | 5 | 1 | 2.2 | 7745 | 23852
Fire Safety Systems | Fire Extinguishers - Foam | Town AJ | 5 | Urgent | B | 6 | 2030 | 5 | 1 | 2.2 | 7746 | 16899
Central Ventilation Systems | Fan - Extract | Town FD | 1 | Medium | B | 1 | 2025 | 5 | 3 | 3.2 | 29033 | 10162
General Lighting | General - LED fittings & Luminaires | Town FT | 37 | Medium | B | 16 | 2040 | 5 | 3 | 3.2 | 29034 | 29747
LV Distribution | Main Distribution Board | Town OC | 1 | High | D | 1 | 2025 | 3 | 2 | 2.1 | 1272 | 863
LV Distribution | Main Switch Panel at Supply Intake | Town OG | 1 | Medium | B | 10 | 2034 | 5 | 3 | 3.2 | 29035 | 23042
Roller Shutters | Internal Electric Roller Shutter | Town OJ | 1 | Medium | B | 10 | 2034 | 5 | 3 | 3.2 | 29036 | 23043
LV Distribution | Main Distribution Board | Town OQ | 1 | High | B | 6 | 2030 | 5 | 2 | 2.7 | 16483 | 17779
Local and Special Ventilation | Fan - Window / Wall Mounted | Town FD | 1 | Medium | CX | 3 | 2027 | 2 | 3 | 2.3 | 10294 | 13318
Multi-System Controls | Motor Control Centre | Town OB | 1 | Low | B | 3 | 2027 | 5 | 4 | 3.7 | 33392 | 13731
Roller Shutters | Internal Electric Roller Shutter | Town OH | 1 | Medium | B | 11 | 2035 | 5 | 3 | 3.2 | 29037 | 25468
Roller Shutters | External Manual Roller Shutter | Town OE | 1 | High | B | 1 | 2025 | 5 | 2 | 2.7 | 16484 | 4623
Local and Special Ventilation | Fan - Extract | Town FR | 1 | Medium | B | 1 | 2025 | 5 | 3 | 3.2 | 29038 | 10163
Fire Safety Systems | Fire Extinguishers - Foam | Town OR | 5 | Urgent | B | 1 | 2025 | 5 | 1 | 2.2 | 7747 | 1679
Air Conditioning | Multi-Split Condenser - Split Systems/Heat Pumps - Air-cooled with Direct Expansion Evaporator (DX) | Town KB | 1 | Medium | B | 5 | 2029 | 5 | 3 | 3.2 | 29039 | 15366
Boiler | Atmospheric Gas Burner/Condensing Combination Boiler (domestic type) | Town OC | 1 | High | B | 2 | 2026 | 5 | 2 | 2.7 | 16485 | 12940
Emergency Lighting | Self Contained - LED | Town FT | 2 | Urgent | B | 21 | 2045 | 5 | 1 | 2.2 | 7748 | 32322
Fire Safety Systems | Fire Extinguishers - CO2 | Town OR | 1 | Urgent | B | 1 | 2025 | 5 | 1 | 2.2 | 7749 | 1680
Air Conditioning | Multi-Split Condenser - Split Systems/Heat Pumps - Air-cooled with Direct Expansion Evaporator (DX) | Town OE | 1 | Medium | B | 1 | 2025 | 5 | 3 | 3.2 | 29040 | 10164
Local Hot Water | Package Electric Water Heaters - Non-Drinking Water | Town OE | 1 | Medium | A | 10 | 2034 | 6 | 3 | 3.5 | 32586 | 23208
Central Heating & Cooling | Fan - Bifurcated | Town KB | 1 | Medium | B | 1 | 2025 | 5 | 3 | 3.2 | 29041 | 10165
Fire Safety Systems | Manual and Automatic Doors - Emergency and Panic Escape Doors | Town FD | 1 | Urgent | B | 21 | 2045 | 5 | 1 | 2.2 | 7750 | 32323
Fire Safety Systems | Fire Extinguishers - CO2 | Town FD | 3 | Urgent | B | 9 | 2033 | 5 | 1 | 2.2 | 7751 | 21427
Air Conditioning | Multi-Split Evaporator - Split Systems/Heat Pumps - Air-cooled with Direct Expansion Evaporator (DX) | Town KB | 1 | Medium | B | 5 | 2029 | 5 | 3 | 3.2 | 29042 | 15367
Heat Emitters | Gas Fired Natural and Fan Assisted Heaters | Town OH | 1 | Medium | B | 4 | 2028 | 5 | 3 | 3.2 | 29043 | 14199
Central Ventilation Systems | Fan - General Ventilation | Town AJ | 1 | Low | B | 1 | 2025 | 5 | 4 | 3.7 | 33393 | 12242
Local and Special Ventilation | Fan - Window / Wall Mounted | Town FT | 1 | Medium | CX | 9 | 2033 | 2 | 3 | 2.3 | 10295 | 21521
Local and Special Ventilation | Fan - Extract | Town FL | 1 | Medium | B | 5 | 2029 | 5 | 3 | 3.2 | 29044 | 15368
Heat Emitters | Radiators - Steel | Town FT | 6 | Medium | B | 1 | 2025 | 5 | 3 | 3.2 | 29045 | 10166
Fire Safety Systems | Manual and Automatic Doors - Emergency and Panic Escape Doors | Town OU | 1 | Urgent | C | 1 | 2025 | 4 | 1 | 1.9 | 721 | 481
LV Distribution | Main Distribution Board | Town OW | 1 | High | D | 7 | 2031 | 3 | 2 | 2.1 | 1273 | 19142
LV Distribution | Main Distribution Board | Town OW | 1 | High | B | 1 | 2025 | 5 | 2 | 2.7 | 16486 | 4624
LV Distribution | Sub Distribution Board | Town KP | 1 | High | B | 1 | 2025 | 5 | 2 | 2.7 | 16487 | 4625
Lifts | Passenger Lift Hydraulic - Electric | Town OW | 1 | Medium | B | 7 | 2031 | 5 | 3 | 3.2 | 29046 | 20097
Central Ventilation Systems | Fan - Extract | Town PE | 1 | Medium | B | 1 | 2025 | 5 | 3 | 3.2 | 29047 | 10167
Air Conditioning | Multi-Split Condenser - Split Systems/Heat Pumps - Air-cooled with Direct Expansion Evaporator (DX) | Town OU | 1 | Medium | B | 1 | 2025 | 5 | 3 | 3.2 | 29048 | 10168
LV Distribution | Sub Distribution Board | Town OX | 1 | High | B | 19 | 2043 | 5 | 2 | 2.7 | 16488 | 31238
Heat Emitters | Gas Fired Natural and Fan Assisted Heaters | Town PD | 1 | Medium | B | 1 | 2025 | 5 | 3 | 3.2 | 29049 | 10169
LV Distribution | Main Distribution Board | Town OV | 1 | High | B | 18 | 2042 | 5 | 2 | 2.7 | 16489 | 30864
Local and Special Ventilation | Fan - Extract | Town OS | 1 | Medium | B | 1 | 2025 | 5 | 3 | 3.2 | 29050 | 10170
Central Ventilation Systems | Fan - General Ventilation | Town OX | 1 | Low | B | 1 | 2025 | 5 | 4 | 3.7 | 33394 | 12243
Local Hot Water | Package Electric Water Heaters - Non-Drinking Water | Town PC | 1 | Medium | B | 8 | 2032 | 5 | 3 | 3.2 | 29051 | 21084
Fire Safety Systems | Manual and Automatic Doors - Emergency and Panic Escape Doors | Town OV | 1 | Urgent | B | 11 | 2035 | 5 | 1 | 2.2 | 7752 | 23853
Fire Safety Systems | Manual and Automatic Doors - Emergency and Panic Escape Doors | Town OU | 1 | Urgent | B | 11 | 2035 | 5 | 1 | 2.2 | 7753 | 23854
Fire Safety Systems | Manual and Automatic Doors - Emergency and Panic Escape Doors | Town PG | 1 | Urgent | B | 6 | 2030 | 5 | 1 | 2.2 | 7754 | 16900
External Doors | Entrance Doors | Town PG | 1 | High | B | 25 | 2049 | 5 | 2 | 2.7 | 16490 | 33422
Roller Shutters | Internal Electric Roller Shutter | Town OW | 1 | Medium | B | 1 | 2025 | 5 | 3 | 3.2 | 29052 | 10171
Air Conditioning | Multi-Split Evaporator - Split Systems/Heat Pumps - Air-cooled with Direct Expansion Evaporator (DX) | Town PG | 1 | Medium | DX | 1 | 2025 | 1 | 3 | 2 | 951 | 650
LV Distribution | Main Distribution Board | Town JU | 1 | High | B | 19 | 2043 | 5 | 2 | 2.7 | 16491 | 31239
Emergency Lighting | Illuminated Fire Exit Signage | Town OX | 1 | Urgent | B | 17 | 2041 | 5 | 1 | 2.2 | 7755 | 30190
Emergency Lighting | Illuminated Fire Exit Signage | Town KP | 2 | Urgent | B | 1 | 2025 | 5 | 1 | 2.2 | 7756 | 1681
External Lighting | General - LED | Town OZ | 4 | Medium | B | 11 | 2035 | 5 | 3 | 3.2 | 29053 | 25469
Fire Safety Systems | Fire Extinguishers - Water | Town PA | 1 | Urgent | B | 8 | 2032 | 5 | 1 | 2.2 | 7757 | 20533
Fire Safety Systems | Fire Blanket | Town OU | 1 | Urgent | B | 2 | 2026 | 5 | 1 | 2.2 | 7758 | 12733
Heat Emitters | Gas Fired Unit Heaters | Town OY | 1 | Medium | B | 1 | 2025 | 5 | 3 | 3.2 | 29054 | 10172
Roller Shutters | External Electric Roller Shutter | Town PE | 1 | High | B | 11 | 2035 | 5 | 2 | 2.7 | 16492 | 24658
Fire Safety Systems | Manual and Automatic Doors - Emergency and Panic Escape Doors | Town OU | 1 | Urgent | B | 31 | 2055 | 5 | 1 | 2.2 | 7759 | 33769
Roller Shutters | External Manual Roller Shutter | Town OS | 1 | High | B | 1 | 2025 | 5 | 2 | 2.7 | 16493 | 4626
Access Control | Door Lock / Keypad / Manual | Town OW | 1 | Medium | A | 13 | 2037 | 6 | 3 | 3.5 | 32587 | 27298
Fire Safety Systems | Fire Extinguishers - CO2 | Town OW | 5 | Urgent | B | 6 | 2030 | 5 | 1 | 2.2 | 7760 | 16901
Fire Safety Systems | Fire Alarm System | Town OX | 1 | Urgent | B | 1 | 2025 | 5 | 1 | 2.2 | 7761 | 1682
General Lighting | General - LED fittings & Luminaires | Town OX | 23 | Medium | B | 17 | 2041 | 5 | 3 | 3.2 | 29055 | 30542
General Lighting | General - LED fittings & Luminaires | Town OU | 11 | Medium | B | 15 | 2039 | 5 | 3 | 3.2 | 29056 | 28495
Roller Shutters | External Electric Roller Shutter | Town OT | 1 | High | B | 16 | 2040 | 5 | 2 | 2.7 | 16494 | 29232
External Lighting | General - LED | Town PE | 8 | Medium | B | 10 | 2034 | 5 | 3 | 3.2 | 29057 | 23044
Emergency Lighting | Self Contained - LED | Town PG | 7 | Urgent | B | 20 | 2044 | 5 | 1 | 2.2 | 7762 | 31534
LV Distribution | Main Distribution Board | Town OW | 1 | High | B | 1 | 2025 | 5 | 2 | 2.7 | 16495 | 4627
Local and Special Ventilation | Fan - Extract | Town OU | 1 | Medium | B | 1 | 2025 | 5 | 3 | 3.2 | 29058 | 10173
General Lighting | General - LED fittings & Luminaires | Town OS | 134 | Medium | B | 16 | 2040 | 5 | 3 | 3.2 | 29059 | 29748
General Lighting | General - LED fittings & Luminaires | Town OW | 33 | Medium | B | 18 | 2042 | 5 | 3 | 3.2 | 29060 | 30981
Fire Safety Systems | Fire Extinguishers - Foam | Town OX | 3 | Urgent | B | 6 | 2030 | 5 | 1 | 2.2 | 7763 | 16902
Fire Safety Systems | Fire Extinguishers - Foam | Town OU | 4 | Urgent | B | 2 | 2026 | 5 | 1 | 2.2 | 7764 | 12734
Local and Special Ventilation | Fan - Window / Wall Mounted | Town PF | 1 | Medium | DX | 7 | 2031 | 1 | 3 | 2 | 952 | 19131
Fire Safety Systems | Manual and Automatic Doors - Emergency and Panic Escape Doors | Town PG | 1 | Urgent | B | 25 | 2049 | 5 | 1 | 2.2 | 7765 | 33324
Lifts | Disabled Lift - Electric | Town OS | 1 | High | B | 1 | 2025 | 5 | 2 | 2.7 | 16496 | 4628
Emergency Lighting | Illuminated Fire Exit Signage | Town OY | 8 | Urgent | B | 16 | 2040 | 5 | 1 | 2.2 | 7766 | 28945
General Lighting | General - LED fittings & Luminaires | Town PE | 5 | Medium | B | 15 | 2039 | 5 | 3 | 3.2 | 29061 | 28496
Heat Emitters | Electric Heaters | Town OW | 2 | Medium | B | 1 | 2025 | 5 | 3 | 3.2 | 29062 | 10174
Fire Safety Systems | Fire Extinguishers - CO2 | Town PD | 3 | Urgent | B | 8 | 2032 | 5 | 1 | 2.2 | 7767 | 20534
Air Conditioning | Single-Split Evaporator - Split Systems/Heat Pumps - Air-cooled with Direct Expansion Evaporator (DX) | Town PG | 1 | Medium | A | 14 | 2038 | 6 | 3 | 3.5 | 32588 | 27681
LV Distribution | Sub Distribution Board | Town OY | 1 | High | B | 1 | 2025 | 5 | 2 | 2.7 | 16497 | 4629
Roller Shutters | Internal Electric Roller Shutter | Town KP | 1 | Medium | B | 1 | 2025 | 5 | 3 | 3.2 | 29063 | 10175
Emergency Lighting | Illuminated Fire Exit Signage | Town OW | 2 | Urgent | B | 18 | 2042 | 5 | 1 | 2.2 | 7768 | 30693
Fire Safety Systems | Fire Extinguishers - Foam | Town OU | 2 | Urgent | B | 2 | 2026 | 5 | 1 | 2.2 | 7769 | 12735
Heat Emitters | Electric Overdoor Air Curtain/Heater | Town OS | 1 | Medium | B | 1 | 2025 | 5 | 3 | 3.2 | 29064 | 10176
Local and Special Ventilation | Fan - Extract | Town OU | 1 | Medium | B | 7 | 2031 | 5 | 3 | 3.2 | 29065 | 20098
Fire Safety Systems | Fire Extinguishers - CO2 | Town OW | 2 | Urgent | B | 6 | 2030 | 5 | 1 | 2.2 | 7770 | 16903
LV Distribution | Main Distribution Board | Town OZ | 1 | High | B | 14 | 2038 | 5 | 2 | 2.7 | 16498 | 27488
External Doors | Entrance Doors | Town PE | 1 | High | B | 21 | 2045 | 5 | 2 | 2.7 | 16499 | 32715
Roller Shutters | External Manual Roller Shutter | Town OU | 1 | High | B | 1 | 2025 | 5 | 2 | 2.7 | 16500 | 4630
Fire Safety Systems | Manual and Automatic Doors - Emergency and Panic Escape Doors | Town JU | 1 | Urgent | B | 11 | 2035 | 5 | 1 | 2.2 | 7771 | 23855
Emergency Lighting | Self Contained - LED | Town PD | 10 | Urgent | A | 23 | 2047 | 6 | 1 | 2.5 | 10962 | 33176
Emergency Lighting | Self Contained - LED | Town PG | 25 | Urgent | B | 20 | 2044 | 5 | 1 | 2.2 | 7772 | 31535
Fire Safety Systems | Manual and Automatic Doors - Emergency and Panic Escape Doors | Town OW | 1 | Urgent | B | 15 | 2039 | 5 | 1 | 2.2 | 7773 | 27980
External Doors | Entrance Doors | Town OW | 1 | High | B | 11 | 2035 | 5 | 2 | 2.7 | 16501 | 24659
Heat Emitters | Radiators - Steel | Town OT | 11 | Medium | B | 1 | 2025 | 5 | 3 | 3.2 | 29066 | 10177
Emergency Lighting | Illuminated Fire Exit Signage | Town KP | 1 | Urgent | B | 1 | 2025 | 5 | 1 | 2.2 | 7774 | 1683
LV Distribution | Main Distribution Board | Town DK | 1 | High | B | 1 | 2025 | 5 | 2 | 2.7 | 16502 | 4631
General Lighting | General - LED fittings & Luminaires | Town OX | 2 | Medium | B | 16 | 2040 | 5 | 3 | 3.2 | 29067 | 29749
AHU - External | Central Heating & Cooling - Electric & DX | Town OZ | 1 | Medium | B | 1 | 2025 | 5 | 3 | 3.2 | 29068 | 10178
External Doors | Entrance Doors | Town PA | 1 | High | B | 30 | 2054 | 5 | 2 | 2.7 | 16503 | 33722
Emergency Lighting | Self Contained - LED | Town OW | 11 | Urgent | B | 23 | 2047 | 5 | 1 | 2.2 | 7775 | 33132
Emergency Lighting | Illuminated Fire Exit Signage | Town OV | 7 | Urgent | B | 16 | 2040 | 5 | 1 | 2.2 | 7776 | 28946
Emergency Lighting | Self Contained - LED | Town PB | 4 | Urgent | B | 16 | 2040 | 5 | 1 | 2.2 | 7777 | 28947
Emergency Lighting | Illuminated Fire Exit Signage | Town OY | 2 | Urgent | B | 16 | 2040 | 5 | 1 | 2.2 | 7778 | 28948
Fire Safety Systems | Fire Extinguishers - Powder | Town PG | 1 | Urgent | B | 6 | 2030 | 5 | 1 | 2.2 | 7779 | 16904
Fire Safety Systems | Fire Extinguishers - Foam | Town DK | 2 | Urgent | B | 9 | 2033 | 5 | 1 | 2.2 | 7780 | 21428
Emergency Lighting | Self Contained - LED | Town PF | 1 | Urgent | B | 21 | 2045 | 5 | 1 | 2.2 | 7781 | 32324
Fire Safety Systems | Fire Extinguishers - Foam | Town OW | 3 | Urgent | B | 6 | 2030 | 5 | 1 | 2.2 | 7782 | 16905
Fire Safety Systems | Fire Extinguishers - Foam | Town PG | 1 | Urgent | B | 7 | 2031 | 5 | 1 | 2.2 | 7783 | 19450
General Lighting | General - LED fittings & Luminaires | Town OZ | 5 | Medium | B | 13 | 2037 | 5 | 3 | 3.2 | 29069 | 27212
External Lighting | General - LED | Town OW | 4 | Medium | B | 13 | 2037 | 5 | 3 | 3.2 | 29070 | 27213
External Lighting | General - Non LED | Town OU | 2 | Medium | B | 1 | 2025 | 5 | 3 | 3.2 | 29071 | 10179
Boiler | Electric Boilers | Town KP | 1 | Medium | B | 1 | 2025 | 5 | 3 | 3.2 | 29072 | 10180
External Lighting | General - LED | Town OW | 2 | Medium | B | 2 | 2026 | 5 | 3 | 3.2 | 29073 | 13160
Fire Safety Systems | Fire Extinguishers - Powder | Town PC | 1 | Urgent | B | 6 | 2030 | 5 | 1 | 2.2 | 7784 | 16906
LV Distribution | Sub Distribution Board | Town PE | 1 | High | D | 1 | 2025 | 3 | 2 | 2.1 | 1274 | 864
Local Hot Water | Instantaneous Electric Water Heater - Non-Drinking Water | Town OU | 1 | Medium | B | 1 | 2025 | 5 | 3 | 3.2 | 29074 | 10181
Air Conditioning | Multi-Split Condenser - Split Systems/Heat Pumps - Air-cooled with Direct Expansion Evaporator (DX) | Town PG | 1 | Medium | A | 14 | 2038 | 6 | 3 | 3.5 | 32589 | 27682
Roller Shutters | External Manual Roller Shutter | Town PC | 1 | High | B | 5 | 2029 | 5 | 2 | 2.7 | 16504 | 14720
Local and Special Ventilation | Fan - Extract | Town OS | 1 | Medium | B | 1 | 2025 | 5 | 3 | 3.2 | 29075 | 10182
LV Distribution | Sub Distribution Board | Town OU | 1 | High | B | 12 | 2036 | 5 | 2 | 2.7 | 16505 | 26234
Local Hot Water | Package Electric Water Heaters - Non-Drinking Water | Town OW | 1 | Medium | B | 6 | 2030 | 5 | 3 | 3.2 | 29076 | 18900
Roller Shutters | Internal Electric Roller Shutter | Town OU | 1 | Medium | B | 11 | 2035 | 5 | 3 | 3.2 | 29077 | 25470
Local and Special Ventilation | Fan - Extract | Town OU | 1 | Medium | B | 1 | 2025 | 5 | 3 | 3.2 | 29078 | 10183
Local Hot Water | Package Electric Water Heaters - Non-Drinking Water | Town PC | 1 | Medium | B | 6 | 2030 | 5 | 3 | 3.2 | 29079 | 18901
Boiler | Electric Boilers | Town KP | 1 | Medium | B | 1 | 2025 | 5 | 3 | 3.2 | 29080 | 10184
Heat Emitters | Radiators - Steel | Town OY | 5 | Medium | B | 6 | 2030 | 5 | 3 | 3.2 | 29081 | 18902
Roller Shutters | External Electric Roller Shutter | Town PB | 1 | High | B | 16 | 2040 | 5 | 2 | 2.7 | 16506 | 29233
Local and Special Ventilation | Fan - Centrifugal | Town PB | 1 | Medium | B | 6 | 2030 | 5 | 3 | 3.2 | 29082 | 18903
General Lighting | General - LED fittings & Luminaires | Town OS | 23 | Medium | B | 6 | 2030 | 5 | 3 | 3.2 | 29083 | 18904
Access Control | Door Lock / Keypad / Manual | Town OX | 1 | Medium | A | 14 | 2038 | 6 | 3 | 3.5 | 32590 | 27683
LV Distribution | Sub Distribution Board | Town OS | 1 | High | B | 1 | 2025 | 5 | 2 | 2.7 | 16507 | 4632
Fire Safety Systems | Fire Extinguishers - CO2 | Town OW | 5 | Urgent | B | 6 | 2030 | 5 | 1 | 2.2 | 7785 | 16907
External Lighting | General - LED | Town OS | 1 | Medium | B | 11 | 2035 | 5 | 3 | 3.2 | 29084 | 25471
Fire Safety Systems | Fire Extinguishers - Foam | Town PG | 2 | Urgent | B | 8 | 2032 | 5 | 1 | 2.2 | 7786 | 20535
Boiler | Combination Atmospheric Burner Gas Boiler | Town PB | 1 | High | B | 2 | 2026 | 5 | 2 | 2.7 | 16508 | 12941
Fire Safety Systems | Fire Extinguishers - Water | Town PA | 1 | Urgent | B | 8 | 2032 | 5 | 1 | 2.2 | 7787 | 20536
Roller Shutters | External Automatic Roller Shutter | Town KP | 1 | High | B | 1 | 2025 | 5 | 2 | 2.7 | 16509 | 4633
Security Systems | Manual and Automatic Doors - High Security Door | Town OY | 1 | High | B | 11 | 2035 | 5 | 2 | 2.7 | 16510 | 24660
Fire Safety Systems | Fire Extinguishers - Foam | Town PF | 2 | Urgent | B | 8 | 2032 | 5 | 1 | 2.2 | 7788 | 20537
Fire Safety Systems | Fire Extinguishers - CO2 | Town DK | 2 | Urgent | B | 9 | 2033 | 5 | 1 | 2.2 | 7789 | 21429
External Doors | Manual and Automatic Doors - Auto / Powered Sliding Doors | Town OX | 1 | High | B | 15 | 2039 | 5 | 2 | 2.7 | 16511 | 28262
General Lighting | General - LED fittings & Luminaires | Town OW | 73 | Medium | B | 17 | 2041 | 5 | 3 | 3.2 | 29085 | 30543
Access Control | Door Lock / Keypad / Manual | Town OW | 1 | Medium | A | 13 | 2037 | 6 | 3 | 3.5 | 32591 | 27299
Air Conditioning | Single-Split Evaporator - Split Systems/Heat Pumps - Air-cooled with Direct Expansion Evaporator (DX) | Town OV | 1 | Medium | B | 8 | 2032 | 5 | 3 | 3.2 | 29086 | 21085
Heat Emitters | Gas Fired Natural and Fan Assisted Heaters | Town OV | 1 | Medium | B | 1 | 2025 | 5 | 3 | 3.2 | 29087 | 10185
Roller Shutters | External Manual Roller Shutter | Town OY | 1 | High | B | 1 | 2025 | 5 | 2 | 2.7 | 16512 | 4634
LV Distribution | Sub Distribution Board | Town PE | 1 | High | B | 1 | 2025 | 5 | 2 | 2.7 | 16513 | 4635
LV Distribution | Main Distribution Board | Town PC | 1 | High | B | 6 | 2030 | 5 | 2 | 2.7 | 16514 | 17780
Fire Safety Systems | Fire Alarm Panel / Repeater | Town OU | 1 | Urgent | B | 1 | 2025 | 5 | 1 | 2.2 | 7790 | 1684
General Lighting | General - LED fittings & Luminaires | Town PE | 80 | Medium | B | 15 | 2039 | 5 | 3 | 3.2 | 29088 | 28497
Emergency Lighting | Illuminated Fire Exit Signage | Town OW | 4 | Urgent | B | 17 | 2041 | 5 | 1 | 2.2 | 7791 | 30191
LV Distribution | Main Distribution Board | Town OW | 1 | High | B | 7 | 2031 | 5 | 2 | 2.7 | 16515 | 19677
Central Ventilation Systems | Fan - General Ventilation | Town OW | 1 | Low | B | 2 | 2026 | 5 | 4 | 3.7 | 33395 | 13248
Heat Emitters | Gas Radiant Tube Heaters | Town OW | 1 | Medium | CX | 3 | 2027 | 2 | 3 | 2.3 | 10296 | 13319
Local Hot Water | Instantaneous Electric Water Heater - Non-Drinking Water | Town JU | 1 | Medium | B | 11 | 2035 | 5 | 3 | 3.2 | 29089 | 25472
Emergency Lighting | Illuminated Fire Exit Signage | Town PG | 1 | Urgent | B | 15 | 2039 | 5 | 1 | 2.2 | 7792 | 27981
External Lighting | General - LED | Town PC | 5 | Medium | B | 8 | 2032 | 5 | 3 | 3.2 | 29090 | 21086
LV Distribution | Main Distribution Board | Town PG | 1 | High | A | 18 | 2042 | 6 | 2 | 3 | 19606 | 30913
Fire Safety Systems | Fire Alarm Panel / Repeater | Town PD | 1 | Urgent | B | 5 | 2029 | 5 | 1 | 2.2 | 7793 | 14462
Fire Safety Systems | Fire Extinguishers - CO2 | Town OZ | 2 | Urgent | B | 9 | 2033 | 5 | 1 | 2.2 | 7794 | 21430
LV Distribution | Sub Distribution Board | Town OY | 1 | High | B | 1 | 2025 | 5 | 2 | 2.7 | 16516 | 4636
Air Conditioning | Single-Split Condenser - Split Systems/Heat Pumps - Air-cooled with Direct Expansion Evaporator (DX) | Town PG | 1 | Medium | B | 2 | 2026 | 5 | 3 | 3.2 | 29091 | 13161
LV Distribution | Sub Distribution Board | Town OU | 1 | High | B | 1 | 2025 | 5 | 2 | 2.7 | 16517 | 4637
Emergency Lighting | Self Contained - LED | Town OU | 6 | Urgent | C | 20 | 2044 | 4 | 1 | 1.9 | 722 | 31394
Heat Emitters | Gas Fired Natural and Fan Assisted Heaters | Town JU | 1 | Medium | DX | 1 | 2025 | 1 | 3 | 2 | 953 | 651
General Lighting | General - LED fittings & Luminaires | Town OU | 39 | Medium | B | 1 | 2025 | 5 | 3 | 3.2 | 29092 | 10186
Fire Safety Systems | Fire Extinguishers - Foam | Town OS | 2 | Urgent | B | 6 | 2030 | 5 | 1 | 2.2 | 7795 | 16908
Local and Special Ventilation | Fan - Extract | Town PB | 1 | Medium | B | 6 | 2030 | 5 | 3 | 3.2 | 29093 | 18905
LV Distribution | Main Distribution Board | Town PD | 1 | High | C | 6 | 2030 | 4 | 2 | 2.4 | 10685 | 17335
Fire Safety Systems | Fire Alarm Panel / Repeater | Town OV | 1 | Urgent | B | 13 | 2037 | 5 | 1 | 2.2 | 7796 | 26884
Local and Special Ventilation | Fan - Extract | Town OZ | 1 | Medium | B | 11 | 2035 | 5 | 3 | 3.2 | 29094 | 25473
Heat Emitters | Electric Heaters | Town PF | 1 | Medium | B | 1 | 2025 | 5 | 3 | 3.2 | 29095 | 10187
Fire Safety Systems | Fire Extinguishers - Powder | Town OY | 2 | Urgent | B | 6 | 2030 | 5 | 1 | 2.2 | 7797 | 16909
Air Conditioning | Single-Split Condenser - Split Systems/Heat Pumps - Air-cooled with Direct Expansion Evaporator (DX) | Town OZ | 1 | Medium | B | 1 | 2025 | 5 | 3 | 3.2 | 29096 | 10188
LV Distribution | Main Distribution Board | Town OV | 1 | High | B | 18 | 2042 | 5 | 2 | 2.7 | 16518 | 30865
Fire Safety Systems | Fire Alarm System | Town KP | 1 | Urgent | B | 1 | 2025 | 5 | 1 | 2.2 | 7798 | 1685
Emergency Lighting | Self Contained - LED | Town OS | 6 | Urgent | B | 21 | 2045 | 5 | 1 | 2.2 | 7799 | 32325
Emergency Lighting | Illuminated Fire Exit Signage | Town OW | 2 | Urgent | B | 18 | 2042 | 5 | 1 | 2.2 | 7800 | 30694
LV Distribution | Sub Distribution Board | Town KP | 1 | High | B | 1 | 2025 | 5 | 2 | 2.7 | 16519 | 4638
Emergency Lighting | Self Contained - Non LED | Town OT | 1 | Urgent | B | 1 | 2025 | 5 | 1 | 2.2 | 7801 | 1686
Emergency Lighting | Illuminated Fire Exit Signage | Town OU | 3 | Urgent | B | 12 | 2036 | 5 | 1 | 2.2 | 7802 | 26079
Air Conditioning | Single-Split Evaporator - Split Systems/Heat Pumps - Air-cooled with Direct Expansion Evaporator (DX) | Town PG | 1 | Medium | B | 5 | 2029 | 5 | 3 | 3.2 | 29097 | 15369
Roller Shutters | External Manual Roller Shutter | Town PG | 1 | High | B | 15 | 2039 | 5 | 2 | 2.7 | 16520 | 28263
General Lighting | General - LED fittings & Luminaires | Town OS | 11 | Medium | B | 16 | 2040 | 5 | 3 | 3.2 | 29098 | 29750
Heat Emitters | Electric Heaters | Town OZ | 1 | Medium | B | 1 | 2025 | 5 | 3 | 3.2 | 29099 | 10189
Local Hot Water | Instantaneous Electric Water Heater - Non-Drinking Water | Town PI | 1 | Medium | B | 7 | 2031 | 5 | 3 | 3.2 | 29100 | 20099
Air Conditioning | Multi-Split Condenser - Split Systems/Heat Pumps - Air-cooled with Direct Expansion Evaporator (DX) | Town PQ | 1 | Medium | B | 8 | 2032 | 5 | 3 | 3.2 | 29101 | 21087
Air Conditioning | Multi-Split Condenser - Split Systems/Heat Pumps - Air-cooled with Direct Expansion Evaporator (DX) | Town PI | 1 | Medium | B | 11 | 2035 | 5 | 3 | 3.2 | 29102 | 25474
Heat Emitters | Gas Fired Natural and Fan Assisted Heaters | Town OW | 1 | Medium | B | 1 | 2025 | 5 | 3 | 3.2 | 29103 | 10190
Local Hot Water | Instantaneous Electric Water Heater - Non-Drinking Water | Town OW | 1 | Medium | B | 10 | 2034 | 5 | 3 | 3.2 | 29104 | 23045
Roller Shutters | External Electric Roller Shutter | Town PL | 1 | High | B | 15 | 2039 | 5 | 2 | 2.7 | 16521 | 28264
Multi-System Controls | Control Panel - Electrical Services (excluding Electrical Controllers and Pneumatic Relays) | Town KQ | 1 | Medium | B | 10 | 2034 | 5 | 3 | 3.2 | 29105 | 23046
LV Distribution | Sub Distribution Board | Town IC | 1 | High | B | 1 | 2025 | 5 | 2 | 2.7 | 16522 | 4639
Local and Special Ventilation | Fan - Extract | Town PL | 1 | Medium | B | 1 | 2025 | 5 | 3 | 3.2 | 29106 | 10191
Roller Shutters | External Manual Roller Shutter | Town PH | 1 | High | B | 1 | 2025 | 5 | 2 | 2.7 | 16523 | 4640
Roller Shutters | Internal Manual Roller Shutter | Town KP | 1 | Medium | B | 1 | 2025 | 5 | 3 | 3.2 | 29107 | 10192
Local and Special Ventilation | Fan - Extract | Town PL | 1 | Medium | B | 1 | 2025 | 5 | 3 | 3.2 | 29108 | 10193
External Doors | Entrance Doors | Town PM | 1 | High | B | 1 | 2025 | 5 | 2 | 2.7 | 16524 | 4641
Air Conditioning | Multi-Split Evaporator - Split Systems/Heat Pumps - Air-cooled with Direct Expansion Evaporator (DX) | Town IC | 1 | Medium | B | 1 | 2025 | 5 | 3 | 3.2 | 29109 | 10194
Local and Special Ventilation | Fan - Axial | Town FK | 1 | Medium | B | 4 | 2028 | 5 | 3 | 3.2 | 29110 | 14200
Local Hot Water | Package Electric Water Heaters - Non-Drinking Water | Town PN | 1 | Medium | A | 12 | 2036 | 6 | 3 | 3.5 | 32592 | 26788
Heat Emitters | Gas Fired Natural and Fan Assisted Heaters | Town OW | 1 | Medium | B | 1 | 2025 | 5 | 3 | 3.2 | 29111 | 10195
LV Distribution | Sub Distribution Board | Town PO | 1 | High | B | 18 | 2042 | 5 | 2 | 2.7 | 16525 | 30866
Local and Special Ventilation | Fan - Axial | Town PO | 1 | Medium | B | 6 | 2030 | 5 | 3 | 3.2 | 29112 | 18906
Central Heating & Cooling | Fan - Bifurcated | Town PJ | 1 | Medium | B | 1 | 2025 | 5 | 3 | 3.2 | 29113 | 10196
External Doors | Entrance Doors | Town PI | 1 | High | B | 11 | 2035 | 5 | 2 | 2.7 | 16526 | 24661
Local Hot Water | Package Electric Water Heaters - Non-Drinking Water | Town PM | 1 | Medium | B | 1 | 2025 | 5 | 3 | 3.2 | 29114 | 10197
LV Distribution | Main Distribution Board | Town PI | 1 | High | B | 6 | 2030 | 5 | 2 | 2.7 | 16527 | 17781
External Doors | Entrance Doors | Town PM | 1 | High | B | 1 | 2025 | 5 | 2 | 2.7 | 16528 | 4642
External Doors | Entrance Doors | Town PQ | 1 | High | B | 11 | 2035 | 5 | 2 | 2.7 | 16529 | 24662
External Doors | Manual and Automatic Doors - Auto / Powered Sliding Doors | Town FK | 1 | High | B | 19 | 2043 | 5 | 2 | 2.7 | 16530 | 31240
Multi-System Controls | Control Panel - Electrical Services (excluding Electrical Controllers and Pneumatic Relays) | Town PK | 1 | Medium | B | 1 | 2025 | 5 | 3 | 3.2 | 29115 | 10198
Central Heating & Cooling | Fan - Bifurcated | Town KQ | 1 | Medium | B | 2 | 2026 | 5 | 3 | 3.2 | 29116 | 13162
Heat Emitters | Electric Overdoor Air Curtain/Heater | Town PI | 1 | Medium | B | 1 | 2025 | 5 | 3 | 3.2 | 29117 | 10199
Air Conditioning | Multi-Split Condenser - Split Systems/Heat Pumps - Air-cooled with Direct Expansion Evaporator (DX) | Town OW | 1 | Medium | B | 1 | 2025 | 5 | 3 | 3.2 | 29118 | 10200
Roller Shutters | External Manual Roller Shutter | Town PI | 1 | High | CX | 1 | 2025 | 2 | 2 | 1.8 | 538 | 434
Central Heating & Cooling | Fan - Bifurcated | Town KQ | 1 | Medium | B | 2 | 2026 | 5 | 3 | 3.2 | 29119 | 13163
Local and Special Ventilation | Fan - Axial | Town FK | 1 | Medium | B | 1 | 2025 | 5 | 3 | 3.2 | 29120 | 10201
Local and Special Ventilation | Fan - Kitchen Extract | Town PN | 1 | Low | B | 5 | 2029 | 5 | 4 | 3.7 | 33396 | 15663
Fire Safety Systems | Fire Alarm System | Town PN | 1 | Urgent | B | 1 | 2025 | 5 | 1 | 2.2 | 7803 | 1687
Emergency Lighting | Self Contained - LED | Town KQ | 2 | Urgent | B | 22 | 2046 | 5 | 1 | 2.2 | 7804 | 32964
Fire Safety Systems | Fire Extinguishers - Foam | Town IC | 1 | Urgent | B | 1 | 2025 | 5 | 1 | 2.2 | 7805 | 1688
Air Conditioning | Single-Split Condenser - Split Systems/Heat Pumps - Air-cooled with Direct Expansion Evaporator (DX) | Town PI | 1 | Medium | B | 11 | 2035 | 5 | 3 | 3.2 | 29121 | 25475
LV Distribution | Sub Distribution Board | Town PL | 1 | High | B | 12 | 2036 | 5 | 2 | 2.7 | 16531 | 26235
Heat Emitters | Electric Overdoor Air Curtain/Heater | Town PI | 1 | Medium | B | 1 | 2025 | 5 | 3 | 3.2 | 29122 | 10202
External Lighting | General - LED | Town PK | 2 | Medium | B | 1 | 2025 | 5 | 3 | 3.2 | 29123 | 10203
Heat Emitters | Radiators - Aluminium | Town PS | 3 | Medium | B | 6 | 2030 | 5 | 3 | 3.2 | 29124 | 18907
General Lighting | General - LED fittings & Luminaires | Town KQ | 5 | Medium | B | 1 | 2025 | 5 | 3 | 3.2 | 29125 | 10204
Local and Special Ventilation | Fan - Window / Wall Mounted | Town PO | 1 | Medium | CX | 11 | 2035 | 2 | 3 | 2.3 | 10297 | 24043
Local and Special Ventilation | Fan - Kitchen Extract | Town OW | 1 | Low | B | 5 | 2029 | 5 | 4 | 3.7 | 33397 | 15664
Access Control | Door Lock / Keypad / Manual | Town PQ | 1 | Medium | B | 11 | 2035 | 5 | 3 | 3.2 | 29126 | 25476
Local and Special Ventilation | Fan - Window / Wall Mounted | Town PO | 1 | Medium | CX | 7 | 2031 | 2 | 3 | 2.3 | 10298 | 19541
Multi-System Controls | Instrumental Control Panel | Town PQ | 1 | Medium | B | 13 | 2037 | 5 | 3 | 3.2 | 29127 | 27214
LV Distribution | Main Distribution Board | Town PN | 1 | High | B | 1 | 2025 | 5 | 2 | 2.7 | 16532 | 4643
External Lighting | General - LED | Town PO | 1 | Medium | B | 11 | 2035 | 5 | 3 | 3.2 | 29128 | 25477
External Lighting | General - Non LED | Town PI | 1 | Medium | B | 1 | 2025 | 5 | 3 | 3.2 | 29129 | 10205
LV Distribution | Sub Distribution Board | Town FK | 1 | High | B | 2 | 2026 | 5 | 2 | 2.7 | 16533 | 12942
Fire Safety Systems | Manual and Automatic Doors - Emergency and Panic Escape Doors | Town PP | 1 | Urgent | B | 11 | 2035 | 5 | 1 | 2.2 | 7806 | 23856
Central Heating & Cooling | Fan - Bifurcated | Town PK | 1 | Medium | B | 1 | 2025 | 5 | 3 | 3.2 | 29130 | 10206
Emergency Lighting | Self Contained - LED | Town PN | 8 | Urgent | B | 23 | 2047 | 5 | 1 | 2.2 | 7807 | 33133
Access Control | Door Lock / Keypad / Manual | Town PO | 1 | Medium | B | 11 | 2035 | 5 | 3 | 3.2 | 29131 | 25478
Multi-System Controls | Instrumental Control Panel | Town PN | 1 | Medium | B | 13 | 2037 | 5 | 3 | 3.2 | 29132 | 27215
Access Control | Door Lock / Keypad / Manual | Town PI | 1 | Medium | B | 1 | 2025 | 5 | 3 | 3.2 | 29133 | 10207
Local and Special Ventilation | Fan - General Ventilation | Town PO | 1 | Medium | B | 1 | 2025 | 5 | 3 | 3.2 | 29134 | 10208
Emergency Lighting | Self Contained - LED | Town PP | 3 | Urgent | B | 21 | 2045 | 5 | 1 | 2.2 | 7808 | 32326
Fire Safety Systems | Fire Extinguishers - CO2 | Town PJ | 4 | Urgent | B | 6 | 2030 | 5 | 1 | 2.2 | 7809 | 16910
Local Hot Water | Package Electric Water Heaters - Non-Drinking Water | Town PL | 1 | Medium | B | 1 | 2025 | 5 | 3 | 3.2 | 29135 | 10209
Central Ventilation Systems | Fan - General Ventilation | Town OW | 1 | Low | B | 1 | 2025 | 5 | 4 | 3.7 | 33398 | 12244
Emergency Lighting | Self Contained - Non LED | Town PR | 3 | Urgent | B | 1 | 2025 | 5 | 1 | 2.2 | 7810 | 1689
Fire Safety Systems | Manual and Automatic Doors - Emergency and Panic Escape Doors | Town KP | 1 | Urgent | B | 1 | 2025 | 5 | 1 | 2.2 | 7811 | 1690
Fire Safety Systems | Fire Extinguishers - Foam | Town PM | 6 | Urgent | B | 6 | 2030 | 5 | 1 | 2.2 | 7812 | 16911
Fire Safety Systems | Smoke vents - Smoke Relief-Natural Ventilators | Town PL | 1 | Urgent | B | 6 | 2030 | 5 | 1 | 2.2 | 7813 | 16912
Central Heating & Cooling | Fan - Bifurcated | Town PJ | 1 | Medium | B | 1 | 2025 | 5 | 3 | 3.2 | 29136 | 10210
Local Hot Water | Package Electric Water Heaters - Non-Drinking Water | Town PL | 1 | Medium | B | 1 | 2025 | 5 | 3 | 3.2 | 29137 | 10211
Fire Safety Systems | Fire Extinguishers - Foam | Town PP | 1 | Urgent | B | 6 | 2030 | 5 | 1 | 2.2 | 7814 | 16913
Emergency Lighting | Self Contained - Non LED | Town PO | 2 | Urgent | B | 7 | 2031 | 5 | 1 | 2.2 | 7815 | 19451
Emergency Lighting | Self Contained - LED | Town PM | 5 | Urgent | B | 21 | 2045 | 5 | 1 | 2.2 | 7816 | 32327
LV Distribution | Main Distribution Board | Town PK | 1 | High | B | 1 | 2025 | 5 | 2 | 2.7 | 16534 | 4644
Roller Shutters | Internal Electric Roller Shutter | Town PN | 1 | Medium | B | 1 | 2025 | 5 | 3 | 3.2 | 29138 | 10212
Emergency Lighting | Self Contained - LED | Town PK | 4 | Urgent | B | 22 | 2046 | 5 | 1 | 2.2 | 7817 | 32965
Heat Emitters | Electric Heaters | Town PO | 2 | Medium | B | 2 | 2026 | 5 | 3 | 3.2 | 29139 | 13164
External Lighting | General - LED | Town KQ | 2 | Medium | B | 11 | 2035 | 5 | 3 | 3.2 | 29140 | 25479
Local and Special Ventilation | Fan - Extract | Town PL | 1 | Medium | B | 1 | 2025 | 5 | 3 | 3.2 | 29141 | 10213
Boiler | Blown Gas Burner Modular Boiler | Town IC | 1 | Low | B | 1 | 2025 | 5 | 4 | 3.7 | 33399 | 12245
Roller Shutters | External Manual Roller Shutter | Town PL | 1 | High | B | 11 | 2035 | 5 | 2 | 2.7 | 16535 | 24663
Local and Special Ventilation | Fan - Window / Wall Mounted | Town PH | 1 | Medium | B | 11 | 2035 | 5 | 3 | 3.2 | 29142 | 25480
Fire Safety Systems | Fire Alarm Panel / Repeater | Town PL | 1 | Urgent | B | 1 | 2025 | 5 | 1 | 2.2 | 7818 | 1691
Fire Safety Systems | Fire Extinguishers - CO2 | Town PP | 2 | Urgent | B | 6 | 2030 | 5 | 1 | 2.2 | 7819 | 16914
Fire Safety Systems | Fire Extinguishers - Foam | Town PO | 4 | Urgent | B | 8 | 2032 | 5 | 1 | 2.2 | 7820 | 20538
Air Conditioning | Multi-Split Condenser - Split Systems/Heat Pumps - Air-cooled with Direct Expansion Evaporator (DX) | Town PQ | 1 | Medium | B | 8 | 2032 | 5 | 3 | 3.2 | 29143 | 21088
Heat Emitters | Gas Fired Natural and Fan Assisted Heaters | Town PI | 1 | Medium | B | 1 | 2025 | 5 | 3 | 3.2 | 29144 | 10214
LV Distribution | Sub Distribution Board | Town PO | 1 | High | D | 3 | 2027 | 3 | 2 | 2.1 | 1275 | 13267
Local Hot Water | Package Electric Water Heaters - Non-Drinking Water | Town OW | 1 | Medium | B | 7 | 2031 | 5 | 3 | 3.2 | 29145 | 20100
LV Distribution | Sub Distribution Board | Town PM | 1 | High | B | 1 | 2025 | 5 | 2 | 2.7 | 16536 | 4645
Local and Special Ventilation | Fan - Kitchen Extract | Town OW | 1 | Low | B | 5 | 2029 | 5 | 4 | 3.7 | 33400 | 15665
Local and Special Ventilation | Fan - Extract | Town PL | 1 | Medium | B | 1 | 2025 | 5 | 3 | 3.2 | 29146 | 10215
Lifts | Disabled Lift - Electric | Town IC | 1 | High | B | 1 | 2025 | 5 | 2 | 2.7 | 16537 | 4646
Burner | Forced draft gas burner | Town PN | 1 | Medium | B | 1 | 2025 | 5 | 3 | 3.2 | 29147 | 10216
Emergency Lighting | Self Contained - LED | Town PP | 2 | Urgent | B | 1 | 2025 | 5 | 1 | 2.2 | 7821 | 1692
Fire Safety Systems | Fire Blanket | Town PS | 1 | Urgent | B | 1 | 2025 | 5 | 1 | 2.2 | 7822 | 1693
Fire Safety Systems | Fire Extinguishers - Foam | Town PL | 1 | Urgent | B | 2 | 2026 | 5 | 1 | 2.2 | 7823 | 12736
Heat Emitters | Electric Overdoor Air Curtain/Heater | Town PI | 1 | Medium | B | 11 | 2035 | 5 | 3 | 3.2 | 29148 | 25481
Heat Emitters | Electric Heaters | Town OW | 2 | Medium | B | 1 | 2025 | 5 | 3 | 3.2 | 29149 | 10217
General Lighting | General - LED fittings & Luminaires | Town PO | 19 | Medium | B | 1 | 2025 | 5 | 3 | 3.2 | 29150 | 10218
Emergency Lighting | Illuminated Fire Exit Signage | Town PL | 3 | Urgent | B | 6 | 2030 | 5 | 1 | 2.2 | 7824 | 16915
LV Distribution | Sub Distribution Board | Town PO | 1 | High | B | 3 | 2027 | 5 | 2 | 2.7 | 16538 | 13383
Roller Shutters | External Manual Roller Shutter | Town OW | 1 | High | B | 10 | 2034 | 5 | 2 | 2.7 | 16539 | 22446
General Lighting | General - LED fittings & Luminaires | Town PS | 26 | Medium | B | 12 | 2036 | 5 | 3 | 3.2 | 29151 | 26681
Emergency Lighting | Illuminated Fire Exit Signage | Town PL | 5 | Urgent | B | 12 | 2036 | 5 | 1 | 2.2 | 7825 | 26080
General Lighting | General - LED fittings & Luminaires | Town IC | 73 | Medium | B | 1 | 2025 | 5 | 3 | 3.2 | 29152 | 10219
LV Distribution | Sub Distribution Board | Town PP | 1 | High | B | 1 | 2025 | 5 | 2 | 2.7 | 16540 | 4647
General Lighting | General - LED fittings & Luminaires | Town OW | 41 | Medium | B | 17 | 2041 | 5 | 3 | 3.2 | 29153 | 30544
General Lighting | General - LED fittings & Luminaires | Town PH | 6 | Medium | B | 16 | 2040 | 5 | 3 | 3.2 | 29154 | 29751
Security Systems | Manual and Automatic Doors - High Security Door | Town PM | 1 | High | B | 1 | 2025 | 5 | 2 | 2.7 | 16541 | 4648
Emergency Lighting | Illuminated Fire Exit Signage | Town OW | 3 | Urgent | B | 17 | 2041 | 5 | 1 | 2.2 | 7826 | 30192
General Lighting | General - LED fittings & Luminaires | Town PS | 4 | Medium | B | 12 | 2036 | 5 | 3 | 3.2 | 29155 | 26682
Access Control | Door Lock / Keypad / Manual | Town PR | 2 | Medium | B | 6 | 2030 | 5 | 3 | 3.2 | 29156 | 18908
Fire Safety Systems | Fire Extinguishers - Powder | Town KP | 1 | Urgent | B | 1 | 2025 | 5 | 1 | 2.2 | 7827 | 1694
Fire Safety Systems | Manual and Automatic Doors - Emergency and Panic Escape Doors | Town PM | 1 | Urgent | B | 1 | 2025 | 5 | 1 | 2.2 | 7828 | 1695
Security Systems | Manual and Automatic Doors - High Security Door | Town PK | 1 | High | B | 15 | 2039 | 5 | 2 | 2.7 | 16542 | 28265
General Lighting | General - LED fittings & Luminaires | Town FK | 46 | Medium | B | 16 | 2040 | 5 | 3 | 3.2 | 29157 | 29752
Access Control | Door Lock / Keypad / Manual | Town PS | 1 | Medium | B | 1 | 2025 | 5 | 3 | 3.2 | 29158 | 10220
Heat Emitters | Radiators - Steel | Town PK | 3 | Medium | B | 1 | 2025 | 5 | 3 | 3.2 | 29159 | 10221
Heat Emitters | Electric Heaters | Town PH | 1 | Medium | B | 2 | 2026 | 5 | 3 | 3.2 | 29160 | 13165
Emergency Lighting | Self Contained - LED | Town PO | 2 | Urgent | B | 21 | 2045 | 5 | 1 | 2.2 | 7829 | 32328
Fire Safety Systems | Fire Extinguishers - Foam | Town PK | 4 | Urgent | B | 6 | 2030 | 5 | 1 | 2.2 | 7830 | 16916
Heat Emitters | Electric Heaters | Town PL | 3 | Medium | B | 1 | 2025 | 5 | 3 | 3.2 | 29161 | 10222
Local Hot Water | Package Electric Water Heaters - Non-Drinking Water | Town PH | 1 | Medium | B | 6 | 2030 | 5 | 3 | 3.2 | 29162 | 18909
Local and Special Ventilation | Fan - Window / Wall Mounted | Town PP | 1 | Medium | B | 9 | 2033 | 5 | 3 | 3.2 | 29163 | 21839
Heat Emitters | Gas Fired Natural and Fan Assisted Heaters | Town PL | 1 | Medium | B | 1 | 2025 | 5 | 3 | 3.2 | 29164 | 10223
Local and Special Ventilation | Fan - Window / Wall Mounted | Town PO | 1 | Medium | CX | 11 | 2035 | 2 | 3 | 2.3 | 10299 | 24044
Central Heating & Cooling | Fan - Bifurcated | Town KQ | 1 | Medium | B | 2 | 2026 | 5 | 3 | 3.2 | 29165 | 13166
LV Distribution | Main Distribution Board | Town OW | 1 | High | B | 1 | 2025 | 5 | 2 | 2.7 | 16543 | 4649
Central Ventilation Systems | Fan - General Ventilation | Town PQ | 1 | Low | B | 1 | 2025 | 5 | 4 | 3.7 | 33401 | 12246
Local Hot Water | Instantaneous Electric Water Heater - Non-Drinking Water | Town PI | 1 | Medium | B | 7 | 2031 | 5 | 3 | 3.2 | 29166 | 20101
Local and Special Ventilation | Fan - Window / Wall Mounted | Town PR | 1 | Medium | B | 11 | 2035 | 5 | 3 | 3.2 | 29167 | 25482
Central Heating & Cooling | Fan - Bifurcated | Town PJ | 1 | Medium | B | 1 | 2025 | 5 | 3 | 3.2 | 29168 | 10224
Roller Shutters | External Electric Roller Shutter | Town PH | 1 | High | B | 11 | 2035 | 5 | 2 | 2.7 | 16544 | 24664
Fire Safety Systems | Fire Alarm Panel / Repeater | Town PI | 1 | Urgent | B | 1 | 2025 | 5 | 1 | 2.2 | 7831 | 1696
Specialist Lighting | Illuminated External Signs | Town PP | 1 | Medium | B | 6 | 2030 | 5 | 3 | 3.2 | 29169 | 18910
Access Control | Gate Access - Local Lock / Keypad / Manual (External) | Town PL | 1 | Medium | B | 1 | 2025 | 5 | 3 | 3.2 | 29170 | 10225
Specialist Lighting | Illuminated External Signs | Town PH | 1 | Medium | B | 11 | 2035 | 5 | 3 | 3.2 | 29171 | 25483
Air Conditioning | Single-Split Evaporator - Split Systems/Heat Pumps - Air-cooled with Direct Expansion Evaporator (DX) | Town PO | 1 | Medium | B | 13 | 2037 | 5 | 3 | 3.2 | 29172 | 27216
LV Distribution | Sub Distribution Board | Town PO | 1 | High | B | 1 | 2025 | 5 | 2 | 2.7 | 16545 | 4650
Roller Shutters | External Electric Roller Shutter | Town PI | 1 | High | B | 17 | 2041 | 5 | 2 | 2.7 | 16546 | 30362
Roller Shutters | External Electric Roller Shutter | Town PL | 1 | High | B | 1 | 2025 | 5 | 2 | 2.7 | 16547 | 4651
Emergency Lighting | Illuminated Fire Exit Signage | Town PR | 1 | Urgent | B | 16 | 2040 | 5 | 1 | 2.2 | 7832 | 28949
Emergency Lighting | Illuminated Fire Exit Signage | Town PI | 2 | Urgent | B | 1 | 2025 | 5 | 1 | 2.2 | 7833 | 1697
Air Conditioning | Multi-Split Evaporator - Split Systems/Heat Pumps - Air-cooled with Direct Expansion Evaporator (DX) | Town OW | 1 | Medium | B | 1 | 2025 | 5 | 3 | 3.2 | 29173 | 10226
Heat Emitters | Gas Fired Unit Heaters | Town PP | 1 | Medium | B | 6 | 2030 | 5 | 3 | 3.2 | 29174 | 18911
LV Distribution | Sub Distribution Board | Town PO | 1 | High | B | 3 | 2027 | 5 | 2 | 2.7 | 16548 | 13384
Multi-System Controls | Motor Control Centre | Town PN | 1 | Low | B | 6 | 2030 | 5 | 4 | 3.7 | 33402 | 19109
Fire Safety Systems | Automatic Fire Dampers | Town PS | 1 | Urgent | B | 1 | 2025 | 5 | 1 | 2.2 | 7834 | 1698
Fire Safety Systems | Fire Extinguishers - Foam | Town PQ | 2 | Urgent | B | 6 | 2030 | 5 | 1 | 2.2 | 7835 | 16917
Air Conditioning | Multi-Split Condenser - Split Systems/Heat Pumps - Air-cooled with Direct Expansion Evaporator (DX) | Town PN | 1 | Medium | B | 8 | 2032 | 5 | 3 | 3.2 | 29175 | 21089
Fire Safety Systems | Fire Alarm Panel / Repeater (Vesda) | Town PH | 1 | Urgent | B | 11 | 2035 | 5 | 1 | 2.2 | 7836 | 23857
External Doors | Manual and Automatic Doors - Auto / Powered Sliding Doors | Town PL | 1 | High | B | 21 | 2045 | 5 | 2 | 2.7 | 16549 | 32716
Local and Special Ventilation | Fan - Axial | Town FK | 1 | Medium | B | 4 | 2028 | 5 | 3 | 3.2 | 29176 | 14201
Emergency Lighting | Illuminated Fire Exit Signage | Town PI | 1 | Urgent | B | 12 | 2036 | 5 | 1 | 2.2 | 7837 | 26081
Local and Special Ventilation | Fan - Window / Wall Mounted | Town FK | 1 | Medium | B | 9 | 2033 | 5 | 3 | 3.2 | 29177 | 21840
Fire Safety Systems | Fire Extinguishers - Foam | Town PJ | 6 | Urgent | B | 6 | 2030 | 5 | 1 | 2.2 | 7838 | 16918
Fire Safety Systems | Fire Extinguishers - CO2 | Town PO | 2 | Urgent | B | 8 | 2032 | 5 | 1 | 2.2 | 7839 | 20539
Air Conditioning | Multi-Split Evaporator - Split Systems/Heat Pumps - Air-cooled with Direct Expansion Evaporator (DX) | Town PK | 1 | Medium | B | 10 | 2034 | 5 | 3 | 3.2 | 29178 | 23047
Local and Special Ventilation | Fan - Extract | Town PS | 1 | Medium | B | 1 | 2025 | 5 | 3 | 3.2 | 29179 | 10227
Roller Shutters | External Manual Roller Shutter | Town OW | 1 | High | B | 15 | 2039 | 5 | 2 | 2.7 | 16550 | 28266
Fire Safety Systems | Fire Alarm System | Town PM | 1 | Urgent | B | 1 | 2025 | 5 | 1 | 2.2 | 7840 | 1699
LV Distribution | Sub Distribution Board | Town PJ | 1 | High | A | 19 | 2043 | 6 | 2 | 3 | 19607 | 31325
Fire Safety Systems | Fire Alarm Panel / Repeater | Town PI | 1 | Urgent | D | 7 | 2031 | 3 | 1 | 1.6 | 462 | 19120
Emergency Lighting | Illuminated Fire Exit Signage | Town FK | 2 | Urgent | B | 16 | 2040 | 5 | 1 | 2.2 | 7841 | 28950
Emergency Lighting | Illuminated Fire Exit Signage | Town PM | 4 | Urgent | B | 16 | 2040 | 5 | 1 | 2.2 | 7842 | 28951
Fire Safety Systems | Fire Extinguishers - CO2 | Town KQ | 1 | Urgent | B | 6 | 2030 | 5 | 1 | 2.2 | 7843 | 16919
Fire Safety Systems | Fire Extinguishers - Foam | Town PL | 4 | Urgent | B | 2 | 2026 | 5 | 1 | 2.2 | 7844 | 12737
Emergency Lighting | Self Contained - LED | Town PL | 4 | Urgent | B | 20 | 2044 | 5 | 1 | 2.2 | 7845 | 31536
Fire Safety Systems | Fire Extinguishers - Water | Town PK | 1 | Urgent | B | 6 | 2030 | 5 | 1 | 2.2 | 7846 | 16920
Fire Safety Systems | Fire Extinguishers - CO2 | Town PI | 2 | Urgent | B | 2 | 2026 | 5 | 1 | 2.2 | 7847 | 12738
Fire Safety Systems | Fire Extinguishers - CO2 | Town PI | 2 | Urgent | B | 2 | 2026 | 5 | 1 | 2.2 | 7848 | 12739
LV Distribution | Sub Distribution Board | Town PL | 1 | High | B | 6 | 2030 | 5 | 2 | 2.7 | 16551 | 17782
Roller Shutters | External Window Shutters - Electric | Town PP | 1 | Medium | B | 16 | 2040 | 5 | 3 | 3.2 | 29180 | 29753
Fire Safety Systems | Fire Extinguishers - Powder | Town PL | 1 | Urgent | B | 2 | 2026 | 5 | 1 | 2.2 | 7849 | 12740
Fire Safety Systems | Fire Extinguishers - Foam | Town PS | 1 | Urgent | B | 2 | 2026 | 5 | 1 | 2.2 | 7850 | 12741
Central Ventilation Systems | Fan - General Ventilation | Town PM | 1 | Low | B | 1 | 2025 | 5 | 4 | 3.7 | 33403 | 12247
Local and Special Ventilation | Fan - Extract | Town PI | 1 | Medium | B | 1 | 2025 | 5 | 3 | 3.2 | 29181 | 10228
Access Control | Gate Access - Local Lock / Keypad / Manual (External) | Town PL | 1 | Medium | B | 1 | 2025 | 5 | 3 | 3.2 | 29182 | 10229
Fire Safety Systems | Fire Extinguishers - CO2 | Town OW | 5 | Urgent | B | 6 | 2030 | 5 | 1 | 2.2 | 7851 | 16921
General Lighting | General - LED fittings & Luminaires | Town PH | 36 | Medium | B | 16 | 2040 | 5 | 3 | 3.2 | 29183 | 29754
Local Hot Water | Instantaneous Electric Water Heater - Non-Drinking Water | Town PL | 1 | Medium | B | 9 | 2033 | 5 | 3 | 3.2 | 29184 | 21841
Air Conditioning | Multi-Split Condenser - Split Systems/Heat Pumps - Air-cooled with Direct Expansion Evaporator (DX) | Town PQ | 1 | Medium | B | 8 | 2032 | 5 | 3 | 3.2 | 29185 | 21090
LV Distribution | Sub Distribution Board | Town PM | 1 | High | B | 1 | 2025 | 5 | 2 | 2.7 | 16552 | 4652
Fire Safety Systems | Manual and Automatic Doors - Emergency and Panic Escape Doors | Town KQ | 1 | Urgent | B | 11 | 2035 | 5 | 1 | 2.2 | 7852 | 23858
Roller Shutters | Internal Manual Roller Shutter | Town OW | 1 | Medium | B | 1 | 2025 | 5 | 3 | 3.2 | 29186 | 10230
Fire Safety Systems | Fire Alarm Panel / Repeater | Town PL | 1 | Urgent | B | 7 | 2031 | 5 | 1 | 2.2 | 7853 | 19452
General Lighting | General - LED fittings & Luminaires | Town PI | 8 | Medium | B | 15 | 2039 | 5 | 3 | 3.2 | 29187 | 28498
Local and Special Ventilation | Fan - Axial | Town FK | 1 | Medium | B | 4 | 2028 | 5 | 3 | 3.2 | 29188 | 14202
Roller Shutters | External Electric Roller Shutter | Town PJ | 1 | High | B | 13 | 2037 | 5 | 2 | 2.7 | 16553 | 27026
Roller Shutters | External Manual Roller Shutter | Town KP | 1 | High | B | 1 | 2025 | 5 | 2 | 2.7 | 16554 | 4653
Local and Special Ventilation | Fan - Extract | Town PS | 1 | Medium | B | 1 | 2025 | 5 | 3 | 3.2 | 29189 | 10231
Emergency Lighting | Self Contained - LED | Town PP | 2 | Urgent | B | 1 | 2025 | 5 | 1 | 2.2 | 7854 | 1700
Emergency Lighting | Self Contained - Non LED | Town PI | 1 | Urgent | B | 1 | 2025 | 5 | 1 | 2.2 | 7855 | 1701
Emergency Lighting | Self Contained - LED | Town PS | 12 | Urgent | B | 20 | 2044 | 5 | 1 | 2.2 | 7856 | 31537
Fire Safety Systems | Fire Extinguishers - Foam | Town PL | 5 | Urgent | B | 2 | 2026 | 5 | 1 | 2.2 | 7857 | 12742
LV Distribution | Main Distribution Board | Town KQ | 1 | High | B | 1 | 2025 | 5 | 2 | 2.7 | 16555 | 4654
LV Distribution | Sub Distribution Board | Town PS | 1 | High | B | 12 | 2036 | 5 | 2 | 2.7 | 16556 | 26236
LV Distribution | Main Distribution Board | Town OW | 1 | High | A | 18 | 2042 | 6 | 2 | 3 | 19608 | 30914
General Lighting | General - LED fittings & Luminaires | Town PM | 101 | Medium | B | 16 | 2040 | 5 | 3 | 3.2 | 29190 | 29755
Fire Safety Systems | Fire Extinguishers - CO2 | Town IC | 3 | Urgent | B | 1 | 2025 | 5 | 1 | 2.2 | 7858 | 1702
Local and Special Ventilation | Fan - Extract | Town PL | 1 | Medium | B | 1 | 2025 | 5 | 3 | 3.2 | 29191 | 10232
Local and Special Ventilation | Fan - Extract | Town PR | 1 | Medium | B | 1 | 2025 | 5 | 3 | 3.2 | 29192 | 10233
Multi-System Controls | Control Panel - Electrical Services (excluding Electrical Controllers and Pneumatic Relays) | Town PJ | 1 | Medium | B | 1 | 2025 | 5 | 3 | 3.2 | 29193 | 10234
External Doors | Entrance Doors | Town PI | 1 | High | B | 21 | 2045 | 5 | 2 | 2.7 | 16557 | 32717
Fire Safety Systems | Fire Alarm System | Town PK | 1 | Urgent | B | 11 | 2035 | 5 | 1 | 2.2 | 7859 | 23859
Fire Safety Systems | Manual and Automatic Doors - Emergency and Panic Escape Doors | Town OW | 1 | Urgent | B | 11 | 2035 | 5 | 1 | 2.2 | 7860 | 23860
Fire Safety Systems | Manual and Automatic Doors - Emergency and Panic Escape Doors | Town OW | 1 | Urgent | B | 11 | 2035 | 5 | 1 | 2.2 | 7861 | 23861
External Doors | Entrance Doors | Town PX | 1 | High | B | 11 | 2035 | 5 | 2 | 2.7 | 16558 | 24665
Fire Safety Systems | Fire Alarm Panel / Repeater | Town QA | 1 | Urgent | B | 10 | 2034 | 5 | 1 | 2.2 | 7862 | 22130
Heat Emitters | Gas Fired Natural and Fan Assisted Heaters | Town QF | 1 | Medium | B | 5 | 2029 | 5 | 3 | 3.2 | 29194 | 15370
Roller Shutters | Internal Manual Roller Shutter | Town QJ | 1 | Medium | B | 21 | 2045 | 5 | 3 | 3.2 | 29195 | 32801
Local Hot Water | Package Electric Water Heaters - Non-Drinking Water | Town KB | 1 | Medium | B | 8 | 2032 | 5 | 3 | 3.2 | 29196 | 21091
Local and Special Ventilation | Fan - General Ventilation | Town QA | 1 | Medium | B | 5 | 2029 | 5 | 3 | 3.2 | 29197 | 15371
External Doors | Manual and Automatic Doors - Auto / Powered Sliding Doors | Town FJ | 1 | High | B | 21 | 2045 | 5 | 2 | 2.7 | 16559 | 32718
Air Conditioning | Single-Split Condenser - Split Systems/Heat Pumps - Air-cooled with Direct Expansion Evaporator (DX) | Town QA | 1 | Medium | B | 1 | 2025 | 5 | 3 | 3.2 | 29198 | 10235
LV Distribution | Sub Distribution Board | Town FJ | 1 | High | B | 1 | 2025 | 5 | 2 | 2.7 | 16560 | 4655
Local and Special Ventilation | Fan - Kitchen Extract | Town PY | 1 | Low | B | 11 | 2035 | 5 | 4 | 3.7 | 33404 | 25728
Multi-System Controls | Control Panel - Electrical Services (excluding Electrical Controllers and Pneumatic Relays) | Town PX | 1 | Medium | B | 1 | 2025 | 5 | 3 | 3.2 | 29199 | 10236
Lifts | Disabled Lift - Electric | Town FJ | 1 | High | B | 1 | 2025 | 5 | 2 | 2.7 | 16561 | 4656
External Doors | Entrance Doors | Town PU | 1 | High | B | 11 | 2035 | 5 | 2 | 2.7 | 16562 | 24666
Fire Safety Systems | Manual and Automatic Doors - Emergency and Panic Escape Doors | Town PY | 1 | Urgent | B | 15 | 2039 | 5 | 1 | 2.2 | 7863 | 27982
Local and Special Ventilation | Fan - Kitchen Extract | Town PY | 1 | Low | B | 1 | 2025 | 5 | 4 | 3.7 | 33405 | 12248
Boiler | Electric Boilers | Town FJ | 1 | Medium | B | 1 | 2025 | 5 | 3 | 3.2 | 29200 | 10237
Roller Shutters | External Electric Roller Shutter | Town PW | 1 | High | B | 11 | 2035 | 5 | 2 | 2.7 | 16563 | 24667
Roller Shutters | External Manual Roller Shutter | Town PJ | 1 | High | B | 10 | 2034 | 5 | 2 | 2.7 | 16564 | 22447
General Lighting | General - LED fittings & Luminaires | Town QJ | 4 | Medium | B | 16 | 2040 | 5 | 3 | 3.2 | 29201 | 29756
Access Control | Door Lock / Keypad / Manual | Town PY | 1 | Medium | B | 12 | 2036 | 5 | 3 | 3.2 | 29202 | 26683
External Lighting | General - LED | Town PU | 4 | Medium | B | 7 | 2031 | 5 | 3 | 3.2 | 29203 | 20102
General Lighting | General - LED fittings & Luminaires | Town PW | 28 | Medium | B | 1 | 2025 | 5 | 3 | 3.2 | 29204 | 10238
Emergency Lighting | Illuminated Fire Exit Signage | Town PU | 4 | Urgent | B | 1 | 2025 | 5 | 1 | 2.2 | 7864 | 1703
Fire Safety Systems | Fire Extinguishers - Foam | Town QI | 3 | Urgent | B | 6 | 2030 | 5 | 1 | 2.2 | 7865 | 16922
LV Distribution | Sub Distribution Board | Town PX | 1 | High | B | 12 | 2036 | 5 | 2 | 2.7 | 16565 | 26237
Roller Shutters | External Electric Roller Shutter | Town QJ | 1 | High | B | 1 | 2025 | 5 | 2 | 2.7 | 16566 | 4657
External Doors | Entrance Doors | Town PJ | 1 | High | B | 20 | 2044 | 5 | 2 | 2.7 | 16567 | 31646
General Lighting | General - LED fittings & Luminaires | Town QD | 35 | Medium | B | 17 | 2041 | 5 | 3 | 3.2 | 29205 | 30545
Emergency Lighting | Illuminated Fire Exit Signage | Town QG | 2 | Urgent | B | 10 | 2034 | 5 | 1 | 2.2 | 7866 | 22131
LV Distribution | Sub Distribution Board | Town PT | 1 | High | C | 1 | 2025 | 4 | 2 | 2.4 | 10686 | 2486
Emergency Lighting | Illuminated Fire Exit Signage | Town PY | 2 | Urgent | B | 17 | 2041 | 5 | 1 | 2.2 | 7867 | 30193
Emergency Lighting | Self Contained - LED | Town QF | 14 | Urgent | B | 21 | 2045 | 5 | 1 | 2.2 | 7868 | 32329
General Lighting | General - LED fittings & Luminaires | Town PJ | 17 | Medium | B | 16 | 2040 | 5 | 3 | 3.2 | 29206 | 29757
External Lighting | General - Non LED | Town FJ | 7 | Medium | B | 1 | 2025 | 5 | 3 | 3.2 | 29207 | 10239
Emergency Lighting | Self Contained - LED | Town QA | 13 | Urgent | B | 20 | 2044 | 5 | 1 | 2.2 | 7869 | 31538
Fire Safety Systems | Manual and Automatic Doors - Emergency and Panic Escape Doors | Town QF | 1 | Urgent | A | 35 | 2059 | 6 | 1 | 2.5 | 10963 | 33878
Roller Shutters | External Electric Roller Shutter | Town PT | 1 | High | B | 17 | 2041 | 5 | 2 | 2.7 | 16568 | 30363
Roller Shutters | External Manual Roller Shutter | Town PZ | 1 | High | B | 10 | 2034 | 5 | 2 | 2.7 | 16569 | 22448
Emergency Lighting | Self Contained - Non LED | Town PT | 3 | Urgent | B | 10 | 2034 | 5 | 1 | 2.2 | 7870 | 22132
Local Hot Water | Package Electric Water Heaters - Non-Drinking Water | Town PZ | 1 | Medium | B | 6 | 2030 | 5 | 3 | 3.2 | 29208 | 18912
Fire Safety Systems | Manual and Automatic Doors - Emergency and Panic Escape Doors | Town PZ | 1 | Urgent | B | 20 | 2044 | 5 | 1 | 2.2 | 7871 | 31539
Fire Safety Systems | Fire Extinguishers - CO2 | Town PW | 3 | Urgent | B | 2 | 2026 | 5 | 1 | 2.2 | 7872 | 12743
Roller Shutters | External Manual Roller Shutter | Town QH | 1 | High | B | 8 | 2032 | 5 | 2 | 2.7 | 16570 | 20757
General Lighting | General - LED fittings & Luminaires | Town QF | 7 | Medium | B | 17 | 2041 | 5 | 3 | 3.2 | 29209 | 30546
Multi-System Controls | Control Panel - Electrical Services (excluding Electrical Controllers and Pneumatic Relays) | Town PT | 1 | Medium | C | 1 | 2025 | 4 | 3 | 2.9 | 18877 | 5730
LV Distribution | Sub Distribution Board | Town QF | 1 | High | A | 18 | 2042 | 6 | 2 | 3 | 19609 | 30915
Heat Emitters | Electric Heaters | Town PV | 4 | Medium | B | 1 | 2025 | 5 | 3 | 3.2 | 29210 | 10240
External Lighting | General - LED | Town PJ | 3 | Medium | B | 8 | 2032 | 5 | 3 | 3.2 | 29211 | 21092
LV Distribution | Main Distribution Board | Town PV | 1 | High | CX | 1 | 2025 | 2 | 2 | 1.8 | 539 | 435
Fire Safety Systems | Manual and Automatic Doors - Emergency and Panic Escape Doors | Town PU | 1 | Urgent | B | 21 | 2045 | 5 | 1 | 2.2 | 7873 | 32330
Fire Safety Systems | Fire Extinguishers - Powder | Town PZ | 1 | Urgent | B | 6 | 2030 | 5 | 1 | 2.2 | 7874 | 16923
Fire Safety Systems | Fire Extinguishers - CO2 | Town QG | 1 | Urgent | B | 5 | 2029 | 5 | 1 | 2.2 | 7875 | 14463
Security Systems | Manual and Automatic Doors - High Security Door | Town PX | 1 | High | B | 17 | 2041 | 5 | 2 | 2.7 | 16571 | 30364
Local and Special Ventilation | Fan - Extract | Town PT | 1 | Medium | B | 1 | 2025 | 5 | 3 | 3.2 | 29212 | 10241
Local and Special Ventilation | Fan - General Ventilation | Town QA | 1 | Medium | B | 5 | 2029 | 5 | 3 | 3.2 | 29213 | 15372
LV Distribution | Sub Distribution Board | Town PU | 1 | High | D | 1 | 2025 | 3 | 2 | 2.1 | 1276 | 865
Roller Shutters | External Electric Roller Shutter | Town PT | 1 | High | B | 17 | 2041 | 5 | 2 | 2.7 | 16572 | 30365
Fire Safety Systems | Fire Extinguishers - Foam | Town QJ | 7 | Urgent | B | 6 | 2030 | 5 | 1 | 2.2 | 7876 | 16924
Fire Safety Systems | Fire Extinguishers - CO2 | Town PU | 7 | Urgent | B | 2 | 2026 | 5 | 1 | 2.2 | 7877 | 12744
Roller Shutters | Internal Manual Roller Shutter | Town QD | 1 | Medium | B | 1 | 2025 | 5 | 3 | 3.2 | 29214 | 10242
Fire Safety Systems | Fire Extinguishers - CO2 | Town QF | 2 | Urgent | B | 6 | 2030 | 5 | 1 | 2.2 | 7878 | 16925
Local Hot Water | Package Electric Water Heaters - Non-Drinking Water | Town PT | 1 | Medium | CX | 1 | 2025 | 2 | 3 | 2.3 | 10300 | 2220
Emergency Lighting | Illuminated Fire Exit Signage | Town QC | 3 | Urgent | B | 6 | 2030 | 5 | 1 | 2.2 | 7879 | 16926
Fire Safety Systems | Fire Extinguishers - CO2 | Town PV | 3 | Urgent | B | 6 | 2030 | 5 | 1 | 2.2 | 7880 | 16927
Fire Safety Systems | Fire Extinguishers - CO2 | Town PT | 2 | Urgent | B | 2 | 2026 | 5 | 1 | 2.2 | 7881 | 12745
Fire Safety Systems | Fire Extinguishers - CO2 | Town PX | 1 | Urgent | B | 2 | 2026 | 5 | 1 | 2.2 | 7882 | 12746
Roller Shutters | External Manual Roller Shutter | Town QG | 1 | High | B | 15 | 2039 | 5 | 2 | 2.7 | 16573 | 28267
External Lighting | General - LED | Town QB | 3 | Medium | B | 7 | 2031 | 5 | 3 | 3.2 | 29215 | 20103
Fire Safety Systems | Fire Extinguishers - CO2 | Town PT | 5 | Urgent | B | 2 | 2026 | 5 | 1 | 2.2 | 7883 | 12747
Fire Safety Systems | Fire Extinguishers - CO2 | Town FJ | 3 | Urgent | B | 1 | 2025 | 5 | 1 | 2.2 | 7884 | 1704
External Doors | Entrance Doors | Town PX | 1 | High | B | 11 | 2035 | 5 | 2 | 2.7 | 16574 | 24668
Emergency Lighting | Self Contained - LED | Town PJ | 7 | Urgent | B | 21 | 2045 | 5 | 1 | 2.2 | 7885 | 32331
Fire Safety Systems | Fire Extinguishers - Foam | Town KB | 5 | Urgent | B | 6 | 2030 | 5 | 1 | 2.2 | 7886 | 16928
Fire Safety Systems | Fire Extinguishers - CO2 | Town PU | 5 | Urgent | B | 2 | 2026 | 5 | 1 | 2.2 | 7887 | 12748
Fire Safety Systems | Fire Extinguishers - CO2 | Town QC | 3 | Urgent | B | 1 | 2025 | 5 | 1 | 2.2 | 7888 | 1705
Air Conditioning | Multi-Split Condenser - DX Split Systems (With Gas, Electric or Hot Water Heaters) | Town PT | 1 | Medium | B | 1 | 2025 | 5 | 3 | 3.2 | 29216 | 10243
LV Distribution | Main Distribution Board | Town PZ | 1 | High | B | 3 | 2027 | 5 | 2 | 2.7 | 16575 | 13385
Roller Shutters | Internal Electric Roller Shutter | Town PV | 1 | Medium | C | 1 | 2025 | 4 | 3 | 2.9 | 18878 | 5731
Emergency Lighting | Illuminated Fire Exit Signage | Town KB | 8 | Urgent | B | 16 | 2040 | 5 | 1 | 2.2 | 7889 | 28952
LV Distribution | Sub Distribution Board | Town PT | 1 | High | C | 1 | 2025 | 4 | 2 | 2.4 | 10687 | 2487
LV Distribution | Sub Distribution Board | Town PT | 1 | High | B | 12 | 2036 | 5 | 2 | 2.7 | 16576 | 26238
Roller Shutters | External Electric Roller Shutter | Town PT | 1 | High | C | 17 | 2041 | 4 | 2 | 2.4 | 10688 | 30268
Lifts | Disabled Lift - Electric | Town QC | 1 | High | B | 1 | 2025 | 5 | 2 | 2.7 | 16577 | 4658
Fire Safety Systems | Fire Alarm System | Town QI | 1 | Urgent | B | 11 | 2035 | 5 | 1 | 2.2 | 7890 | 23862
Emergency Lighting | Illuminated Fire Exit Signage | Town PT | 4 | Urgent | B | 12 | 2036 | 5 | 1 | 2.2 | 7891 | 26082
LV Distribution | Sub Distribution Board | Town PT | 1 | High | B | 12 | 2036 | 5 | 2 | 2.7 | 16578 | 26239
Roller Shutters | External Manual Roller Shutter | Town PJ | 1 | High | D | 10 | 2034 | 3 | 2 | 2.1 | 1277 | 21968
Boiler | Atmospheric Gas Burner/Condensing Combination Boiler (domestic type) | Town QF | 1 | High | B | 7 | 2031 | 5 | 2 | 2.7 | 16579 | 19678
Local and Special Ventilation | Fan - Kitchen Extract | Town PW | 1 | Low | B | 14 | 2038 | 5 | 4 | 3.7 | 33406 | 27701
Roller Shutters | External Manual Roller Shutter | Town QH | 1 | High | B | 5 | 2029 | 5 | 2 | 2.7 | 16580 | 14721
Local Hot Water | Package Electric Water Heaters - Non-Drinking Water | Town PJ | 1 | Medium | B | 2 | 2026 | 5 | 3 | 3.2 | 29217 | 13167
Boiler | Electric Boilers | Town QI | 1 | Medium | B | 3 | 2027 | 5 | 3 | 3.2 | 29218 | 13631
General Lighting | General - LED fittings & Luminaires | Town PV | 50 | Medium | B | 10 | 2034 | 5 | 3 | 3.2 | 29219 | 23048
Roller Shutters | External Window Shutters - Manual | Town PT | 1 | Medium | C | 1 | 2025 | 4 | 3 | 2.9 | 18879 | 5732
General Lighting | General - LED fittings & Luminaires | Town QI | 54 | Medium | B | 16 | 2040 | 5 | 3 | 3.2 | 29220 | 29758
LV Distribution | Sub Distribution Board | Town FJ | 1 | High | B | 6 | 2030 | 5 | 2 | 2.7 | 16581 | 17783
LV Distribution | Sub Distribution Board | Town QF | 1 | High | B | 18 | 2042 | 5 | 2 | 2.7 | 16582 | 30867
Roller Shutters | Internal Manual Roller Shutter | Town QJ | 1 | Medium | B | 21 | 2045 | 5 | 3 | 3.2 | 29221 | 32802
Emergency Lighting | Illuminated Fire Exit Signage | Town PT | 1 | Urgent | B | 12 | 2036 | 5 | 1 | 2.2 | 7892 | 26083
LV Distribution | Main Distribution Board | Town QG | 1 | High | B | 10 | 2034 | 5 | 2 | 2.7 | 16583 | 22449
Roller Shutters | External Electric Roller Shutter | Town PU | 1 | High | B | 18 | 2042 | 5 | 2 | 2.7 | 16584 | 30868
Fire Safety Systems | Manual and Automatic Doors - Emergency and Panic Escape Doors | Town QD | 1 | Urgent | B | 11 | 2035 | 5 | 1 | 2.2 | 7893 | 23863
Emergency Lighting | Self Contained - LED | Town PY | 3 | Urgent | B | 22 | 2046 | 5 | 1 | 2.2 | 7894 | 32966
Fire Safety Systems | Fire Extinguishers - CO2 | Town PY | 2 | Urgent | B | 6 | 2030 | 5 | 1 | 2.2 | 7895 | 16929
Emergency Lighting | Externally Powered - Non LED | Town FJ | 8 | Urgent | B | 1 | 2025 | 5 | 1 | 2.2 | 7896 | 1706
Air Conditioning | Single-Split Evaporator - Split Systems/Heat Pumps - Air-cooled with Direct Expansion Evaporator (DX) | Town QC | 1 | Medium | B | 1 | 2025 | 5 | 3 | 3.2 | 29222 | 10244
Central Ventilation Systems | Fan - General Ventilation | Town PY | 1 | Low | B | 1 | 2025 | 5 | 4 | 3.7 | 33407 | 12249
Security Systems | Manual and Automatic Doors - High Security Door | Town PW | 1 | High | B | 29 | 2053 | 5 | 2 | 2.7 | 16585 | 33659
Roller Shutters | External Electric Roller Shutter | Town PJ | 1 | High | B | 10 | 2034 | 5 | 2 | 2.7 | 16586 | 22450
Fire Safety Systems | Fire Extinguishers - Foam | Town PX | 6 | Urgent | B | 2 | 2026 | 5 | 1 | 2.2 | 7897 | 12749
Local and Special Ventilation | Fan - Extract | Town PU | 1 | Medium | B | 7 | 2031 | 5 | 3 | 3.2 | 29223 | 20104
Fire Safety Systems | Fire Extinguishers - Foam | Town PY | 3 | Urgent | B | 6 | 2030 | 5 | 1 | 2.2 | 7898 | 16930
Emergency Lighting | Self Contained - LED | Town PU | 1 | Urgent | B | 20 | 2044 | 5 | 1 | 2.2 | 7899 | 31540
General Lighting | General - LED fittings & Luminaires | Town QB | 26 | Medium | B | 15 | 2039 | 5 | 3 | 3.2 | 29224 | 28499
Central Ventilation Systems | Fan - General Ventilation | Town PN | 1 | Low | B | 1 | 2025 | 5 | 4 | 3.7 | 33408 | 12250
LV Distribution | Main Distribution Board | Town QH | 1 | High | B | 10 | 2034 | 5 | 2 | 2.7 | 16587 | 22451
External Doors | Manual and Automatic Doors - Auto / Powered Sliding Doors | Town PT | 1 | High | B | 11 | 2035 | 5 | 2 | 2.7 | 16588 | 24669
Central Ventilation Systems | Fan - Extract | Town QF | 1 | Medium | B | 1 | 2025 | 5 | 3 | 3.2 | 29225 | 10245
Roller Shutters | External Manual Roller Shutter | Town PT | 1 | High | D | 1 | 2025 | 3 | 2 | 2.1 | 1278 | 866
Emergency Lighting | Illuminated Fire Exit Signage | Town QF | 5 | Urgent | B | 17 | 2041 | 5 | 1 | 2.2 | 7900 | 30194
General Lighting | General - LED fittings & Luminaires | Town PX | 27 | Medium | B | 6 | 2030 | 5 | 3 | 3.2 | 29226 | 18913
Air Conditioning | Multi-Split Condenser - Split Systems/Heat Pumps - Air-cooled with Direct Expansion Evaporator (DX) | Town PW | 1 | Medium | B | 1 | 2025 | 5 | 3 | 3.2 | 29227 | 10246
LV Distribution | Sub Distribution Board | Town PU | 1 | High | B | 12 | 2036 | 5 | 2 | 2.7 | 16589 | 26240
General Lighting | General - LED fittings & Luminaires | Town QE | 32 | Medium | B | 17 | 2041 | 5 | 3 | 3.2 | 29228 | 30547
Fire Safety Systems | Fire Dampers - Fusible Link | Town PT | 1 | Urgent | B | 1 | 2025 | 5 | 1 | 2.2 | 7901 | 1707
External Doors | Entrance Doors | Town PU | 1 | High | B | 25 | 2049 | 5 | 2 | 2.7 | 16590 | 33423
Emergency Lighting | Self Contained - LED | Town PT | 4 | Urgent | C | 17 | 2041 | 4 | 1 | 1.9 | 723 | 29979
LV Distribution | Main Distribution Board | Town QA | 1 | High | B | 15 | 2039 | 5 | 2 | 2.7 | 16591 | 28268
Multi-System Controls | Control Panel - Electrical Services (excluding Electrical Controllers and Pneumatic Relays) | Town PW | 1 | Medium | B | 2 | 2026 | 5 | 3 | 3.2 | 29229 | 13168
Fire Safety Systems | Manual and Automatic Doors - Emergency and Panic Escape Doors | Town PW | 1 | Urgent | B | 11 | 2035 | 5 | 1 | 2.2 | 7902 | 23864
Roller Shutters | External Electric Roller Shutter | Town PJ | 1 | High | B | 5 | 2029 | 5 | 2 | 2.7 | 16592 | 14722
Emergency Lighting | Illuminated Fire Exit Signage | Town PJ | 1 | Urgent | B | 16 | 2040 | 5 | 1 | 2.2 | 7903 | 28953
Air Conditioning | Multi-Split Evaporator - Split Systems/Heat Pumps - Air-cooled with Direct Expansion Evaporator (DX) | Town PY | 1 | Medium | B | 9 | 2033 | 5 | 3 | 3.2 | 29230 | 21842
LV Distribution | Sub Distribution Board | Town PT | 1 | High | B | 12 | 2036 | 5 | 2 | 2.7 | 16593 | 26241
LV Distribution | Sub Distribution Board | Town PW | 1 | High | B | 1 | 2025 | 5 | 2 | 2.7 | 16594 | 4659
Central Ventilation Systems | Fan - Extract | Town QH | 1 | Medium | B | 1 | 2025 | 5 | 3 | 3.2 | 29231 | 10247
Emergency Lighting | Illuminated Fire Exit Signage | Town QC | 1 | Urgent | B | 6 | 2030 | 5 | 1 | 2.2 | 7904 | 16931
Local Hot Water | Instantaneous Electric Water Heater - Non-Drinking Water | Town QG | 1 | Medium | B | 5 | 2029 | 5 | 3 | 3.2 | 29232 | 15373
Fire Safety Systems | Manual and Automatic Doors - Emergency and Panic Escape Doors | Town KB | 1 | Urgent | B | 20 | 2044 | 5 | 1 | 2.2 | 7905 | 31541
Burner | Forced draft gas burner | Town QB | 1 | Medium | B | 1 | 2025 | 5 | 3 | 3.2 | 29233 | 10248
Fire Safety Systems | Fire Alarm System | Town QE | 1 | Urgent | A | 13 | 2037 | 6 | 1 | 2.5 | 10964 | 26925
Heat Emitters | Electric Heaters | Town PT | 3 | Medium | C | 1 | 2025 | 4 | 3 | 2.9 | 18880 | 5733
Fire Safety Systems | Fire Extinguishers - Powder | Town PV | 5 | Urgent | B | 6 | 2030 | 5 | 1 | 2.2 | 7906 | 16932
Lifts | Passenger Lift Hydraulic - Electric | Town PY | 1 | Medium | C | 1 | 2025 | 4 | 3 | 2.9 | 18881 | 5734
Roller Shutters | Internal Manual Roller Shutter | Town QD | 1 | Medium | B | 1 | 2025 | 5 | 3 | 3.2 | 29234 | 10249
Fire Safety Systems | Fire Alarm Panel / Repeater | Town PX | 1 | Urgent | B | 7 | 2031 | 5 | 1 | 2.2 | 7907 | 19453
Fire Safety Systems | Fire Alarm System | Town KB | 1 | Urgent | B | 11 | 2035 | 5 | 1 | 2.2 | 7908 | 23865
Local Hot Water | Package Electric Water Heaters - Non-Drinking Water | Town PW | 1 | Medium | B | 4 | 2028 | 5 | 3 | 3.2 | 29235 | 14203
LV Distribution | Main Distribution Board | Town PZ | 1 | High | B | 1 | 2025 | 5 | 2 | 2.7 | 16595 | 4660
Fire Safety Systems | Manual and Automatic Doors - Emergency and Panic Escape Doors | Town PU | 1 | Urgent | B | 1 | 2025 | 5 | 1 | 2.2 | 7909 | 1708
Emergency Lighting | Self Contained - LED | Town KB | 6 | Urgent | B | 21 | 2045 | 5 | 1 | 2.2 | 7910 | 32332
External Lighting | General - LED | Town PT | 11 | Medium | B | 7 | 2031 | 5 | 3 | 3.2 | 29236 | 20105
Roller Shutters | External Manual Roller Shutter | Town PZ | 1 | High | C | 10 | 2034 | 4 | 2 | 2.4 | 10689 | 22196
LV Distribution | Main Distribution Board | Town QH | 1 | High | B | 10 | 2034 | 5 | 2 | 2.7 | 16596 | 22452
Fire Safety Systems | Fire Extinguishers - CO2 | Town QB | 3 | Urgent | B | 2 | 2026 | 5 | 1 | 2.2 | 7911 | 12750
Local Hot Water | Package Electric Water Heaters - Non-Drinking Water | Town PJ | 1 | Medium | D | 6 | 2030 | 3 | 3 | 2.6 | 11210 | 17347
Fire Safety Systems | Fire Extinguishers - CO2 | Town PJ | 2 | Urgent | B | 6 | 2030 | 5 | 1 | 2.2 | 7912 | 16933
Local Hot Water | Package Electric Water Heaters - Non-Drinking Water | Town PU | 1 | Medium | B | 8 | 2032 | 5 | 3 | 3.2 | 29237 | 21093
Roller Shutters | External Manual Roller Shutter | Town PR | 1 | High | B | 11 | 2035 | 5 | 2 | 2.7 | 16597 | 24670
Roller Shutters | External Electric Roller Shutter | Town PU | 1 | High | B | 17 | 2041 | 5 | 2 | 2.7 | 16598 | 30366
Emergency Lighting | Illuminated Fire Exit Signage | Town PJ | 3 | Urgent | B | 16 | 2040 | 5 | 1 | 2.2 | 7913 | 28954
Heat Emitters | Gas Fired Natural and Fan Assisted Heaters | Town PX | 1 | Medium | B | 1 | 2025 | 5 | 3 | 3.2 | 29238 | 10250
General Lighting | General - LED fittings & Luminaires | Town PT | 17 | Medium | B | 12 | 2036 | 5 | 3 | 3.2 | 29239 | 26684
External Lighting | General - LED | Town KB | 4 | Medium | B | 7 | 2031 | 5 | 3 | 3.2 | 29240 | 20106
Fire Safety Systems | Fire Blanket | Town PT | 1 | Urgent | B | 4 | 2028 | 5 | 1 | 2.2 | 7914 | 13859
Lightning Protection | System | Town PT | 1 | High | B | 6 | 2030 | 5 | 2 | 2.7 | 16599 | 17784
Local Hot Water | Package Electric Water Heaters - Non-Drinking Water | Town PU | 1 | Medium | A | 11 | 2035 | 6 | 3 | 3.5 | 32593 | 25718
Fire Safety Systems | Manual and Automatic Doors - Emergency and Panic Escape Doors | Town E | 1 | Urgent | C | 23 | 2047 | 4 | 1 | 1.9 | 724 | 33061
Heat Emitters | Electric Overdoor Air Curtain/Heater | Town E | 1 | Medium | B | 1 | 2025 | 5 | 3 | 3.2 | 29241 | 10251
External Doors | Entrance Doors | Town RB | 1 | High | B | 6 | 2030 | 5 | 2 | 2.7 | 16600 | 17785
Fire Safety Systems | Manual and Automatic Doors - Emergency and Panic Escape Doors | Town QN | 1 | Urgent | B | 29 | 2053 | 5 | 1 | 2.2 | 7915 | 33643
LV Distribution | Sub Distribution Board | Town QS | 1 | High | CX | 1 | 2025 | 2 | 2 | 1.8 | 540 | 436
LV Distribution | Sub Distribution Board | Town QY | 1 | High | B | 1 | 2025 | 5 | 2 | 2.7 | 16601 | 4661
LV Distribution | Main Distribution Board | Town QK | 1 | High | D | 1 | 2025 | 3 | 2 | 2.1 | 1279 | 867
Local and Special Ventilation | Unit extract fans | Town QS | 1 | Medium | DX | 1 | 2025 | 1 | 3 | 2 | 954 | 652
Local and Special Ventilation | Fan - Window / Wall Mounted | Town QX | 1 | Medium | B | 10 | 2034 | 5 | 3 | 3.2 | 29242 | 23049
LV Distribution | Sub Distribution Board | Town QY | 1 | High | B | 1 | 2025 | 5 | 2 | 2.7 | 16602 | 4662
Air Conditioning | Single-Split Condenser - Split Systems/Heat Pumps - Air-cooled with Direct Expansion Evaporator (DX) | Town QX | 1 | Medium | B | 1 | 2025 | 5 | 3 | 3.2 | 29243 | 10252
Local and Special Ventilation | Fan - Axial | Town QL | 1 | Medium | B | 1 | 2025 | 5 | 3 | 3.2 | 29244 | 10253
Multi-System Controls | Control Panel - Electrical Services (excluding Electrical Controllers and Pneumatic Relays) | Town QZ | 1 | Medium | B | 1 | 2025 | 5 | 3 | 3.2 | 29245 | 10254
Local and Special Ventilation | Fan - Window / Wall Mounted | Town QQ | 1 | Medium | B | 10 | 2034 | 5 | 3 | 3.2 | 29246 | 23050
Local and Special Ventilation | Unit extract fans | Town QY | 1 | Medium | DX | 1 | 2025 | 1 | 3 | 2 | 955 | 653
External Doors | Entrance Doors | Town QP | 1 | High | B | 6 | 2030 | 5 | 2 | 2.7 | 16603 | 17786
Central Heating | Fan - Axial | Town GZ | 1 | High | B | 1 | 2025 | 5 | 2 | 2.7 | 16604 | 4663
Local Hot Water | Instantaneous Electric Water Heater - Non-Drinking Water | Town QR | 1 | Medium | B | 10 | 2034 | 5 | 3 | 3.2 | 29247 | 23051
Fire Safety Systems | Manual and Automatic Doors - Emergency and Panic Escape Doors | Town QM | 1 | Urgent | B | 33 | 2057 | 5 | 1 | 2.2 | 7916 | 33840
Local Hot Water | Electric Water Heater (Drinking Water) - Instantaneous Potable Combination Hot, Chilled and Carbonated Water Tap (Non-Fluorinated Gas) | Town QT | 1 | Low | B | 10 | 2034 | 5 | 4 | 3.7 | 33409 | 23223
Local Hot Water | Instantaneous Electric Water Heater - Non-Drinking Water | Town QL | 1 | Medium | B | 15 | 2039 | 5 | 3 | 3.2 | 29248 | 28500
Roller Shutters | Internal Manual Roller Shutter | Town QZ | 1 | Medium | B | 8 | 2032 | 5 | 3 | 3.2 | 29249 | 21094
Local and Special Ventilation | Unit extract fans | Town GZ | 1 | Medium | B | 1 | 2025 | 5 | 3 | 3.2 | 29250 | 10255
Fire Safety Systems | Manual and Automatic Doors - Emergency and Panic Escape Doors | Town QY | 1 | Urgent | B | 6 | 2030 | 5 | 1 | 2.2 | 7917 | 16934
Fire Safety Systems | Fire Extinguishers - Powder | Town QL | 1 | Urgent | B | 7 | 2031 | 5 | 1 | 2.2 | 7918 | 19454
Emergency Lighting | Self Contained - Non LED | Town QZ | 16 | Urgent | B | 23 | 2047 | 5 | 1 | 2.2 | 7919 | 33134
General Lighting | General - LED fittings & Luminaires | Town QK | 5 | Medium | C | 1 | 2025 | 4 | 3 | 2.9 | 18882 | 5735
Air Conditioning | Multi-Split Condenser - Split Systems/Heat Pumps - Air-cooled with Direct Expansion Evaporator (DX) | Town QY | 1 | Medium | B | 5 | 2029 | 5 | 3 | 3.2 | 29251 | 15374
Local and Special Ventilation | Unit extract fans | Town GZ | 1 | Medium | D | 1 | 2025 | 3 | 3 | 2.6 | 11211 | 2693
Roller Shutters | External Manual Roller Shutter | Town QP | 1 | High | C | 1 | 2025 | 4 | 2 | 2.4 | 10690 | 2488
Fire Safety Systems | Manual and Automatic Doors - Emergency and Panic Escape Doors | Town QN | 1 | Urgent | B | 29 | 2053 | 5 | 1 | 2.2 | 7920 | 33644
Access Control | Door Lock / Keypad / Manual | Town QQ | 1 | Medium | B | 10 | 2034 | 5 | 3 | 3.2 | 29252 | 23052
Fire Safety Systems | Fire Extinguishers - Foam | Town UT | 2 | Urgent | B | 9 | 2033 | 5 | 1 | 2.2 | 7921 | 21431
LV Distribution | Sub Distribution Board | Town QP | 1 | High | D | 1 | 2025 | 3 | 2 | 2.1 | 1280 | 868
Local and Special Ventilation | Unit extract fans | Town NO | 1 | Medium | D | 1 | 2025 | 3 | 3 | 2.6 | 11212 | 2694
Security Systems | Manual and Automatic Doors - High Security Door | Town QY | 1 | High | B | 6 | 2030 | 5 | 2 | 2.7 | 16605 | 17787
External Doors | Entrance Doors | Town GZ | 1 | High | B | 6 | 2030 | 5 | 2 | 2.7 | 16606 | 17788
Access Control | Gate Access - Local Lock / Keypad / Manual (External) | Town E | 1 | Medium | B | 1 | 2025 | 5 | 3 | 3.2 | 29253 | 10256
Local Hot Water | Instantaneous Electric Water Heater - Non-Drinking Water | Town RA | 1 | Medium | CX | 1 | 2025 | 2 | 3 | 2.3 | 10301 | 2221
Fire Safety Systems | Manual and Automatic Doors - Emergency and Panic Escape Doors | Town GZ | 1 | Urgent | B | 6 | 2030 | 5 | 1 | 2.2 | 7922 | 16935
External Doors | Manual and Automatic Doors - Auto / Powered Sliding Doors | Town QR | 1 | High | B | 30 | 2054 | 5 | 2 | 2.7 | 16607 | 33723
Fire Safety Systems | Fire Extinguishers - CO2 | Town QX | 2 | Urgent | B | 5 | 2029 | 5 | 1 | 2.2 | 7923 | 14464
Fire Safety Systems | Fire Extinguishers - Foam | Town QU | 3 | Urgent | B | 9 | 2033 | 5 | 1 | 2.2 | 7924 | 21432
LV Distribution | Sub Distribution Board | Town QK | 1 | High | B | 6 | 2030 | 5 | 2 | 2.7 | 16608 | 17789
Local Hot Water | Instantaneous Electric Water Heater - Non-Drinking Water | Town QN | 1 | Medium | B | 1 | 2025 | 5 | 3 | 3.2 | 29254 | 10257
Fire Safety Systems | Fire Alarm System | Town QQ | 1 | Urgent | B | 10 | 2034 | 5 | 1 | 2.2 | 7925 | 22133
Air Conditioning | Fan - Extract | Town HV | 1 | Medium | B | 1 | 2025 | 5 | 3 | 3.2 | 29255 | 10258
LV Distribution | Sub Distribution Board | Town QR | 1 | High | B | 15 | 2039 | 5 | 2 | 2.7 | 16609 | 28269
Local and Special Ventilation | Fan - Window / Wall Mounted | Town QQ | 1 | Medium | B | 10 | 2034 | 5 | 3 | 3.2 | 29256 | 23053
Fire Safety Systems | Smoke Extract Fan | Town GZ | 1 | Urgent | B | 1 | 2025 | 5 | 1 | 2.2 | 7926 | 1709
Fire Safety Systems | Fire Extinguishers - CO2 | Town QT | 1 | Urgent | B | 5 | 2029 | 5 | 1 | 2.2 | 7927 | 14465
Fire Safety Systems | Water Mist - P50 | Town GZ | 1 | Urgent | B | 9 | 2033 | 5 | 1 | 2.2 | 7928 | 21433
Fire Safety Systems | Fire Extinguishers - CO2 | Town QP | 3 | Urgent | B | 7 | 2031 | 5 | 1 | 2.2 | 7929 | 19455
Local and Special Ventilation | Fan - Kitchen General Ventilation | Town E | 1 | Medium | B | 3 | 2027 | 5 | 3 | 3.2 | 29257 | 13632
Fire Safety Systems | Manual and Automatic Doors - Emergency and Panic Escape Doors | Town HV | 1 | Urgent | B | 16 | 2040 | 5 | 1 | 2.2 | 7930 | 28955
Local and Special Ventilation | Fan - Axial | Town QP | 1 | Medium | B | 1 | 2025 | 5 | 3 | 3.2 | 29258 | 10259
Emergency Lighting | Self Contained - Non LED | Town QP | 13 | Urgent | B | 22 | 2046 | 5 | 1 | 2.2 | 7931 | 32967
Roller Shutters | External Window Shutters - Manual | Town QN | 1 | Medium | B | 1 | 2025 | 5 | 3 | 3.2 | 29259 | 10260
Local and Special Ventilation | Fan - Axial | Town QY | 1 | Medium | B | 1 | 2025 | 5 | 3 | 3.2 | 29260 | 10261
Fire Safety Systems | Fire Extinguishers - Foam | Town QY | 7 | Urgent | B | 9 | 2033 | 5 | 1 | 2.2 | 7932 | 21434
Fire Safety Systems | Fire Extinguishers - Foam | Town QK | 2 | Urgent | A | 8 | 2032 | 6 | 1 | 2.5 | 10965 | 20660
Fire Safety Systems | Fire Extinguishers - Powder | Town QN | 2 | Urgent | B | 8 | 2032 | 5 | 1 | 2.2 | 7933 | 20540
Boiler | Boilers LTHW Commercial | Town QK | 1 | Medium | D | 1 | 2025 | 3 | 3 | 2.6 | 11213 | 2695
Heat Emitters | Gas Fired Unit Heaters | Town GZ | 1 | Medium | B | 1 | 2025 | 5 | 3 | 3.2 | 29261 | 10262
External Doors | Entrance Doors | Town QY | 1 | High | C | 6 | 2030 | 4 | 2 | 2.4 | 10691 | 17336
Fire Safety Systems | Manual and Automatic Doors - Emergency and Panic Escape Doors | Town QV | 1 | Urgent | B | 21 | 2045 | 5 | 1 | 2.2 | 7934 | 32333
Multi-System Controls | Multi-Input Controllers | Town QK | 1 | Medium | B | 1 | 2025 | 5 | 3 | 3.2 | 29262 | 10263
Fire Safety Systems | Manual and Automatic Doors - Emergency and Panic Escape Doors | Town QT | 1 | Urgent | B | 30 | 2054 | 5 | 1 | 2.2 | 7935 | 33690
Burner | Blown gas burner | Town QX | 1 | Medium | B | 5 | 2029 | 5 | 3 | 3.2 | 29263 | 15375
Emergency Lighting | Illuminated Fire Exit Signage | Town QW | 3 | Urgent | B | 10 | 2034 | 5 | 1 | 2.2 | 7936 | 22134
General Lighting | General - LED fittings & Luminaires | Town QY | 4 | Medium | B | 1 | 2025 | 5 | 3 | 3.2 | 29264 | 10264
Local and Special Ventilation | Unit extract fans | Town QS | 1 | Medium | DX | 1 | 2025 | 1 | 3 | 2 | 956 | 654
Emergency Lighting | Self Contained - Non LED | Town QU | 8 | Urgent | B | 15 | 2039 | 5 | 1 | 2.2 | 7937 | 27983
Fire Safety Systems | Fire Extinguishers - Foam | Town QT | 3 | Urgent | B | 5 | 2029 | 5 | 1 | 2.2 | 7938 | 14466
Roller Shutters | Internal Manual Roller Shutter | Town QV | 1 | Medium | B | 1 | 2025 | 5 | 3 | 3.2 | 29265 | 10265
Local and Special Ventilation | Fan - Axial | Town QY | 1 | Medium | B | 1 | 2025 | 5 | 3 | 3.2 | 29266 | 10266
Heat Emitters | Gas Fired Natural and Fan Assisted Heaters | Town QU | 1 | Medium | B | 1 | 2025 | 5 | 3 | 3.2 | 29267 | 10267
Fire Safety Systems | Fire Alarm Panel / Repeater | Town RA | 1 | Urgent | B | 1 | 2025 | 5 | 1 | 2.2 | 7939 | 1710
Local and Special Ventilation | Unit extract fans | Town QP | 1 | Medium | B | 5 | 2029 | 5 | 3 | 3.2 | 29268 | 15376
Heat Emitters | Electric Overdoor Air Curtain/Heater | Town QP | 1 | Medium | A | 15 | 2039 | 6 | 3 | 3.5 | 32594 | 28583
Emergency Lighting | Self Contained - LED | Town QL | 15 | Urgent | B | 19 | 2043 | 5 | 1 | 2.2 | 7940 | 31092
Access Control | Gate Access - Local Lock / Keypad / Manual (External) | Town QW | 3 | Medium | B | 1 | 2025 | 5 | 3 | 3.2 | 29269 | 10268
LV Distribution | Sub Distribution Board | Town GZ | 1 | High | B | 1 | 2025 | 5 | 2 | 2.7 | 16610 | 4664
Lifts | Disabled Lift - Hydraulic | Town QY | 1 | High | B | 1 | 2025 | 5 | 2 | 2.7 | 16611 | 4665
External Doors | Manual and Automatic Doors - Auto / Powered Sliding Doors | Town QZ | 1 | High | B | 18 | 2042 | 5 | 2 | 2.7 | 16612 | 30869
Air Conditioning | Multi-Split Condenser - DX Split Systems (With Gas, Electric or Hot Water Heaters) | Town QP | 1 | Medium | C | 1 | 2025 | 4 | 3 | 2.9 | 18883 | 5736
Air Conditioning | Multi-Split Condenser - DX Split Systems (With Gas, Electric or Hot Water Heaters) | Town QP | 1 | Medium | C | 1 | 2025 | 4 | 3 | 2.9 | 18884 | 5737
Roller Shutters | External Manual Roller Shutter | Town QP | 1 | High | C | 1 | 2025 | 4 | 2 | 2.4 | 10692 | 2489
LV Distribution | Sub Distribution Board | Town HV | 1 | High | B | 17 | 2041 | 5 | 2 | 2.7 | 16613 | 30367
Emergency Lighting | Self Contained - Non LED | Town QY | 2 | Urgent | B | 1 | 2025 | 5 | 1 | 2.2 | 7941 | 1711
Roller Shutters | External Manual Roller Shutter | Town NO | 1 | High | B | 6 | 2030 | 5 | 2 | 2.7 | 16614 | 17790
Local and Special Ventilation | Unit extract fans | Town QW | 1 | Medium | B | 14 | 2038 | 5 | 3 | 3.2 | 29270 | 27616
LV Distribution | Feeder Pillar | Town QS | 1 | Urgent | B | 1 | 2025 | 5 | 1 | 2.2 | 7942 | 1712
Heat Emitters | Electric Heaters | Town E | 2 | Medium | B | 1 | 2025 | 5 | 3 | 3.2 | 29271 | 10269
Emergency Lighting | Illuminated Fire Exit Signage | Town QS | 3 | Urgent | B | 17 | 2041 | 5 | 1 | 2.2 | 7943 | 30195
Fire Safety Systems | Manual and Automatic Doors - Emergency and Panic Escape Doors | Town QK | 1 | Urgent | B | 16 | 2040 | 5 | 1 | 2.2 | 7944 | 28956
Roller Shutters | Internal Manual Roller Shutter | Town QV | 1 | Medium | B | 1 | 2025 | 5 | 3 | 3.2 | 29272 | 10270
LV Distribution | Feeder Pillar | Town QP | 1 | Urgent | B | 1 | 2025 | 5 | 1 | 2.2 | 7945 | 1713
Emergency Lighting | Illuminated Fire Exit Signage | Town RC | 1 | Urgent | DX | 10 | 2034 | 1 | 1 | 1 | 14 | 21938
General Lighting | General - LED fittings & Luminaires | Town QX | 30 | Medium | B | 15 | 2039 | 5 | 3 | 3.2 | 29273 | 28501
Emergency Lighting | Self Contained - LED | Town E | 2 | Urgent | B | 15 | 2039 | 5 | 1 | 2.2 | 7946 | 27984
External Lighting | General - Non LED | Town RA | 2 | Medium | B | 1 | 2025 | 5 | 3 | 3.2 | 29274 | 10271
Heat Emitters | Electric Heaters | Town QM | 3 | Medium | B | 1 | 2025 | 5 | 3 | 3.2 | 29275 | 10272
Fire Safety Systems | Fire Extinguishers - CO2 | Town QN | 2 | Urgent | B | 9 | 2033 | 5 | 1 | 2.2 | 7947 | 21435
Fire Safety Systems | Fire Extinguishers - CO2 | Town E | 3 | Urgent | B | 9 | 2033 | 5 | 1 | 2.2 | 7948 | 21436
External Lighting | General - Non LED | Town QP | 6 | Medium | B | 5 | 2029 | 5 | 3 | 3.2 | 29276 | 15377
LV Distribution | Main Distribution Board | Town QQ | 1 | High | B | 15 | 2039 | 5 | 2 | 2.7 | 16615 | 28270
Local and Special Ventilation | Fan - Window / Wall Mounted | Town QT | 1 | Medium | B | 10 | 2034 | 5 | 3 | 3.2 | 29277 | 23054
External Doors | Entrance Doors | Town QL | 1 | High | B | 35 | 2059 | 5 | 2 | 2.7 | 16616 | 33880
Local Hot Water | Instantaneous Electric Water Heater - Non-Drinking Water | Town QP | 1 | Medium | B | 1 | 2025 | 5 | 3 | 3.2 | 29278 | 10273
Local and Special Ventilation | Fan - Axial | Town QY | 1 | Medium | B | 1 | 2025 | 5 | 3 | 3.2 | 29279 | 10274
General Lighting | General - LED fittings & Luminaires | Town QY | 4 | Medium | C | 1 | 2025 | 4 | 3 | 2.9 | 18885 | 5738
Local and Special Ventilation | Unit extract fans | Town QS | 1 | Medium | DX | 1 | 2025 | 1 | 3 | 2 | 957 | 655
Fire Safety Systems | Fire Extinguishers - CO2 | Town QZ | 3 | Urgent | B | 9 | 2033 | 5 | 1 | 2.2 | 7949 | 21437
General Lighting | General - LED fittings & Luminaires | Town RB | 9 | Medium | B | 15 | 2039 | 5 | 3 | 3.2 | 29280 | 28502
Local and Special Ventilation | Unit extract fans | Town UT | 1 | Medium | C | 1 | 2025 | 4 | 3 | 2.9 | 18886 | 5739
Emergency Lighting | Self Contained - LED | Town QL | 1 | Urgent | B | 19 | 2043 | 5 | 1 | 2.2 | 7950 | 31093
Fire Safety Systems | Fire Extinguishers - CO2 | Town NO | 4 | Urgent | B | 9 | 2033 | 5 | 1 | 2.2 | 7951 | 21438
Local and Special Ventilation | Fan - Axial | Town QN | 1 | Medium | B | 1 | 2025 | 5 | 3 | 3.2 | 29281 | 10275
Local Hot Water | Electric Water Heater (Drinking Water) - Instantaneous Potable Combination Hot, Chilled and Carbonated Water Tap (Fluorinated Gas) | Town QX | 1 | Low | B | 10 | 2034 | 5 | 4 | 3.7 | 33410 | 23224
Local and Special Ventilation | Fan - Extract | Town QK | 1 | Medium | C | 1 | 2025 | 4 | 3 | 2.9 | 18887 | 5740
Fire Safety Systems | Manual and Automatic Doors - Emergency and Panic Escape Doors | Town QN | 1 | Urgent | B | 25 | 2049 | 5 | 1 | 2.2 | 7952 | 33325
Fire Safety Systems | Fire Alarm Panel / Repeater | Town RB | 1 | Urgent | B | 1 | 2025 | 5 | 1 | 2.2 | 7953 | 1714
Heat Emitters | Electric Heaters | Town QY | 1 | Medium | C | 1 | 2025 | 4 | 3 | 2.9 | 18888 | 5741
Fire Safety Systems | Fire Extinguishers - Foam | Town NO | 1 | Urgent | B | 5 | 2029 | 5 | 1 | 2.2 | 7954 | 14467
Local Hot Water | Instantaneous Electric Water Heater - Non-Drinking Water | Town QM | 1 | Medium | C | 5 | 2029 | 4 | 3 | 2.9 | 18889 | 14785
LV Distribution | Sub Distribution Board | Town QR | 1 | High | B | 15 | 2039 | 5 | 2 | 2.7 | 16617 | 28271
Local Hot Water | Instantaneous Electric Water Heater - Non-Drinking Water | Town QQ | 1 | Medium | B | 10 | 2034 | 5 | 3 | 3.2 | 29282 | 23055
Fire Safety Systems | Manual and Automatic Doors - Emergency and Panic Escape Doors | Town GZ | 1 | Urgent | B | 6 | 2030 | 5 | 1 | 2.2 | 7955 | 16936
Access Control | Gate Access - Local Lock / Keypad / Manual (External) | Town RB | 1 | Medium | B | 1 | 2025 | 5 | 3 | 3.2 | 29283 | 10276
Emergency Lighting | Illuminated Fire Exit Signage | Town QP | 1 | Urgent | B | 10 | 2034 | 5 | 1 | 2.2 | 7956 | 22135
Roller Shutters | Internal Manual Roller Shutter | Town QL | 1 | Medium | B | 1 | 2025 | 5 | 3 | 3.2 | 29284 | 10277
Fire Safety Systems | Fire Alarm System | Town QZ | 1 | Urgent | B | 4 | 2028 | 5 | 1 | 2.2 | 7957 | 13860
Local and Special Ventilation | Unit extract fans | Town QR | 1 | Medium | B | 10 | 2034 | 5 | 3 | 3.2 | 29285 | 23056
Local and Special Ventilation | Unit extract fans | Town QW | 1 | Medium | B | 14 | 2038 | 5 | 3 | 3.2 | 29286 | 27617
Fire Safety Systems | Manual and Automatic Doors - Emergency and Panic Escape Doors | Town QL | 1 | Urgent | B | 9 | 2033 | 5 | 1 | 2.2 | 7958 | 21439
Fire Safety Systems | Fire Extinguishers - CO2 | Town HV | 2 | Urgent | A | 8 | 2032 | 6 | 1 | 2.5 | 10966 | 20661
Local and Special Ventilation | Unit extract fans | Town QY | 1 | Medium | DX | 1 | 2025 | 1 | 3 | 2 | 958 | 656
Local and Special Ventilation | Unit extract fans | Town NO | 1 | Medium | B | 1 | 2025 | 5 | 3 | 3.2 | 29287 | 10278
Fire Safety Systems | Fire Extinguishers - CO2 | Town RA | 4 | Urgent | B | 7 | 2031 | 5 | 1 | 2.2 | 7959 | 19456
Air Conditioning | Single-Split Condenser - Split Systems/Heat Pumps - Air-cooled with Direct Expansion Evaporator (DX) | Town QR | 1 | Medium | B | 10 | 2034 | 5 | 3 | 3.2 | 29288 | 23057
LV Distribution | Sub Distribution Board | Town QU | 1 | High | B | 1 | 2025 | 5 | 2 | 2.7 | 16618 | 4666
Local and Special Ventilation | Fan - General Ventilation | Town QX | 1 | Medium | B | 10 | 2034 | 5 | 3 | 3.2 | 29289 | 23058
LV Distribution | Sub Distribution Board | Town QR | 1 | High | B | 15 | 2039 | 5 | 2 | 2.7 | 16619 | 28272
Air Conditioning | Multi-Split Evaporator - Split Systems/Heat Pumps - Air-cooled with Direct Expansion Evaporator (DX) | Town QR | 1 | Medium | B | 10 | 2034 | 5 | 3 | 3.2 | 29290 | 23059
Fire Safety Systems | Fire Alarm Panel / Repeater | Town QN | 1 | Urgent | B | 1 | 2025 | 5 | 1 | 2.2 | 7960 | 1715
LV Distribution | Sub Distribution Board | Town QN | 1 | High | D | 1 | 2025 | 3 | 2 | 2.1 | 1281 | 869
LV Distribution | Sub Distribution Board | Town QU | 1 | High | B | 1 | 2025 | 5 | 2 | 2.7 | 16620 | 4667
Roller Shutters | External Electric Roller Shutter | Town E | 1 | High | B | 6 | 2030 | 5 | 2 | 2.7 | 16621 | 17791
Lifts | Disabled Lift - Electric | Town QX | 1 | High | B | 10 | 2034 | 5 | 2 | 2.7 | 16622 | 22453
Local and Special Ventilation | Fan - Axial | Town QY | 1 | Medium | B | 1 | 2025 | 5 | 3 | 3.2 | 29291 | 10279
LV Distribution | Sub Distribution Board | Town QL | 1 | High | D | 1 | 2025 | 3 | 2 | 2.1 | 1282 | 870
Local Hot Water | Instantaneous Electric Water Heater - Non-Drinking Water | Town QO | 1 | Medium | B | 10 | 2034 | 5 | 3 | 3.2 | 29292 | 23060
External Lighting | General - LED | Town QL | 4 | Medium | B | 1 | 2025 | 5 | 3 | 3.2 | 29293 | 10280
Emergency Lighting | Self Contained - LED | Town QU | 6 | Urgent | B | 15 | 2039 | 5 | 1 | 2.2 | 7961 | 27985
Roller Shutters | Internal Manual Roller Shutter | Town QN | 1 | Medium | B | 1 | 2025 | 5 | 3 | 3.2 | 29294 | 10281
Security Systems | Manual and Automatic Doors - High Security Door | Town QP | 1 | High | B | 6 | 2030 | 5 | 2 | 2.7 | 16623 | 17792
Local and Special Ventilation | Unit extract fans | Town GZ | 1 | Medium | D | 1 | 2025 | 3 | 3 | 2.6 | 11214 | 2696
Local Hot Water | Instantaneous Electric Water Heater - Non-Drinking Water | Town QL | 1 | Medium | B | 9 | 2033 | 5 | 3 | 3.2 | 29295 | 21843
Fire Safety Systems | Manual and Automatic Doors - Emergency and Panic Escape Doors | Town QL | 1 | Urgent | B | 11 | 2035 | 5 | 1 | 2.2 | 7962 | 23866
Roller Shutters | External Electric Roller Shutter | Town GZ | 1 | High | B | 1 | 2025 | 5 | 2 | 2.7 | 16624 | 4668
Fire Safety Systems | Fire Alarm System | Town QM | 1 | Urgent | B | 5 | 2029 | 5 | 1 | 2.2 | 7963 | 14468
General Lighting | General - LED fittings & Luminaires | Town QO | 1 | Medium | DX | 15 | 2039 | 1 | 3 | 2 | 959 | 27722
Local Hot Water | Instantaneous Electric Water Heater - Non-Drinking Water | Town QS | 1 | Medium | C | 1 | 2025 | 4 | 3 | 2.9 | 18890 | 5742
Local and Special Ventilation | Fan - Axial | Town RA | 1 | Medium | B | 1 | 2025 | 5 | 3 | 3.2 | 29296 | 10282
Fire Safety Systems | Fire Alarm System | Town E | 1 | Urgent | B | 11 | 2035 | 5 | 1 | 2.2 | 7964 | 23867
Emergency Lighting | Illuminated Fire Exit Signage | Town QU | 3 | Urgent | B | 10 | 2034 | 5 | 1 | 2.2 | 7965 | 22136
LV Distribution | Sub Distribution Board | Town QS | 1 | High | C | 1 | 2025 | 4 | 2 | 2.4 | 10693 | 2490
Access Control | Gate Access - Local Lock / Keypad / Manual (External) | Town E | 2 | Medium | B | 3 | 2027 | 5 | 3 | 3.2 | 29297 | 13633
Local Hot Water | Instantaneous Electric Water Heater - Non-Drinking Water | Town QM | 1 | Medium | B | 13 | 2037 | 5 | 3 | 3.2 | 29298 | 27217
Roller Shutters | Internal Manual Roller Shutter | Town QN | 1 | Medium | B | 1 | 2025 | 5 | 3 | 3.2 | 29299 | 10283
Fire Safety Systems | Fire Extinguishers - Foam | Town QQ | 2 | Urgent | B | 5 | 2029 | 5 | 1 | 2.2 | 7966 | 14469
General Lighting | General - LED fittings & Luminaires | Town QL | 38 | Medium | C | 6 | 2030 | 4 | 3 | 2.9 | 18891 | 17946
Heat Emitters | Electric Heaters | Town QU | 2 | Medium | C | 1 | 2025 | 4 | 3 | 2.9 | 18892 | 5743
Central Ventilation Systems | Centrifugal | Town QP | 1 | Medium | CX | 1 | 2025 | 2 | 3 | 2.3 | 10302 | 2222
Roller Shutters | Internal Manual Roller Shutter | Town QL | 1 | Medium | CX | 11 | 2035 | 2 | 3 | 2.3 | 10303 | 24045
LV Distribution | Sub Distribution Board | Town QS | 1 | High | B | 17 | 2041 | 5 | 2 | 2.7 | 16625 | 30368
Local Hot Water | Package Electric Water Heaters - Non-Drinking Water | Town QL | 1 | Medium | B | 6 | 2030 | 5 | 3 | 3.2 | 29300 | 18914
Roller Shutters | External Manual Roller Shutter | Town NO | 1 | High | B | 6 | 2030 | 5 | 2 | 2.7 | 16626 | 17793
External Lighting | General - LED | Town QR | 2 | Medium | B | 10 | 2034 | 5 | 3 | 3.2 | 29301 | 23061
Local and Special Ventilation | Fan - Window / Wall Mounted | Town QX | 1 | Medium | B | 10 | 2034 | 5 | 3 | 3.2 | 29302 | 23062
Emergency Lighting | Self Contained - Non LED | Town QY | 9 | Urgent | B | 22 | 2046 | 5 | 1 | 2.2 | 7967 | 32968
LV Distribution | Sub Distribution Board | Town QY | 1 | High | B | 1 | 2025 | 5 | 2 | 2.7 | 16627 | 4669
Local and Special Ventilation | Unit extract fans | Town UT | 1 | Medium | B | 1 | 2025 | 5 | 3 | 3.2 | 29303 | 10284
Roller Shutters | Internal Automatic Fabric Roll Up Door | Town HV | 1 | High | B | 6 | 2030 | 5 | 2 | 2.7 | 16628 | 17794
Access Control | Gate Access - Local Lock / Keypad / Manual (External) | Town RA | 1 | Medium | B | 5 | 2029 | 5 | 3 | 3.2 | 29304 | 15378
General Lighting | General - LED fittings & Luminaires | Town C | 1 | Medium | B | 6 | 2030 | 5 | 3 | 3.2 | 29305 | 18915
Heat Emitters | Electric Overdoor Air Curtain/Heater | Town C | 1 | Medium | D | 6 | 2030 | 3 | 3 | 2.6 | 11215 | 17348
Local and Special Ventilation | Fan - Extract | Town RD | 1 | Medium | C | 1 | 2025 | 4 | 3 | 2.9 | 18893 | 5744
Local and Special Ventilation | Fan - General Ventilation | Town RH | 1 | Medium | CX | 1 | 2025 | 2 | 3 | 2.3 | 10304 | 2223
Heat Emitters | Electric Heaters | Town RH | 1 | Medium | DX | 1 | 2025 | 1 | 3 | 2 | 960 | 657
LV Distribution | Main Distribution Board | Town RD | 1 | High | C | 1 | 2025 | 4 | 2 | 2.4 | 10694 | 2491
Roller Shutters | Internal Electric Roller Shutter | Town RL | 1 | Medium | B | 17 | 2041 | 5 | 3 | 3.2 | 29306 | 30548
Roller Shutters | External Manual Roller Shutter | Town RL | 1 | High | B | 1 | 2025 | 5 | 2 | 2.7 | 16629 | 4670
LV Distribution | Main Distribution Board | Town RP | 1 | High | DX | 1 | 2025 | 1 | 2 | 1.5 | 402 | 359
Local Hot Water | Instantaneous Electric Water Heater - Non-Drinking Water | Town RD | 1 | Medium | B | 11 | 2035 | 5 | 3 | 3.2 | 29307 | 25484
Roller Shutters | Internal Automatic Roller Shutter | Town RI | 1 | High | B | 1 | 2025 | 5 | 2 | 2.7 | 16630 | 4671
Roller Shutters | External Manual Roller Shutter | Town RK | 1 | High | B | 11 | 2035 | 5 | 2 | 2.7 | 16631 | 24671
AHU - Internal | Central Air Conditioning - Gas Fired | Town RE | 1 | Medium | B | 13 | 2037 | 5 | 3 | 3.2 | 29308 | 27218
Air Conditioning | Single-Split Evaporator - Split Systems/Heat Pumps - Air-cooled with Direct Expansion Evaporator (DX) | Town RP | 1 | Medium | B | 9 | 2033 | 5 | 3 | 3.2 | 29309 | 21844
LV Distribution | Main Distribution Board | Town RD | 1 | High | D | 1 | 2025 | 3 | 2 | 2.1 | 1283 | 871
Heat Emitters | Electric Heaters | Town RN | 4 | Medium | B | 4 | 2028 | 5 | 3 | 3.2 | 29310 | 14204
AHU - Internal | Central Air Conditioning - Electric & DX | Town RH | 1 | High | B | 18 | 2042 | 5 | 2 | 2.7 | 16632 | 30870
LV Distribution | Sub Distribution Board | Town RE | 1 | High | B | 1 | 2025 | 5 | 2 | 2.7 | 16633 | 4672
LV Distribution | Main Distribution Board | Town RU | 1 | High | B | 1 | 2025 | 5 | 2 | 2.7 | 16634 | 4673
External Doors | Entrance Doors | Town RL | 1 | High | B | 1 | 2025 | 5 | 2 | 2.7 | 16635 | 4674
Local Hot Water | Instantaneous Electric Water Heater - Non-Drinking Water | Town RJ | 1 | Medium | A | 14 | 2038 | 6 | 3 | 3.5 | 32595 | 27684
Barriers & Guardrails | Vehicle Crash Protection Barrier | Town RI | 1 | V Low | B | 1 | 2025 | 5 | 4 | 3.7 | 33411 | 12251
Local and Special Ventilation | Fan - General Ventilation | Town QM | 1 | Medium | DX | 1 | 2025 | 1 | 3 | 2 | 961 | 658
LV Distribution | Feeder Pillar | Town RR | 1 | Urgent | B | 1 | 2025 | 5 | 1 | 2.2 | 7968 | 1716
Emergency Lighting | Self Contained - LED | Town RM | 2 | Urgent | B | 21 | 2045 | 5 | 1 | 2.2 | 7969 | 32334
Emergency Lighting | Self Contained - LED | Town RH | 1 | Urgent | B | 23 | 2047 | 5 | 1 | 2.2 | 7970 | 33135
Heat Emitters | Electric Overdoor Air Curtain/Heater | Town C | 1 | Medium | C | 6 | 2030 | 4 | 3 | 2.9 | 18894 | 17947
LV Distribution | Main Distribution Board | Town RI | 1 | High | B | 16 | 2040 | 5 | 2 | 2.7 | 16636 | 29234
Fire Safety Systems | Fire Dampers - Fusible Link | Town RH | 1 | Urgent | B | 13 | 2037 | 5 | 1 | 2.2 | 7971 | 26885
Access Control | Gate Access - Local Lock / Keypad / Manual (External) | Town RL | 1 | Medium | B | 11 | 2035 | 5 | 3 | 3.2 | 29311 | 25485
Emergency Lighting | Illuminated Fire Exit Signage | Town RP | 5 | Urgent | B | 14 | 2038 | 5 | 1 | 2.2 | 7972 | 27386
Fire Safety Systems | Smoke Extract - Control Panel | Town RJ | 1 | Urgent | B | 1 | 2025 | 5 | 1 | 2.2 | 7973 | 1717
LV Distribution | Sub Distribution Board | Town RN | 1 | High | B | 16 | 2040 | 5 | 2 | 2.7 | 16637 | 29235
Local and Special Ventilation | Fan - General Ventilation | Town QM | 1 | Medium | DX | 1 | 2025 | 1 | 3 | 2 | 962 | 659
External Lighting | General - LED | Town RE | 5 | Medium | B | 15 | 2039 | 5 | 3 | 3.2 | 29312 | 28503
Emergency Lighting | Self Contained - LED | Town RG | 6 | Urgent | B | 21 | 2045 | 5 | 1 | 2.2 | 7974 | 32335
LV Distribution | Sub Distribution Board | Town RM | 1 | High | B | 1 | 2025 | 5 | 2 | 2.7 | 16638 | 4675
Roller Shutters | External Window Shutters - Electric | Town RH | 1 | Medium | CX | 1 | 2025 | 2 | 3 | 2.3 | 10305 | 2224
Local and Special Ventilation | Fan - General Ventilation | Town QM | 1 | Medium | DX | 1 | 2025 | 1 | 3 | 2 | 963 | 660
External Doors | Entrance Doors | Town RH | 1 | High | B | 21 | 2045 | 5 | 2 | 2.7 | 16639 | 32719
Access Control | Gate Access - Local Lock / Keypad / Manual (External) | Town RI | 1 | Medium | B | 11 | 2035 | 5 | 3 | 3.2 | 29313 | 25486
Heat Emitters | Radiators - Steel | Town RM | 2 | Medium | B | 2 | 2026 | 5 | 3 | 3.2 | 29314 | 13169
Local and Special Ventilation | Fan - General Ventilation | Town M | 1 | Medium | B | 1 | 2025 | 5 | 3 | 3.2 | 29315 | 10285
Heat Emitters | Gas Fired Natural and Fan Assisted Heaters | Town RI | 1 | Medium | B | 1 | 2025 | 5 | 3 | 3.2 | 29316 | 10286
Roller Shutters | External Manual Roller Shutter | Town RE | 1 | High | B | 1 | 2025 | 5 | 2 | 2.7 | 16640 | 4676
Local and Special Ventilation | Fan - Window / Wall Mounted | Town CQ | 1 | Medium | B | 11 | 2035 | 5 | 3 | 3.2 | 29317 | 25487
External Doors | Manual and Automatic Doors - Auto / Powered Sliding Doors | Town RR | 1 | High | B | 6 | 2030 | 5 | 2 | 2.7 | 16641 | 17795
General Lighting | General - LED fittings & Luminaires | Town RJ | 78 | Medium | B | 17 | 2041 | 5 | 3 | 3.2 | 29318 | 30549
Local and Special Ventilation | Fan - General Ventilation | Town RP | 1 | Medium | B | 9 | 2033 | 5 | 3 | 3.2 | 29319 | 21845
Fire Safety Systems | Manual and Automatic Doors - Emergency and Panic Escape Doors | Town RE | 1 | Urgent | B | 11 | 2035 | 5 | 1 | 2.2 | 7975 | 23868
Barriers & Guardrails | Vehicle Crash Protection Barrier | Town RE | 1 | V Low | B | 1 | 2025 | 5 | 4 | 3.7 | 33412 | 12252
Emergency Lighting | Self Contained - LED | Town C | 6 | Urgent | B | 24 | 2048 | 5 | 1 | 2.2 | 7976 | 33245
General Lighting | General - LED fittings & Luminaires | Town RH | 2 | Medium | B | 6 | 2030 | 5 | 3 | 3.2 | 29320 | 18916
Fire Safety Systems | Fire Extinguishers - Foam | Town M | 8 | Urgent | B | 6 | 2030 | 5 | 1 | 2.2 | 7977 | 16937
Heat Emitters | Radiators - Steel | Town RP | 1 | Medium | B | 1 | 2025 | 5 | 3 | 3.2 | 29321 | 10287
Local and Special Ventilation | Fan - Window / Wall Mounted | Town CQ | 1 | Medium | B | 6 | 2030 | 5 | 3 | 3.2 | 29322 | 18917
General Lighting | General - LED fittings & Luminaires | Town RO | 30 | Medium | B | 11 | 2035 | 5 | 3 | 3.2 | 29323 | 25488
Local and Special Ventilation | Fan - General Ventilation | Town M | 1 | Medium | B | 1 | 2025 | 5 | 3 | 3.2 | 29324 | 10288
Fire Safety Systems | Fire Alarm System | Town RO | 1 | Urgent | DX | 1 | 2025 | 1 | 1 | 1 | 15 | 8
General Lighting | General - LED fittings & Luminaires | Town M | 68 | Medium | B | 16 | 2040 | 5 | 3 | 3.2 | 29325 | 29759
Fire Safety Systems | Manual and Automatic Doors - Emergency and Panic Escape Doors | Town RM | 1 | Urgent | B | 21 | 2045 | 5 | 1 | 2.2 | 7978 | 32336
Fire Safety Systems | Fire Extinguishers - CO2 | Town CQ | 2 | Urgent | B | 6 | 2030 | 5 | 1 | 2.2 | 7979 | 16938
Fire Safety Systems | Fire Extinguishers - CO2 | Town RP | 4 | Urgent | B | 6 | 2030 | 5 | 1 | 2.2 | 7980 | 16939
Fire Safety Systems | Fire Extinguishers - CO2 | Town RL | 2 | Urgent | B | 6 | 2030 | 5 | 1 | 2.2 | 7981 | 16940
Fire Safety Systems | Fire Extinguishers - Foam | Town RJ | 2 | Urgent | B | 8 | 2032 | 5 | 1 | 2.2 | 7982 | 20541
Air Conditioning | Single-Split Condenser - Split Systems/Heat Pumps - Air-cooled with Direct Expansion Evaporator (DX) | Town RH | 1 | Medium | B | 13 | 2037 | 5 | 3 | 3.2 | 29326 | 27219
LV Distribution | Main Distribution Board | Town RL | 1 | High | D | 1 | 2025 | 3 | 2 | 2.1 | 1284 | 872
Air Conditioning | Fan - Centrifugal | Town RK | 1 | Medium | C | 1 | 2025 | 4 | 3 | 2.9 | 18895 | 5745
Fire Safety Systems | Manual and Automatic Doors - Emergency and Panic Escape Doors | Town CQ | 1 | Urgent | B | 17 | 2041 | 5 | 1 | 2.2 | 7983 | 30196
Fire Safety Systems | Fire Extinguishers - Foam - P50 | Town RO | 3 | Urgent | B | 5 | 2029 | 5 | 1 | 2.2 | 7984 | 14470
Roller Shutters | External Manual Roller Shutter | Town RS | 1 | High | CX | 4 | 2028 | 2 | 2 | 1.8 | 541 | 13740
LV Distribution | Sub Distribution Board | Town M | 1 | High | B | 6 | 2030 | 5 | 2 | 2.7 | 16642 | 17796
Roller Shutters | External Electric Roller Shutter | Town RP | 1 | High | B | 11 | 2035 | 5 | 2 | 2.7 | 16643 | 24672
Roller Shutters | External Electric Roller Shutter | Town RH | 1 | High | C | 11 | 2035 | 4 | 2 | 2.4 | 10695 | 24058
Barriers & Guardrails | Vehicle Crash Protection Barrier | Town RT | 2 | V Low | B | 1 | 2025 | 5 | 4 | 3.7 | 33413 | 12253
Heat Emitters | Gas Fired Natural and Fan Assisted Heaters | Town RL | 1 | Medium | C | 1 | 2025 | 4 | 3 | 2.9 | 18896 | 5746
Central Ventilation Systems | Fan - Extract | Town RL | 1 | Medium | B | 1 | 2025 | 5 | 3 | 3.2 | 29327 | 10289
Emergency Lighting | Self Contained - LED | Town RE | 6 | Urgent | B | 21 | 2045 | 5 | 1 | 2.2 | 7985 | 32337
Heat Emitters | Gas Fired Natural and Fan Assisted Heaters | Town RL | 1 | Medium | B | 1 | 2025 | 5 | 3 | 3.2 | 29328 | 10290
Local and Special Ventilation | Fan - Window / Wall Mounted | Town RH | 1 | Medium | B | 9 | 2033 | 5 | 3 | 3.2 | 29329 | 21846
Local and Special Ventilation | Fan - Window / Wall Mounted | Town RQ | 1 | Medium | B | 6 | 2030 | 5 | 3 | 3.2 | 29330 | 18918
Roller Shutters | External Window Shutters - Manual | Town RH | 1 | Medium | CX | 1 | 2025 | 2 | 3 | 2.3 | 10306 | 2225
Heat Emitters | Electric Heaters | Town CQ | 2 | Medium | B | 1 | 2025 | 5 | 3 | 3.2 | 29331 | 10291
Barriers & Guardrails | Vehicle Crash Protection Barrier | Town RG | 1 | V Low | B | 1 | 2025 | 5 | 4 | 3.7 | 33414 | 12254
LV Distribution | Sub Distribution Board | Town RI | 1 | High | B | 19 | 2043 | 5 | 2 | 2.7 | 16644 | 31241
Roller Shutters | External Electric Roller Shutter | Town RT | 1 | High | B | 17 | 2041 | 5 | 2 | 2.7 | 16645 | 30369
LV Distribution | Main Distribution Board | Town RO | 1 | High | B | 11 | 2035 | 5 | 2 | 2.7 | 16646 | 24673
General Lighting | General - LED fittings & Luminaires | Town RG | 13 | Medium | B | 19 | 2043 | 5 | 3 | 3.2 | 29332 | 31370
Roller Shutters | Internal Manual Roller Shutter | Town RN | 1 | Medium | B | 21 | 2045 | 5 | 3 | 3.2 | 29333 | 32803
Local and Special Ventilation | Fan - Extract | Town RD | 1 | Medium | B | 1 | 2025 | 5 | 3 | 3.2 | 29334 | 10292
External Doors | Manual and Automatic Doors - Auto / Powered Swing Doors | Town QM | 1 | High | DX | 21 | 2045 | 1 | 2 | 1.5 | 403 | 31702
Roller Shutters | External Electric Roller Shutter | Town QM | 1 | High | B | 11 | 2035 | 5 | 2 | 2.7 | 16647 | 24674
BMS | BMS Control Panel | Town RP | 1 | High | B | 6 | 2030 | 5 | 2 | 2.7 | 16648 | 17797
Fire Safety Systems | Manual and Automatic Doors - Emergency and Panic Escape Doors | Town RG | 1 | Urgent | B | 31 | 2055 | 5 | 1 | 2.2 | 7986 | 33770
Local Hot Water | Instantaneous Electric Water Heater - Non-Drinking Water | Town RG | 1 | Medium | B | 13 | 2037 | 5 | 3 | 3.2 | 29335 | 27220
Fire Safety Systems | Manual and Automatic Doors - Emergency and Panic Escape Doors | Town RO | 1 | Urgent | B | 21 | 2045 | 5 | 1 | 2.2 | 7987 | 32338
Fire Safety Systems | Fire Dampers - Fusible Link | Town RH | 1 | Urgent | B | 13 | 2037 | 5 | 1 | 2.2 | 7988 | 26886
Local and Special Ventilation | Fan - Extract | Town RD | 1 | Medium | B | 1 | 2025 | 5 | 3 | 3.2 | 29336 | 10293
Local and Special Ventilation | Fan - Extract | Town C | 1 | Medium | B | 11 | 2035 | 5 | 3 | 3.2 | 29337 | 25489
Air Conditioning | Fan - Centrifugal | Town RK | 1 | Medium | B | 1 | 2025 | 5 | 3 | 3.2 | 29338 | 10294
Heat Emitters | Gas Fired Unit Heaters | Town RP | 1 | Medium | B | 9 | 2033 | 5 | 3 | 3.2 | 29339 | 21847
General Lighting | General - LED fittings & Luminaires | Town RH | 85 | Medium | B | 18 | 2042 | 5 | 3 | 3.2 | 29340 | 30982
External Lighting | General - LED | Town RS | 2 | Medium | B | 11 | 2035 | 5 | 3 | 3.2 | 29341 | 25490
Local and Special Ventilation | Fan - Extract | Town RP | 1 | Medium | B | 1 | 2025 | 5 | 3 | 3.2 | 29342 | 10295
General Lighting | General - LED fittings & Luminaires | Town CQ | 31 | Medium | B | 16 | 2040 | 5 | 3 | 3.2 | 29343 | 29760
Emergency Lighting | Illuminated Fire Exit Signage | Town QM | 7 | Urgent | B | 6 | 2030 | 5 | 1 | 2.2 | 7989 | 16941
Fire Safety Systems | Fire Extinguishers - CO2 | Town RH | 3 | Urgent | B | 6 | 2030 | 5 | 1 | 2.2 | 7990 | 16942
Local and Special Ventilation | Fan - Window / Wall Mounted | Town RM | 1 | Medium | B | 11 | 2035 | 5 | 3 | 3.2 | 29344 | 25491
Fire Safety Systems | Manual and Automatic Doors - Emergency and Panic Escape Doors | Town RU | 1 | Urgent | B | 9 | 2033 | 5 | 1 | 2.2 | 7991 | 21440
Roller Shutters | External Electric Roller Shutter | Town RP | 1 | High | DX | 1 | 2025 | 1 | 2 | 1.5 | 404 | 360
Access Control | Door Lock / Keypad / Manual | Town RH | 3 | Medium | B | 13 | 2037 | 5 | 3 | 3.2 | 29345 | 27221
Fire Safety Systems | Fire Extinguishers - Powder | Town RN | 1 | Urgent | B | 6 | 2030 | 5 | 1 | 2.2 | 7992 | 16943
Heat Emitters | Gas Fired Unit Heaters | Town RQ | 1 | Medium | B | 11 | 2035 | 5 | 3 | 3.2 | 29346 | 25492
Roller Shutters | External Electric Roller Shutter | Town RP | 1 | High | B | 11 | 2035 | 5 | 2 | 2.7 | 16649 | 24675
Fire Safety Systems | Manual and Automatic Doors - Emergency and Panic Escape Doors | Town RR | 1 | Urgent | B | 6 | 2030 | 5 | 1 | 2.2 | 7993 | 16944
Heat Emitters | Electric Heaters | Town RT | 1 | Medium | C | 1 | 2025 | 4 | 3 | 2.9 | 18897 | 5747
Emergency Lighting | Self Contained - Non LED | Town CQ | 3 | Urgent | B | 14 | 2038 | 5 | 1 | 2.2 | 7994 | 27387
General Lighting | General - LED fittings & Luminaires | Town RJ | 5 | Medium | CX | 1 | 2025 | 2 | 3 | 2.3 | 10307 | 2226
General Lighting | General - LED fittings & Luminaires | Town RP | 12 | Medium | B | 14 | 2038 | 5 | 3 | 3.2 | 29347 | 27618
Barriers & Guardrails | Vehicle Crash Protection Barrier | Town RD | 1 | V Low | B | 1 | 2025 | 5 | 4 | 3.7 | 33415 | 12255
Barriers & Guardrails | Vehicle Crash Protection Barrier | Town RK | 1 | V Low | B | 1 | 2025 | 5 | 4 | 3.7 | 33416 | 12256
Local and Special Ventilation | Fan - General Ventilation | Town RU | 1 | Medium | B | 6 | 2030 | 5 | 3 | 3.2 | 29348 | 18919
Boiler | Atmospheric Gas Burner Boiler - Small and/or Wall Hung for Light Commercial Installation | Town RM | 1 | Medium | B | 2 | 2026 | 5 | 3 | 3.2 | 29349 | 13170
Barriers & Guardrails | Vehicle Crash Protection Barrier | Town RL | 1 | V Low | B | 1 | 2025 | 5 | 4 | 3.7 | 33417 | 12257
Access Control | Gate Access - Local Lock / Keypad / Manual (External) | Town RG | 1 | Medium | B | 11 | 2035 | 5 | 3 | 3.2 | 29350 | 25493
Fire Safety Systems | Fire Extinguishers - Foam | Town RE | 1 | Urgent | B | 7 | 2031 | 5 | 1 | 2.2 | 7995 | 19457
External Doors | Entrance Doors | Town RF | 1 | High | B | 11 | 2035 | 5 | 2 | 2.7 | 16650 | 24676
External Lighting | General - Non LED | Town RS | 2 | Medium | DX | 1 | 2025 | 1 | 3 | 2 | 964 | 661
Emergency Lighting | Self Contained - Non LED | Town RH | 9 | Urgent | B | 6 | 2030 | 5 | 1 | 2.2 | 7996 | 16945
Heat Emitters | Gas Fired Natural and Fan Assisted Heaters | Town RG | 1 | Medium | D | 11 | 2035 | 3 | 3 | 2.6 | 11216 | 24068
Heat Emitters | Gas Fired Unit Heaters | Town QM | 1 | Medium | C | 9 | 2033 | 4 | 3 | 2.9 | 18898 | 21656
LV Distribution | Sub Distribution Board | Town CQ | 1 | High | CX | 4 | 2028 | 2 | 2 | 1.8 | 542 | 13741
External Doors | Entrance Doors | Town RD | 1 | High | B | 22 | 2046 | 5 | 2 | 2.7 | 16651 | 33035
Local and Special Ventilation | Fan - Extract | Town RN | 1 | Medium | B | 11 | 2035 | 5 | 3 | 3.2 | 29351 | 25494
Local Hot Water | Instantaneous Electric Water Heater - Non-Drinking Water | Town RF | 1 | Medium | B | 14 | 2038 | 5 | 3 | 3.2 | 29352 | 27619
Boiler | Atmospheric Gas Burner/Condensing Combination Boiler (domestic type) | Town RU | 1 | High | B | 1 | 2025 | 5 | 2 | 2.7 | 16652 | 4677
Roller Shutters | Internal Electric Roller Shutter | Town RO | 1 | Medium | B | 11 | 2035 | 5 | 3 | 3.2 | 29353 | 25495
External Lighting | General - Non LED | Town CQ | 3 | Medium | B | 1 | 2025 | 5 | 3 | 3.2 | 29354 | 10296
Heat Emitters | Gas Fired Unit Heaters | Town RT | 1 | Medium | DX | 1 | 2025 | 1 | 3 | 2 | 965 | 662
Local and Special Ventilation | Fan - Extract | Town C | 1 | Medium | D | 11 | 2035 | 3 | 3 | 2.6 | 11217 | 24069
Barriers & Guardrails | Vehicle Crash Protection Barrier | Town RI | 1 | V Low | B | 1 | 2025 | 5 | 4 | 3.7 | 33418 | 12258
Barriers & Guardrails | Vehicle Crash Protection Barrier | Town RK | 1 | V Low | B | 1 | 2025 | 5 | 4 | 3.7 | 33419 | 12259
LV Distribution | Sub Distribution Board | Town CQ | 1 | High | B | 12 | 2036 | 5 | 2 | 2.7 | 16653 | 26242
LV Distribution | Sub Distribution Board | Town CQ | 1 | High | B | 12 | 2036 | 5 | 2 | 2.7 | 16654 | 26243
Emergency Lighting | Self Contained - Non LED | Town QM | 2 | Urgent | B | 11 | 2035 | 5 | 1 | 2.2 | 7997 | 23869
Emergency Lighting | Self Contained - LED | Town RE | 15 | Urgent | B | 25 | 2049 | 5 | 1 | 2.2 | 7998 | 33326
Local and Special Ventilation | Fan - Centrifugal | Town RI | 1 | Medium | B | 1 | 2025 | 5 | 3 | 3.2 | 29355 | 10297
Fire Safety Systems | Manual and Automatic Doors - Emergency and Panic Escape Doors | Town RL | 1 | Urgent | B | 1 | 2025 | 5 | 1 | 2.2 | 7999 | 1718
Communication Systems | PA System | Town RO | 1 | Medium | B | 6 | 2030 | 5 | 3 | 3.2 | 29356 | 18920
Emergency Lighting | Self Contained - LED | Town RF | 9 | Urgent | B | 21 | 2045 | 5 | 1 | 2.2 | 8000 | 32339
Multi-System Controls | Control Panel - Electrical Services (excluding Electrical Controllers and Pneumatic Relays) | Town QM | 1 | Medium | B | 6 | 2030 | 5 | 3 | 3.2 | 29357 | 18921
Fire Safety Systems | Fire Alarm System | Town RU | 1 | Urgent | B | 6 | 2030 | 5 | 1 | 2.2 | 8001 | 16946
Heat Emitters | Gas Fired Unit Heaters | Town RP | 1 | Medium | DX | 1 | 2025 | 1 | 3 | 2 | 966 | 663
LV Distribution | Sub Distribution Board | Town RS | 1 | High | B | 4 | 2028 | 5 | 2 | 2.7 | 16655 | 13992
Barriers & Guardrails | Vehicle Crash Protection Barrier | Town RL | 1 | V Low | B | 1 | 2025 | 5 | 4 | 3.7 | 33420 | 12260
Boiler | Boiler MTHW Commercial | Town RF | 1 | V Low | DX | 1 | 2025 | 1 | 4 | 2.5 | 10967 | 2564
Local and Special Ventilation | Fan - Window / Wall Mounted | Town QM | 1 | Medium | B | 11 | 2035 | 5 | 3 | 3.2 | 29358 | 25496
LV Distribution | Main Distribution Board | Town RU | 1 | High | B | 1 | 2025 | 5 | 2 | 2.7 | 16656 | 4678
Local Hot Water | Instantaneous Electric Water Heater - Non-Drinking Water | Town RM | 1 | Medium | B | 11 | 2035 | 5 | 3 | 3.2 | 29359 | 25497
Local and Special Ventilation | Fan - Window / Wall Mounted | Town RU | 1 | Medium | B | 6 | 2030 | 5 | 3 | 3.2 | 29360 | 18922
Barriers & Guardrails | Vehicle Crash Protection Barrier | Town RD | 1 | V Low | B | 1 | 2025 | 5 | 4 | 3.7 | 33421 | 12261
Air Conditioning | Single-Split Evaporator - Split Systems/Heat Pumps - Air-cooled with Direct Expansion Evaporator (DX) | Town QM | 1 | Medium | B | 1 | 2025 | 5 | 3 | 3.2 | 29361 | 10298
Heat Emitters | Gas Fired Natural and Fan Assisted Heaters | Town RL | 1 | Medium | B | 1 | 2025 | 5 | 3 | 3.2 | 29362 | 10299
Emergency Lighting | Self Contained - LED | Town RI | 7 | Urgent | B | 21 | 2045 | 5 | 1 | 2.2 | 8002 | 32340
Emergency Lighting | Self Contained - LED | Town RE | 16 | Urgent | B | 21 | 2045 | 5 | 1 | 2.2 | 8003 | 32341
Fire Safety Systems | Fire Extinguishers - CO2 | Town QM | 6 | Urgent | B | 6 | 2030 | 5 | 1 | 2.2 | 8004 | 16947
LV Distribution | Sub Distribution Board | Town RL | 1 | High | B | 19 | 2043 | 5 | 2 | 2.7 | 16657 | 31242
External Doors | Manual and Automatic Doors - Auto / Powered Sliding Doors | Town M | 1 | High | B | 11 | 2035 | 5 | 2 | 2.7 | 16658 | 24677
General Lighting | General - LED fittings & Luminaires | Town RM | 9 | Medium | B | 2 | 2026 | 5 | 3 | 3.2 | 29363 | 13171
Barriers & Guardrails | Vehicle Crash Protection Barrier | Town RN | 1 | V Low | B | 2 | 2026 | 5 | 4 | 3.7 | 33422 | 13249
Roller Shutters | Internal Automatic Roller Shutter | Town RR | 1 | High | CX | 1 | 2025 | 2 | 2 | 1.8 | 543 | 437
Local and Special Ventilation | Fan - Extract | Town RH | 1 | Medium | B | 1 | 2025 | 5 | 3 | 3.2 | 29364 | 10300
Roller Shutters | External Electric Roller Shutter | Town RU | 1 | High | B | 23 | 2047 | 5 | 2 | 2.7 | 16659 | 33212
General Lighting | General - LED fittings & Luminaires | Town RE | 13 | Medium | B | 18 | 2042 | 5 | 3 | 3.2 | 29365 | 30983
Fire Safety Systems | Fire Extinguishers - CO2 | Town RH | 3 | Urgent | B | 6 | 2030 | 5 | 1 | 2.2 | 8005 | 16948
Local Hot Water | Package Electric Water Heaters - Non-Drinking Water | Town RH | 1 | Medium | B | 6 | 2030 | 5 | 3 | 3.2 | 29366 | 18923
LV Distribution | Sub Distribution Board | Town RD | 1 | High | B | 19 | 2043 | 5 | 2 | 2.7 | 16660 | 31243
Multi-System Controls | Multi-Input Controllers | Town RE | 1 | Medium | B | 1 | 2025 | 5 | 3 | 3.2 | 29367 | 10301
Emergency Lighting | Self Contained - Non LED | Town RH | 44 | Urgent | B | 11 | 2035 | 5 | 1 | 2.2 | 8006 | 23870
Emergency Lighting | Self Contained - Non LED | Town RU | 1 | Urgent | B | 6 | 2030 | 5 | 1 | 2.2 | 8007 | 16949
External Lighting | General - LED | Town QM | 2 | Medium | B | 11 | 2035 | 5 | 3 | 3.2 | 29368 | 25498
Air Conditioning | Single-Split Evaporator - Split Systems/Heat Pumps - Air-cooled with Direct Expansion Evaporator (DX) | Town RD | 1 | Medium | B | 1 | 2025 | 5 | 3 | 3.2 | 29369 | 10302
Boiler | Combination Atmospheric Burner Gas Boiler | Town RI | 1 | High | B | 6 | 2030 | 5 | 2 | 2.7 | 16661 | 17798
Roller Shutters | External Manual Roller Shutter | Town RM | 1 | High | B | 11 | 2035 | 5 | 2 | 2.7 | 16662 | 24678
Roller Shutters | External Manual Roller Shutter | Town RM | 1 | High | B | 11 | 2035 | 5 | 2 | 2.7 | 16663 | 24679
Emergency Lighting | Self Contained - LED | Town RF | 2 | Urgent | B | 24 | 2048 | 5 | 1 | 2.2 | 8008 | 33246
Air Conditioning | Multi-Split Condenser - Split Systems/Heat Pumps - Air-cooled with Direct Expansion Evaporator (DX) | Town RR | 1 | Medium | B | 1 | 2025 | 5 | 3 | 3.2 | 29370 | 10303
Fire Safety Systems | Manual and Automatic Doors - Emergency and Panic Escape Doors | Town RE | 1 | Urgent | C | 11 | 2035 | 4 | 1 | 1.9 | 725 | 23292
Heat Emitters | Electric Overdoor Air Curtain/Heater | Town RQ | 1 | Medium | B | 6 | 2030 | 5 | 3 | 3.2 | 29371 | 18924
LV Distribution | Sub Distribution Board | Town CQ | 1 | High | B | 12 | 2036 | 5 | 2 | 2.7 | 16664 | 26244
Local and Special Ventilation | Fan - Window / Wall Mounted | Town QM | 1 | Medium | B | 9 | 2033 | 5 | 3 | 3.2 | 29372 | 21848
Local and Special Ventilation | Fan - Extract | Town RM | 1 | Medium | B | 7 | 2031 | 5 | 3 | 3.2 | 29373 | 20107
Barriers & Guardrails | Vehicle Crash Protection Barrier | Town RI | 1 | V Low | B | 1 | 2025 | 5 | 4 | 3.7 | 33423 | 12262
External Lighting | General - Non LED | Town RD | 2 | Medium | B | 11 | 2035 | 5 | 3 | 3.2 | 29374 | 25499
Emergency Lighting | Self Contained - Non LED | Town RJ | 13 | Urgent | B | 15 | 2039 | 5 | 1 | 2.2 | 8009 | 27986
General Lighting | General - LED fittings & Luminaires | Town RE | 4 | Medium | B | 16 | 2040 | 5 | 3 | 3.2 | 29375 | 29761
Barriers & Guardrails | Vehicle Crash Protection Barrier | Town RG | 1 | V Low | B | 1 | 2025 | 5 | 4 | 3.7 | 33424 | 12263
Local and Special Ventilation | Fan - Extract | Town RL | 1 | Medium | DX | 1 | 2025 | 1 | 3 | 2 | 967 | 664
Roller Shutters | External Manual Roller Shutter | Town C | 1 | High | B | 1 | 2025 | 5 | 2 | 2.7 | 16665 | 4679
Fire Safety Systems | Manual and Automatic Doors - Emergency and Panic Escape Doors | Town QM | 1 | Urgent | B | 21 | 2045 | 5 | 1 | 2.2 | 8010 | 32342
Emergency Lighting | Self Contained - LED | Town RE | 2 | Urgent | B | 25 | 2049 | 5 | 1 | 2.2 | 8011 | 33327
External Lighting | General - LED | Town RU | 1 | Medium | B | 13 | 2037 | 5 | 3 | 3.2 | 29376 | 27222
External Lighting | General - Non LED | Town RJ | 1 | Medium | B | 1 | 2025 | 5 | 3 | 3.2 | 29377 | 10304
LV Distribution | Main Distribution Board | Town RG | 1 | High | C | 1 | 2025 | 4 | 2 | 2.4 | 10696 | 2492
LV Distribution | Main Distribution Board | Town RH | 1 | High | B | 6 | 2030 | 5 | 2 | 2.7 | 16666 | 17799
Heat Emitters | Electric Heaters | Town RH | 1 | Medium | B | 6 | 2030 | 5 | 3 | 3.2 | 29378 | 18925
Local Hot Water | Instantaneous Electric Water Heater - Non-Drinking Water | Town RE | 1 | Medium | B | 1 | 2025 | 5 | 3 | 3.2 | 29379 | 10305
Barriers & Guardrails | Vehicle Crash Protection Barrier | Town RK | 1 | V Low | B | 1 | 2025 | 5 | 4 | 3.7 | 33425 | 12264
Air Conditioning | Fan - Centrifugal | Town RG | 1 | Medium | C | 1 | 2025 | 4 | 3 | 2.9 | 18899 | 5748
Air Conditioning | Fan - Centrifugal | Town RG | 1 | Medium | C | 1 | 2025 | 4 | 3 | 2.9 | 18900 | 5749
Lifts | Disabled Lift - Hydraulic | Town RJ | 1 | High | B | 1 | 2025 | 5 | 2 | 2.7 | 16667 | 4680
General Lighting | General - LED fittings & Luminaires | Town RK | 26 | Medium | B | 16 | 2040 | 5 | 3 | 3.2 | 29380 | 29762
General Lighting | General - LED fittings & Luminaires | Town RM | 40 | Medium | CX | 2 | 2026 | 2 | 3 | 2.3 | 10308 | 12837
Fire Safety Systems | Fire Extinguishers - CO2 | Town RF | 2 | Urgent | B | 8 | 2032 | 5 | 1 | 2.2 | 8012 | 20542
LV Distribution | Sub Distribution Board | Town RG | 1 | High | C | 1 | 2025 | 4 | 2 | 2.4 | 10697 | 2493
Fire Safety Systems | Fire Alarm Panel / Repeater (Vesda) | Town M | 1 | Urgent | B | 11 | 2035 | 5 | 1 | 2.2 | 8013 | 23871
LV Distribution | Sub Distribution Board | Town I | 1 | High | CX | 1 | 2025 | 2 | 2 | 1.8 | 544 | 438
Heat Emitters | Electric Overdoor Air Curtain/Heater | Town RV | 1 | Medium | CX | 1 | 2025 | 2 | 3 | 2.3 | 10309 | 2227
Air Conditioning | Single-Split Evaporator - Split Systems/Heat Pumps - Air-cooled with Direct Expansion Evaporator (DX) | Town RM | 1 | Medium | CX | 1 | 2025 | 2 | 3 | 2.3 | 10310 | 2228
Air Conditioning | Single-Split Condenser - Split Systems/Heat Pumps - Air-cooled with Direct Expansion Evaporator (DX) | Town J | 1 | Medium | B | 5 | 2029 | 5 | 3 | 3.2 | 29381 | 15379
Fire Safety Systems | Manual and Automatic Doors - Emergency and Panic Escape Doors | Town SG | 1 | Urgent | B | 11 | 2035 | 5 | 1 | 2.2 | 8014 | 23872
Boiler | Atmospheric Gas Burner Boiler - Small and/or Wall Hung for Light Commercial Installation | Town RM | 1 | Medium | B | 3 | 2027 | 5 | 3 | 3.2 | 29382 | 13634
Local Hot Water | Package Electric Water Heaters - Non-Drinking Water | Town RY | 1 | Medium | B | 1 | 2025 | 5 | 3 | 3.2 | 29383 | 10306
Local and Special Ventilation | Fan - Window / Wall Mounted | Town RY | 1 | Medium | B | 1 | 2025 | 5 | 3 | 3.2 | 29384 | 10307
Local and Special Ventilation | Fan - Extract | Town RV | 1 | Medium | B | 1 | 2025 | 5 | 3 | 3.2 | 29385 | 10308
Communication Systems | PA System | Town RV | 1 | Medium | B | 16 | 2040 | 5 | 3 | 3.2 | 29386 | 29763
LV Distribution | Sub Distribution Board | Town RY | 1 | High | B | 1 | 2025 | 5 | 2 | 2.7 | 16668 | 4681
External Doors | Entrance Doors | Town SD | 1 | High | B | 1 | 2025 | 5 | 2 | 2.7 | 16669 | 4682
Local and Special Ventilation | Fan - Extract | Town J | 1 | Medium | B | 7 | 2031 | 5 | 3 | 3.2 | 29387 | 20108
Emergency Lighting | Self Contained - LED | Town RY | 1 | Urgent | B | 23 | 2047 | 5 | 1 | 2.2 | 8015 | 33136
Barriers & Guardrails | Vehicle Crash Protection Barrier | Town RV | 1 | V Low | B | 1 | 2025 | 5 | 4 | 3.7 | 33426 | 12265
Air Conditioning | Multi-Split Evaporator - Split Systems/Heat Pumps - Air-cooled with Direct Expansion Evaporator (DX) | Town SA | 1 | Medium | B | 7 | 2031 | 5 | 3 | 3.2 | 29388 | 20109
Boiler | Atmospheric Gas Burner/Condensing Combination Boiler (domestic type) | Town RZ | 1 | High | B | 1 | 2025 | 5 | 2 | 2.7 | 16670 | 4683
LV Distribution | Sub Distribution Board | Town SF | 1 | High | B | 11 | 2035 | 5 | 2 | 2.7 | 16671 | 24680
Local and Special Ventilation | Fan - Window / Wall Mounted | Town RM | 1 | Medium | B | 6 | 2030 | 5 | 3 | 3.2 | 29389 | 18926
External Doors | Entrance Doors | Town RY | 1 | High | B | 23 | 2047 | 5 | 2 | 2.7 | 16672 | 33213
Air Conditioning | Single-Split Evaporator - Split Systems/Heat Pumps - Air-cooled with Direct Expansion Evaporator (DX) | Town RV | 1 | Medium | B | 11 | 2035 | 5 | 3 | 3.2 | 29390 | 25500
Fire Safety Systems | Manual and Automatic Doors - Emergency and Panic Escape Doors | Town SG | 1 | Urgent | B | 1 | 2025 | 5 | 1 | 2.2 | 8016 | 1719
Local and Special Ventilation | Fan - Extract | Town J | 1 | Medium | B | 7 | 2031 | 5 | 3 | 3.2 | 29391 | 20110
Local and Special Ventilation | Fan - Extract | Town J | 1 | Medium | B | 7 | 2031 | 5 | 3 | 3.2 | 29392 | 20111
Access Control | Door Lock / Keypad / Manual | Town RZ | 2 | Medium | B | 11 | 2035 | 5 | 3 | 3.2 | 29393 | 25501
General Lighting | General - LED fittings & Luminaires | Town RZ | 67 | Medium | B | 18 | 2042 | 5 | 3 | 3.2 | 29394 | 30984
Heat Emitters | Electric Heaters | Town RY | 1 | Medium | B | 1 | 2025 | 5 | 3 | 3.2 | 29395 | 10309
General Lighting | General - LED fittings & Luminaires | Town SC | 2 | Medium | B | 16 | 2040 | 5 | 3 | 3.2 | 29396 | 29764
Emergency Lighting | Self Contained - LED | Town SC | 3 | Urgent | B | 21 | 2045 | 5 | 1 | 2.2 | 8017 | 32343
General Lighting | General - LED fittings & Luminaires | Town K | 7 | Medium | B | 8 | 2032 | 5 | 3 | 3.2 | 29397 | 21095
Roller Shutters | External Manual Roller Shutter | Town RY | 1 | High | B | 11 | 2035 | 5 | 2 | 2.7 | 16673 | 24681
Fire Safety Systems | Fire Extinguishers - Foam | Town SF | 3 | Urgent | B | 6 | 2030 | 5 | 1 | 2.2 | 8018 | 16950
General Lighting | General - LED fittings & Luminaires | Town SF | 18 | Medium | B | 18 | 2042 | 5 | 3 | 3.2 | 29398 | 30985
Emergency Lighting | Illuminated Fire Exit Signage | Town SA | 2 | Urgent | B | 16 | 2040 | 5 | 1 | 2.2 | 8019 | 28957
LV Distribution | Main Distribution Board | Town RY | 1 | High | A | 19 | 2043 | 6 | 2 | 3 | 19610 | 31326
Local and Special Ventilation | Fan - Extract | Town SD | 1 | Medium | B | 1 | 2025 | 5 | 3 | 3.2 | 29399 | 10310
External Lighting | General - LED | Town SC | 7 | Medium | B | 7 | 2031 | 5 | 3 | 3.2 | 29400 | 20112
General Lighting | General - LED fittings & Luminaires | Town SE | 28 | Medium | B | 16 | 2040 | 5 | 3 | 3.2 | 29401 | 29765
Roller Shutters | External Electric Roller Shutter | Town SG | 1 | High | B | 22 | 2046 | 5 | 2 | 2.7 | 16674 | 33036
Local and Special Ventilation | Unit extract fans | Town SF | 1 | Medium | B | 11 | 2035 | 5 | 3 | 3.2 | 29402 | 25502
Fire Safety Systems | Fire Alarm Panel / Repeater | Town RZ | 1 | Urgent | B | 11 | 2035 | 5 | 1 | 2.2 | 8020 | 23873
Central Ventilation Systems | Fan - Axial | Town SI | 1 | Medium | B | 5 | 2029 | 5 | 3 | 3.2 | 29403 | 15380
Heat Emitters | Electric Heaters | Town RV | 2 | Medium | DX | 1 | 2025 | 1 | 3 | 2 | 968 | 665
Air Conditioning | Single-Split Condenser - Split Systems/Heat Pumps - Air-cooled with Direct Expansion Evaporator (DX) | Town RZ | 1 | Medium | B | 5 | 2029 | 5 | 3 | 3.2 | 29404 | 15381
Burner | Forced draft gas burner | Town RZ | 1 | Medium | B | 6 | 2030 | 5 | 3 | 3.2 | 29405 | 18927
External Lighting | General - LED | Town J | 1 | Medium | B | 11 | 2035 | 5 | 3 | 3.2 | 29406 | 25503
Local and Special Ventilation | Fan - Window / Wall Mounted | Town I | 1 | Medium | DX | 1 | 2025 | 1 | 3 | 2 | 969 | 666
General Lighting | General - LED fittings & Luminaires | Town RV | 142 | Medium | B | 15 | 2039 | 5 | 3 | 3.2 | 29407 | 28504
General Lighting | General - LED fittings & Luminaires | Town SD | 2 | Medium | B | 16 | 2040 | 5 | 3 | 3.2 | 29408 | 29766
Fire Safety Systems | Fire Extinguishers - Powder | Town I | 1 | Urgent | B | 8 | 2032 | 5 | 1 | 2.2 | 8021 | 20543
Heat Emitters | Gas Fired Natural and Fan Assisted Heaters | Town SH | 1 | Medium | B | 5 | 2029 | 5 | 3 | 3.2 | 29409 | 15382
Emergency Lighting | Illuminated Fire Exit Signage | Town SE | 4 | Urgent | B | 16 | 2040 | 5 | 1 | 2.2 | 8022 | 28958
Fire Safety Systems | Fire Extinguishers - Foam | Town RY | 2 | Urgent | B | 4 | 2028 | 5 | 1 | 2.2 | 8023 | 13861
Emergency Lighting | Self Contained - LED | Town RM | 2 | Urgent | B | 21 | 2045 | 5 | 1 | 2.2 | 8024 | 32344
LV Distribution | Main Distribution Board | Town RZ | 1 | High | C | 6 | 2030 | 4 | 2 | 2.4 | 10698 | 17337
Roller Shutters | External Manual Roller Shutter | Town I | 1 | High | CX | 1 | 2025 | 2 | 2 | 1.8 | 545 | 439
Fire Safety Systems | Fire Extinguishers - Foam | Town RY | 1 | Urgent | B | 8 | 2032 | 5 | 1 | 2.2 | 8025 | 20544
Emergency Lighting | Self Contained - LED | Town SC | 1 | Urgent | B | 17 | 2041 | 5 | 1 | 2.2 | 8026 | 30197
Fire Safety Systems | Fire Extinguishers - Foam | Town SD | 1 | Urgent | B | 1 | 2025 | 5 | 1 | 2.2 | 8027 | 1720
LV Distribution | Sub Distribution Board | Town K | 1 | High | B | 1 | 2025 | 5 | 2 | 2.7 | 16675 | 4684
General Lighting | General - LED fittings & Luminaires | Town SC | 11 | Medium | B | 12 | 2036 | 5 | 3 | 3.2 | 29410 | 26685
General Lighting | General - LED fittings & Luminaires | Town SD | 1 | Medium | B | 1 | 2025 | 5 | 3 | 3.2 | 29411 | 10311
Fire Safety Systems | Fire Extinguishers - Foam | Town SI | 6 | Urgent | B | 6 | 2030 | 5 | 1 | 2.2 | 8028 | 16951
Heat Emitters | Radiators - Steel | Town RY | 1 | Medium | B | 1 | 2025 | 5 | 3 | 3.2 | 29412 | 10312
Emergency Lighting | Self Contained - LED | Town SG | 6 | Urgent | B | 21 | 2045 | 5 | 1 | 2.2 | 8029 | 32345
Emergency Lighting | Self Contained - Non LED | Town SE | 2 | Urgent | CX | 4 | 2028 | 2 | 1 | 1.3 | 352 | 13738
External Lighting | General - Non LED | Town SB | 5 | Medium | B | 1 | 2025 | 5 | 3 | 3.2 | 29413 | 10313
Emergency Lighting | Self Contained - Non LED | Town RM | 3 | Urgent | CX | 7 | 2031 | 2 | 1 | 1.3 | 353 | 19116
Fire Safety Systems | Fire Extinguishers - Foam | Town RM | 4 | Urgent | B | 6 | 2030 | 5 | 1 | 2.2 | 8030 | 16952
Fire Safety Systems | Fire Dampers - Fusible Link | Town RY | 1 | Urgent | B | 1 | 2025 | 5 | 1 | 2.2 | 8031 | 1721
Fire Safety Systems | Fire Alarm System | Town SD | 1 | Urgent | B | 1 | 2025 | 5 | 1 | 2.2 | 8032 | 1722
Fire Safety Systems | Manual and Automatic Doors - Emergency and Panic Escape Doors | Town SH | 2 | Urgent | B | 30 | 2054 | 5 | 1 | 2.2 | 8033 | 33691
Fire Safety Systems | Fire Alarm Panel / Repeater | Town SE | 1 | Urgent | CX | 1 | 2025 | 2 | 1 | 1.3 | 354 | 321
Fire Safety Systems | Fire Alarm System | Town SB | 1 | Urgent | B | 10 | 2034 | 5 | 1 | 2.2 | 8034 | 22137
Multi-System Controls | Multi-Input Controllers | Town SF | 1 | Medium | B | 4 | 2028 | 5 | 3 | 3.2 | 29414 | 14205
Emergency Lighting | Illuminated Fire Exit Signage | Town RV | 1 | Urgent | B | 10 | 2034 | 5 | 1 | 2.2 | 8035 | 22138
General Lighting | General - LED fittings & Luminaires | Town K | 32 | Medium | B | 16 | 2040 | 5 | 3 | 3.2 | 29415 | 29767
General Lighting | General - LED fittings & Luminaires | Town SB | 28 | Medium | B | 12 | 2036 | 5 | 3 | 3.2 | 29416 | 26686
Heat Emitters | Radiators - Steel | Town RM | 3 | Medium | B | 6 | 2030 | 5 | 3 | 3.2 | 29417 | 18928
Fire Safety Systems | Automatic Fire Dampers | Town SF | 1 | Urgent | CX | 5 | 2029 | 2 | 1 | 1.3 | 355 | 14273
General Lighting | General - LED fittings & Luminaires | Town K | 52 | Medium | B | 14 | 2038 | 5 | 3 | 3.2 | 29418 | 27620
Access Control | Door Lock / Keypad / Manual | Town SF | 1 | Medium | B | 10 | 2034 | 5 | 3 | 3.2 | 29419 | 23063
Emergency Lighting | Self Contained - LED | Town RZ | 7 | Urgent | B | 22 | 2046 | 5 | 1 | 2.2 | 8036 | 32969
Fire Safety Systems | Fire Extinguishers - CO2 | Town RZ | 5 | Urgent | B | 9 | 2033 | 5 | 1 | 2.2 | 8037 | 21441
Heat Emitters | Electric Heaters | Town SH | 2 | Medium | B | 3 | 2027 | 5 | 3 | 3.2 | 29420 | 13635
External Lighting | General - LED | Town RY | 3 | Medium | B | 10 | 2034 | 5 | 3 | 3.2 | 29421 | 23064
LV Distribution | Main Distribution Board | Town RZ | 1 | High | B | 6 | 2030 | 5 | 2 | 2.7 | 16676 | 17800
Roller Shutters | Internal Electric Roller Shutter | Town SF | 1 | Medium | B | 15 | 2039 | 5 | 3 | 3.2 | 29422 | 28505
Heat Emitters | Electric Heaters | Town RY | 3 | Medium | B | 1 | 2025 | 5 | 3 | 3.2 | 29423 | 10314
External Lighting | General - Non LED | Town J | 5 | Medium | CX | 1 | 2025 | 2 | 3 | 2.3 | 10311 | 2229
LV Distribution | Main Distribution Board | Town RW | 1 | High | B | 19 | 2043 | 5 | 2 | 2.7 | 16677 | 31244
Heat Emitters | Gas Fired Unit Heaters | Town RY | 1 | Medium | B | 1 | 2025 | 5 | 3 | 3.2 | 29424 | 10315
Fire Safety Systems | Fire Dampers - Fusible Link | Town SB | 1 | Urgent | B | 1 | 2025 | 5 | 1 | 2.2 | 8038 | 1723
Fire Safety Systems | Fire Extinguishers - CO2 | Town RM | 2 | Urgent | B | 6 | 2030 | 5 | 1 | 2.2 | 8039 | 16953
Air Conditioning | Single-Split Evaporator - Split Systems/Heat Pumps - Air-cooled with Direct Expansion Evaporator (DX) | Town RV | 1 | Medium | B | 11 | 2035 | 5 | 3 | 3.2 | 29425 | 25504
External Doors | Manual and Automatic Doors - Auto / Powered Sliding Doors | Town RZ | 1 | High | B | 25 | 2049 | 5 | 2 | 2.7 | 16678 | 33424
External Doors | Entrance Doors | Town SI | 1 | High | B | 26 | 2050 | 5 | 2 | 2.7 | 16679 | 33520
Fire Safety Systems | Fire Extinguishers - CO2 | Town RZ | 3 | Urgent | B | 7 | 2031 | 5 | 1 | 2.2 | 8040 | 19458
Fire Safety Systems | Fire Extinguishers - Foam | Town RY | 2 | Urgent | B | 7 | 2031 | 5 | 1 | 2.2 | 8041 | 19459
LV Distribution | Sub Distribution Board | Town RV | 1 | High | B | 1 | 2025 | 5 | 2 | 2.7 | 16680 | 4685
LV Distribution | Sub Distribution Board | Town SA | 1 | High | B | 12 | 2036 | 5 | 2 | 2.7 | 16681 | 26245
Emergency Lighting | Self Contained - LED | Town RZ | 21 | Urgent | A | 24 | 2048 | 6 | 1 | 2.5 | 10968 | 33256
General Lighting | General - LED fittings & Luminaires | Town SJ | 27 | Medium | B | 15 | 2039 | 5 | 3 | 3.2 | 29426 | 28506
Emergency Lighting | Illuminated Fire Exit Signage | Town RX | 1 | Urgent | B | 15 | 2039 | 5 | 1 | 2.2 | 8042 | 27987
General Lighting | General - LED fittings & Luminaires | Town SD | 1 | Medium | B | 16 | 2040 | 5 | 3 | 3.2 | 29427 | 29768
General Lighting | General - LED fittings & Luminaires | Town RY | 13 | Medium | B | 1 | 2025 | 5 | 3 | 3.2 | 29428 | 10316
Emergency Lighting | Self Contained - LED | Town SB | 2 | Urgent | B | 17 | 2041 | 5 | 1 | 2.2 | 8043 | 30198
General Lighting | General - LED fittings & Luminaires | Town I | 10 | Medium | B | 17 | 2041 | 5 | 3 | 3.2 | 29429 | 30550
General Lighting | General - LED fittings & Luminaires | Town SB | 8 | Medium | B | 14 | 2038 | 5 | 3 | 3.2 | 29430 | 27621
Emergency Lighting | Self Contained - LED | Town SB | 1 | Urgent | B | 13 | 2037 | 5 | 1 | 2.2 | 8044 | 26887
General Lighting | General - LED fittings & Luminaires | Town RY | 1 | Medium | B | 1 | 2025 | 5 | 3 | 3.2 | 29431 | 10317
Fire Safety Systems | Fire Extinguishers - Foam | Town J | 2 | Urgent | B | 8 | 2032 | 5 | 1 | 2.2 | 8045 | 20545
Boiler | Atmospheric Gas Burner - Condensing Boiler | Town SI | 1 | High | B | 8 | 2032 | 5 | 2 | 2.7 | 16682 | 20758
Fire Safety Systems | Fire Extinguishers - CO2 | Town RZ | 3 | Urgent | B | 9 | 2033 | 5 | 1 | 2.2 | 8046 | 21442
General Lighting | General - LED fittings & Luminaires | Town RZ | 72 | Medium | B | 18 | 2042 | 5 | 3 | 3.2 | 29432 | 30986
Emergency Lighting | Self Contained - LED | Town RX | 2 | Urgent | B | 22 | 2046 | 5 | 1 | 2.2 | 8047 | 32970
Fire Safety Systems | Fire Extinguishers - Foam | Town SH | 2 | Urgent | B | 7 | 2031 | 5 | 1 | 2.2 | 8048 | 19460
Air Conditioning | Multi-Split Condenser - Split Systems/Heat Pumps - Air-cooled with Direct Expansion Evaporator (DX) | Town SF | 1 | Medium | B | 9 | 2033 | 5 | 3 | 3.2 | 29433 | 21849
Local Hot Water | Instantaneous Electric Water Heater - Non-Drinking Water | Town RZ | 1 | Medium | B | 11 | 2035 | 5 | 3 | 3.2 | 29434 | 25505
LV Distribution | Main Distribution Board | Town RV | 1 | High | D | 1 | 2025 | 3 | 2 | 2.1 | 1285 | 873
External Doors | Entrance Doors | Town K | 1 | High | B | 11 | 2035 | 5 | 2 | 2.7 | 16683 | 24682
External Lighting | General - Non LED | Town RW | 6 | Medium | CX | 10 | 2034 | 2 | 3 | 2.3 | 10312 | 22189
External Lighting | General - Non LED | Town I | 2 | Medium | C | 1 | 2025 | 4 | 3 | 2.9 | 18901 | 5750
LV Distribution | Main Distribution Board | Town RV | 1 | High | B | 19 | 2043 | 5 | 2 | 2.7 | 16684 | 31245
Barriers & Guardrails | Vehicle Crash Protection Barrier | Town RV | 1 | V Low | B | 1 | 2025 | 5 | 4 | 3.7 | 33427 | 12266
Central Ventilation Systems | Fan - Axial | Town SI | 1 | Medium | B | 5 | 2029 | 5 | 3 | 3.2 | 29435 | 15383
General Lighting | General - LED fittings & Luminaires | Town RZ | 24 | Medium | B | 17 | 2041 | 5 | 3 | 3.2 | 29436 | 30551
Air Conditioning | Single-Split Evaporator - Split Systems/Heat Pumps - Air-cooled with Direct Expansion Evaporator (DX) | Town RZ | 1 | Medium | B | 1 | 2025 | 5 | 3 | 3.2 | 29437 | 10318
Local and Special Ventilation | Fan - Window / Wall Mounted | Town SE | 1 | Medium | B | 7 | 2031 | 5 | 3 | 3.2 | 29438 | 20113
Fire Safety Systems | Fire Extinguishers - Foam | Town RZ | 4 | Urgent | B | 8 | 2032 | 5 | 1 | 2.2 | 8049 | 20546
General Lighting | General - LED fittings & Luminaires | Town SD | 1 | Medium | B | 18 | 2042 | 5 | 3 | 3.2 | 29439 | 30987
General Lighting | General - LED fittings & Luminaires | Town J | 2 | Medium | B | 10 | 2034 | 5 | 3 | 3.2 | 29440 | 23065
Local and Special Ventilation | Fan - Extract | Town RM | 1 | Medium | B | 7 | 2031 | 5 | 3 | 3.2 | 29441 | 20114
Emergency Lighting | Self Contained - LED | Town RZ | 2 | Urgent | B | 23 | 2047 | 5 | 1 | 2.2 | 8050 | 33137
Air Conditioning | Multi-Split Evaporator - Split Systems/Heat Pumps - Air-cooled with Direct Expansion Evaporator (DX) | Town SA | 1 | Medium | B | 7 | 2031 | 5 | 3 | 3.2 | 29442 | 20115
Air Conditioning | Single-Split Evaporator - Split Systems/Heat Pumps - Air-cooled with Direct Expansion Evaporator (DX) | Town RZ | 1 | Medium | B | 13 | 2037 | 5 | 3 | 3.2 | 29443 | 27223
Air Conditioning | Single-Split Condenser - Split Systems/Heat Pumps - Air-cooled with Direct Expansion Evaporator (DX) | Town RX | 1 | Medium | B | 11 | 2035 | 5 | 3 | 3.2 | 29444 | 25506
Fire Safety Systems | Manual and Automatic Doors - Emergency and Panic Escape Doors | Town SE | 1 | Urgent | C | 11 | 2035 | 4 | 1 | 1.9 | 726 | 23293
Emergency Lighting | Self Contained - LED | Town RY | 2 | Urgent | B | 23 | 2047 | 5 | 1 | 2.2 | 8051 | 33138
Air Conditioning | Multi-Split Condenser - DX Split Systems (With Gas, Electric or Hot Water Heaters) | Town SD | 1 | Medium | B | 1 | 2025 | 5 | 3 | 3.2 | 29445 | 10319
Roller Shutters | Internal Electric Roller Shutter | Town SA | 1 | Medium | B | 17 | 2041 | 5 | 3 | 3.2 | 29446 | 30552
Local and Special Ventilation | Fan - Extract | Town SD | 1 | Medium | B | 1 | 2025 | 5 | 3 | 3.2 | 29447 | 10320
Roller Shutters | External Electric Roller Shutter | Town SB | 1 | High | A | 24 | 2048 | 6 | 2 | 3 | 19611 | 33273
Central Ventilation Systems | Fan - Axial | Town SI | 1 | Medium | B | 5 | 2029 | 5 | 3 | 3.2 | 29448 | 15384
Access Control | Door Lock / Keypad / Manual | Town RZ | 1 | Medium | B | 11 | 2035 | 5 | 3 | 3.2 | 29449 | 25507
Air Conditioning | Multi-Split Condenser - DX Split Systems (With Gas, Electric or Hot Water Heaters) | Town RZ | 1 | Medium | B | 7 | 2031 | 5 | 3 | 3.2 | 29450 | 20116
Barriers & Guardrails | Vehicle Crash Protection Barrier | Town RV | 1 | V Low | B | 1 | 2025 | 5 | 4 | 3.7 | 33428 | 12267
General Lighting | General - LED fittings & Luminaires | Town SH | 13 | Medium | B | 15 | 2039 | 5 | 3 | 3.2 | 29451 | 28507
Emergency Lighting | Self Contained - Non LED | Town RM | 2 | Urgent | CX | 7 | 2031 | 2 | 1 | 1.3 | 356 | 19117
LV Distribution | Sub Distribution Board | Town SD | 1 | High | C | 1 | 2025 | 4 | 2 | 2.4 | 10699 | 2494
Roller Shutters | Internal Electric Roller Shutter | Town RZ | 1 | Medium | B | 16 | 2040 | 5 | 3 | 3.2 | 29452 | 29769
Roller Shutters | External Manual Roller Shutter | Town I | 1 | High | CX | 1 | 2025 | 2 | 2 | 1.8 | 546 | 440
Heat Emitters | Electric Heaters | Town RY | 1 | Medium | B | 1 | 2025 | 5 | 3 | 3.2 | 29453 | 10321
External Lighting | General - LED | Town SA | 1 | Medium | B | 10 | 2034 | 5 | 3 | 3.2 | 29454 | 23066
Fire Safety Systems | Fire Extinguishers - Powder | Town SH | 1 | Urgent | B | 8 | 2032 | 5 | 1 | 2.2 | 8052 | 20547
LV Distribution | Main Distribution Board | Town RW | 1 | High | B | 19 | 2043 | 5 | 2 | 2.7 | 16685 | 31246
General Lighting | General - LED fittings & Luminaires | Town SH | 1 | Medium | A | 19 | 2043 | 6 | 3 | 3.5 | 32596 | 31392
LV Distribution | Main Distribution Board | Town SB | 1 | High | B | 6 | 2030 | 5 | 2 | 2.7 | 16686 | 17801
Burner | Forced draft gas burner | Town J | 1 | Medium | B | 1 | 2025 | 5 | 3 | 3.2 | 29455 | 10322
Fire Safety Systems | Fire Extinguishers - Foam | Town RZ | 2 | Urgent | B | 7 | 2031 | 5 | 1 | 2.2 | 8053 | 19461
Local Hot Water | Instantaneous Electric Water Heater - Non-Drinking Water | Town SG | 1 | Medium | B | 14 | 2038 | 5 | 3 | 3.2 | 29456 | 27622
External Lighting | General - Non LED | Town RY | 1 | Medium | B | 1 | 2025 | 5 | 3 | 3.2 | 29457 | 10323
Boiler | Atmospheric Gas Burner Boiler - Small and/or Wall Hung for Light Commercial Installation | Town SE | 1 | Medium | A | 9 | 2033 | 6 | 3 | 3.5 | 32597 | 21934
Local and Special Ventilation | Fan - Extract | Town SA | 1 | Medium | B | 7 | 2031 | 5 | 3 | 3.2 | 29458 | 20117
Fire Safety Systems | Smoke Extract - Control Panel | Town RZ | 1 | Urgent | B | 6 | 2030 | 5 | 1 | 2.2 | 8054 | 16954
Fire Safety Systems | Manual and Automatic Doors - Emergency and Panic Escape Doors | Town RV | 1 | Urgent | B | 4 | 2028 | 5 | 1 | 2.2 | 8055 | 13862
Burner | Blown gas burner | Town K | 1 | Medium | B | 1 | 2025 | 5 | 3 | 3.2 | 29459 | 10324
Emergency Lighting | Self Contained - LED | Town SD | 2 | Urgent | B | 21 | 2045 | 5 | 1 | 2.2 | 8056 | 32346
Roller Shutters | Internal Electric Roller Shutter | Town SJ | 1 | Medium | B | 11 | 2035 | 5 | 3 | 3.2 | 29460 | 25508
Barriers & Guardrails | Vehicle Crash Protection Barrier | Town RV | 1 | V Low | B | 1 | 2025 | 5 | 4 | 3.7 | 33429 | 12268
Heat Emitters | Electric Heaters | Town SC | 1 | Medium | B | 4 | 2028 | 5 | 3 | 3.2 | 29461 | 14206
General Lighting | General - LED fittings & Luminaires | Town RM | 1 | Medium | B | 4 | 2028 | 5 | 3 | 3.2 | 29462 | 14207
LV Distribution | Sub Distribution Board | Town SD | 1 | High | C | 1 | 2025 | 4 | 2 | 2.4 | 10700 | 2495
Heat Emitters | Gas Fired Natural and Fan Assisted Heaters | Town RZ | 1 | Medium | B | 10 | 2034 | 5 | 3 | 3.2 | 29463 | 23067
LV Distribution | Sub Distribution Board | Town SF | 1 | High | B | 16 | 2040 | 5 | 2 | 2.7 | 16687 | 29236
Local and Special Ventilation | Fan - Kitchen Window / Wall Mounted | Town RZ | 1 | Medium | B | 8 | 2032 | 5 | 3 | 3.2 | 29464 | 21096
Fire Safety Systems | Fire Extinguishers - Powder | Town RW | 2 | Urgent | B | 9 | 2033 | 5 | 1 | 2.2 | 8057 | 21443
Air Conditioning | Multi-Split Condenser - Split Systems/Heat Pumps - Air-cooled with Direct Expansion Evaporator (DX) | Town SE | 1 | Medium | B | 9 | 2033 | 5 | 3 | 3.2 | 29465 | 21850
Fire Safety Systems | Fire Alarm Panel / Repeater | Town RY | 1 | Urgent | B | 12 | 2036 | 5 | 1 | 2.2 | 8058 | 26084
Local and Special Ventilation | Fan - Extract | Town RY | 1 | Medium | B | 1 | 2025 | 5 | 3 | 3.2 | 29466 | 10325
General Lighting | General - LED fittings & Luminaires | Town SC | 2 | Medium | B | 16 | 2040 | 5 | 3 | 3.2 | 29467 | 29770
Roller Shutters | Internal Electric Roller Shutter | Town SA | 1 | Medium | B | 17 | 2041 | 5 | 3 | 3.2 | 29468 | 30553
Local and Special Ventilation | Fan - Window / Wall Mounted | Town J | 1 | Medium | B | 11 | 2035 | 5 | 3 | 3.2 | 29469 | 25509
Local and Special Ventilation | Fan - Window / Wall Mounted | Town SA | 1 | Medium | B | 10 | 2034 | 5 | 3 | 3.2 | 29470 | 23068
Local and Special Ventilation | Fan - Window / Wall Mounted | Town SH | 1 | Medium | B | 11 | 2035 | 5 | 3 | 3.2 | 29471 | 25510
Roller Shutters | Internal Automatic Fabric Roll Up Door | Town SC | 1 | High | B | 1 | 2025 | 5 | 2 | 2.7 | 16688 | 4686
Fire Safety Systems | Fire Extinguishers - CO2 | Town J | 4 | Urgent | B | 2 | 2026 | 5 | 1 | 2.2 | 8059 | 12751
Barriers & Guardrails | Vehicle Crash Protection Barrier | Town RV | 1 | V Low | B | 1 | 2025 | 5 | 4 | 3.7 | 33430 | 12269
Emergency Lighting | Self Contained - Non LED | Town SD | 1 | Urgent | B | 1 | 2025 | 5 | 1 | 2.2 | 8060 | 1724
Local and Special Ventilation | Fan - Window / Wall Mounted | Town SF | 1 | Medium | B | 11 | 2035 | 5 | 3 | 3.2 | 29472 | 25511
Central Ventilation Systems | Fan - Extract | Town SC | 1 | Medium | C | 1 | 2025 | 4 | 3 | 2.9 | 18902 | 5751
Emergency Lighting | Illuminated Fire Exit Signage | Town SB | 3 | Urgent | B | 16 | 2040 | 5 | 1 | 2.2 | 8061 | 28959
External Lighting | General - LED | Town SD | 1 | Medium | B | 11 | 2035 | 5 | 3 | 3.2 | 29473 | 25512
Fire Safety Systems | Fire Alarm - Voice Alarm Systems | Town SI | 1 | Urgent | B | 6 | 2030 | 5 | 1 | 2.2 | 8062 | 16955
Roller Shutters | Internal Electric Roller Shutter | Town RV | 1 | Medium | B | 1 | 2025 | 5 | 3 | 3.2 | 29474 | 10326
Local Hot Water | Instantaneous Electric Water Heater - Non-Drinking Water | Town AH | 1 | Medium | CX | 1 | 2025 | 2 | 3 | 2.3 | 10313 | 2230
Boiler | Atmospheric Gas Burner - Condensing Boiler | Town RX | 1 | High | C | 6 | 2030 | 4 | 2 | 2.4 | 10701 | 17338
Local and Special Ventilation | Fan - Window / Wall Mounted | Town SR | 1 | Medium | B | 9 | 2033 | 5 | 3 | 3.2 | 29475 | 21851
Local Hot Water | Instantaneous Electric Water Heater - Non-Drinking Water | Town AH | 1 | Medium | B | 6 | 2030 | 5 | 3 | 3.2 | 29476 | 18929
Roller Shutters | External Electric Roller Shutter | Town M | 1 | High | B | 1 | 2025 | 5 | 2 | 2.7 | 16689 | 4687
Air Conditioning | Single-Split Condenser - Split Systems/Heat Pumps - Air-cooled with Direct Expansion Evaporator (DX) | Town EN | 1 | Medium | B | 5 | 2029 | 5 | 3 | 3.2 | 29477 | 15385
Air Conditioning | Single-Split Evaporator - Split Systems/Heat Pumps - Air-cooled with Direct Expansion Evaporator (DX) | Town AH | 1 | Medium | B | 7 | 2031 | 5 | 3 | 3.2 | 29478 | 20118
Local Hot Water | Package Electric Water Heaters - Non-Drinking Water | Town SL | 1 | Medium | B | 1 | 2025 | 5 | 3 | 3.2 | 29479 | 10327
Heat Emitters | Gas Fired Natural and Fan Assisted Heaters | Town SN | 1 | Medium | B | 1 | 2025 | 5 | 3 | 3.2 | 29480 | 10328
Roller Shutters | External Manual Roller Shutter | Town ST | 1 | High | B | 1 | 2025 | 5 | 2 | 2.7 | 16690 | 4688
Fire Safety Systems | Manual and Automatic Doors - Emergency and Panic Escape Doors | Town SL | 1 | Urgent | B | 11 | 2035 | 5 | 1 | 2.2 | 8063 | 23874
Roller Shutters | External Manual Roller Shutter | Town SL | 1 | High | B | 1 | 2025 | 5 | 2 | 2.7 | 16691 | 4689
Roller Shutters | External Electric Roller Shutter | Town SP | 1 | High | B | 1 | 2025 | 5 | 2 | 2.7 | 16692 | 4690
LV Distribution | Sub Distribution Board | Town SU | 1 | High | B | 1 | 2025 | 5 | 2 | 2.7 | 16693 | 4691
Fire Safety Systems | Manual and Automatic Doors - Emergency and Panic Escape Doors | Town SK | 1 | Urgent | B | 21 | 2045 | 5 | 1 | 2.2 | 8064 | 32347
Fire Safety Systems | Manual and Automatic Doors - Emergency and Panic Escape Doors | Town SL | 1 | Urgent | B | 15 | 2039 | 5 | 1 | 2.2 | 8065 | 27988
Roller Shutters | External Manual Roller Shutter | Town ST | 1 | High | B | 1 | 2025 | 5 | 2 | 2.7 | 16694 | 4692
Roller Shutters | External Electric Roller Shutter | Town AH | 1 | High | B | 1 | 2025 | 5 | 2 | 2.7 | 16695 | 4693
Emergency Lighting | Self Contained - LED | Town AH | 12 | Urgent | B | 15 | 2039 | 5 | 1 | 2.2 | 8066 | 27989
Emergency Lighting | Self Contained - LED | Town SX | 3 | Urgent | B | 21 | 2045 | 5 | 1 | 2.2 | 8067 | 32348
Fire Safety Systems | Fire Extinguishers - Foam | Town SS | 2 | Urgent | B | 6 | 2030 | 5 | 1 | 2.2 | 8068 | 16956
Emergency Lighting | Illuminated Fire Exit Signage | Town SO | 1 | Urgent | B | 10 | 2034 | 5 | 1 | 2.2 | 8069 | 22139
General Lighting | General - LED fittings & Luminaires | Town CA | 12 | Medium | B | 14 | 2038 | 5 | 3 | 3.2 | 29481 | 27623
Heat Emitters | Radiators - Steel | Town SW | 1 | Medium | B | 6 | 2030 | 5 | 3 | 3.2 | 29482 | 18930
Fire Safety Systems | Fire Extinguishers - CO2 | Town SO | 4 | Urgent | B | 8 | 2032 | 5 | 1 | 2.2 | 8070 | 20548
Heat Emitters | Gas Fired Unit Heaters | Town SL | 1 | Medium | C | 5 | 2029 | 4 | 3 | 2.9 | 18903 | 14786
Emergency Lighting | Self Contained - Non LED | Town SL | 4 | Urgent | B | 5 | 2029 | 5 | 1 | 2.2 | 8071 | 14471
LV Distribution | Sub Distribution Board | Town RX | 1 | High | B | 14 | 2038 | 5 | 2 | 2.7 | 16696 | 27489
Multi-System Controls | Instrumental Control Panel | Town RX | 1 | Medium | C | 18 | 2042 | 4 | 3 | 2.9 | 18904 | 30894
Fire Safety Systems | Manual and Automatic Doors - Emergency and Panic Escape Doors | Town SK | 1 | Urgent | B | 11 | 2035 | 5 | 1 | 2.2 | 8072 | 23875
Fire Safety Systems | Fire Extinguishers - CO2 | Town CA | 1 | Urgent | B | 5 | 2029 | 5 | 1 | 2.2 | 8073 | 14472
Emergency Lighting | Self Contained - LED | Town EN | 8 | Urgent | B | 19 | 2043 | 5 | 1 | 2.2 | 8074 | 31094
Heat Emitters | Electric Heaters | Town CA | 1 | Medium | B | 1 | 2025 | 5 | 3 | 3.2 | 29483 | 10329
Emergency Lighting | Self Contained - LED | Town L | 5 | Urgent | B | 23 | 2047 | 5 | 1 | 2.2 | 8075 | 33139
Local Hot Water | Instantaneous Electric Water Heater - Non-Drinking Water | Town SO | 1 | Medium | B | 1 | 2025 | 5 | 3 | 3.2 | 29484 | 10330
Heat Emitters | Radiators - Steel | Town SO | 3 | Medium | B | 1 | 2025 | 5 | 3 | 3.2 | 29485 | 10331
LV Distribution | Main Distribution Board | Town SO | 1 | High | B | 1 | 2025 | 5 | 2 | 2.7 | 16697 | 4694
LV Distribution | Sub Distribution Board | Town SQ | 1 | High | B | 16 | 2040 | 5 | 2 | 2.7 | 16698 | 29237
Roller Shutters | External Manual Roller Shutter | Town AH | 1 | High | B | 1 | 2025 | 5 | 2 | 2.7 | 16699 | 4695
Fire Safety Systems | Fire Extinguishers - Powder | Town SL | 3 | Urgent | A | 8 | 2032 | 6 | 1 | 2.5 | 10969 | 20662
Heat Emitters | Electric Heaters | Town AH | 2 | Medium | B | 4 | 2028 | 5 | 3 | 3.2 | 29486 | 14208
External Lighting | General - Non LED | Town SL | 6 | Medium | B | 1 | 2025 | 5 | 3 | 3.2 | 29487 | 10332
Fire Safety Systems | Fire Extinguishers - CO2 | Town EN | 3 | Urgent | B | 4 | 2028 | 5 | 1 | 2.2 | 8076 | 13863
External Lighting | General - LED | Town CA | 5 | Medium | B | 1 | 2025 | 5 | 3 | 3.2 | 29488 | 10333
LV Distribution | Main Distribution Board | Town SL | 1 | High | B | 1 | 2025 | 5 | 2 | 2.7 | 16700 | 4696
Local and Special Ventilation | Unit extract fans | Town AH | 1 | Medium | B | 11 | 2035 | 5 | 3 | 3.2 | 29489 | 25513
Fire Safety Systems | Manual and Automatic Doors - Emergency and Panic Escape Doors | Town AH | 1 | Urgent | B | 6 | 2030 | 5 | 1 | 2.2 | 8077 | 16957
Emergency Lighting | Illuminated Fire Exit Signage | Town SU | 3 | Urgent | B | 11 | 2035 | 5 | 1 | 2.2 | 8078 | 23876
Fire Safety Systems | Fire Extinguishers - CO2 | Town SL | 3 | Urgent | A | 8 | 2032 | 6 | 1 | 2.5 | 10970 | 20663
Emergency Lighting | Self Contained - LED | Town SS | 4 | Urgent | B | 21 | 2045 | 5 | 1 | 2.2 | 8079 | 32349
Fire Safety Systems | Fire Extinguishers - CO2 | Town SP | 3 | Urgent | B | 7 | 2031 | 5 | 1 | 2.2 | 8080 | 19462
Fire Safety Systems | Fire Extinguishers - CO2 | Town M | 2 | Urgent | B | 6 | 2030 | 5 | 1 | 2.2 | 8081 | 16958
Fire Safety Systems | Manual and Automatic Doors - Emergency and Panic Escape Doors | Town SQ | 1 | Urgent | B | 31 | 2055 | 5 | 1 | 2.2 | 8082 | 33771
Local and Special Ventilation | Fan - Window / Wall Mounted | Town SQ | 1 | Medium | B | 8 | 2032 | 5 | 3 | 3.2 | 29490 | 21097
Fire Safety Systems | Manual and Automatic Doors - Emergency and Panic Escape Doors | Town SP | 1 | Urgent | B | 6 | 2030 | 5 | 1 | 2.2 | 8083 | 16959
Local and Special Ventilation | Fan - Extract | Town M | 1 | Medium | B | 1 | 2025 | 5 | 3 | 3.2 | 29491 | 10334
Fire Safety Systems | Fire Extinguishers - Foam | Town CA | 1 | Urgent | B | 2 | 2026 | 5 | 1 | 2.2 | 8084 | 12752
General Lighting | General - LED fittings & Luminaires | Town SW | 50 | Medium | B | 15 | 2039 | 5 | 3 | 3.2 | 29492 | 28508
Emergency Lighting | Self Contained - LED | Town EN | 9 | Urgent | B | 20 | 2044 | 5 | 1 | 2.2 | 8085 | 31542
Local and Special Ventilation | Fan - Window / Wall Mounted | Town SV | 1 | Medium | B | 5 | 2029 | 5 | 3 | 3.2 | 29493 | 15386
Fire Safety Systems | Fire Extinguishers - Foam | Town SK | 3 | Urgent | B | 8 | 2032 | 5 | 1 | 2.2 | 8086 | 20549
AHU - External | Central Cooling - CHW Cooling | Town RX | 1 | Medium | B | 1 | 2025 | 5 | 3 | 3.2 | 29494 | 10335
Fire Safety Systems | Manual and Automatic Doors - Emergency and Panic Escape Doors | Town SW | 1 | Urgent | B | 21 | 2045 | 5 | 1 | 2.2 | 8087 | 32350
Barriers & Guardrails | Vehicle Crash Protection Barrier | Town SO | 1 | V Low | B | 1 | 2025 | 5 | 4 | 3.7 | 33431 | 12270
Fire Safety Systems | Fire Extinguishers - Foam | Town SQ | 3 | Urgent | B | 6 | 2030 | 5 | 1 | 2.2 | 8088 | 16960
Fire Safety Systems | Fire Extinguishers - CO2 | Town L | 3 | Urgent | B | 9 | 2033 | 5 | 1 | 2.2 | 8089 | 21444
Roller Shutters | Internal Electric Roller Shutter | Town SS | 1 | Medium | B | 11 | 2035 | 5 | 3 | 3.2 | 29495 | 25514
Roller Shutters | External Electric Roller Shutter | Town SO | 1 | High | B | 1 | 2025 | 5 | 2 | 2.7 | 16701 | 4697
Emergency Lighting | Illuminated Fire Exit Signage | Town CA | 2 | Urgent | B | 16 | 2040 | 5 | 1 | 2.2 | 8090 | 28960
Emergency Lighting | Self Contained - LED | Town SV | 2 | Urgent | B | 21 | 2045 | 5 | 1 | 2.2 | 8091 | 32351
LV Distribution | Sub Distribution Board | Town AH | 1 | High | B | 1 | 2025 | 5 | 2 | 2.7 | 16702 | 4698
Fire Safety Systems | Fire Extinguishers - CO2 | Town SK | 3 | Urgent | B | 9 | 2033 | 5 | 1 | 2.2 | 8092 | 21445
Emergency Lighting | Self Contained - LED | Town SO | 13 | Urgent | B | 21 | 2045 | 5 | 1 | 2.2 | 8093 | 32352
Air Conditioning | Single-Split Condenser - Split Systems/Heat Pumps - Air-cooled with Direct Expansion Evaporator (DX) | Town SW | 1 | Medium | B | 8 | 2032 | 5 | 3 | 3.2 | 29496 | 21098
Emergency Lighting | Illuminated Fire Exit Signage | Town SN | 2 | Urgent | B | 17 | 2041 | 5 | 1 | 2.2 | 8094 | 30199
Fire Safety Systems | Fire Extinguishers - Foam | Town SW | 4 | Urgent | B | 6 | 2030 | 5 | 1 | 2.2 | 8095 | 16961
Roller Shutters | External Manual Roller Shutter | Town L | 1 | High | B | 6 | 2030 | 5 | 2 | 2.7 | 16703 | 17802
External Doors | Entrance Doors | Town L | 1 | High | B | 21 | 2045 | 5 | 2 | 2.7 | 16704 | 32720
Air Conditioning | Multi-Split Condenser - Split Systems/Heat Pumps - Air-cooled with Direct Expansion Evaporator (DX) | Town SQ | 1 | Medium | B | 11 | 2035 | 5 | 3 | 3.2 | 29497 | 25515
Barriers & Guardrails | Manual Vehicle Barrier | Town SK | 1 | Medium | B | 1 | 2025 | 5 | 3 | 3.2 | 29498 | 10336
LV Distribution | Main Distribution Board | Town SO | 1 | High | B | 1 | 2025 | 5 | 2 | 2.7 | 16705 | 4699
Barriers & Guardrails | Vehicle Crash Protection Barrier | Town SO | 1 | V Low | B | 1 | 2025 | 5 | 4 | 3.7 | 33432 | 12271
AHU - Internal | Central Heating & Cooling - Electric & DX | Town SK | 1 | Medium | B | 3 | 2027 | 5 | 3 | 3.2 | 29499 | 13636
Fire Safety Systems | Fire Alarm Panel / Repeater | Town SS | 1 | Urgent | A | 13 | 2037 | 6 | 1 | 2.5 | 10971 | 26926
Fire Safety Systems | Manual and Automatic Doors - Emergency and Panic Escape Doors | Town SS | 1 | Urgent | B | 11 | 2035 | 5 | 1 | 2.2 | 8096 | 23877
LV Distribution | Main Distribution Board | Town SR | 1 | High | B | 10 | 2034 | 5 | 2 | 2.7 | 16706 | 22454
Roller Shutters | External Manual Roller Shutter | Town AH | 1 | High | B | 1 | 2025 | 5 | 2 | 2.7 | 16707 | 4700
Local and Special Ventilation | Fan - Axial | Town SO | 1 | Medium | B | 1 | 2025 | 5 | 3 | 3.2 | 29500 | 10337
External Lighting | General - Non LED | Town SV | 4 | Medium | B | 1 | 2025 | 5 | 3 | 3.2 | 29501 | 10338
External Doors | Entrance Doors | Town SO | 1 | High | B | 11 | 2035 | 5 | 2 | 2.7 | 16708 | 24683
Heat Emitters | Gas Fired Unit Heaters | Town AH | 1 | Medium | B | 10 | 2034 | 5 | 3 | 3.2 | 29502 | 23069
Roller Shutters | External Manual Roller Shutter | Town SO | 1 | High | B | 1 | 2025 | 5 | 2 | 2.7 | 16709 | 4701
Emergency Lighting | Illuminated Fire Exit Signage | Town SU | 3 | Urgent | B | 16 | 2040 | 5 | 1 | 2.2 | 8097 | 28961
Fire Safety Systems | Fire Extinguishers - Powder | Town CA | 1 | Urgent | B | 2 | 2026 | 5 | 1 | 2.2 | 8098 | 12753
Roller Shutters | External Manual Roller Shutter | Town ST | 1 | High | B | 1 | 2025 | 5 | 2 | 2.7 | 16710 | 4702
Central Heating | Fan - Axial | Town AH | 1 | High | B | 10 | 2034 | 5 | 2 | 2.7 | 16711 | 22455
Fire Safety Systems | Fire Extinguishers - CO2 | Town RX | 3 | Urgent | B | 6 | 2030 | 5 | 1 | 2.2 | 8099 | 16962
General Lighting | General - LED fittings & Luminaires | Town SU | 13 | Medium | B | 1 | 2025 | 5 | 3 | 3.2 | 29503 | 10339
Fire Safety Systems | Fire Extinguishers - CO2 | Town CA | 1 | Urgent | B | 2 | 2026 | 5 | 1 | 2.2 | 8100 | 12754
Fire Safety Systems | Fire Alarm Panel / Repeater | Town SQ | 1 | Urgent | B | 1 | 2025 | 5 | 1 | 2.2 | 8101 | 1725
Barriers & Guardrails | Vehicle Crash Protection Barrier | Town SO | 1 | V Low | B | 1 | 2025 | 5 | 4 | 3.7 | 33433 | 12272
Heat Emitters | Electric Heaters | Town SK | 1 | Medium | B | 1 | 2025 | 5 | 3 | 3.2 | 29504 | 10340
Fire Safety Systems | Fire Alarm Panel / Repeater | Town RX | 1 | Urgent | B | 12 | 2036 | 5 | 1 | 2.2 | 8102 | 26085
Fire Safety Systems | Fire Alarm Panel / Repeater | Town SN | 1 | Urgent | B | 5 | 2029 | 5 | 1 | 2.2 | 8103 | 14473
General Lighting | General - LED fittings & Luminaires | Town CA | 5 | Medium | B | 16 | 2040 | 5 | 3 | 3.2 | 29505 | 29771
General Lighting | General - LED fittings & Luminaires | Town SU | 16 | Medium | B | 16 | 2040 | 5 | 3 | 3.2 | 29506 | 29772
Roller Shutters | External Electric Roller Shutter | Town SQ | 1 | High | B | 11 | 2035 | 5 | 2 | 2.7 | 16712 | 24684
LV Distribution | Main Distribution Board | Town SL | 1 | High | A | 18 | 2042 | 6 | 2 | 3 | 19612 | 30916
Local and Special Ventilation | Fan - Toilet Extract | Town EN | 1 | Medium | B | 5 | 2029 | 5 | 3 | 3.2 | 29507 | 15387
Local and Special Ventilation | Fan - Axial | Town SO | 1 | Medium | B | 1 | 2025 | 5 | 3 | 3.2 | 29508 | 10341
General Lighting | General - LED fittings & Luminaires | Town ST | 11 | Medium | B | 17 | 2041 | 5 | 3 | 3.2 | 29509 | 30554
Local and Special Ventilation | Fan - Kitchen Window / Wall Mounted | Town SR | 1 | Medium | B | 1 | 2025 | 5 | 3 | 3.2 | 29510 | 10342
Heat Emitters | Electric Heaters | Town L | 4 | Medium | B | 3 | 2027 | 5 | 3 | 3.2 | 29511 | 13637
Fire Safety Systems | Fire Extinguishers - CO2 | Town SV | 3 | Urgent | B | 2 | 2026 | 5 | 1 | 2.2 | 8104 | 12755
External Doors | Entrance Doors | Town SL | 1 | High | B | 27 | 2051 | 5 | 2 | 2.7 | 16713 | 33583
Roller Shutters | External Electric Roller Shutter | Town SP | 1 | High | B | 1 | 2025 | 5 | 2 | 2.7 | 16714 | 4703
Hot Water Distribution | Hot water cylinders | Town SU | 1 | High | B | 11 | 2035 | 5 | 2 | 2.7 | 16715 | 24685
LV Distribution | Sub Distribution Board | Town SQ | 1 | High | B | 16 | 2040 | 5 | 2 | 2.7 | 16716 | 29238
Roller Shutters | External Manual Roller Shutter | Town AH | 1 | High | B | 1 | 2025 | 5 | 2 | 2.7 | 16717 | 4704
Emergency Lighting | Illuminated Fire Exit Signage | Town SQ | 3 | Urgent | B | 16 | 2040 | 5 | 1 | 2.2 | 8105 | 28962
Emergency Lighting | Illuminated Fire Exit Signage | Town SM | 2 | Urgent | B | 1 | 2025 | 5 | 1 | 2.2 | 8106 | 1726
Fire Safety Systems | Manual and Automatic Doors - Emergency and Panic Escape Doors | Town SV | 1 | Urgent | D | 23 | 2047 | 3 | 1 | 1.6 | 463 | 33057
General Lighting | General - LED fittings & Luminaires | Town SP | 30 | Medium | B | 17 | 2041 | 5 | 3 | 3.2 | 29512 | 30555
External Lighting | General - LED | Town SK | 1 | Medium | B | 1 | 2025 | 5 | 3 | 3.2 | 29513 | 10343
Air Conditioning | Multi-Split Condenser - Split Systems/Heat Pumps - Air-cooled with Direct Expansion Evaporator (DX) | Town SP | 1 | Medium | B | 1 | 2025 | 5 | 3 | 3.2 | 29514 | 10344
Heat Emitters | Gas Fired Unit Heaters | Town SV | 1 | Medium | B | 1 | 2025 | 5 | 3 | 3.2 | 29515 | 10345
LV Distribution | Sub Distribution Board | Town M | 1 | High | B | 1 | 2025 | 5 | 2 | 2.7 | 16718 | 4705
LV Distribution | Sub Distribution Board | Town SL | 1 | High | B | 20 | 2044 | 5 | 2 | 2.7 | 16719 | 31647
General Lighting | General - LED fittings & Luminaires | Town AH | 46 | Medium | B | 10 | 2034 | 5 | 3 | 3.2 | 29516 | 23070
Local Hot Water | Package Electric Water Heaters - Non-Drinking Water | Town SL | 1 | Medium | B | 1 | 2025 | 5 | 3 | 3.2 | 29517 | 10346
Fire Safety Systems | Fire Extinguishers - CO2 | Town AH | 2 | Urgent | B | 8 | 2032 | 5 | 1 | 2.2 | 8107 | 20550
General Lighting | General - LED fittings & Luminaires | Town SW | 103 | Medium | B | 18 | 2042 | 5 | 3 | 3.2 | 29518 | 30988
Air Conditioning | Single-Split Evaporator - Split Systems/Heat Pumps - Air-cooled with Direct Expansion Evaporator (DX) | Town SW | 1 | Medium | B | 6 | 2030 | 5 | 3 | 3.2 | 29519 | 18931
Local Hot Water | Package Electric Water Heaters - Non-Drinking Water | Town SL | 1 | Medium | B | 7 | 2031 | 5 | 3 | 3.2 | 29520 | 20119
Fire Safety Systems | Fire Extinguishers - Foam | Town CA | 1 | Urgent | B | 1 | 2025 | 5 | 1 | 2.2 | 8108 | 1727
Emergency Lighting | Self Contained - Non LED | Town SM | 4 | Urgent | B | 1 | 2025 | 5 | 1 | 2.2 | 8109 | 1728
External Doors | Manual and Automatic Doors - Auto / Powered Sliding Doors | Town EN | 1 | High | B | 26 | 2050 | 5 | 2 | 2.7 | 16720 | 33521
LV Distribution | Sub Distribution Board | Town SK | 1 | High | B | 3 | 2027 | 5 | 2 | 2.7 | 16721 | 13386
LV Distribution | Sub Distribution Board | Town SV | 1 | High | B | 6 | 2030 | 5 | 2 | 2.7 | 16722 | 17803
Roller Shutters | External Electric Roller Shutter | Town AH | 1 | High | B | 1 | 2025 | 5 | 2 | 2.7 | 16723 | 4706
External Doors | Entrance Doors | Town SO | 1 | High | B | 1 | 2025 | 5 | 2 | 2.7 | 16724 | 4707
Fire Safety Systems | Fire Alarm Panel / Repeater | Town SO | 1 | Urgent | B | 11 | 2035 | 5 | 1 | 2.2 | 8110 | 23878
Fire Safety Systems | Fire Alarm Panel / Repeater | Town SS | 1 | Urgent | B | 11 | 2035 | 5 | 1 | 2.2 | 8111 | 23879
Roller Shutters | Internal Electric Roller Shutter | Town SO | 1 | Medium | B | 1 | 2025 | 5 | 3 | 3.2 | 29521 | 10347
Heat Emitters | Electric Heaters | Town SV | 1 | Medium | C | 3 | 2027 | 4 | 3 | 2.9 | 18905 | 13414
Air Conditioning | Single-Split Condenser - Split Systems/Heat Pumps - Air-cooled with Direct Expansion Evaporator (DX) | Town SK | 1 | Medium | B | 1 | 2025 | 5 | 3 | 3.2 | 29522 | 10348
LV Distribution | Sub Distribution Board | Town SP | 1 | High | B | 1 | 2025 | 5 | 2 | 2.7 | 16725 | 4708
Local and Special Ventilation | Fan - General Ventilation | Town SP | 1 | Medium | B | 5 | 2029 | 5 | 3 | 3.2 | 29523 | 15388
Local and Special Ventilation | Fan - Kitchen Window / Wall Mounted | Town L | 1 | Medium | B | 10 | 2034 | 5 | 3 | 3.2 | 29524 | 23071
Fire Safety Systems | Manual and Automatic Doors - Emergency and Panic Escape Doors | Town SR | 1 | Urgent | B | 25 | 2049 | 5 | 1 | 2.2 | 8112 | 33328
External Doors | Entrance Doors | Town AH | 1 | High | B | 6 | 2030 | 5 | 2 | 2.7 | 16726 | 17804
Heat Emitters | Electric Heaters | Town ST | 1 | Medium | B | 1 | 2025 | 5 | 3 | 3.2 | 29525 | 10349
Air Conditioning | Single-Split Condenser - Split Systems/Heat Pumps - Air-cooled with Direct Expansion Evaporator (DX) | Town EN | 1 | Medium | B | 5 | 2029 | 5 | 3 | 3.2 | 29526 | 15389
Fire Safety Systems | Fire Alarm Panel / Repeater | Town SP | 1 | Urgent | B | 1 | 2025 | 5 | 1 | 2.2 | 8113 | 1729
Local and Special Ventilation | Fan - Extract | Town M | 1 | Medium | B | 1 | 2025 | 5 | 3 | 3.2 | 29527 | 10350
General Lighting | General - LED fittings & Luminaires | Town CA | 10 | Medium | B | 16 | 2040 | 5 | 3 | 3.2 | 29528 | 29773
Fire Safety Systems | Fire Extinguishers - Foam | Town SL | 4 | Urgent | A | 8 | 2032 | 6 | 1 | 2.5 | 10972 | 20664
Air Conditioning | Multi-Split Evaporator - Split Systems/Heat Pumps - Air-cooled with Direct Expansion Evaporator (DX) | Town SK | 1 | Medium | B | 1 | 2025 | 5 | 3 | 3.2 | 29529 | 10351
LV Distribution | Sub Distribution Board | Town SO | 1 | High | B | 1 | 2025 | 5 | 2 | 2.7 | 16727 | 4709
Roller Shutters | External Manual Roller Shutter | Town AH | 1 | High | B | 1 | 2025 | 5 | 2 | 2.7 | 16728 | 4710
Emergency Lighting | Self Contained - LED | Town CA | 9 | Urgent | B | 11 | 2035 | 5 | 1 | 2.2 | 8114 | 23880
General Lighting | General - LED fittings & Luminaires | Town M | 22 | Medium | B | 16 | 2040 | 5 | 3 | 3.2 | 29530 | 29774
Roller Shutters | External Manual Roller Shutter | Town SL | 1 | High | B | 1 | 2025 | 5 | 2 | 2.7 | 16729 | 4711
Local and Special Ventilation | Unit extract fans | Town SU | 1 | Medium | B | 1 | 2025 | 5 | 3 | 3.2 | 29531 | 10352
Local Hot Water | Instantaneous Electric Water Heater - Non-Drinking Water | Town L | 1 | Medium | B | 11 | 2035 | 5 | 3 | 3.2 | 29532 | 25516
Fire Safety Systems | Manual and Automatic Doors - Emergency and Panic Escape Doors | Town SU | 1 | Urgent | B | 21 | 2045 | 5 | 1 | 2.2 | 8115 | 32353
Roller Shutters | External Manual Roller Shutter | Town SO | 1 | High | B | 1 | 2025 | 5 | 2 | 2.7 | 16730 | 4712
Heat Emitters | Electric Heaters | Town SU | 1 | Medium | B | 1 | 2025 | 5 | 3 | 3.2 | 29533 | 10353
Local and Special Ventilation | Unit extract fans | Town AH | 1 | Medium | CX | 1 | 2025 | 2 | 3 | 2.3 | 10314 | 2231
Roller Shutters | Internal Manual Roller Shutter - 24 High x 25 Wide | Town SS | 1 | Medium | B | 1 | 2025 | 5 | 3 | 3.2 | 29534 | 10354
Fire Safety Systems | Fire Extinguishers - Foam | Town CA | 1 | Urgent | B | 1 | 2025 | 5 | 1 | 2.2 | 8116 | 1730
Emergency Lighting | Self Contained - LED | Town SN | 1 | Urgent | B | 22 | 2046 | 5 | 1 | 2.2 | 8117 | 32971
Emergency Lighting | Self Contained - LED | Town SP | 11 | Urgent | B | 22 | 2046 | 5 | 1 | 2.2 | 8118 | 32972
Fire Safety Systems | Fire Extinguishers - Powder | Town AH | 1 | Urgent | B | 8 | 2032 | 5 | 1 | 2.2 | 8119 | 20551
Roller Shutters | External Manual Roller Shutter | Town AH | 1 | High | B | 1 | 2025 | 5 | 2 | 2.7 | 16731 | 4713
LV Distribution | Sub Distribution Board | Town SQ | 1 | High | B | 16 | 2040 | 5 | 2 | 2.7 | 16732 | 29239
Fire Safety Systems | Fire Extinguishers - Foam | Town E | 2 | Urgent | B | 6 | 2030 | 5 | 1 | 2.2 | 8120 | 16963
Roller Shutters | External Manual Roller Shutter | Town CU | 1 | High | B | 1 | 2025 | 5 | 2 | 2.7 | 16733 | 4714
General Lighting | General - LED fittings & Luminaires | Town SZ | 8 | Medium | B | 3 | 2027 | 5 | 3 | 3.2 | 29535 | 13638
LV Distribution | Sub Distribution Board | Town M | 1 | High | B | 11 | 2035 | 5 | 2 | 2.7 | 16734 | 24686
Local and Special Ventilation | Fan - Axial | Town TF | 1 | Medium | B | 5 | 2029 | 5 | 3 | 3.2 | 29536 | 15390
Local and Special Ventilation | Fan - Axial | Town TF | 1 | Medium | B | 5 | 2029 | 5 | 3 | 3.2 | 29537 | 15391
Central Heating | Fan - Axial | Town TI | 1 | High | B | 11 | 2035 | 5 | 2 | 2.7 | 16735 | 24687
LV Distribution | Main Distribution Board | Town QO | 1 | High | B | 11 | 2035 | 5 | 2 | 2.7 | 16736 | 24688
Local and Special Ventilation | Unit extract fans | Town E | 1 | Medium | B | 1 | 2025 | 5 | 3 | 3.2 | 29538 | 10355
Local and Special Ventilation | Fan - Axial | Town NM | 1 | Medium | B | 1 | 2025 | 5 | 3 | 3.2 | 29539 | 10356
Fire Safety Systems | Fire Alarm System | Town J | 1 | Urgent | B | 6 | 2030 | 5 | 1 | 2.2 | 8121 | 16964
Fire Safety Systems | Fire Alarm System | Town TD | 1 | Urgent | B | 1 | 2025 | 5 | 1 | 2.2 | 8122 | 1731
LV Distribution | Main Distribution Board | Town QO | 1 | High | B | 10 | 2034 | 5 | 2 | 2.7 | 16737 | 22456
Local and Special Ventilation | Fan - Extract | Town M | 1 | Medium | B | 11 | 2035 | 5 | 3 | 3.2 | 29540 | 25517
Local Hot Water | Instantaneous Electric Water Heater - Non-Drinking Water | Town M | 1 | Medium | B | 13 | 2037 | 5 | 3 | 3.2 | 29541 | 27224
Central Heating | Fan - Axial | Town SZ | 1 | High | B | 1 | 2025 | 5 | 2 | 2.7 | 16738 | 4715
External Doors | Entrance Doors | Town QO | 1 | High | B | 21 | 2045 | 5 | 2 | 2.7 | 16739 | 32721
Access Control | Gate Access - Local Lock / Keypad / Manual (External) | Town TH | 1 | Medium | B | 1 | 2025 | 5 | 3 | 3.2 | 29542 | 10357
Local Hot Water | Instantaneous Electric Water Heater - Non-Drinking Water | Town NK | 1 | Medium | B | 1 | 2025 | 5 | 3 | 3.2 | 29543 | 10358
LV Distribution | Main Distribution Board | Town QO | 1 | High | C | 1 | 2025 | 4 | 2 | 2.4 | 10702 | 2496
Fire Safety Systems | Fire Alarm Panel / Repeater | Town NM | 1 | Urgent | B | 1 | 2025 | 5 | 1 | 2.2 | 8123 | 1732
Fire Safety Systems | Manual and Automatic Doors - Emergency and Panic Escape Doors | Town QO | 1 | Urgent | B | 25 | 2049 | 5 | 1 | 2.2 | 8124 | 33329
Central Heating | Fan - Axial | Town DH | 1 | High | B | 1 | 2025 | 5 | 2 | 2.7 | 16740 | 4716
Barriers & Guardrails | Vehicle Crash Protection Barrier | Town NK | 1 | V Low | B | 14 | 2038 | 5 | 4 | 3.7 | 33434 | 27702
Local and Special Ventilation | Fan - Extract | Town M | 1 | Medium | B | 11 | 2035 | 5 | 3 | 3.2 | 29544 | 25518
External Doors | Entrance Doors | Town TA | 1 | High | B | 11 | 2035 | 5 | 2 | 2.7 | 16741 | 24689
External Doors | Entrance Doors | Town II | 1 | High | B | 10 | 2034 | 5 | 2 | 2.7 | 16742 | 22457
Fire Safety Systems | Manual and Automatic Doors - Emergency and Panic Escape Doors | Town TD | 1 | Urgent | B | 16 | 2040 | 5 | 1 | 2.2 | 8125 | 28963
Barriers & Guardrails | Vehicle Crash Protection Barrier | Town TH | 1 | V Low | B | 1 | 2025 | 5 | 4 | 3.7 | 33435 | 12273
Roller Shutters | External Manual Roller Shutter | Town QO | 1 | High | B | 11 | 2035 | 5 | 2 | 2.7 | 16743 | 24690
Multi-System Controls | Instrumental Control Panel | Town TA | 1 | Medium | B | 1 | 2025 | 5 | 3 | 3.2 | 29545 | 10359
External Lighting | General - LED | Town NM | 1 | Medium | B | 1 | 2025 | 5 | 3 | 3.2 | 29546 | 10360
Fire Safety Systems | Fire Extinguishers - Foam | Town NM | 1 | Urgent | B | 8 | 2032 | 5 | 1 | 2.2 | 8126 | 20552
Access Control | Door Lock / Keypad / Manual | Town TC | 1 | Medium | B | 10 | 2034 | 5 | 3 | 3.2 | 29547 | 23072
General Lighting | General - LED fittings & Luminaires | Town QO | 6 | Medium | B | 17 | 2041 | 5 | 3 | 3.2 | 29548 | 30556
Access Control | Door Lock / Keypad / Manual | Town QO | 1 | Medium | B | 1 | 2025 | 5 | 3 | 3.2 | 29549 | 10361
Local and Special Ventilation | Fan - Window / Wall Mounted | Town TA | 1 | Medium | B | 1 | 2025 | 5 | 3 | 3.2 | 29550 | 10362
Roller Shutters | Internal Electric Roller Shutter | Town QO | 1 | Medium | C | 11 | 2035 | 4 | 3 | 2.9 | 18906 | 24876
General Lighting | General - LED fittings & Luminaires | Town TI | 60 | Medium | B | 10 | 2034 | 5 | 3 | 3.2 | 29551 | 23073
Emergency Lighting | Self Contained - Non LED | Town CA | 1 | Urgent | B | 1 | 2025 | 5 | 1 | 2.2 | 8127 | 1733
Heat Emitters | Gas Fired Natural and Fan Assisted Heaters | Town CA | 1 | Medium | B | 1 | 2025 | 5 | 3 | 3.2 | 29552 | 10363
LV Distribution | Sub Distribution Board | Town TE | 1 | High | B | 1 | 2025 | 5 | 2 | 2.7 | 16744 | 4717
Roller Shutters | External Manual Roller Shutter | Town TE | 1 | High | B | 1 | 2025 | 5 | 2 | 2.7 | 16745 | 4718
External Doors | Entrance Doors | Town N | 1 | High | B | 20 | 2044 | 5 | 2 | 2.7 | 16746 | 31648
General Lighting | General - LED fittings & Luminaires | Town TA | 1 | Medium | B | 16 | 2040 | 5 | 3 | 3.2 | 29553 | 29775
General Lighting | General - LED fittings & Luminaires | Town TA | 6 | Medium | B | 16 | 2040 | 5 | 3 | 3.2 | 29554 | 29776
General Lighting | General - LED fittings & Luminaires | Town M | 16 | Medium | B | 1 | 2025 | 5 | 3 | 3.2 | 29555 | 10364
Heat Emitters | Electric Overdoor Air Curtain/Heater | Town TI | 1 | Medium | B | 1 | 2025 | 5 | 3 | 3.2 | 29556 | 10365
Heat Emitters | Electric Overdoor Air Curtain/Heater | Town TB | 1 | Medium | B | 5 | 2029 | 5 | 3 | 3.2 | 29557 | 15392
External Doors | Entrance Doors | Town TD | 1 | High | B | 16 | 2040 | 5 | 2 | 2.7 | 16747 | 29240
Local Hot Water | Instantaneous Electric Water Heater - Non-Drinking Water | Town TI | 1 | Medium | B | 6 | 2030 | 5 | 3 | 3.2 | 29558 | 18932
Roller Shutters | External Electric Roller Shutter | Town QO | 1 | High | B | 1 | 2025 | 5 | 2 | 2.7 | 16748 | 4719
Local and Special Ventilation | Fan - Window / Wall Mounted | Town TA | 1 | Medium | B | 1 | 2025 | 5 | 3 | 3.2 | 29559 | 10366
Fire Safety Systems | Manual and Automatic Doors - Emergency and Panic Escape Doors | Town N | 1 | Urgent | B | 20 | 2044 | 5 | 1 | 2.2 | 8128 | 31543
Emergency Lighting | Illuminated Fire Exit Signage | Town M | 3 | Urgent | B | 16 | 2040 | 5 | 1 | 2.2 | 8129 | 28964
Emergency Lighting | Self Contained - LED | Town DH | 5 | Urgent | B | 15 | 2039 | 5 | 1 | 2.2 | 8130 | 27990
Fire Safety Systems | Fire Extinguishers - Foam | Town SY | 3 | Urgent | B | 5 | 2029 | 5 | 1 | 2.2 | 8131 | 14474
LV Distribution | Sub Distribution Board | Town TG | 1 | High | B | 5 | 2029 | 5 | 2 | 2.7 | 16749 | 14723
Local and Special Ventilation | Fan - General Ventilation | Town QO | 1 | Medium | A | 14 | 2038 | 6 | 3 | 3.5 | 32598 | 27685
Local and Special Ventilation | Fan - General Ventilation | Town TD | 1 | Medium | B | 6 | 2030 | 5 | 3 | 3.2 | 29560 | 18933
Fire Safety Systems | Manual and Automatic Doors - Emergency and Panic Escape Doors | Town SY | 1 | Urgent | B | 25 | 2049 | 5 | 1 | 2.2 | 8132 | 33330
Emergency Lighting | Self Contained - LED | Town M | 6 | Urgent | B | 21 | 2045 | 5 | 1 | 2.2 | 8133 | 32354
Fire Safety Systems | Fire Extinguishers - Foam | Town TD | 4 | Urgent | B | 6 | 2030 | 5 | 1 | 2.2 | 8134 | 16965
General Lighting | General - LED fittings & Luminaires | Town CA | 1 | Medium | B | 16 | 2040 | 5 | 3 | 3.2 | 29561 | 29777
Fire Safety Systems | Fire Extinguishers - Foam | Town II | 1 | Urgent | B | 8 | 2032 | 5 | 1 | 2.2 | 8135 | 20553
Heat Emitters | Fan Convector - Electric | Town TD | 1 | Medium | B | 6 | 2030 | 5 | 3 | 3.2 | 29562 | 18934
Fire Safety Systems | Manual and Automatic Doors - Emergency and Panic Escape Doors | Town QO | 1 | Urgent | B | 30 | 2054 | 5 | 1 | 2.2 | 8136 | 33692
Fire Safety Systems | Fire Extinguishers - CO2 | Town TC | 1 | Urgent | B | 5 | 2029 | 5 | 1 | 2.2 | 8137 | 14475
Air Conditioning | Multi-Split Evaporator - Split Systems/Heat Pumps - Air-cooled with Direct Expansion Evaporator (DX) | Town QO | 1 | Medium | B | 12 | 2036 | 5 | 3 | 3.2 | 29563 | 26687
Roller Shutters | Internal Electric Roller Shutter | Town NM | 1 | Medium | B | 11 | 2035 | 5 | 3 | 3.2 | 29564 | 25519
Local and Special Ventilation | Fan - Centrifugal | Town TB | 1 | Medium | B | 5 | 2029 | 5 | 3 | 3.2 | 29565 | 15393
General Lighting | General - LED fittings & Luminaires | Town NM | 68 | Medium | B | 14 | 2038 | 5 | 3 | 3.2 | 29566 | 27624
Emergency Lighting | Self Contained - Non LED | Town CA | 1 | Urgent | B | 1 | 2025 | 5 | 1 | 2.2 | 8138 | 1734
Local and Special Ventilation | Fan - Extract | Town M | 1 | Medium | C | 1 | 2025 | 4 | 3 | 2.9 | 18907 | 5752
Roller Shutters | External Electric Roller Shutter | Town N | 1 | High | D | 1 | 2025 | 3 | 2 | 2.1 | 1286 | 874
External Lighting | General - Non LED | Town TA | 1 | Medium | DX | 1 | 2025 | 1 | 3 | 2 | 970 | 667
Fire Safety Systems | Fire Extinguishers - CO2 | Town NM | 3 | Urgent | B | 8 | 2032 | 5 | 1 | 2.2 | 8139 | 20554
General Lighting | General - LED fittings & Luminaires | Town SY | 52 | Medium | B | 10 | 2034 | 5 | 3 | 3.2 | 29567 | 23074
Fire Safety Systems | Manual and Automatic Doors - Emergency and Panic Escape Doors | Town QO | 1 | Urgent | B | 21 | 2045 | 5 | 1 | 2.2 | 8140 | 32355
External Doors | Entrance Doors | Town QO | 1 | High | B | 21 | 2045 | 5 | 2 | 2.7 | 16750 | 32722
General Lighting | General - LED fittings & Luminaires | Town NM | 1 | Medium | B | 6 | 2030 | 5 | 3 | 3.2 | 29568 | 18935
External Lighting | General - LED | Town TD | 2 | Medium | B | 13 | 2037 | 5 | 3 | 3.2 | 29569 | 27225
Fire Safety Systems | Fire Extinguishers - CO2 | Town CU | 3 | Urgent | B | 8 | 2032 | 5 | 1 | 2.2 | 8141 | 20555
Security Systems | Manual and Automatic Doors - High Security Door | Town E | 1 | High | B | 31 | 2055 | 5 | 2 | 2.7 | 16751 | 33804
External Doors | Entrance Doors | Town N | 1 | High | B | 11 | 2035 | 5 | 2 | 2.7 | 16752 | 24691
Emergency Lighting | Illuminated Fire Exit Signage | Town TF | 1 | Urgent | CX | 1 | 2025 | 2 | 1 | 1.3 | 357 | 322
Emergency Lighting | Illuminated Fire Exit Signage | Town TI | 1 | Urgent | B | 10 | 2034 | 5 | 1 | 2.2 | 8142 | 22140
LV Distribution | Sub Distribution Board | Town E | 1 | High | B | 1 | 2025 | 5 | 2 | 2.7 | 16753 | 4720
External Doors | Manual and Automatic Doors - Auto / Powered Sliding Doors | Town TC | 1 | High | B | 30 | 2054 | 5 | 2 | 2.7 | 16754 | 33724
Roller Shutters | External Manual Roller Shutter | Town TI | 1 | High | B | 1 | 2025 | 5 | 2 | 2.7 | 16755 | 4721
General Lighting | General - LED fittings & Luminaires | Town NM | 5 | Medium | B | 1 | 2025 | 5 | 3 | 3.2 | 29570 | 10367
General Lighting | General - LED fittings & Luminaires | Town N | 6 | Medium | C | 1 | 2025 | 4 | 3 | 2.9 | 18908 | 5753
Emergency Lighting | Self Contained - LED | Town II | 1 | Urgent | B | 16 | 2040 | 5 | 1 | 2.2 | 8143 | 28965
Hot Water Distribution | Tank - Break Tank and Pump (Fluid Category 5 Backflow Protection) | Town II | 1 | Urgent | B | 1 | 2025 | 5 | 1 | 2.2 | 8144 | 1735
Boiler | Atmospheric Gas Burner/Condensing Combination Boiler (domestic type) | Town N | 1 | High | A | 10 | 2034 | 6 | 2 | 3 | 19613 | 22544
General Lighting | General - LED fittings & Luminaires | Town QO | 84 | Medium | B | 15 | 2039 | 5 | 3 | 3.2 | 29571 | 28509
Heat Emitters | Radiators - Aluminium | Town N | 8 | Medium | C | 1 | 2025 | 4 | 3 | 2.9 | 18909 | 5754
Local and Special Ventilation | Fan - General Ventilation | Town QO | 1 | Medium | B | 1 | 2025 | 5 | 3 | 3.2 | 29572 | 10368
Fire Safety Systems | Manual and Automatic Doors - Emergency and Panic Escape Doors | Town TG | 1 | Urgent | B | 21 | 2045 | 5 | 1 | 2.2 | 8145 | 32356
Roller Shutters | External Electric Roller Shutter | Town DH | 1 | High | B | 8 | 2032 | 5 | 2 | 2.7 | 16756 | 20759
Roller Shutters | External Electric Roller Shutter | Town J | 1 | High | B | 11 | 2035 | 5 | 2 | 2.7 | 16757 | 24692
Fire Safety Systems | Fire Extinguishers - Powder | Town TE | 1 | Urgent | B | 6 | 2030 | 5 | 1 | 2.2 | 8146 | 16966
Roller Shutters | External Electric Roller Shutter | Town TD | 1 | High | B | 6 | 2030 | 5 | 2 | 2.7 | 16758 | 17805
Emergency Lighting | Self Contained - LED | Town TG | 1 | Urgent | B | 11 | 2035 | 5 | 1 | 2.2 | 8147 | 23881
Heat Emitters | Radiators - Steel | Town NM | 1 | Medium | B | 1 | 2025 | 5 | 3 | 3.2 | 29573 | 10369
Heat Emitters | Electric Heaters | Town TF | 5 | Medium | C | 1 | 2025 | 4 | 3 | 2.9 | 18910 | 5755
Emergency Lighting | Self Contained - LED | Town TF | 8 | Urgent | B | 21 | 2045 | 5 | 1 | 2.2 | 8148 | 32357
Fire Safety Systems | Fire Extinguishers - CO2 | Town TJ | 4 | Urgent | B | 6 | 2030 | 5 | 1 | 2.2 | 8149 | 16967
General Lighting | General - LED fittings & Luminaires | Town TD | 88 | Medium | B | 18 | 2042 | 5 | 3 | 3.2 | 29574 | 30989
Fire Safety Systems | Fire Extinguishers - CO2 | Town M | 1 | Urgent | B | 6 | 2030 | 5 | 1 | 2.2 | 8150 | 16968
Heat Emitters | Radiators - Steel | Town NM | 2 | Medium | B | 6 | 2030 | 5 | 3 | 3.2 | 29575 | 18936
Emergency Lighting | Self Contained - LED | Town TF | 1 | Urgent | B | 21 | 2045 | 5 | 1 | 2.2 | 8151 | 32358
Fire Safety Systems | Fire Extinguishers - Foam | Town NK | 7 | Urgent | B | 9 | 2033 | 5 | 1 | 2.2 | 8152 | 21446
Fire Safety Systems | Fire Blanket | Town J | 1 | Urgent | B | 4 | 2028 | 5 | 1 | 2.2 | 8153 | 13864
Air Conditioning | Multi-Split Evaporator - DX Split Systems (With Gas, Electric or Hot Water Heaters) | Town TD | 1 | High | B | 5 | 2029 | 5 | 2 | 2.7 | 16759 | 14724
LV Distribution | Main Distribution Board | Town QO | 1 | High | D | 1 | 2025 | 3 | 2 | 2.1 | 1287 | 875
Roller Shutters | External Manual Roller Shutter | Town N | 1 | High | B | 10 | 2034 | 5 | 2 | 2.7 | 16760 | 22458
Roller Shutters | External Manual Roller Shutter | Town TA | 1 | High | B | 1 | 2025 | 5 | 2 | 2.7 | 16761 | 4722
General Lighting | General - LED fittings & Luminaires | Town CU | 8 | Medium | B | 16 | 2040 | 5 | 3 | 3.2 | 29576 | 29778
LV Distribution | Sub Distribution Board | Town NM | 1 | High | B | 1 | 2025 | 5 | 2 | 2.7 | 16762 | 4723
Fire Safety Systems | Manual and Automatic Doors - Emergency and Panic Escape Doors | Town TF | 1 | Urgent | B | 11 | 2035 | 5 | 1 | 2.2 | 8154 | 23882
Local and Special Ventilation | Fan - Extract | Town M | 1 | Medium | B | 11 | 2035 | 5 | 3 | 3.2 | 29577 | 25520
Local and Special Ventilation | Fan - Window / Wall Mounted | Town QO | 1 | Medium | B | 10 | 2034 | 5 | 3 | 3.2 | 29578 | 23075
Emergency Lighting | Self Contained - LED | Town TH | 2 | Urgent | B | 23 | 2047 | 5 | 1 | 2.2 | 8155 | 33140
LV Distribution | Main Distribution Board | Town TB | 1 | High | B | 10 | 2034 | 5 | 2 | 2.7 | 16763 | 22459
Local and Special Ventilation | Fan - General Ventilation | Town TC | 1 | Medium | B | 1 | 2025 | 5 | 3 | 3.2 | 29579 | 10370
Lifts | Disabled Lift - Electric | Town QO | 1 | High | C | 5 | 2029 | 4 | 2 | 2.4 | 10703 | 14541
Local and Special Ventilation | Fan - Extract | Town QO | 1 | Medium | B | 1 | 2025 | 5 | 3 | 3.2 | 29580 | 10371
External Lighting | General - Non LED | Town M | 1 | Medium | B | 1 | 2025 | 5 | 3 | 3.2 | 29581 | 10372
Fire Safety Systems | Fire Extinguishers - Foam | Town DH | 8 | Urgent | B | 8 | 2032 | 5 | 1 | 2.2 | 8156 | 20556
Air Conditioning | Single-Split Condenser - Split Systems/Heat Pumps - Air-cooled with Direct Expansion Evaporator (DX) | Town TD | 1 | Medium | B | 5 | 2029 | 5 | 3 | 3.2 | 29582 | 15394
External Lighting | General - Non LED | Town SZ | 5 | Medium | B | 1 | 2025 | 5 | 3 | 3.2 | 29583 | 10373
External Doors | Entrance Doors | Town TD | 1 | High | B | 16 | 2040 | 5 | 2 | 2.7 | 16764 | 29241
Central Heating | Fan - Axial | Town DH | 1 | High | B | 1 | 2025 | 5 | 2 | 2.7 | 16765 | 4724
Fire Safety Systems | Fire Extinguishers - CO2 | Town NK | 3 | Urgent | B | 4 | 2028 | 5 | 1 | 2.2 | 8157 | 13865
LV Distribution | LV Switch Panel | Town NM | 1 | High | B | 1 | 2025 | 5 | 2 | 2.7 | 16766 | 4725
Local and Special Ventilation | Fan - Window / Wall Mounted | Town J | 1 | Medium | B | 6 | 2030 | 5 | 3 | 3.2 | 29584 | 18937
Fire Safety Systems | Fire Extinguishers - CO2 | Town TF | 4 | Urgent | B | 8 | 2032 | 5 | 1 | 2.2 | 8158 | 20557
General Lighting | General - LED fittings & Luminaires | Town CA | 1 | Medium | B | 16 | 2040 | 5 | 3 | 3.2 | 29585 | 29779
Local and Special Ventilation | Unit extract fans | Town SZ | 1 | Medium | D | 1 | 2025 | 3 | 3 | 2.6 | 11218 | 2697
Local Hot Water | Package Electric Water Heaters - Non-Drinking Water | Town M | 1 | Medium | B | 8 | 2032 | 5 | 3 | 3.2 | 29586 | 21099
Roller Shutters | Internal Electric Roller Shutter | Town NM | 1 | Medium | B | 11 | 2035 | 5 | 3 | 3.2 | 29587 | 25521
Emergency Lighting | Self Contained - LED | Town TH | 2 | Urgent | B | 23 | 2047 | 5 | 1 | 2.2 | 8159 | 33141
Emergency Lighting | Self Contained - Non LED | Town CA | 1 | Urgent | B | 1 | 2025 | 5 | 1 | 2.2 | 8160 | 1736
Fire Safety Systems | Fire Extinguishers - CO2 | Town SY | 3 | Urgent | B | 5 | 2029 | 5 | 1 | 2.2 | 8161 | 14476
BMS | BMS Operating Station | Town CA | 1 | High | B | 6 | 2030 | 5 | 2 | 2.7 | 16767 | 17806
External Lighting | General - LED | Town N | 5 | Medium | B | 9 | 2033 | 5 | 3 | 3.2 | 29588 | 21852
Local and Special Ventilation | Fan - Extract | Town M | 1 | Medium | B | 1 | 2025 | 5 | 3 | 3.2 | 29589 | 10374
General Lighting | General - LED fittings & Luminaires | Town M | 5 | Medium | B | 16 | 2040 | 5 | 3 | 3.2 | 29590 | 29780
External Lighting | General - Non LED | Town NM | 7 | Medium | B | 1 | 2025 | 5 | 3 | 3.2 | 29591 | 10375
General Lighting | General - LED fittings & Luminaires | Town CA | 2 | Medium | B | 16 | 2040 | 5 | 3 | 3.2 | 29592 | 29781
Local and Special Ventilation | Fan - General Ventilation | Town TC | 1 | Medium | B | 1 | 2025 | 5 | 3 | 3.2 | 29593 | 10376
Local Hot Water | Package Electric Water Heaters - Non-Drinking Water | Town J | 1 | Medium | B | 3 | 2027 | 5 | 3 | 3.2 | 29594 | 13639
Emergency Lighting | Self Contained - LED | Town TG | 1 | Urgent | B | 11 | 2035 | 5 | 1 | 2.2 | 8162 | 23883
General Lighting | General - LED fittings & Luminaires | Town QO | 28 | Medium | B | 16 | 2040 | 5 | 3 | 3.2 | 29595 | 29782
AHU - External | Central Air Conditioning - DX Cooling | Town TH | 1 | High | B | 1 | 2025 | 5 | 2 | 2.7 | 16768 | 4726
Local Hot Water | Package Electric Water Heaters - Non-Drinking Water | Town QO | 1 | Medium | C | 1 | 2025 | 4 | 3 | 2.9 | 18911 | 5756
Boiler | Combination Atmospheric Burner Gas Boiler | Town NM | 1 | High | B | 7 | 2031 | 5 | 2 | 2.7 | 16769 | 19679
Roller Shutters | Internal Electric Roller Shutter | Town N | 1 | Medium | B | 10 | 2034 | 5 | 3 | 3.2 | 29596 | 23076
BMS | BMS Control Panel | Town QO | 1 | High | B | 7 | 2031 | 5 | 2 | 2.7 | 16770 | 19680
Local and Special Ventilation | Fan - Window / Wall Mounted | Town QO | 1 | Medium | B | 10 | 2034 | 5 | 3 | 3.2 | 29597 | 23077
Fire Safety Systems | Fire Alarm Panel / Repeater | Town M | 1 | Urgent | B | 1 | 2025 | 5 | 1 | 2.2 | 8163 | 1737
Emergency Lighting | Self Contained - LED | Town II | 2 | Urgent | B | 13 | 2037 | 5 | 1 | 2.2 | 8164 | 26888
Local and Special Ventilation | Fan - Window / Wall Mounted | Town SY | 1 | Medium | B | 5 | 2029 | 5 | 3 | 3.2 | 29598 | 15395
External Doors | Entrance Doors | Town QO | 1 | High | B | 21 | 2045 | 5 | 2 | 2.7 | 16771 | 32723
Roller Shutters | External Manual Roller Shutter | Town QO | 1 | High | B | 11 | 2035 | 5 | 2 | 2.7 | 16772 | 24693
Emergency Lighting | Self Contained - Non LED | Town TH | 3 | Urgent | B | 2 | 2026 | 5 | 1 | 2.2 | 8165 | 12756
Heat Emitters | Electric Heaters | Town NM | 1 | Medium | B | 1 | 2025 | 5 | 3 | 3.2 | 29599 | 10377
Emergency Lighting | Self Contained - Non LED | Town QO | 1 | Urgent | B | 11 | 2035 | 5 | 1 | 2.2 | 8166 | 23884
Roller Shutters | External Manual Roller Shutter | Town II | 1 | High | C | 1 | 2025 | 4 | 2 | 2.4 | 10704 | 2497
Local and Special Ventilation | Fan - General Ventilation | Town TD | 1 | Medium | CX | 6 | 2030 | 2 | 3 | 2.3 | 10315 | 17322
Barriers & Guardrails | Vehicle Crash Protection Barrier | Town TH | 1 | V Low | B | 1 | 2025 | 5 | 4 | 3.7 | 33436 | 12274
Air Conditioning | Multi-Split Evaporator - Split Systems/Heat Pumps - Air-cooled with Direct Expansion Evaporator (DX) | Town QO | 1 | Medium | B | 12 | 2036 | 5 | 3 | 3.2 | 29600 | 26688
LV Distribution | Sub Distribution Board | Town CA | 1 | High | D | 5 | 2029 | 3 | 2 | 2.1 | 1288 | 14294
Local Hot Water | Instantaneous Electric Water Heater - Non-Drinking Water | Town NM | 1 | Medium | B | 9 | 2033 | 5 | 3 | 3.2 | 29601 | 21853
Roller Shutters | External Manual Roller Shutter | Town TE | 1 | High | B | 1 | 2025 | 5 | 2 | 2.7 | 16773 | 4727
External Doors | Manual and Automatic Doors - Auto / Powered Sliding Doors | Town NM | 1 | High | B | 11 | 2035 | 5 | 2 | 2.7 | 16774 | 24694
Fire Safety Systems | Fire Alarm System | Town TC | 1 | Urgent | B | 10 | 2034 | 5 | 1 | 2.2 | 8167 | 22141
Communication Systems | PA System | Town TD | 1 | Medium | B | 11 | 2035 | 5 | 3 | 3.2 | 29602 | 25522
Heat Emitters | Fan Convector - Electric | Town QO | 1 | Medium | B | 10 | 2034 | 5 | 3 | 3.2 | 29603 | 23078
Roller Shutters | External Manual Roller Shutter | Town N | 1 | High | B | 1 | 2025 | 5 | 2 | 2.7 | 16775 | 4728
Emergency Lighting | Illuminated Fire Exit Signage | Town NM | 2 | Urgent | B | 6 | 2030 | 5 | 1 | 2.2 | 8168 | 16969
Local and Special Ventilation | Fan - Window / Wall Mounted | Town SY | 1 | Medium | B | 5 | 2029 | 5 | 3 | 3.2 | 29604 | 15396
Fire Safety Systems | Manual and Automatic Doors - Emergency and Panic Escape Doors | Town TE | 1 | Urgent | B | 31 | 2055 | 5 | 1 | 2.2 | 8169 | 33772
Fire Safety Systems | Manual and Automatic Doors - Emergency and Panic Escape Doors | Town NK | 1 | Urgent | CX | 1 | 2025 | 2 | 1 | 1.3 | 358 | 323
LV Distribution | Sub Distribution Board | Town CA | 1 | High | D | 1 | 2025 | 3 | 2 | 2.1 | 1289 | 876
Fire Safety Systems | Fire Extinguishers - Foam | Town TG | 2 | Urgent | B | 2 | 2026 | 5 | 1 | 2.2 | 8170 | 12757
Local Hot Water | Package Electric Water Heaters - Non-Drinking Water | Town TE | 1 | Medium | B | 1 | 2025 | 5 | 3 | 3.2 | 29605 | 10378
External Doors | Entrance Doors | Town QO | 1 | High | B | 21 | 2045 | 5 | 2 | 2.7 | 16776 | 32724
Roller Shutters | External Manual Roller Shutter | Town TI | 1 | High | B | 1 | 2025 | 5 | 2 | 2.7 | 16777 | 4729
Emergency Lighting | Self Contained - Non LED | Town E | 5 | Urgent | B | 6 | 2030 | 5 | 1 | 2.2 | 8171 | 16970
Fire Safety Systems | Fire Extinguishers - Foam | Town II | 2 | Urgent | B | 8 | 2032 | 5 | 1 | 2.2 | 8172 | 20558
LV Distribution | Sub Distribution Board | Town SZ | 1 | High | B | 3 | 2027 | 5 | 2 | 2.7 | 16778 | 13387
LV Distribution | Main Distribution Board | Town NK | 1 | High | B | 19 | 2043 | 5 | 2 | 2.7 | 16779 | 31247
Roller Shutters | External Manual Roller Shutter | Town TI | 1 | High | B | 1 | 2025 | 5 | 2 | 2.7 | 16780 | 4730
BMS | BMS Control Panel | Town QO | 1 | High | B | 5 | 2029 | 5 | 2 | 2.7 | 16781 | 14725
External Doors | Entrance Doors | Town J | 1 | High | B | 21 | 2045 | 5 | 2 | 2.7 | 16782 | 32725
Emergency Lighting | Self Contained - LED | Town TG | 2 | Urgent | B | 17 | 2041 | 5 | 1 | 2.2 | 8173 | 30200
Local and Special Ventilation | Fan - Window / Wall Mounted | Town TG | 1 | Medium | B | 1 | 2025 | 5 | 3 | 3.2 | 29606 | 10379
Fire Safety Systems | Manual and Automatic Doors - Emergency and Panic Escape Doors | Town TB | 1 | Urgent | B | 25 | 2049 | 5 | 1 | 2.2 | 8174 | 33331
Roller Shutters | External Manual Roller Shutter | Town SZ | 1 | High | B | 14 | 2038 | 5 | 2 | 2.7 | 16783 | 27490
Fire Safety Systems | Fire Extinguishers - CO2 | Town NM | 2 | Urgent | B | 8 | 2032 | 5 | 1 | 2.2 | 8175 | 20559
Fire Safety Systems | Fire Extinguishers - Foam | Town M | 5 | Urgent | B | 6 | 2030 | 5 | 1 | 2.2 | 8176 | 16971
Emergency Lighting | Self Contained - Non LED | Town TD | 10 | Urgent | B | 6 | 2030 | 5 | 1 | 2.2 | 8177 | 16972
LV Distribution | Sub Distribution Board | Town TG | 1 | High | B | 5 | 2029 | 5 | 2 | 2.7 | 16784 | 14726
Local and Special Ventilation | Fan - Window / Wall Mounted | Town TA | 1 | Medium | B | 1 | 2025 | 5 | 3 | 3.2 | 29607 | 10380
Local and Special Ventilation | Fan - Window / Wall Mounted | Town TC | 1 | Medium | B | 1 | 2025 | 5 | 3 | 3.2 | 29608 | 10381
Roller Shutters | External Manual Roller Shutter | Town TJ | 1 | High | B | 1 | 2025 | 5 | 2 | 2.7 | 16785 | 4731
Fire Safety Systems | Fire Extinguishers - CO2 | Town J | 1 | Urgent | B | 6 | 2030 | 5 | 1 | 2.2 | 8178 | 16973
Roller Shutters | External Electric Roller Shutter | Town TB | 1 | High | B | 15 | 2039 | 5 | 2 | 2.7 | 16786 | 28273
Roller Shutters | External Manual Roller Shutter | Town TE | 1 | High | B | 1 | 2025 | 5 | 2 | 2.7 | 16787 | 4732
BMS | BMS Control Panel | Town E | 1 | High | B | 5 | 2029 | 5 | 2 | 2.7 | 16788 | 14727
External Doors | Entrance Doors | Town TN | 1 | High | B | 25 | 2049 | 5 | 2 | 2.7 | 16789 | 33425
Lifts | Passenger Lift Hydraulic - Electric | Town TO | 1 | Medium | B | 12 | 2036 | 5 | 3 | 3.2 | 29609 | 26689
External Doors | Manual and Automatic Doors - Auto / Powered Swing Doors | Town TR | 1 | High | B | 11 | 2035 | 5 | 2 | 2.7 | 16790 | 24695
Local and Special Ventilation | Fan - Extract | Town TO | 1 | Medium | CX | 1 | 2025 | 2 | 3 | 2.3 | 10316 | 2232
Heat Emitters | Gas Fired Natural and Fan Assisted Heaters | Town TN | 1 | Medium | B | 1 | 2025 | 5 | 3 | 3.2 | 29610 | 10382
Local and Special Ventilation | Fan - Extract | Town FM | 1 | Medium | CX | 1 | 2025 | 2 | 3 | 2.3 | 10317 | 2233
Fire Safety Systems | Fire Extinguishers - Foam | Town TL | 4 | Urgent | B | 6 | 2030 | 5 | 1 | 2.2 | 8179 | 16974
External Doors | Entrance Doors | Town TM | 1 | High | B | 11 | 2035 | 5 | 2 | 2.7 | 16791 | 24696
General Lighting | General - LED fittings & Luminaires | Town TO | 20 | Medium | B | 14 | 2038 | 5 | 3 | 3.2 | 29611 | 27625
External Lighting | General - LED | Town TR | 1 | Medium | B | 12 | 2036 | 5 | 3 | 3.2 | 29612 | 26690
Roller Shutters | External Manual Roller Shutter | Town TN | 1 | High | D | 1 | 2025 | 3 | 2 | 2.1 | 1290 | 877
Security Systems | Manual and Automatic Doors - High Security Door | Town TO | 1 | High | B | 17 | 2041 | 5 | 2 | 2.7 | 16792 | 30370
Heat Emitters | Electric Heaters | Town TN | 1 | Medium | B | 1 | 2025 | 5 | 3 | 3.2 | 29613 | 10383
Emergency Lighting | Self Contained - LED | Town TR | 5 | Urgent | B | 22 | 2046 | 5 | 1 | 2.2 | 8180 | 32973
Fire Safety Systems | Fire Extinguishers - Foam | Town FM | 3 | Urgent | B | 6 | 2030 | 5 | 1 | 2.2 | 8181 | 16975
Roller Shutters | External Manual Roller Shutter | Town TO | 1 | High | B | 1 | 2025 | 5 | 2 | 2.7 | 16793 | 4733
Roller Shutters | External Manual Roller Shutter | Town FM | 1 | High | B | 15 | 2039 | 5 | 2 | 2.7 | 16794 | 28274
Roller Shutters | External Electric Roller Shutter | Town FM | 1 | High | B | 7 | 2031 | 5 | 2 | 2.7 | 16795 | 19681
Emergency Lighting | Illuminated Fire Exit Signage | Town TP | 4 | Urgent | B | 18 | 2042 | 5 | 1 | 2.2 | 8182 | 30695
Access Control | Door Lock / Keypad / Manual | Town TQ | 1 | Medium | B | 1 | 2025 | 5 | 3 | 3.2 | 29614 | 10384
Emergency Lighting | Illuminated Fire Exit Signage | Town TS | 3 | Urgent | B | 1 | 2025 | 5 | 1 | 2.2 | 8183 | 1738
Emergency Lighting | Self Contained - LED | Town TM | 4 | Urgent | B | 19 | 2043 | 5 | 1 | 2.2 | 8184 | 31095
LV Distribution | Sub Distribution Board | Town TO | 1 | High | D | 1 | 2025 | 3 | 2 | 2.1 | 1291 | 878
LV Distribution | Sub Distribution Board | Town TO | 1 | High | B | 12 | 2036 | 5 | 2 | 2.7 | 16796 | 26246
Multi-System Controls | Instrumental Control Panel | Town TL | 1 | Medium | B | 12 | 2036 | 5 | 3 | 3.2 | 29615 | 26691
Emergency Lighting | Self Contained - Non LED | Town TK | 1 | Urgent | B | 11 | 2035 | 5 | 1 | 2.2 | 8185 | 23885
Air Conditioning | Single-Split Condenser - Split Systems/Heat Pumps - Air-cooled with Direct Expansion Evaporator (DX) | Town TK | 1 | Medium | B | 12 | 2036 | 5 | 3 | 3.2 | 29616 | 26692
Local Hot Water | Package Electric Water Heaters - Non-Drinking Water | Town TK | 1 | Medium | B | 6 | 2030 | 5 | 3 | 3.2 | 29617 | 18938
Fire Safety Systems | Fire Blanket | Town FM | 1 | Urgent | B | 4 | 2028 | 5 | 1 | 2.2 | 8186 | 13866
Local Hot Water | Package Electric Water Heaters - Non-Drinking Water | Town FM | 1 | Medium | B | 8 | 2032 | 5 | 3 | 3.2 | 29618 | 21100
Roller Shutters | External Manual Roller Shutter | Town TM | 1 | High | B | 1 | 2025 | 5 | 2 | 2.7 | 16797 | 4734
Emergency Lighting | Self Contained - LED | Town TK | 4 | Urgent | B | 19 | 2043 | 5 | 1 | 2.2 | 8187 | 31096
Fire Safety Systems | Fire Extinguishers - CO2 | Town TK | 2 | Urgent | B | 2 | 2026 | 5 | 1 | 2.2 | 8188 | 12758
Fire Safety Systems | Manual and Automatic Doors - Emergency and Panic Escape Doors | Town TL | 1 | Urgent | B | 14 | 2038 | 5 | 1 | 2.2 | 8189 | 27388
Fire Safety Systems | Manual and Automatic Doors - Emergency and Panic Escape Doors | Town TS | 1 | Urgent | B | 16 | 2040 | 5 | 1 | 2.2 | 8190 | 28966
External Doors | Entrance Doors | Town TL | 1 | High | B | 14 | 2038 | 5 | 2 | 2.7 | 16798 | 27491
Fire Safety Systems | Fire Extinguishers - Foam | Town TK | 4 | Urgent | B | 2 | 2026 | 5 | 1 | 2.2 | 8191 | 12759
LV Distribution | Main Distribution Board | Town TR | 1 | High | B | 1 | 2025 | 5 | 2 | 2.7 | 16799 | 4735
Local and Special Ventilation | Fan - Kitchen Extract | Town TL | 1 | Low | B | 5 | 2029 | 5 | 4 | 3.7 | 33437 | 15666
Air Conditioning | Multi-Split Condenser - Split Systems/Heat Pumps - Air-cooled with Direct Expansion Evaporator (DX) | Town TQ | 1 | Medium | B | 7 | 2031 | 5 | 3 | 3.2 | 29619 | 20120
Air Conditioning | Single-Split Condenser - Split Systems/Heat Pumps - Air-cooled with Direct Expansion Evaporator (DX) | Town TK | 1 | Medium | B | 12 | 2036 | 5 | 3 | 3.2 | 29620 | 26693
Heat Emitters | Fan Convector - Electric | Town TS | 1 | Medium | B | 1 | 2025 | 5 | 3 | 3.2 | 29621 | 10385
LV Distribution | Sub Distribution Board | Town TK | 1 | High | D | 1 | 2025 | 3 | 2 | 2.1 | 1292 | 879
Heat Emitters | Fan Convector - Electric | Town TK | 1 | Medium | B | 1 | 2025 | 5 | 3 | 3.2 | 29622 | 10386
General Lighting | General - LED fittings & Luminaires | Town TO | 15 | Medium | B | 6 | 2030 | 5 | 3 | 3.2 | 29623 | 18939
Heat Emitters | Electric Heaters | Town TK | 1 | Medium | B | 1 | 2025 | 5 | 3 | 3.2 | 29624 | 10387
LV Distribution | Main Distribution Board | Town TQ | 1 | High | B | 6 | 2030 | 5 | 2 | 2.7 | 16800 | 17807
Fire Safety Systems | Fire Alarm Panel / Repeater | Town TO | 1 | Urgent | B | 1 | 2025 | 5 | 1 | 2.2 | 8192 | 1739
Fire Safety Systems | Fire Alarm System | Town TS | 1 | Urgent | B | 1 | 2025 | 5 | 1 | 2.2 | 8193 | 1740
Heat Emitters | Electric Heaters | Town TQ | 1 | Medium | B | 1 | 2025 | 5 | 3 | 3.2 | 29625 | 10388
Roller Shutters | External Manual Roller Shutter | Town TQ | 1 | High | B | 1 | 2025 | 5 | 2 | 2.7 | 16801 | 4736
Central Ventilation Systems | Fan - General Ventilation | Town TL | 1 | Low | B | 1 | 2025 | 5 | 4 | 3.7 | 33438 | 12275
Air Conditioning | Multi-Split Condenser - Split Systems/Heat Pumps - Air-cooled with Direct Expansion Evaporator (DX) | Town TL | 1 | Medium | B | 7 | 2031 | 5 | 3 | 3.2 | 29626 | 20121
LV Distribution | Sub Distribution Board | Town TK | 1 | High | B | 12 | 2036 | 5 | 2 | 2.7 | 16802 | 26247
Central Ventilation Systems | Fan - General Ventilation | Town TO | 1 | Low | B | 1 | 2025 | 5 | 4 | 3.7 | 33439 | 12276
Fire Safety Systems | Fire Alarm Panel / Repeater | Town TQ | 1 | Urgent | B | 10 | 2034 | 5 | 1 | 2.2 | 8194 | 22142
Fire Safety Systems | Manual and Automatic Doors - Emergency and Panic Escape Doors | Town TP | 1 | Urgent | B | 33 | 2057 | 5 | 1 | 2.2 | 8195 | 33841
General Lighting | General - LED fittings & Luminaires | Town TP | 115 | Medium | B | 18 | 2042 | 5 | 3 | 3.2 | 29627 | 30990
Emergency Lighting | Illuminated Fire Exit Signage | Town TO | 1 | Urgent | B | 15 | 2039 | 5 | 1 | 2.2 | 8196 | 27991
Fire Safety Systems | Fire Extinguishers - Foam | Town TS | 2 | Urgent | B | 6 | 2030 | 5 | 1 | 2.2 | 8197 | 16976
Heat Emitters | Gas Fired Natural and Fan Assisted Heaters | Town TQ | 1 | Medium | B | 5 | 2029 | 5 | 3 | 3.2 | 29628 | 15397
Roller Shutters | External Manual Roller Shutter | Town FM | 1 | High | B | 15 | 2039 | 5 | 2 | 2.7 | 16803 | 28275
General Lighting | General - LED fittings & Luminaires | Town TO | 33 | Medium | B | 15 | 2039 | 5 | 3 | 3.2 | 29629 | 28510
Emergency Lighting | Self Contained - LED | Town TR | 11 | Urgent | B | 22 | 2046 | 5 | 1 | 2.2 | 8198 | 32974
Access Control | Door Lock / Keypad / Manual | Town TO | 1 | Medium | B | 7 | 2031 | 5 | 3 | 3.2 | 29630 | 20122
External Lighting | General - LED | Town TK | 2 | Medium | B | 9 | 2033 | 5 | 3 | 3.2 | 29631 | 21854
Central Ventilation Systems | Fan - General Ventilation | Town TP | 1 | Low | B | 1 | 2025 | 5 | 4 | 3.7 | 33440 | 12277
LV Distribution | Sub Distribution Board | Town TK | 1 | High | B | 12 | 2036 | 5 | 2 | 2.7 | 16804 | 26248
Heat Emitters | Electric Overdoor Air Curtain/Heater | Town TK | 1 | Medium | C | 7 | 2031 | 4 | 3 | 2.9 | 18912 | 19729
External Lighting | General - LED | Town TS | 1 | Medium | B | 11 | 2035 | 5 | 3 | 3.2 | 29632 | 25523
Fire Safety Systems | Manual and Automatic Doors - Emergency and Panic Escape Doors | Town TO | 1 | Urgent | B | 17 | 2041 | 5 | 1 | 2.2 | 8199 | 30201
External Lighting | General - LED | Town FM | 3 | Medium | B | 11 | 2035 | 5 | 3 | 3.2 | 29633 | 25524
Access Control | Door Lock / Keypad / Manual | Town TS | 1 | Medium | B | 11 | 2035 | 5 | 3 | 3.2 | 29634 | 25525
LV Distribution | Sub Distribution Board | Town TO | 1 | High | D | 1 | 2025 | 3 | 2 | 2.1 | 1293 | 880
LV Distribution | Sub Distribution Board | Town TR | 1 | High | A | 19 | 2043 | 6 | 2 | 3 | 19614 | 31327
Roller Shutters | Internal Manual Roller Shutter | Town TQ | 1 | Medium | B | 11 | 2035 | 5 | 3 | 3.2 | 29635 | 25526
LV Distribution | Main Distribution Board | Town FM | 1 | High | B | 15 | 2039 | 5 | 2 | 2.7 | 16805 | 28276
Roller Shutters | External Manual Roller Shutter | Town TM | 1 | High | B | 1 | 2025 | 5 | 2 | 2.7 | 16806 | 4737
Air Conditioning | Single-Split Evaporator - Split Systems/Heat Pumps - Air-cooled with Direct Expansion Evaporator (DX) | Town TT | 1 | Medium | B | 1 | 2025 | 5 | 3 | 3.2 | 29636 | 10389
LV Distribution | Main Distribution Board | Town LQ | 1 | High | B | 1 | 2025 | 5 | 2 | 2.7 | 16807 | 4738
Local Hot Water | Package Electric Water Heaters - Non-Drinking Water | Town TV | 1 | Medium | B | 8 | 2032 | 5 | 3 | 3.2 | 29637 | 21101
Air Conditioning | Multi-Split Condenser - Split Systems/Heat Pumps - Air-cooled with Direct Expansion Evaporator (DX) | Town DE | 1 | Medium | B | 7 | 2031 | 5 | 3 | 3.2 | 29638 | 20123
Air Conditioning | Single-Split Condenser - Split Systems/Heat Pumps - Air-cooled with Direct Expansion Evaporator (DX) | Town CZ | 1 | Medium | B | 9 | 2033 | 5 | 3 | 3.2 | 29639 | 21855
Local and Special Ventilation | Fan - Window / Wall Mounted | Town TY | 1 | Medium | C | 1 | 2025 | 4 | 3 | 2.9 | 18913 | 5757
Air Conditioning | Single-Split Evaporator - Split Systems/Heat Pumps - Air-cooled with Direct Expansion Evaporator (DX) | Town CZ | 1 | Medium | B | 5 | 2029 | 5 | 3 | 3.2 | 29640 | 15398
Air Conditioning | Single-Split Condenser - Split Systems/Heat Pumps - Air-cooled with Direct Expansion Evaporator (DX) | Town CZ | 1 | Medium | B | 9 | 2033 | 5 | 3 | 3.2 | 29641 | 21856
LV Distribution | Sub Distribution Board | Town ST | 1 | High | B | 1 | 2025 | 5 | 2 | 2.7 | 16808 | 4739
External Doors | Manual and Automatic Doors - Auto / Powered Sliding Doors | Town CZ | 1 | High | B | 24 | 2048 | 5 | 2 | 2.7 | 16809 | 33269
Roller Shutters | External Electric Roller Shutter | Town DE | 1 | High | B | 15 | 2039 | 5 | 2 | 2.7 | 16810 | 28277
LV Distribution | Main Distribution Board | Town LQ | 1 | High | B | 6 | 2030 | 5 | 2 | 2.7 | 16811 | 17808
Local and Special Ventilation | Fan - Window / Wall Mounted | Town TZ | 1 | Medium | B | 1 | 2025 | 5 | 3 | 3.2 | 29642 | 10390
Central Ventilation Systems | Fan - General Ventilation | Town DE | 1 | Low | B | 5 | 2029 | 5 | 4 | 3.7 | 33441 | 15667
Roller Shutters | External Electric Roller Shutter | Town TW | 1 | High | B | 22 | 2046 | 5 | 2 | 2.7 | 16812 | 33037
LV Distribution | Sub Distribution Board | Town TW | 1 | High | B | 8 | 2032 | 5 | 2 | 2.7 | 16813 | 20760
Local and Special Ventilation | Fan - Axial | Town LQ | 1 | Medium | B | 1 | 2025 | 5 | 3 | 3.2 | 29643 | 10391
Fire Safety Systems | Manual and Automatic Doors - Emergency and Panic Escape Doors | Town TT | 1 | Urgent | B | 6 | 2030 | 5 | 1 | 2.2 | 8200 | 16977
LV Distribution | Sub Distribution Board | Town CW | 1 | High | B | 1 | 2025 | 5 | 2 | 2.7 | 16814 | 4740
Fire Safety Systems | Fire Alarm Panel / Repeater | Town TW | 1 | Urgent | B | 5 | 2029 | 5 | 1 | 2.2 | 8201 | 14477
Fire Safety Systems | Fire Extinguishers - Foam | Town TY | 1 | Urgent | B | 1 | 2025 | 5 | 1 | 2.2 | 8202 | 1741
Emergency Lighting | Self Contained - LED | Town CZ | 6 | Urgent | B | 21 | 2045 | 5 | 1 | 2.2 | 8203 | 32359
External Lighting | General - Non LED | Town TZ | 1 | Medium | B | 1 | 2025 | 5 | 3 | 3.2 | 29644 | 10392
External Lighting | General - LED | Town DE | 2 | Medium | B | 5 | 2029 | 5 | 3 | 3.2 | 29645 | 15399
Fire Safety Systems | Fire Extinguishers - Foam - P50 | Town TW | 1 | Urgent | B | 6 | 2030 | 5 | 1 | 2.2 | 8204 | 16978
Fire Safety Systems | Fire Extinguishers - Foam | Town TW | 1 | Urgent | B | 8 | 2032 | 5 | 1 | 2.2 | 8205 | 20560
Emergency Lighting | Self Contained - LED | Town TX | 7 | Urgent | B | 21 | 2045 | 5 | 1 | 2.2 | 8206 | 32360
Local and Special Ventilation | Unit extract fans | Town UC | 1 | Medium | C | 1 | 2025 | 4 | 3 | 2.9 | 18914 | 5758
Fire Safety Systems | Fire Extinguishers - Foam | Town TU | 8 | Urgent | B | 6 | 2030 | 5 | 1 | 2.2 | 8207 | 16979
General Lighting | General - LED fittings & Luminaires | Town ST | 84 | Medium | B | 17 | 2041 | 5 | 3 | 3.2 | 29646 | 30557
Heat Emitters | Radiators - Steel | Town CW | 5 | Medium | D | 5 | 2029 | 3 | 3 | 2.6 | 11219 | 14562
Heat Emitters | Gas Fired Unit Heaters | Town UE | 1 | Medium | B | 1 | 2025 | 5 | 3 | 3.2 | 29647 | 10393
Boiler | Atmospheric Gas Burner - Free Standing Boiler | Town TT | 1 | Medium | B | 1 | 2025 | 5 | 3 | 3.2 | 29648 | 10394
Emergency Lighting | Self Contained - Non LED | Town TT | 11 | Urgent | B | 1 | 2025 | 5 | 1 | 2.2 | 8208 | 1742
Emergency Lighting | Illuminated Fire Exit Signage | Town DE | 3 | Urgent | B | 17 | 2041 | 5 | 1 | 2.2 | 8209 | 30202
Local Hot Water | Instantaneous Electric Water Heater - Non-Drinking Water | Town LQ | 1 | Medium | B | 1 | 2025 | 5 | 3 | 3.2 | 29649 | 10395
Roller Shutters | External Electric Roller Shutter | Town LQ | 1 | High | B | 1 | 2025 | 5 | 2 | 2.7 | 16815 | 4741
Fire Safety Systems | Fire Alarm System | Town UB | 1 | Urgent | B | 8 | 2032 | 5 | 1 | 2.2 | 8210 | 20561
General Lighting | General - LED fittings & Luminaires | Town TV | 65 | Medium | B | 16 | 2040 | 5 | 3 | 3.2 | 29650 | 29783
Air Conditioning | Single-Split Evaporator - Split Systems/Heat Pumps - Air-cooled with Direct Expansion Evaporator (DX) | Town TV | 1 | Medium | B | 9 | 2033 | 5 | 3 | 3.2 | 29651 | 21857
Local and Special Ventilation | Fan - Extract | Town TU | 1 | Medium | B | 1 | 2025 | 5 | 3 | 3.2 | 29652 | 10396
Local and Special Ventilation | Fan - Axial | Town LQ | 1 | Medium | B | 1 | 2025 | 5 | 3 | 3.2 | 29653 | 10397
Roller Shutters | External Electric Roller Shutter | Town TU | 1 | High | B | 16 | 2040 | 5 | 2 | 2.7 | 16816 | 29242
Local and Special Ventilation | Fan - Extract | Town DG | 1 | Medium | CX | 1 | 2025 | 2 | 3 | 2.3 | 10318 | 2234
General Lighting | General - LED fittings & Luminaires | Town DC | 23 | Medium | B | 1 | 2025 | 5 | 3 | 3.2 | 29654 | 10398
Fire Safety Systems | Fire Extinguishers - Foam | Town UC | 5 | Urgent | B | 6 | 2030 | 5 | 1 | 2.2 | 8211 | 16980
General Lighting | General - LED fittings & Luminaires | Town UD | 20 | Medium | B | 1 | 2025 | 5 | 3 | 3.2 | 29655 | 10399
Fire Safety Systems | Fire Extinguishers - CO2 | Town UB | 2 | Urgent | B | 7 | 2031 | 5 | 1 | 2.2 | 8212 | 19463
Fire Safety Systems | Smoke Extract Fan | Town ST | 1 | Urgent | B | 1 | 2025 | 5 | 1 | 2.2 | 8213 | 1743
Roller Shutters | External Manual Roller Shutter | Town DC | 1 | High | B | 1 | 2025 | 5 | 2 | 2.7 | 16817 | 4742
General Lighting | General - LED fittings & Luminaires | Town UE | 21 | Medium | B | 1 | 2025 | 5 | 3 | 3.2 | 29656 | 10400
Emergency Lighting | Self Contained - LED | Town TX | 1 | Urgent | B | 21 | 2045 | 5 | 1 | 2.2 | 8214 | 32361
Fire Safety Systems | Fire Extinguishers - CO2 | Town CZ | 3 | Urgent | B | 8 | 2032 | 5 | 1 | 2.2 | 8215 | 20562
General Lighting | General - LED fittings & Luminaires | Town UB | 40 | Medium | B | 17 | 2041 | 5 | 3 | 3.2 | 29657 | 30558
Local Hot Water | Instantaneous Electric Water Heater - Non-Drinking Water | Town DG | 1 | Medium | D | 14 | 2038 | 3 | 3 | 2.6 | 11220 | 27431
Fire Safety Systems | Manual and Automatic Doors - Emergency and Panic Escape Doors | Town TU | 1 | Urgent | B | 21 | 2045 | 5 | 1 | 2.2 | 8216 | 32362
Local and Special Ventilation | Unit extract fans | Town TW | 1 | Medium | B | 3 | 2027 | 5 | 3 | 3.2 | 29658 | 13640
Local and Special Ventilation | Unit extract fans | Town TW | 1 | Medium | B | 1 | 2025 | 5 | 3 | 3.2 | 29659 | 10401
Emergency Lighting | Illuminated Fire Exit Signage | Town UC | 2 | Urgent | B | 10 | 2034 | 5 | 1 | 2.2 | 8217 | 22143
Fire Safety Systems | Fire Extinguishers - Foam | Town CZ | 5 | Urgent | B | 8 | 2032 | 5 | 1 | 2.2 | 8218 | 20563
Fire Safety Systems | Fire Extinguishers - Foam | Town TZ | 1 | Urgent | B | 1 | 2025 | 5 | 1 | 2.2 | 8219 | 1744
Central Ventilation Systems | Fan - General Ventilation | Town DE | 1 | Low | C | 5 | 2029 | 4 | 4 | 3.4 | 32423 | 15580
LV Distribution | Sub Distribution Board | Town TV | 1 | High | B | 1 | 2025 | 5 | 2 | 2.7 | 16818 | 4743
Emergency Lighting | Self Contained - LED | Town UB | 6 | Urgent | B | 22 | 2046 | 5 | 1 | 2.2 | 8220 | 32975
Local Hot Water | Package Electric Water Heaters - Non-Drinking Water | Town DC | 1 | Medium | B | 1 | 2025 | 5 | 3 | 3.2 | 29660 | 10402
Multi-System Controls | Instrumental Control Panel | Town TZ | 1 | Medium | B | 12 | 2036 | 5 | 3 | 3.2 | 29661 | 26694
Fire Safety Systems | Manual and Automatic Doors - Emergency and Panic Escape Doors | Town UD | 1 | Urgent | B | 11 | 2035 | 5 | 1 | 2.2 | 8221 | 23886
Central Heating | Fan - Axial | Town UC | 1 | High | B | 1 | 2025 | 5 | 2 | 2.7 | 16819 | 4744
Local and Special Ventilation | Fan - Extract | Town TU | 1 | Medium | B | 1 | 2025 | 5 | 3 | 3.2 | 29662 | 10403
LV Distribution | Sub Distribution Board | Town CZ | 1 | High | DX | 1 | 2025 | 1 | 2 | 1.5 | 405 | 361
Boiler | Atmospheric Gas Burner Boiler - Small and/or Wall Hung for Domestic Installation | Town CW | 1 | Medium | B | 4 | 2028 | 5 | 3 | 3.2 | 29663 | 14209
Air Conditioning | Fan - General Ventilation | Town UB | 1 | Medium | B | 1 | 2025 | 5 | 3 | 3.2 | 29664 | 10404
Local and Special Ventilation | Fan - Extract | Town TT | 1 | Medium | B | 1 | 2025 | 5 | 3 | 3.2 | 29665 | 10405
Fire Safety Systems | Smoke Extract Fan | Town TW | 1 | Urgent | B | 1 | 2025 | 5 | 1 | 2.2 | 8222 | 1745
LV Distribution | Main Distribution Board | Town TT | 1 | High | B | 1 | 2025 | 5 | 2 | 2.7 | 16820 | 4745
Air Conditioning | Single-Split Condenser - Split Systems/Heat Pumps - Air-cooled with Direct Expansion Evaporator (DX) | Town TV | 1 | Medium | B | 9 | 2033 | 5 | 3 | 3.2 | 29666 | 21858
Air Conditioning | Single-Split Condenser - Split Systems/Heat Pumps - Air-cooled with Direct Expansion Evaporator (DX) | Town TV | 1 | Medium | B | 9 | 2033 | 5 | 3 | 3.2 | 29667 | 21859
Emergency Lighting | Self Contained - LED | Town TV | 3 | Urgent | B | 21 | 2045 | 5 | 1 | 2.2 | 8223 | 32363
Fire Safety Systems | Manual and Automatic Doors - Emergency and Panic Escape Doors | Town ST | 1 | Urgent | B | 6 | 2030 | 5 | 1 | 2.2 | 8224 | 16981
Local and Special Ventilation | Fan - Extract | Town UB | 1 | Medium | B | 1 | 2025 | 5 | 3 | 3.2 | 29668 | 10406
Emergency Lighting | Self Contained - LED | Town CZ | 21 | Urgent | B | 21 | 2045 | 5 | 1 | 2.2 | 8225 | 32364
LV Distribution | Sub Distribution Board | Town UE | 1 | High | B | 12 | 2036 | 5 | 2 | 2.7 | 16821 | 26249
Emergency Lighting | Illuminated Fire Exit Signage | Town TU | 1 | Urgent | B | 16 | 2040 | 5 | 1 | 2.2 | 8226 | 28967
Emergency Lighting | Self Contained - LED | Town UE | 7 | Urgent | B | 21 | 2045 | 5 | 1 | 2.2 | 8227 | 32365
External Lighting | General - LED | Town UB | 3 | Medium | B | 11 | 2035 | 5 | 3 | 3.2 | 29669 | 25527
Fire Safety Systems | Fire Extinguishers - Foam | Town UD | 7 | Urgent | B | 6 | 2030 | 5 | 1 | 2.2 | 8228 | 16982
AHU - Internal | Central Air Conditioning - Electric & DX | Town DE | 1 | High | B | 10 | 2034 | 5 | 2 | 2.7 | 16822 | 22460
Local and Special Ventilation | Fan - Extract | Town TU | 1 | Medium | B | 1 | 2025 | 5 | 3 | 3.2 | 29670 | 10407
Fire Safety Systems | Manual and Automatic Doors - Emergency and Panic Escape Doors | Town UB | 1 | Urgent | B | 11 | 2035 | 5 | 1 | 2.2 | 8229 | 23887
Emergency Lighting | Illuminated Fire Exit Signage | Town TV | 2 | Urgent | B | 16 | 2040 | 5 | 1 | 2.2 | 8230 | 28968
Local and Special Ventilation | Fan - General Ventilation | Town ST | 1 | Medium | B | 1 | 2025 | 5 | 3 | 3.2 | 29671 | 10408
Emergency Lighting | Illuminated Fire Exit Signage | Town TT | 3 | Urgent | B | 16 | 2040 | 5 | 1 | 2.2 | 8231 | 28969
Fire Safety Systems | Fire Extinguishers - CO2 | Town TV | 3 | Urgent | B | 6 | 2030 | 5 | 1 | 2.2 | 8232 | 16983
Fire Safety Systems | Fire Extinguishers - Foam | Town DC | 7 | Urgent | B | 6 | 2030 | 5 | 1 | 2.2 | 8233 | 16984
General Lighting | General - LED fittings & Luminaires | Town UA | 28 | Medium | C | 19 | 2043 | 4 | 3 | 2.9 | 18915 | 31278
Fire Safety Systems | Fire Extinguishers - CO2 | Town TY | 1 | Urgent | B | 2 | 2026 | 5 | 1 | 2.2 | 8234 | 12760
Fire Safety Systems | Fire Extinguishers - CO2 | Town UA | 1 | Urgent | B | 5 | 2029 | 5 | 1 | 2.2 | 8235 | 14478
LV Distribution | Sub Distribution Board | Town UE | 1 | High | B | 6 | 2030 | 5 | 2 | 2.7 | 16823 | 17809
Boiler | Atmospheric Gas Burner/Condensing Combination Boiler (domestic type) | Town DC | 1 | High | B | 1 | 2025 | 5 | 2 | 2.7 | 16824 | 4746
Roller Shutters | External Electric Roller Shutter | Town DE | 1 | High | B | 22 | 2046 | 5 | 2 | 2.7 | 16825 | 33038
General Lighting | General - LED fittings & Luminaires | Town UD | 4 | Medium | B | 6 | 2030 | 5 | 3 | 3.2 | 29672 | 18940
LV Distribution | Sub Distribution Board | Town DE | 1 | High | B | 17 | 2041 | 5 | 2 | 2.7 | 16826 | 30371
Fire Safety Systems | Manual and Automatic Doors - Emergency and Panic Escape Doors | Town TW | 1 | Urgent | B | 6 | 2030 | 5 | 1 | 2.2 | 8236 | 16985
Emergency Lighting | Self Contained - LED | Town UE | 3 | Urgent | B | 21 | 2045 | 5 | 1 | 2.2 | 8237 | 32366
Central Ventilation Systems | Fan - General Ventilation | Town DE | 1 | Low | B | 5 | 2029 | 5 | 4 | 3.7 | 33442 | 15668
Fire Safety Systems | Fire Alarm System | Town CW | 1 | Urgent | B | 10 | 2034 | 5 | 1 | 2.2 | 8238 | 22144
Fire Safety Systems | Fire Extinguishers - Foam | Town UE | 1 | Urgent | B | 6 | 2030 | 5 | 1 | 2.2 | 8239 | 16986
LV Distribution | Sub Distribution Board | Town ST | 1 | High | B | 1 | 2025 | 5 | 2 | 2.7 | 16827 | 4747
LV Distribution | Sub Distribution Board | Town TU | 1 | High | B | 6 | 2030 | 5 | 2 | 2.7 | 16828 | 17810
Local and Special Ventilation | Fan - Extract | Town TU | 1 | Medium | B | 1 | 2025 | 5 | 3 | 3.2 | 29673 | 10409
Local and Special Ventilation | Fan - Window / Wall Mounted | Town LQ | 1 | Medium | B | 1 | 2025 | 5 | 3 | 3.2 | 29674 | 10410
LV Distribution | Main Distribution Board | Town UB | 1 | High | B | 4 | 2028 | 5 | 2 | 2.7 | 16829 | 13993
LV Distribution | Sub Distribution Board | Town LQ | 1 | High | B | 6 | 2030 | 5 | 2 | 2.7 | 16830 | 17811
Roller Shutters | External Electric Roller Shutter | Town LQ | 1 | High | B | 1 | 2025 | 5 | 2 | 2.7 | 16831 | 4748
External Lighting | General - LED | Town UC | 1 | Medium | B | 3 | 2027 | 5 | 3 | 3.2 | 29675 | 13641
Air Conditioning | Single-Split Condenser - Split Systems/Heat Pumps - Air-cooled with Direct Expansion Evaporator (DX) | Town TV | 1 | Medium | B | 9 | 2033 | 5 | 3 | 3.2 | 29676 | 21860
Air Conditioning | Single-Split Evaporator - Split Systems/Heat Pumps - Air-cooled with Direct Expansion Evaporator (DX) | Town TV | 1 | Medium | B | 9 | 2033 | 5 | 3 | 3.2 | 29677 | 21861
LV Distribution | Sub Distribution Board | Town CW | 1 | High | DX | 1 | 2025 | 1 | 2 | 1.5 | 406 | 362
LV Distribution | Sub Distribution Board | Town UC | 1 | High | B | 1 | 2025 | 5 | 2 | 2.7 | 16832 | 4749
LV Distribution | Sub Distribution Board | Town UE | 1 | High | B | 2 | 2026 | 5 | 2 | 2.7 | 16833 | 12943
General Lighting | General - LED fittings & Luminaires | Town TZ | 1 | Medium | B | 16 | 2040 | 5 | 3 | 3.2 | 29678 | 29784
LV Distribution | Main Distribution Board | Town DG | 1 | High | B | 19 | 2043 | 5 | 2 | 2.7 | 16834 | 31248
Security Systems | Manual and Automatic Doors - High Security Door | Town TV | 1 | High | B | 26 | 2050 | 5 | 2 | 2.7 | 16835 | 33522
Local and Special Ventilation | Unit extract fans | Town LQ | 1 | Medium | B | 1 | 2025 | 5 | 3 | 3.2 | 29679 | 10411
Local and Special Ventilation | Fan - Extract | Town UA | 1 | Medium | B | 1 | 2025 | 5 | 3 | 3.2 | 29680 | 10412
General Lighting | General - LED fittings & Luminaires | Town TY | 2 | Medium | C | 16 | 2040 | 4 | 3 | 2.9 | 18916 | 29292
Emergency Lighting | Self Contained - LED | Town CZ | 10 | Urgent | B | 21 | 2045 | 5 | 1 | 2.2 | 8240 | 32367
Emergency Lighting | Self Contained - LED | Town TW | 2 | Urgent | B | 15 | 2039 | 5 | 1 | 2.2 | 8241 | 27992
Fire Safety Systems | Fire Extinguishers - Foam | Town UC | 2 | Urgent | B | 6 | 2030 | 5 | 1 | 2.2 | 8242 | 16987
Fire Safety Systems | Fire Extinguishers - CO2 | Town UC | 4 | Urgent | B | 9 | 2033 | 5 | 1 | 2.2 | 8243 | 21447
Local Hot Water | Package Electric Water Heaters - Non-Drinking Water | Town DC | 1 | Medium | B | 1 | 2025 | 5 | 3 | 3.2 | 29681 | 10413
Local and Special Ventilation | Fan - Extract | Town TV | 1 | Medium | B | 1 | 2025 | 5 | 3 | 3.2 | 29682 | 10414
Fire Safety Systems | Fire Alarm Panel / Repeater | Town LQ | 1 | Urgent | B | 1 | 2025 | 5 | 1 | 2.2 | 8244 | 1746
Roller Shutters | External Electric Roller Shutter | Town UE | 1 | High | B | 11 | 2035 | 5 | 2 | 2.7 | 16836 | 24697
General Lighting | General - LED fittings & Luminaires | Town DE | 50 | Medium | B | 17 | 2041 | 5 | 3 | 3.2 | 29683 | 30559
Local and Special Ventilation | Fan - Window / Wall Mounted | Town CZ | 1 | Medium | B | 1 | 2025 | 5 | 3 | 3.2 | 29684 | 10415
Roller Shutters | External Manual Roller Shutter | Town RZ | 1 | High | B | 5 | 2029 | 5 | 2 | 2.7 | 16837 | 14728
General Lighting | General - LED fittings & Luminaires | Town CZ | 61 | Medium | B | 16 | 2040 | 5 | 3 | 3.2 | 29685 | 29785
General Lighting | General - LED fittings & Luminaires | Town TZ | 1 | Medium | B | 16 | 2040 | 5 | 3 | 3.2 | 29686 | 29786
Local Hot Water | Instantaneous Electric Water Heater - Non-Drinking Water | Town UD | 1 | Medium | B | 1 | 2025 | 5 | 3 | 3.2 | 29687 | 10416
External Doors | Entrance Doors | Town UC | 1 | High | C | 8 | 2032 | 4 | 2 | 2.4 | 10705 | 20648
Roller Shutters | External Manual Roller Shutter | Town DG | 1 | High | B | 1 | 2025 | 5 | 2 | 2.7 | 16838 | 4750
Heat Emitters | Electric Heaters | Town TU | 3 | Medium | D | 1 | 2025 | 3 | 3 | 2.6 | 11221 | 2698
Emergency Lighting | Self Contained - LED | Town TZ | 1 | Urgent | B | 11 | 2035 | 5 | 1 | 2.2 | 8245 | 23888
Air Conditioning | Multi-Split Condenser - Split Systems/Heat Pumps - Air-cooled with Direct Expansion Evaporator (DX) | Town TW | 1 | Medium | B | 7 | 2031 | 5 | 3 | 3.2 | 29688 | 20124
Fire Safety Systems | Manual and Automatic Doors - Emergency and Panic Escape Doors | Town CZ | 1 | Urgent | B | 21 | 2045 | 5 | 1 | 2.2 | 8246 | 32368
Fire Safety Systems | Manual and Automatic Doors - Emergency and Panic Escape Doors | Town ST | 1 | Urgent | B | 6 | 2030 | 5 | 1 | 2.2 | 8247 | 16988
General Lighting | General - LED fittings & Luminaires | Town DE | 15 | Medium | B | 17 | 2041 | 5 | 3 | 3.2 | 29689 | 30560
Emergency Lighting | Illuminated Fire Exit Signage | Town ST | 1 | Urgent | B | 17 | 2041 | 5 | 1 | 2.2 | 8248 | 30203
General Lighting | General - LED fittings & Luminaires | Town CZ | 3 | Medium | B | 3 | 2027 | 5 | 3 | 3.2 | 29690 | 13642
Fire Safety Systems | Fire Extinguishers - Foam | Town LQ | 2 | Urgent | B | 6 | 2030 | 5 | 1 | 2.2 | 8249 | 16989
Boiler | Combination Atmospheric Burner Gas Boiler | Town TT | 1 | High | B | 1 | 2025 | 5 | 2 | 2.7 | 16839 | 4751
Local and Special Ventilation | Fan - Window / Wall Mounted | Town CZ | 1 | Medium | B | 1 | 2025 | 5 | 3 | 3.2 | 29691 | 10417
Emergency Lighting | Self Contained - LED | Town RZ | 9 | Urgent | B | 17 | 2041 | 5 | 1 | 2.2 | 8250 | 30204
Heat Emitters | Gas Radiant Tube Heaters | Town UI | 1 | Medium | B | 1 | 2025 | 5 | 3 | 3.2 | 29692 | 10418
Local and Special Ventilation | Fan - Kitchen Window / Wall Mounted | Town TN | 1 | Medium | CX | 10 | 2034 | 2 | 3 | 2.3 | 10319 | 22190
LV Distribution | Main Distribution Board | Town UL | 1 | High | B | 11 | 2035 | 5 | 2 | 2.7 | 16840 | 24698
Roller Shutters | Internal Manual Roller Shutter | Town UF | 1 | Medium | B | 19 | 2043 | 5 | 3 | 3.2 | 29693 | 31371
Fire Safety Systems | Fire Dampers - Fusible Link | Town UM | 1 | Urgent | B | 1 | 2025 | 5 | 1 | 2.2 | 8251 | 1747
Security Systems | Manual and Automatic Doors - High Security Door | Town UM | 1 | High | B | 11 | 2035 | 5 | 2 | 2.7 | 16841 | 24699
LV Distribution | Sub Distribution Board | Town UQ | 1 | High | A | 19 | 2043 | 6 | 2 | 3 | 19615 | 31328
General Lighting | General - LED fittings & Luminaires | Town UJ | 10 | Medium | B | 16 | 2040 | 5 | 3 | 3.2 | 29694 | 29787
Fire Safety Systems | Fire Extinguishers - CO2 | Town UP | 1 | Urgent | B | 10 | 2034 | 5 | 1 | 2.2 | 8252 | 22145
Fire Safety Systems | Fire Extinguishers - CO2 | Town UO | 4 | Urgent | B | 8 | 2032 | 5 | 1 | 2.2 | 8253 | 20564
Fire Safety Systems | Fire Extinguishers - Powder | Town UI | 1 | Urgent | B | 2 | 2026 | 5 | 1 | 2.2 | 8254 | 12761
Fire Safety Systems | Fire Extinguishers - CO2 | Town UM | 3 | Urgent | B | 2 | 2026 | 5 | 1 | 2.2 | 8255 | 12762
Air Conditioning | Single-Split Evaporator - Split Systems/Heat Pumps - Air-cooled with Direct Expansion Evaporator (DX) | Town UF | 1 | Medium | B | 1 | 2025 | 5 | 3 | 3.2 | 29695 | 10419
LV Distribution | Main Switch Panel at Supply Intake | Town ET | 1 | Medium | B | 1 | 2025 | 5 | 3 | 3.2 | 29696 | 10420
Fire Safety Systems | Fire Alarm Panel / Repeater | Town UG | 1 | Urgent | B | 12 | 2036 | 5 | 1 | 2.2 | 8256 | 26086
Roller Shutters | External Manual Roller Shutter | Town UP | 1 | High | B | 1 | 2025 | 5 | 2 | 2.7 | 16842 | 4752
Access Control | Door Lock / Keypad / Manual | Town UH | 1 | Medium | B | 1 | 2025 | 5 | 3 | 3.2 | 29697 | 10421
Emergency Lighting | Self Contained - LED | Town UR | 1 | Urgent | B | 16 | 2040 | 5 | 1 | 2.2 | 8257 | 28970
Air Conditioning | Multi-Split Condenser - Split Systems/Heat Pumps - Air-cooled with Direct Expansion Evaporator (DX) | Town TN | 1 | Medium | B | 5 | 2029 | 5 | 3 | 3.2 | 29698 | 15400
Fire Safety Systems | Fire Dampers - Fusible Link | Town UM | 1 | Urgent | B | 1 | 2025 | 5 | 1 | 2.2 | 8258 | 1748
LV Distribution | Main Switch Panel at Supply Intake | Town TN | 1 | Medium | B | 15 | 2039 | 5 | 3 | 3.2 | 29699 | 28511
Heat Emitters | Radiators - Steel | Town UN | 3 | Medium | B | 10 | 2034 | 5 | 3 | 3.2 | 29700 | 23079
Fire Safety Systems | Fire Extinguishers - Foam | Town TN | 5 | Urgent | A | 9 | 2033 | 6 | 1 | 2.5 | 10973 | 21549
Local and Special Ventilation | Fan - Extract | Town UJ | 1 | Medium | B | 1 | 2025 | 5 | 3 | 3.2 | 29701 | 10422
Fire Safety Systems | Manual and Automatic Doors - Emergency and Panic Escape Doors | Town UJ | 1 | Urgent | B | 21 | 2045 | 5 | 1 | 2.2 | 8259 | 32369
Emergency Lighting | Illuminated Fire Exit Signage | Town UJ | 3 | Urgent | B | 12 | 2036 | 5 | 1 | 2.2 | 8260 | 26087
Emergency Lighting | Self Contained - LED | Town UI | 9 | Urgent | B | 17 | 2041 | 5 | 1 | 2.2 | 8261 | 30205
Local and Special Ventilation | Fan - Extract | Town UJ | 1 | Medium | B | 1 | 2025 | 5 | 3 | 3.2 | 29702 | 10423
Security Systems | Manual and Automatic Doors - High Security Door | Town UF | 1 | High | B | 21 | 2045 | 5 | 2 | 2.7 | 16843 | 32726
Heat Emitters | Electric Heaters | Town UR | 1 | Medium | B | 1 | 2025 | 5 | 3 | 3.2 | 29703 | 10424
General Lighting | General - LED fittings & Luminaires | Town TN | 91 | Medium | B | 17 | 2041 | 5 | 3 | 3.2 | 29704 | 30561
Emergency Lighting | Illuminated Fire Exit Signage | Town UQ | 3 | Urgent | A | 18 | 2042 | 6 | 1 | 2.5 | 10974 | 30748
General Lighting | General - LED fittings & Luminaires | Town UQ | 6 | Medium | A | 18 | 2042 | 6 | 3 | 3.5 | 32599 | 31023
Fire Safety Systems | Manual and Automatic Doors - Emergency and Panic Escape Doors | Town TN | 1 | Urgent | B | 30 | 2054 | 5 | 1 | 2.2 | 8262 | 33693
Heat Emitters | Gas Fired Natural and Fan Assisted Heaters | Town UR | 1 | Medium | B | 1 | 2025 | 5 | 3 | 3.2 | 29705 | 10425
Local Hot Water | Instantaneous Electric Water Heater - Non-Drinking Water | Town ET | 1 | Medium | B | 5 | 2029 | 5 | 3 | 3.2 | 29706 | 15401
Emergency Lighting | Illuminated Fire Exit Signage | Town UR | 1 | Urgent | A | 19 | 2043 | 6 | 1 | 2.5 | 10975 | 31131
External Lighting | General - LED | Town UQ | 1 | Medium | B | 5 | 2029 | 5 | 3 | 3.2 | 29707 | 15402
Local and Special Ventilation | Fan - Window / Wall Mounted | Town UO | 1 | Medium | CX | 9 | 2033 | 2 | 3 | 2.3 | 10320 | 21522
Roller Shutters | Internal Electric Roller Shutter | Town UP | 1 | Medium | B | 15 | 2039 | 5 | 3 | 3.2 | 29708 | 28512
Local Hot Water | Instantaneous Electric Water Heater - Non-Drinking Water | Town ET | 1 | Medium | B | 1 | 2025 | 5 | 3 | 3.2 | 29709 | 10426
External Doors | Entrance Doors | Town TN | 1 | High | B | 15 | 2039 | 5 | 2 | 2.7 | 16844 | 28278
Local and Special Ventilation | Fan - Extract | Town UM | 1 | Medium | C | 1 | 2025 | 4 | 3 | 2.9 | 18917 | 5759
Central Ventilation Systems | Fan - General Ventilation | Town UN | 1 | Low | B | 1 | 2025 | 5 | 4 | 3.7 | 33443 | 12278
Heat Emitters | Gas Radiant Tube Heaters | Town UI | 1 | Medium | B | 1 | 2025 | 5 | 3 | 3.2 | 29710 | 10427
Burner | Forced draft gas burner | Town UH | 1 | Medium | C | 1 | 2025 | 4 | 3 | 2.9 | 18918 | 5760
Roller Shutters | External Manual Roller Shutter | Town UK | 1 | High | B | 1 | 2025 | 5 | 2 | 2.7 | 16845 | 4753
LV Distribution | Sub Distribution Board | Town UO | 1 | High | B | 1 | 2025 | 5 | 2 | 2.7 | 16846 | 4754
General Lighting | General - LED fittings & Luminaires | Town UQ | 84 | Medium | A | 18 | 2042 | 6 | 3 | 3.5 | 32600 | 31024
Fire Safety Systems | Fire Extinguishers - Powder | Town UG | 4 | Urgent | B | 7 | 2031 | 5 | 1 | 2.2 | 8263 | 19464
Fire Safety Systems | Manual and Automatic Doors - Emergency and Panic Escape Doors | Town UH | 1 | Urgent | B | 25 | 2049 | 5 | 1 | 2.2 | 8264 | 33332
Heat Emitters | Electric Heaters | Town UO | 1 | Medium | CX | 1 | 2025 | 2 | 3 | 2.3 | 10321 | 2235
General Lighting | General - LED fittings & Luminaires | Town UL | 1 | Medium | B | 11 | 2035 | 5 | 3 | 3.2 | 29711 | 25528
Emergency Lighting | Self Contained - LED | Town UO | 12 | Urgent | B | 22 | 2046 | 5 | 1 | 2.2 | 8265 | 32976
General Lighting | General - LED fittings & Luminaires | Town UG | 26 | Medium | B | 1 | 2025 | 5 | 3 | 3.2 | 29712 | 10428
External Lighting | General - LED | Town UI | 7 | Medium | B | 7 | 2031 | 5 | 3 | 3.2 | 29713 | 20125
Heat Emitters | Electric Heaters | Town ET | 1 | Medium | B | 1 | 2025 | 5 | 3 | 3.2 | 29714 | 10429
Fire Safety Systems | Fire Extinguishers - Foam | Town UP | 2 | Urgent | A | 10 | 2034 | 6 | 1 | 2.5 | 10976 | 22232
Fire Safety Systems | Fire Extinguishers - Powder | Town UP | 1 | Urgent | B | 9 | 2033 | 5 | 1 | 2.2 | 8266 | 21448
External Doors | Manual and Automatic Doors - Auto / Powered Bi-Fold Doors | Town UO | 1 | Medium | C | 1 | 2025 | 4 | 3 | 2.9 | 18919 | 5761
Local and Special Ventilation | Fan - Kitchen Window / Wall Mounted | Town UO | 1 | Medium | B | 10 | 2034 | 5 | 3 | 3.2 | 29715 | 23080
Burner | Forced draft gas burner | Town UN | 1 | Medium | B | 1 | 2025 | 5 | 3 | 3.2 | 29716 | 10430
Fire Safety Systems | Fire Alarm System | Town UP | 1 | Urgent | B | 11 | 2035 | 5 | 1 | 2.2 | 8267 | 23889
Fire Safety Systems | Fire Extinguishers - Foam | Town UF | 2 | Urgent | B | 2 | 2026 | 5 | 1 | 2.2 | 8268 | 12763
External Doors | Manual and Automatic Doors - Auto / Powered Bi-Fold Doors | Town UO | 1 | Medium | B | 1 | 2025 | 5 | 3 | 3.2 | 29717 | 10431
Fire Safety Systems | Manual and Automatic Doors - Emergency and Panic Escape Doors | Town UQ | 1 | Urgent | B | 15 | 2039 | 5 | 1 | 2.2 | 8269 | 27993
Local and Special Ventilation | Fan - Kitchen Extract | Town UN | 1 | Low | B | 5 | 2029 | 5 | 4 | 3.7 | 33444 | 15669
Fire Safety Systems | Manual and Automatic Doors - Emergency and Panic Escape Doors | Town UO | 1 | Urgent | B | 1 | 2025 | 5 | 1 | 2.2 | 8270 | 1749
Local Hot Water | Instantaneous Electric Water Heater - Non-Drinking Water | Town ET | 1 | Medium | B | 13 | 2037 | 5 | 3 | 3.2 | 29718 | 27226
Fire Safety Systems | Fire Alarm Panel / Repeater | Town UM | 1 | Urgent | B | 1 | 2025 | 5 | 1 | 2.2 | 8271 | 1750
LV Distribution | Main Switch Panel at Supply Intake | Town UO | 1 | Medium | B | 1 | 2025 | 5 | 3 | 3.2 | 29719 | 10432
Fire Safety Systems | Fire Extinguishers - Foam | Town ET | 1 | Urgent | B | 8 | 2032 | 5 | 1 | 2.2 | 8272 | 20565
Air Conditioning | Multi-Split Condenser - Split Systems/Heat Pumps - Air-cooled with Direct Expansion Evaporator (DX) | Town UN | 1 | Medium | B | 1 | 2025 | 5 | 3 | 3.2 | 29720 | 10433
AHU - Internal | Central Air Conditioning - Electric & DX | Town UH | 1 | High | C | 1 | 2025 | 4 | 2 | 2.4 | 10706 | 2498
AHU - Internal | Central Heating & Cooling - Electric & DX | Town UQ | 1 | Medium | B | 1 | 2025 | 5 | 3 | 3.2 | 29721 | 10434
External Doors | Manual and Automatic Doors - Auto / Powered Sliding Doors | Town UQ | 1 | High | C | 15 | 2039 | 4 | 2 | 2.4 | 10707 | 28061
Local Hot Water | Instantaneous Electric Water Heater - Non-Drinking Water | Town UP | 1 | Medium | B | 10 | 2034 | 5 | 3 | 3.2 | 29722 | 23081
External Doors | Entrance Doors | Town UQ | 1 | High | B | 15 | 2039 | 5 | 2 | 2.7 | 16847 | 28279
Local and Special Ventilation | Fan - Window / Wall Mounted | Town TN | 1 | Medium | B | 12 | 2036 | 5 | 3 | 3.2 | 29723 | 26695
Local and Special Ventilation | Fan - Window / Wall Mounted | Town UL | 1 | Medium | CX | 6 | 2030 | 2 | 3 | 2.3 | 10322 | 17323
Local and Special Ventilation | Fan - Extract | Town UM | 1 | Medium | B | 1 | 2025 | 5 | 3 | 3.2 | 29724 | 10435
General Lighting | General - LED fittings & Luminaires | Town UK | 7 | Medium | B | 14 | 2038 | 5 | 3 | 3.2 | 29725 | 27626
Fire Safety Systems | Fire Extinguishers - CO2 | Town ET | 1 | Urgent | B | 9 | 2033 | 5 | 1 | 2.2 | 8273 | 21449
AHU - Internal | Central Air Conditioning - Gas Fired | Town UM | 1 | Medium | B | 1 | 2025 | 5 | 3 | 3.2 | 29726 | 10436
Local Hot Water | Instantaneous Electric Water Heater - Non-Drinking Water | Town ET | 1 | Medium | B | 1 | 2025 | 5 | 3 | 3.2 | 29727 | 10437
External Doors | Entrance Doors | Town UO | 1 | High | B | 1 | 2025 | 5 | 2 | 2.7 | 16848 | 4755
Air Conditioning | Multi-Split Condenser - DX Split Systems (With Gas, Electric or Hot Water Heaters) | Town UM | 1 | Medium | B | 1 | 2025 | 5 | 3 | 3.2 | 29728 | 10438
Fire Safety Systems | Fire Dampers - Fusible Link | Town UM | 1 | Urgent | B | 1 | 2025 | 5 | 1 | 2.2 | 8274 | 1751
Heat Emitters | Electric Heaters | Town UO | 1 | Medium | CX | 1 | 2025 | 2 | 3 | 2.3 | 10323 | 2236
LV Distribution | Sub Distribution Board | Town UF | 1 | High | B | 1 | 2025 | 5 | 2 | 2.7 | 16849 | 4756
Local Hot Water | Instantaneous Electric Water Heater - Non-Drinking Water | Town UP | 1 | Medium | A | 13 | 2037 | 6 | 3 | 3.5 | 32601 | 27300
Emergency Lighting | Illuminated Fire Exit Signage | Town UP | 1 | Urgent | B | 17 | 2041 | 5 | 1 | 2.2 | 8275 | 30206
AHU - Internal | Central Heating & Cooling - Electric & DX | Town UN | 1 | Medium | B | 1 | 2025 | 5 | 3 | 3.2 | 29729 | 10439
Roller Shutters | External Electric Roller Shutter | Town UF | 1 | High | B | 11 | 2035 | 5 | 2 | 2.7 | 16850 | 24700
Fire Safety Systems | Fire Extinguishers - Foam | Town UM | 1 | Urgent | B | 2 | 2026 | 5 | 1 | 2.2 | 8276 | 12764
LV Distribution | Sub Distribution Board | Town UG | 1 | High | CX | 1 | 2025 | 2 | 2 | 1.8 | 547 | 441
Central Ventilation Systems | Fan - General Ventilation | Town UN | 1 | Low | B | 1 | 2025 | 5 | 4 | 3.7 | 33445 | 12279
Local and Special Ventilation | Fan - Kitchen Window / Wall Mounted | Town UL | 1 | Medium | B | 6 | 2030 | 5 | 3 | 3.2 | 29730 | 18941
LV Distribution | Main Switch Panel at Supply Intake | Town ET | 1 | Medium | B | 1 | 2025 | 5 | 3 | 3.2 | 29731 | 10440
Local Hot Water | Package Electric Water Heaters - Non-Drinking Water | Town AJ | 1 | Medium | B | 2 | 2026 | 5 | 3 | 3.2 | 29732 | 13172
Local and Special Ventilation | Fan - Axial | Town CO | 1 | Medium | B | 1 | 2025 | 5 | 3 | 3.2 | 29733 | 10441
Fire Safety Systems | Fire Alarm System | Town EX | 1 | Urgent | B | 1 | 2025 | 5 | 1 | 2.2 | 8277 | 1752
LV Distribution | Sub Distribution Board | Town KF | 1 | High | B | 1 | 2025 | 5 | 2 | 2.7 | 16851 | 4757
Fire Safety Systems | Fire Dampers - Fusible Link | Town UM | 1 | Urgent | B | 1 | 2025 | 5 | 1 | 2.2 | 8278 | 1753
Heat Emitters | Gas Fired Natural and Fan Assisted Heaters | Town ST | 1 | Medium | B | 5 | 2029 | 5 | 3 | 3.2 | 29734 | 15403
Local and Special Ventilation | Fan - Window / Wall Mounted | Town Q | 1 | Medium | B | 1 | 2025 | 5 | 3 | 3.2 | 29735 | 10442
Air Conditioning | Single-Split Condenser - Split Systems/Heat Pumps - Air-cooled with Direct Expansion Evaporator (DX) | Town KF | 1 | Medium | B | 1 | 2025 | 5 | 3 | 3.2 | 29736 | 10443
LV Distribution | Sub Distribution Board | Town CA | 1 | High | B | 1 | 2025 | 5 | 2 | 2.7 | 16852 | 4758
LV Distribution | Sub Distribution Board | Town KF | 1 | High | B | 1 | 2025 | 5 | 2 | 2.7 | 16853 | 4759
Fire Safety Systems | Manual and Automatic Doors - Emergency and Panic Escape Doors | Town EK | 1 | Urgent | B | 11 | 2035 | 5 | 1 | 2.2 | 8279 | 23890
Air Conditioning | Single-Split Evaporator - Split Systems/Heat Pumps - Air-cooled with Direct Expansion Evaporator (DX) | Town Z | 1 | Medium | B | 11 | 2035 | 5 | 3 | 3.2 | 29737 | 25529
Air Conditioning | Single-Split Evaporator - Split Systems/Heat Pumps - Air-cooled with Direct Expansion Evaporator (DX) | Town Z | 1 | Medium | B | 11 | 2035 | 5 | 3 | 3.2 | 29738 | 25530
LV Distribution | Sub Distribution Board | Town PT | 1 | High | B | 1 | 2025 | 5 | 2 | 2.7 | 16854 | 4760
Boiler | Atmospheric Gas Burner/Condensing Combination Boiler (domestic type) | Town EK | 1 | High | A | 8 | 2032 | 6 | 2 | 3 | 19616 | 20790
Roller Shutters | External Manual Roller Shutter | Town LF | 1 | High | B | 11 | 2035 | 5 | 2 | 2.7 | 16855 | 24701
Central Ventilation Systems | Fan - General Ventilation | Town JC | 1 | Low | B | 1 | 2025 | 5 | 4 | 3.7 | 33446 | 12280
LV Distribution | Sub Distribution Board | Town CA | 1 | High | B | 6 | 2030 | 5 | 2 | 2.7 | 16856 | 17812
Communication Systems | PA System | Town SO | 1 | Medium | B | 16 | 2040 | 5 | 3 | 3.2 | 29739 | 29788
Air Conditioning | Single-Split Condenser - Split Systems/Heat Pumps - Air-cooled with Direct Expansion Evaporator (DX) | Town Z | 1 | Medium | B | 11 | 2035 | 5 | 3 | 3.2 | 29740 | 25531
Air Conditioning | Fan - General Ventilation | Town BA | 1 | Medium | B | 1 | 2025 | 5 | 3 | 3.2 | 29741 | 10444
Roller Shutters | External Electric Roller Shutter | Town NF | 1 | High | B | 1 | 2025 | 5 | 2 | 2.7 | 16857 | 4761
Air Conditioning | Single-Split Condenser - Split Systems/Heat Pumps - Air-cooled with Direct Expansion Evaporator (DX) | Town KF | 1 | Medium | B | 1 | 2025 | 5 | 3 | 3.2 | 29742 | 10445
Boiler | Atmospheric Gas Burner Boiler - Small and/or Wall Hung for Domestic Installation | Town CA | 1 | Medium | DX | 1 | 2025 | 1 | 3 | 2 | 971 | 668
Local Hot Water | Instantaneous Electric Water Heater - Non-Drinking Water | Town HA | 1 | Medium | A | 15 | 2039 | 6 | 3 | 3.5 | 32602 | 28584
LV Distribution | Sub Distribution Board | Town EN | 1 | High | B | 1 | 2025 | 5 | 2 | 2.7 | 16858 | 4762
LV Distribution | LV Switch Panel | Town EN | 1 | High | CX | 1 | 2025 | 2 | 2 | 1.8 | 548 | 442
Fire Safety Systems | Fire Extinguishers - CO2 | Town EN | 6 | Urgent | B | 1 | 2025 | 5 | 1 | 2.2 | 8280 | 1754
Air Conditioning | Single-Split Condenser - Split Systems/Heat Pumps - Air-cooled with Direct Expansion Evaporator (DX) | Town EN | 1 | Medium | B | 13 | 2037 | 5 | 3 | 3.2 | 29743 | 27227
Fire Safety Systems | Fire Extinguishers - Water | Town EN | 1 | Urgent | B | 6 | 2030 | 5 | 1 | 2.2 | 8281 | 16990
Fire Safety Systems | Fire Extinguishers - Foam | Town EN | 4 | Urgent | B | 6 | 2030 | 5 | 1 | 2.2 | 8282 | 16991
Air Conditioning | Single-Split Evaporator - Split Systems/Heat Pumps - Air-cooled with Direct Expansion Evaporator (DX) | Town EN | 1 | Medium | B | 13 | 2037 | 5 | 3 | 3.2 | 29744 | 27228
Air Conditioning | Single-Split Evaporator - Split Systems/Heat Pumps - Air-cooled with Direct Expansion Evaporator (DX) | Town EN | 1 | Medium | B | 13 | 2037 | 5 | 3 | 3.2 | 29745 | 27229
Roller Shutters | External Manual Roller Shutter | Town EN | 1 | High | B | 1 | 2025 | 5 | 2 | 2.7 | 16859 | 4763
Emergency Lighting | Illuminated Fire Exit Signage | Town EN | 4 | Urgent | B | 17 | 2041 | 5 | 1 | 2.2 | 8283 | 30207
Heat Emitters | Radiators - Steel | Town EN | 6 | Medium | B | 1 | 2025 | 5 | 3 | 3.2 | 29746 | 10446
Air Conditioning | Single-Split Condenser - Split Systems/Heat Pumps - Air-cooled with Direct Expansion Evaporator (DX) | Town EN | 1 | Medium | B | 13 | 2037 | 5 | 3 | 3.2 | 29747 | 27230
General Lighting | General - LED fittings & Luminaires | Town EN | 106 | Medium | B | 17 | 2041 | 5 | 3 | 3.2 | 29748 | 30562
Fire Safety Systems | Manual and Automatic Doors - Emergency and Panic Escape Doors | Town M | 1 | Urgent | B | 11 | 2035 | 5 | 1 | 2.2 | 8284 | 23891
LV Distribution | Sub Distribution Board | Town AY | 1 | High | B | 1 | 2025 | 5 | 2 | 2.7 | 16860 | 4764
Local and Special Ventilation | Fan - Extract | Town M | 1 | Medium | C | 1 | 2025 | 4 | 3 | 2.9 | 18920 | 5762
Heat Emitters | Gas Fired Unit Heaters | Town D | 1 | Medium | D | 1 | 2025 | 3 | 3 | 2.6 | 11222 | 2699
Local and Special Ventilation | Fan - General Ventilation | Town QX | 1 | Medium | C | 1 | 2025 | 4 | 3 | 2.9 | 18921 | 5763
Central Heating | General Pump | Town QL | 1 | V Low | DX | 1 | 2025 | 1 | 4 | 2.5 | 10977 | 2565
LV Distribution | Main Distribution Board | Town L | 1 | High | B | 1 | 2025 | 5 | 2 | 2.7 | 16861 | 4765
Fire Safety Systems | Manual and Automatic Doors - Emergency and Panic Escape Doors | Town EN | 3 | Urgent | B | 26 | 2050 | 5 | 1 | 2.2 | 8285 | 33467
LV Distribution | Main Distribution Board | Town EN | 1 | High | B | 6 | 2030 | 5 | 2 | 2.7 | 16862 | 17813
Emergency Lighting | Illuminated Fire Exit Signage | Town EN | 5 | Urgent | B | 19 | 2043 | 5 | 1 | 2.2 | 8286 | 31097
External Doors | Manual and Automatic Doors - Auto / Powered Sliding Doors | Town JS | 1 | High | B | 25 | 2049 | 5 | 2 | 2.7 | 16863 | 33426
General Lighting | General - LED fittings & Luminaires | Town CY | 7 | Medium | C | 6 | 2030 | 4 | 3 | 2.9 | 18922 | 17948
Local and Special Ventilation | Unit extract fans | Town KS | 1 | Medium | B | 1 | 2025 | 5 | 3 | 3.2 | 29749 | 10447
Local and Special Ventilation | Fan - Window / Wall Mounted | Town IP | 1 | Medium | C | 8 | 2032 | 4 | 3 | 2.9 | 18923 | 20786
Local and Special Ventilation | Fan - Window / Wall Mounted | Town CA | 1 | Medium | B | 1 | 2025 | 5 | 3 | 3.2 | 29750 | 10448
General Lighting | General - LED fittings & Luminaires | Town CY | 4 | Medium | C | 1 | 2025 | 4 | 3 | 2.9 | 18924 | 5764
Security Systems | Manual and Automatic Doors - High Security Door | Town PL | 1 | High | B | 1 | 2025 | 5 | 2 | 2.7 | 16864 | 4766
Local and Special Ventilation | Fan - Window / Wall Mounted | Town OP | 1 | Medium | B | 1 | 2025 | 5 | 3 | 3.2 | 29751 | 10449
Local and Special Ventilation | Unit extract fans | Town KG | 1 | Medium | B | 5 | 2029 | 5 | 3 | 3.2 | 29752 | 15404
General Lighting | General - LED fittings & Luminaires | Town LQ | 22 | Medium | B | 6 | 2030 | 5 | 3 | 3.2 | 29753 | 18942
Heat Emitters | Electric Heaters | Town EM | 1 | Medium | B | 1 | 2025 | 5 | 3 | 3.2 | 29754 | 10450
Air Conditioning | Single-Split Evaporator - Split Systems/Heat Pumps - Air-cooled with Direct Expansion Evaporator (DX) | Town EV | 1 | Medium | B | 1 | 2025 | 5 | 3 | 3.2 | 29755 | 10451
Hot Water Distribution | Hot water cylinders Domestic Type | Town CZ | 1 | Low | B | 1 | 2025 | 5 | 4 | 3.7 | 33447 | 12281
Local and Special Ventilation | Fan - Window / Wall Mounted | Town FK | 1 | Medium | B | 11 | 2035 | 5 | 3 | 3.2 | 29756 | 25532
Local and Special Ventilation | Unit extract fans | Town MO | 1 | Medium | B | 1 | 2025 | 5 | 3 | 3.2 | 29757 | 10452
Roller Shutters | External Manual Roller Shutter | Town CZ | 1 | High | C | 11 | 2035 | 4 | 2 | 2.4 | 10708 | 24059
Local and Special Ventilation | Unit extract fans | Town EE | 1 | Medium | B | 3 | 2027 | 5 | 3 | 3.2 | 29758 | 13643
General Lighting | General - LED fittings & Luminaires | Town MI | 3 | Medium | B | 1 | 2025 | 5 | 3 | 3.2 | 29759 | 10453
Local and Special Ventilation | Fan - Window / Wall Mounted | Town CZ | 1 | Medium | C | 9 | 2033 | 4 | 3 | 2.9 | 18925 | 21657
Local and Special Ventilation | Fan - Window / Wall Mounted | Town HX | 1 | Medium | CX | 7 | 2031 | 2 | 3 | 2.3 | 10324 | 19542
Emergency Lighting | Self Contained - LED | Town II | 3 | Urgent | B | 16 | 2040 | 5 | 1 | 2.2 | 8287 | 28971
Emergency Lighting | Self Contained - LED | Town CZ | 2 | Urgent | C | 21 | 2045 | 4 | 1 | 1.9 | 727 | 31712
Local and Special Ventilation | Fan - Window / Wall Mounted | Town CZ | 1 | Medium | B | 1 | 2025 | 5 | 3 | 3.2 | 29760 | 10454
Roller Shutters | External Manual Roller Shutter | Town OP | 1 | High | B | 1 | 2025 | 5 | 2 | 2.7 | 16865 | 4767
Local and Special Ventilation | Fan - Extract | Town PL | 1 | Medium | B | 1 | 2025 | 5 | 3 | 3.2 | 29761 | 10455
Air Conditioning | Single-Split Evaporator - Split Systems/Heat Pumps - Air-cooled with Direct Expansion Evaporator (DX) | Town EV | 1 | Medium | B | 1 | 2025 | 5 | 3 | 3.2 | 29762 | 10456
Local and Special Ventilation | Unit extract fans | Town EM | 1 | Medium | B | 1 | 2025 | 5 | 3 | 3.2 | 29763 | 10457
Local and Special Ventilation | Fan - Kitchen Extract | Town JE | 1 | Low | C | 5 | 2029 | 4 | 4 | 3.4 | 32424 | 15581
Roller Shutters | External Manual Roller Shutter | Town CZ | 1 | High | C | 11 | 2035 | 4 | 2 | 2.4 | 10709 | 24060
General Lighting | General - LED fittings & Luminaires | Town MU | 42 | Medium | B | 1 | 2025 | 5 | 3 | 3.2 | 29764 | 10458
Multi-System Controls | Control Panel - Electrical Services (excluding Electrical Controllers and Pneumatic Relays) | Town AP | 1 | Medium | C | 1 | 2025 | 4 | 3 | 2.9 | 18926 | 5765
Local and Special Ventilation | Fan - Window / Wall Mounted | Town DZ | 1 | Medium | B | 5 | 2029 | 5 | 3 | 3.2 | 29765 | 15405
Local and Special Ventilation | Fan - Window / Wall Mounted | Town MA | 1 | Medium | B | 9 | 2033 | 5 | 3 | 3.2 | 29766 | 21862
Local and Special Ventilation | Fan - Extract | Town KB | 1 | Medium | B | 1 | 2025 | 5 | 3 | 3.2 | 29767 | 10459
General Lighting | General - LED fittings & Luminaires | Town TW | 1 | Medium | C | 1 | 2025 | 4 | 3 | 2.9 | 18927 | 5766
Fire Safety Systems | Fire Extinguishers - Foam | Town DH | 5 | Urgent | A | 9 | 2033 | 6 | 1 | 2.5 | 10978 | 21550
LV Distribution | Sub Distribution Board | Town PI | 1 | High | B | 6 | 2030 | 5 | 2 | 2.7 | 16866 | 17814
External Lighting | General - Non LED | Town EE | 1 | Medium | B | 1 | 2025 | 5 | 3 | 3.2 | 29768 | 10460
Local and Special Ventilation | Fan - Kitchen Window / Wall Mounted | Town OO | 1 | Medium | B | 12 | 2036 | 5 | 3 | 3.2 | 29769 | 26696
Local and Special Ventilation | Unit extract fans | Town H | 1 | Medium | B | 1 | 2025 | 5 | 3 | 3.2 | 29770 | 10461
Fire Safety Systems | Fire Extinguishers - Foam | Town EK | 5 | Urgent | B | 2 | 2026 | 5 | 1 | 2.2 | 8288 | 12765
General Lighting | General - LED fittings & Luminaires | Town KQ | 25 | Medium | B | 1 | 2025 | 5 | 3 | 3.2 | 29771 | 10462
Local and Special Ventilation | Fan - Extract | Town EK | 1 | Medium | B | 1 | 2025 | 5 | 3 | 3.2 | 29772 | 10463
LV Distribution | Sub Distribution Board | Town DA | 1 | High | C | 1 | 2025 | 4 | 2 | 2.4 | 10710 | 2499
Local and Special Ventilation | Fan - Window / Wall Mounted | Town JS | 1 | Medium | B | 5 | 2029 | 5 | 3 | 3.2 | 29773 | 15406
Local and Special Ventilation | Fan - Window / Wall Mounted | Town CH | 1 | Medium | C | 1 | 2025 | 4 | 3 | 2.9 | 18928 | 5767
Local and Special Ventilation | Fan - Window / Wall Mounted | Town CX | 1 | Medium | C | 11 | 2035 | 4 | 3 | 2.9 | 18929 | 24877
Local and Special Ventilation | Fan - Extract | Town RW | 1 | Medium | C | 1 | 2025 | 4 | 3 | 2.9 | 18930 | 5768
General Lighting | General - LED fittings & Luminaires | Town LX | 1 | Medium | B | 10 | 2034 | 5 | 3 | 3.2 | 29774 | 23082
Local and Special Ventilation | Fan - Window / Wall Mounted | Town HL | 1 | Medium | D | 1 | 2025 | 3 | 3 | 2.6 | 11223 | 2700
LV Distribution | Sub Distribution Board | Town AD | 1 | High | B | 1 | 2025 | 5 | 2 | 2.7 | 16867 | 4768
Multi-System Controls | Control Panel - Electrical Services (excluding Electrical Controllers and Pneumatic Relays) | Town CY | 1 | Medium | C | 2 | 2026 | 4 | 3 | 2.9 | 18931 | 12985
Emergency Lighting | Self Contained - Non LED | Town PS | 2 | Urgent | B | 1 | 2025 | 5 | 1 | 2.2 | 8289 | 1755
LV Distribution | Sub Distribution Board | Town CG | 1 | High | C | 1 | 2025 | 4 | 2 | 2.4 | 10711 | 2500
Emergency Lighting | Illuminated Fire Exit Signage | Town BZ | 1 | Urgent | C | 12 | 2036 | 4 | 1 | 1.9 | 728 | 25925
External Lighting | General - Non LED | Town KW | 4 | Medium | D | 1 | 2025 | 3 | 3 | 2.6 | 11224 | 2701
Central Cooling | Pressurisation Unit | Town NM | 1 | V Low | D | 1 | 2025 | 3 | 4 | 3.1 | 19656 | 5876
LV Distribution | Sub Distribution Board | Town AO | 1 | High | B | 2 | 2026 | 5 | 2 | 2.7 | 16868 | 12944
Local and Special Ventilation | Unit extract fans | Town EM | 1 | Medium | B | 1 | 2025 | 5 | 3 | 3.2 | 29775 | 10464
Emergency Lighting | Illuminated Fire Exit Signage | Town RY | 4 | Urgent | B | 11 | 2035 | 5 | 1 | 2.2 | 8290 | 23892
LV Distribution | Main Distribution Board | Town HV | 1 | High | B | 4 | 2028 | 5 | 2 | 2.7 | 16869 | 13994
LV Distribution | Main Distribution Board | Town KB | 1 | High | B | 1 | 2025 | 5 | 2 | 2.7 | 16870 | 4769
Local and Special Ventilation | Fan - Window / Wall Mounted | Town GS | 1 | Medium | B | 1 | 2025 | 5 | 3 | 3.2 | 29776 | 10465
General Lighting | General - LED fittings & Luminaires | Town E | 1 | Medium | B | 14 | 2038 | 5 | 3 | 3.2 | 29777 | 27627
Lifts | Disabled Lift - Hydraulic | Town CJ | 1 | High | C | 1 | 2025 | 4 | 2 | 2.4 | 10712 | 2501
Access Control | Gate Access - Local Lock / Keypad / Manual (External) | Town KZ | 2 | Medium | C | 1 | 2025 | 4 | 3 | 2.9 | 18932 | 5769
Local and Special Ventilation | Fan - Extract | Town HK | 1 | Medium | C | 1 | 2025 | 4 | 3 | 2.9 | 18933 | 5770
Heat Emitters | Electric Heaters | Town KG | 1 | Medium | B | 1 | 2025 | 5 | 3 | 3.2 | 29778 | 10466
Local and Special Ventilation | Fan - Window / Wall Mounted | Town CZ | 1 | Medium | B | 1 | 2025 | 5 | 3 | 3.2 | 29779 | 10467
Roller Shutters | Internal Electric Roller Shutter | Town FG | 1 | Medium | C | 10 | 2034 | 4 | 3 | 2.9 | 18934 | 22535
General Lighting | General - LED fittings & Luminaires | Town KV | 1 | Medium | B | 1 | 2025 | 5 | 3 | 3.2 | 29780 | 10468
Roller Shutters | External Electric Roller Shutter | Town MU | 1 | High | B | 12 | 2036 | 5 | 2 | 2.7 | 16871 | 26250
Local and Special Ventilation | Unit extract fans | Town H | 1 | Medium | B | 2 | 2026 | 5 | 3 | 3.2 | 29781 | 13173
External Doors | Entrance Doors | Town CT | 1 | High | B | 1 | 2025 | 5 | 2 | 2.7 | 16872 | 4770
LV Distribution | Main Distribution Board | Town AQ | 1 | High | C | 1 | 2025 | 4 | 2 | 2.4 | 10713 | 2502
Local and Special Ventilation | Fan - Centrifugal | Town CD | 1 | Medium | C | 1 | 2025 | 4 | 3 | 2.9 | 18935 | 5771
General Lighting | General - LED fittings & Luminaires | Town DN | 78 | Medium | B | 10 | 2034 | 5 | 3 | 3.2 | 29782 | 23083
General Lighting | General - LED fittings & Luminaires | Town AH | 1 | Medium | C | 10 | 2034 | 4 | 3 | 2.9 | 18936 | 22536
Air Conditioning | Multi-Split Condenser - Split Systems/Heat Pumps - Air-cooled with Direct Expansion Evaporator (DX) | Town JI | 1 | Medium | B | 1 | 2025 | 5 | 3 | 3.2 | 29783 | 10469
Boiler | Atmospheric Gas Burner - Condensing Boiler | Town NM | 1 | High | D | 1 | 2025 | 3 | 2 | 2.1 | 1294 | 881
Local and Special Ventilation | Fan - Window / Wall Mounted | Town HR | 1 | Medium | B | 8 | 2032 | 5 | 3 | 3.2 | 29784 | 21102
Local and Special Ventilation | Fan - Axial | Town JU | 1 | Medium | B | 1 | 2025 | 5 | 3 | 3.2 | 29785 | 10470
Local and Special Ventilation | Fan - Centrifugal | Town CD | 1 | Medium | C | 1 | 2025 | 4 | 3 | 2.9 | 18937 | 5772
External Doors | Entrance Doors | Town OP | 1 | High | B | 15 | 2039 | 5 | 2 | 2.7 | 16873 | 28280
General Lighting | General - LED fittings & Luminaires | Town LC | 24 | Medium | C | 1 | 2025 | 4 | 3 | 2.9 | 18938 | 5773
Local and Special Ventilation | Fan - Axial | Town CY | 1 | Medium | C | 1 | 2025 | 4 | 3 | 2.9 | 18939 | 5774
LV Distribution | Sub Distribution Board | Town HD | 1 | High | B | 1 | 2025 | 5 | 2 | 2.7 | 16874 | 4771
Local and Special Ventilation | Fan - Axial | Town MA | 1 | Medium | B | 1 | 2025 | 5 | 3 | 3.2 | 29786 | 10471
Local and Special Ventilation | Fan - Extract | Town TH | 1 | Medium | D | 1 | 2025 | 3 | 3 | 2.6 | 11225 | 2702
Local and Special Ventilation | Fan - Kitchen Extract | Town JI | 1 | Low | B | 5 | 2029 | 5 | 4 | 3.7 | 33448 | 15670
Local and Special Ventilation | Fan - Extract | Town PL | 1 | Medium | B | 1 | 2025 | 5 | 3 | 3.2 | 29787 | 10472
Local and Special Ventilation | Fan - Extract | Town PI | 1 | Medium | B | 1 | 2025 | 5 | 3 | 3.2 | 29788 | 10473
LV Distribution | Main Distribution Board | Town BI | 1 | High | B | 1 | 2025 | 5 | 2 | 2.7 | 16875 | 4772
Roller Shutters | Internal Electric Roller Shutter | Town CQ | 1 | Medium | B | 12 | 2036 | 5 | 3 | 3.2 | 29789 | 26697
General Lighting | General - LED fittings & Luminaires | Town KS | 1 | Medium | B | 1 | 2025 | 5 | 3 | 3.2 | 29790 | 10474
LV Distribution | Main Distribution Board | Town CX | 1 | High | C | 16 | 2040 | 4 | 2 | 2.4 | 10714 | 29072
Local and Special Ventilation | Fan - Window / Wall Mounted | Town RM | 1 | Medium | CX | 1 | 2025 | 2 | 3 | 2.3 | 10325 | 2237
Local and Special Ventilation | Fan - Kitchen Window / Wall Mounted | Town JY | 1 | Medium | B | 1 | 2025 | 5 | 3 | 3.2 | 29791 | 10475
Local and Special Ventilation | Fan - Window / Wall Mounted | Town MP | 1 | Medium | B | 1 | 2025 | 5 | 3 | 3.2 | 29792 | 10476
General Lighting | General - LED fittings & Luminaires | Town MX | 16 | Medium | B | 1 | 2025 | 5 | 3 | 3.2 | 29793 | 10477
Air Conditioning | Multi-Split Condenser - Split Systems/Heat Pumps - Air-cooled with Direct Expansion Evaporator (DX) | Town PN | 1 | Medium | B | 1 | 2025 | 5 | 3 | 3.2 | 29794 | 10478
Local and Special Ventilation | Fan - Window / Wall Mounted | Town CE | 1 | Medium | C | 1 | 2025 | 4 | 3 | 2.9 | 18940 | 5775
Local and Special Ventilation | Fan - Window / Wall Mounted | Town CQ | 1 | Medium | B | 7 | 2031 | 5 | 3 | 3.2 | 29795 | 20126
Lifts | Passenger Lift Hydraulic - Hydraulic | Town NM | 1 | Medium | D | 1 | 2025 | 3 | 3 | 2.6 | 11226 | 2703
Heat Emitters | Electric Heaters | Town H | 1 | Medium | B | 1 | 2025 | 5 | 3 | 3.2 | 29796 | 10479
Local and Special Ventilation | Fan - Window / Wall Mounted | Town GA | 1 | Medium | B | 1 | 2025 | 5 | 3 | 3.2 | 29797 | 10480
Multi-System Controls | Instrumental Control Panel | Town CE | 1 | Medium | C | 3 | 2027 | 4 | 3 | 2.9 | 18941 | 13415
General Lighting | General - LED fittings & Luminaires | Town LZ | 1 | Medium | B | 10 | 2034 | 5 | 3 | 3.2 | 29798 | 23084
Air Conditioning | Multi-Split Condenser - Split Systems/Heat Pumps - Air-cooled with Direct Expansion Evaporator (DX) | Town LC | 1 | Medium | B | 1 | 2025 | 5 | 3 | 3.2 | 29799 | 10481
Roller Shutters | External Manual Roller Shutter | Town SC | 1 | High | B | 11 | 2035 | 5 | 2 | 2.7 | 16876 | 24702
Roller Shutters | External Electric Roller Shutter | Town RJ | 1 | High | B | 1 | 2025 | 5 | 2 | 2.7 | 16877 | 4773
Security Systems | Manual and Automatic Doors - High Security Door | Town RJ | 1 | High | B | 6 | 2030 | 5 | 2 | 2.7 | 16878 | 17815
Air Conditioning | Single-Split Condenser - Split Systems/Heat Pumps - Air-cooled with Direct Expansion Evaporator (DX) | Town JJ | 1 | Medium | B | 5 | 2029 | 5 | 3 | 3.2 | 29800 | 15407
Roller Shutters | Internal Manual Roller Shutter | Town QL | 1 | Medium | B | 1 | 2025 | 5 | 3 | 3.2 | 29801 | 10482
Roller Shutters | Internal Manual Roller Shutter | Town QL | 1 | Medium | B | 1 | 2025 | 5 | 3 | 3.2 | 29802 | 10483
Heat Emitters | Gas Fired Natural and Fan Assisted Heaters | Town ET | 1 | Medium | B | 1 | 2025 | 5 | 3 | 3.2 | 29803 | 10484
Central Ventilation Systems | Fan - Axial | Town UO | 1 | Medium | B | 1 | 2025 | 5 | 3 | 3.2 | 29804 | 10485
Fire Safety Systems | Manual and Automatic Doors - Emergency and Panic Escape Doors | Town UU | 1 | Urgent | B | 34 | 2058 | 5 | 1 | 2.2 | 8291 | 33861
Fire Safety Systems | Manual and Automatic Doors - Emergency and Panic Escape Doors | Town GZ | 1 | Urgent | B | 6 | 2030 | 5 | 1 | 2.2 | 8292 | 16992
Security Systems | Manual and Automatic Doors - High Security Door | Town UU | 1 | High | C | 33 | 2057 | 4 | 2 | 2.4 | 10715 | 33843
Security Systems | Personal Attack Alarm System | Town A | 1 | Urgent | B | 8 | 2032 | 5 | 1 | 2.2 | 8293 | 20566
Fire Safety Systems | Fire Smoke Detector - Ceiling/Wall Mounted | Town A | 9 | Urgent | B | 5 | 2029 | 5 | 1 | 2.2 | 8294 | 14479
CCTV | Camera - Bullet | Town A | 1 | High | B | 8 | 2032 | 5 | 2 | 2.7 | 16879 | 20761
Fire Safety Systems | Internal Fire Doors - Single | Town A | 1 | Urgent | B | 28 | 2052 | 5 | 1 | 2.2 | 8295 | 33611
Security Systems | Intruder Alarms | Town A | 1 | Urgent | B | 8 | 2032 | 5 | 1 | 2.2 | 8296 | 20567
CCTV | Camera - PTZ Dome | Town A | 8 | High | B | 11 | 2035 | 5 | 2 | 2.7 | 16880 | 24703
Fire Safety Systems | Fire Beacon/ Strobe | Town A | 1 | Urgent | B | 1 | 2025 | 5 | 1 | 2.2 | 8297 | 1756
Security Systems | Intruder Alarms | Town A | 1 | Urgent | B | 1 | 2025 | 5 | 1 | 2.2 | 8298 | 1757
Domestic Kitchen | Stainless Steel Sink | Town A | 1 | Medium | C | 26 | 2050 | 4 | 3 | 2.9 | 18942 | 33535
Fire Safety Systems | Fire Call Point / Break Glass BGU | Town A | 2 | Urgent | B | 1 | 2025 | 5 | 1 | 2.2 | 8299 | 1758
Fire Safety Systems | Fire Sounder | Town A | 3 | Urgent | B | 1 | 2025 | 5 | 1 | 2.2 | 8300 | 1759
Lifts | Scissor Lift | Town A | 1 | Medium | B | 11 | 2035 | 5 | 3 | 3.2 | 29805 | 25533
Fire Safety Systems | Fire Dampers - Fusible Link | Town A | 1 | Urgent | B | 8 | 2032 | 5 | 1 | 2.2 | 8301 | 20568
Local and Special Ventilation | Fan - Window / Wall Mounted | Town A | 4 | Medium | B | 1 | 2025 | 5 | 3 | 3.2 | 29806 | 10486
Emergency Lighting | Self Contained - LED | Town A | 30 | Urgent | B | 19 | 2043 | 5 | 1 | 2.2 | 8302 | 31098
Fire Safety Systems | Fire Extinguishers - CO2 | Town A | 5 | Urgent | B | 7 | 2031 | 5 | 1 | 2.2 | 8303 | 19465
LV Distribution | Main Distribution Board | Town A | 1 | High | D | 6 | 2030 | 3 | 2 | 2.1 | 1295 | 15731
LV Distribution | Main Distribution Board | Town A | 1 | High | D | 13 | 2037 | 3 | 2 | 2.1 | 1296 | 26812
LV Distribution | Main Distribution Board | Town A | 1 | High | D | 6 | 2030 | 3 | 2 | 2.1 | 1297 | 15732
Fire Safety Systems | Fire Alarm System | Town A | 1 | Urgent | B | 8 | 2032 | 5 | 1 | 2.2 | 8304 | 20569
Lifts | Wheel Chair Lift | Town A | 1 | High | B | 13 | 2037 | 5 | 2 | 2.7 | 16881 | 27027
Emergency Lighting | Self Contained - LED | Town A | 1 | Urgent | B | 21 | 2045 | 5 | 1 | 2.2 | 8305 | 32370
Air Conditioning | Single-Split Condenser - Split Systems/Heat Pumps - Air-cooled with Direct Expansion Evaporator (DX) | Town A | 1 | Medium | B | 8 | 2032 | 5 | 3 | 3.2 | 29807 | 21103
Air Conditioning | Multi-Split Evaporator - Split Systems/Heat Pumps - Air-cooled with Direct Expansion Evaporator (DX) | Town A | 1 | Medium | B | 8 | 2032 | 5 | 3 | 3.2 | 29808 | 21104
Specialist Piped Systems | Air Compressors | Town A | 1 | Medium | B | 6 | 2030 | 5 | 3 | 3.2 | 29809 | 18943
Local and Special Ventilation | Fan - Mixed Flow | Town A | 1 | Medium | B | 8 | 2032 | 5 | 3 | 3.2 | 29810 | 21105
Emergency Lighting | Self Contained - LED | Town C | 1 | Urgent | B | 23 | 2047 | 5 | 1 | 2.2 | 8306 | 33142
Roads, Paths and Paving's | Galvanised Steel Access Platforms | Town A | 1 | High | D | 13 | 2037 | 3 | 2 | 2.1 | 1298 | 26813
CCTV | Monitors | Town A | 1 | High | B | 8 | 2032 | 5 | 2 | 2.7 | 16882 | 20762
Fire Safety Systems | Internal Fire Doors - Single | Town A | 1 | Urgent | B | 28 | 2052 | 5 | 1 | 2.2 | 8307 | 33612
Fire Safety Systems | Internal Fire Doors - Single | Town A | 1 | Urgent | B | 28 | 2052 | 5 | 1 | 2.2 | 8308 | 33613
LV Distribution | Electricity Meters | Town A | 1 | Medium | B | 13 | 2037 | 5 | 3 | 3.2 | 29811 | 27231
Local and Special Ventilation | Fan - Mixed Flow | Town A | 1 | Medium | B | 8 | 2032 | 5 | 3 | 3.2 | 29812 | 21106
Fire Safety Systems | Fire Dampers - Fusible Link | Town A | 1 | Urgent | B | 8 | 2032 | 5 | 1 | 2.2 | 8309 | 20570
LV Distribution | Main Distribution Board | Town A | 1 | High | D | 6 | 2030 | 3 | 2 | 2.1 | 1299 | 15733
LV Distribution | Sub Distribution Board | Town A | 1 | High | B | 16 | 2040 | 5 | 2 | 2.7 | 16883 | 29243
LV Distribution | Main Distribution Board | Town A | 1 | High | D | 13 | 2037 | 3 | 2 | 2.1 | 1300 | 26814
External Doors | Manual and Automatic Doors - Auto / Powered Sliding Doors | Town A | 1 | High | B | 28 | 2052 | 5 | 2 | 2.7 | 16884 | 33628
Lifts | Scissor Lift | Town A | 1 | Medium | B | 2 | 2026 | 5 | 3 | 3.2 | 29813 | 13174
Emergency Lighting | Self Contained - LED | Town A | 8 | Urgent | B | 22 | 2046 | 5 | 1 | 2.2 | 8310 | 32977
Fire Safety Systems | Fire Extinguishers - Foam | Town B | 4 | Urgent | B | 6 | 2030 | 5 | 1 | 2.2 | 8311 | 16993
Roller Shutters | External Window Shutters - Manual | Town B | 1 | Medium | B | 15 | 2039 | 5 | 3 | 3.2 | 29814 | 28513
Barriers & Guardrails | Vehicle Crash Protection Barrier | Town C | 1 | V Low | B | 1 | 2025 | 5 | 4 | 3.7 | 33449 | 12282
Local and Special Ventilation | Fan - Extract | Town J | 1 | Medium | B | 5 | 2029 | 5 | 3 | 3.2 | 29815 | 15408
Air Conditioning | Single-Split Evaporator - Split Systems/Heat Pumps - Air-cooled with Direct Expansion Evaporator (DX) | Town C | 1 | Medium | B | 8 | 2032 | 5 | 3 | 3.2 | 29816 | 21107
Local and Special Ventilation | Fan - General Ventilation | Town J | 1 | Medium | D | 5 | 2029 | 3 | 3 | 2.6 | 11227 | 14563
Heat Emitters | Gas Fired Unit Heaters | Town B | 1 | Medium | B | 1 | 2025 | 5 | 3 | 3.2 | 29817 | 10487
Roller Shutters | Internal Manual Roller Shutter | Town D | 1 | Medium | B | 1 | 2025 | 5 | 3 | 3.2 | 29818 | 10488
Local and Special Ventilation | Fan - Extract | Town B | 1 | Medium | B | 6 | 2030 | 5 | 3 | 3.2 | 29819 | 18944
Air Conditioning | Multi-Split Condenser - Split Systems/Heat Pumps - Air-cooled with Direct Expansion Evaporator (DX) | Town I | 1 | Medium | C | 1 | 2025 | 4 | 3 | 2.9 | 18943 | 5776
LV Distribution | Sub Distribution Board | Town D | 1 | High | B | 1 | 2025 | 5 | 2 | 2.7 | 16885 | 4774
Roller Shutters | External Window Shutters - Electric | Town B | 1 | Medium | D | 1 | 2025 | 3 | 3 | 2.6 | 11228 | 2704
General Lighting | General - LED fittings & Luminaires | Town D | 89 | Medium | B | 18 | 2042 | 5 | 3 | 3.2 | 29820 | 30991
Emergency Lighting | Self Contained - LED | Town B | 4 | Urgent | B | 21 | 2045 | 5 | 1 | 2.2 | 8312 | 32371
Emergency Lighting | Self Contained - LED | Town F | 1 | Urgent | B | 23 | 2047 | 5 | 1 | 2.2 | 8313 | 33143
General Lighting | General - LED fittings & Luminaires | Town E | 1 | Medium | B | 1 | 2025 | 5 | 3 | 3.2 | 29821 | 10489
Roller Shutters | Internal Manual Roller Shutter | Town D | 1 | Medium | B | 1 | 2025 | 5 | 3 | 3.2 | 29822 | 10490
Local Hot Water | Package Electric Water Heaters - Non-Drinking Water | Town C | 1 | Medium | B | 1 | 2025 | 5 | 3 | 3.2 | 29823 | 10491
External Doors | Entrance Doors | Town H | 1 | High | B | 20 | 2044 | 5 | 2 | 2.7 | 16886 | 31649
Access Control | Door Lock / Keypad / Manual | Town B | 1 | Medium | B | 1 | 2025 | 5 | 3 | 3.2 | 29824 | 10492
LV Distribution | Sub Distribution Board | Town E | 1 | High | C | 1 | 2025 | 4 | 2 | 2.4 | 10716 | 2503
LV Distribution | Sub Distribution Board | Town E | 1 | High | B | 1 | 2025 | 5 | 2 | 2.7 | 16887 | 4775
External Doors | Manual and Automatic Doors - Auto / Powered Sliding Doors | Town I | 1 | High | B | 26 | 2050 | 5 | 2 | 2.7 | 16888 | 33523
External Lighting | General - Non LED | Town D | 1 | Medium | B | 1 | 2025 | 5 | 3 | 3.2 | 29825 | 10493
Emergency Lighting | Self Contained - Non LED | Town I | 3 | Urgent | B | 11 | 2035 | 5 | 1 | 2.2 | 8314 | 23893
Barriers & Guardrails | Vehicle Crash Protection Barrier | Town C | 1 | V Low | B | 1 | 2025 | 5 | 4 | 3.7 | 33450 | 12283
Air Conditioning | Single-Split Evaporator - Split Systems/Heat Pumps - Air-cooled with Direct Expansion Evaporator (DX) | Town J | 1 | Medium | B | 4 | 2028 | 5 | 3 | 3.2 | 29826 | 14210
Heat Emitters | Gas Fired Unit Heaters | Town B | 1 | Medium | B | 1 | 2025 | 5 | 3 | 3.2 | 29827 | 10494
External Doors | Manual and Automatic Doors - Auto / Powered Sliding Doors | Town C | 1 | High | B | 34 | 2058 | 5 | 2 | 2.7 | 16889 | 33872
Emergency Lighting | Illuminated Fire Exit Signage | Town D | 2 | Urgent | DX | 1 | 2025 | 1 | 1 | 1 | 16 | 9
Fire Safety Systems | Fire Extinguishers - Foam | Town J | 3 | Urgent | B | 5 | 2029 | 5 | 1 | 2.2 | 8315 | 14480
Fire Safety Systems | Fire Extinguishers - Foam | Town D | 5 | Urgent | B | 9 | 2033 | 5 | 1 | 2.2 | 8316 | 21450
Air Conditioning | Single-Split Evaporator - Split Systems/Heat Pumps - Air-cooled with Direct Expansion Evaporator (DX) | Town J | 1 | Medium | B | 4 | 2028 | 5 | 3 | 3.2 | 29828 | 14211
Heat Emitters | Gas Fired Unit Heaters | Town D | 1 | Medium | B | 1 | 2025 | 5 | 3 | 3.2 | 29829 | 10495
Security Systems | Manual and Automatic Doors - High Security Door | Town G | 1 | High | B | 6 | 2030 | 5 | 2 | 2.7 | 16890 | 17816
LV Distribution | Sub Distribution Board | Town D | 1 | High | B | 6 | 2030 | 5 | 2 | 2.7 | 16891 | 17817
Local and Special Ventilation | Fan - Extract | Town I | 1 | Medium | B | 3 | 2027 | 5 | 3 | 3.2 | 29830 | 13644
External Lighting | General - LED | Town E | 3 | Medium | B | 5 | 2029 | 5 | 3 | 3.2 | 29831 | 15409
Emergency Lighting | Self Contained - LED | Town F | 4 | Urgent | B | 21 | 2045 | 5 | 1 | 2.2 | 8317 | 32372
Local and Special Ventilation | Fan - Window / Wall Mounted | Town J | 1 | Medium | B | 10 | 2034 | 5 | 3 | 3.2 | 29832 | 23085
Local Hot Water | Instantaneous Electric Water Heater - Non-Drinking Water | Town H | 1 | Medium | B | 5 | 2029 | 5 | 3 | 3.2 | 29833 | 15410
LV Distribution | Sub Distribution Board | Town G | 1 | High | B | 10 | 2034 | 5 | 2 | 2.7 | 16892 | 22461
Fire Safety Systems | Fire Extinguishers - CO2 | Town I | 3 | Urgent | B | 9 | 2033 | 5 | 1 | 2.2 | 8318 | 21451
Barriers & Guardrails | Vehicle Crash Protection Barrier | Town C | 1 | V Low | B | 1 | 2025 | 5 | 4 | 3.7 | 33451 | 12284
Barriers & Guardrails | Vehicle Crash Protection Barrier | Town C | 1 | V Low | B | 1 | 2025 | 5 | 4 | 3.7 | 33452 | 12285
External Doors | Entrance Doors | Town C | 1 | High | B | 22 | 2046 | 5 | 2 | 2.7 | 16893 | 33039
LV Distribution | Main Distribution Board | Town C | 1 | High | B | 7 | 2031 | 5 | 2 | 2.7 | 16894 | 19682
Barriers & Guardrails | Vehicle Crash Protection Barrier | Town I | 1 | V Low | B | 6 | 2030 | 5 | 4 | 3.7 | 33453 | 19110
Boiler | Atmospheric Gas Burner Boiler - Small and/or Wall Hung for Domestic Installation | Town E | 1 | Medium | D | 1 | 2025 | 3 | 3 | 2.6 | 11229 | 2705
Fire Safety Systems | Fire Alarm Panel / Repeater (Vesda) | Town I | 1 | Urgent | B | 1 | 2025 | 5 | 1 | 2.2 | 8319 | 1760
General Lighting | General - LED fittings & Luminaires | Town G | 54 | Medium | B | 10 | 2034 | 5 | 3 | 3.2 | 29834 | 23086
LV Distribution | Sub Distribution Board | Town D | 1 | High | B | 1 | 2025 | 5 | 2 | 2.7 | 16895 | 4776
Fire Safety Systems | Manual and Automatic Doors - Emergency and Panic Escape Doors | Town G | 1 | Urgent | B | 6 | 2030 | 5 | 1 | 2.2 | 8320 | 16994
Communication Systems | PA System | Town B | 1 | Medium | B | 11 | 2035 | 5 | 3 | 3.2 | 29835 | 25534
Fire Safety Systems | Fire Extinguishers - Foam | Town E | 4 | Urgent | B | 8 | 2032 | 5 | 1 | 2.2 | 8321 | 20571
LV Distribution | Sub Distribution Board | Town H | 1 | High | D | 5 | 2029 | 3 | 2 | 2.1 | 1301 | 14295
LV Distribution | Sub Distribution Board | Town H | 1 | High | B | 5 | 2029 | 5 | 2 | 2.7 | 16896 | 14729
LV Distribution | Sub Distribution Board | Town B | 1 | High | B | 1 | 2025 | 5 | 2 | 2.7 | 16897 | 4777
Barriers & Guardrails | Vehicle Crash Protection Barrier | Town C | 1 | V Low | B | 1 | 2025 | 5 | 4 | 3.7 | 33454 | 12286
Fire Safety Systems | Fire Alarm System | Town J | 1 | Urgent | B | 10 | 2034 | 5 | 1 | 2.2 | 8322 | 22146
External Doors | Manual and Automatic Doors - Auto / Powered Sliding Doors | Town G | 1 | High | D | 25 | 2049 | 3 | 2 | 2.1 | 1302 | 33280
Local and Special Ventilation | Fan - Extract | Town I | 1 | Medium | B | 8 | 2032 | 5 | 3 | 3.2 | 29836 | 21108
Local Hot Water | Electric Water Heater - Drinking Water - Non-Pressurised | Town C | 1 | Medium | B | 11 | 2035 | 5 | 3 | 3.2 | 29837 | 25535
Solar Power Generation | Photovoltaics - Building Connected | Town I | 1 | Medium | B | 17 | 2041 | 5 | 3 | 3.2 | 29838 | 30563
General Lighting | General - LED fittings & Luminaires | Town D | 17 | Medium | B | 6 | 2030 | 5 | 3 | 3.2 | 29839 | 18945
Air Conditioning | Multi-Split Condenser - DX Split Systems (With Gas, Electric or Hot Water Heaters) | Town J | 1 | Medium | B | 5 | 2029 | 5 | 3 | 3.2 | 29840 | 15411
Air Conditioning | Single-Split Condenser - Split Systems/Heat Pumps - Air-cooled with Direct Expansion Evaporator (DX) | Town B | 1 | Medium | B | 1 | 2025 | 5 | 3 | 3.2 | 29841 | 10496
External Doors | Entrance Doors | Town B | 1 | High | B | 21 | 2045 | 5 | 2 | 2.7 | 16898 | 32727
Local Hot Water | Package Electric Water Heaters - Non-Drinking Water | Town J | 1 | Medium | B | 2 | 2026 | 5 | 3 | 3.2 | 29842 | 13175
External Lighting | General - Non LED | Town I | 1 | Medium | B | 1 | 2025 | 5 | 3 | 3.2 | 29843 | 10497
LV Distribution | Main Distribution Board | Town J | 1 | High | B | 10 | 2034 | 5 | 2 | 2.7 | 16899 | 22462
Local and Special Ventilation | Unit extract fans | Town E | 1 | Medium | C | 5 | 2029 | 4 | 3 | 2.9 | 18944 | 14787
External Doors | Manual and Automatic Doors - Auto / Powered Sliding Doors | Town J | 1 | High | B | 30 | 2054 | 5 | 2 | 2.7 | 16900 | 33725
Barriers & Guardrails | Vehicle Crash Protection Barrier | Town C | 1 | V Low | B | 1 | 2025 | 5 | 4 | 3.7 | 33455 | 12287
LV Distribution | Main Distribution Board | Town J | 1 | High | B | 10 | 2034 | 5 | 2 | 2.7 | 16901 | 22463
Fire Safety Systems | Manual and Automatic Doors - Emergency and Panic Escape Doors | Town J | 1 | Urgent | B | 25 | 2049 | 5 | 1 | 2.2 | 8323 | 33333
Local and Special Ventilation | Fan - Axial | Town G | 1 | Medium | B | 5 | 2029 | 5 | 3 | 3.2 | 29844 | 15412
Local and Special Ventilation | Fan - General Ventilation | Town J | 1 | Medium | D | 5 | 2029 | 3 | 3 | 2.6 | 11230 | 14564
Roller Shutters | External Manual Roller Shutter | Town E | 1 | High | C | 1 | 2025 | 4 | 2 | 2.4 | 10717 | 2504
Local and Special Ventilation | Fan - Extract | Town I | 1 | Medium | B | 3 | 2027 | 5 | 3 | 3.2 | 29845 | 13645
Fire Safety Systems | Fire Extinguishers - CO2 | Town D | 4 | Urgent | B | 9 | 2033 | 5 | 1 | 2.2 | 8324 | 21452
Heat Emitters | Electric Heaters | Town C | 1 | Medium | B | 1 | 2025 | 5 | 3 | 3.2 | 29846 | 10498
Fire Safety Systems | Fire Extinguishers - Foam | Town J | 3 | Urgent | B | 5 | 2029 | 5 | 1 | 2.2 | 8325 | 14481
Roller Shutters | Internal Manual Roller Shutter | Town D | 1 | Medium | B | 1 | 2025 | 5 | 3 | 3.2 | 29847 | 10499
General Lighting | General - LED fittings & Luminaires | Town E | 46 | Medium | CX | 1 | 2025 | 2 | 3 | 2.3 | 10326 | 2238
General Lighting | General - LED fittings & Luminaires | Town C | 20 | Medium | B | 11 | 2035 | 5 | 3 | 3.2 | 29848 | 25536
Emergency Lighting | Illuminated Fire Exit Signage | Town I | 3 | Urgent | B | 14 | 2038 | 5 | 1 | 2.2 | 8326 | 27389
General Lighting | General - LED fittings & Luminaires | Town B | 93 | Medium | B | 16 | 2040 | 5 | 3 | 3.2 | 29849 | 29789
Heat Emitters | Gas Fired Natural and Fan Assisted Heaters | Town C | 1 | Medium | B | 2 | 2026 | 5 | 3 | 3.2 | 29850 | 13176
Roller Shutters | External Window Shutters - Manual | Town E | 1 | Medium | B | 1 | 2025 | 5 | 3 | 3.2 | 29851 | 10500
LV Distribution | Sub Distribution Board | Town B | 1 | High | B | 1 | 2025 | 5 | 2 | 2.7 | 16902 | 4778
Heat Emitters | Gas Fired Natural and Fan Assisted Heaters | Town C | 1 | Medium | D | 2 | 2026 | 3 | 3 | 2.6 | 11231 | 12855
Fire Safety Systems | Manual and Automatic Doors - Emergency and Panic Escape Doors | Town D | 1 | Urgent | D | 11 | 2035 | 3 | 1 | 1.6 | 464 | 23246
Roller Shutters | Internal Electric Roller Shutter | Town J | 1 | Medium | B | 20 | 2044 | 5 | 3 | 3.2 | 29852 | 31684
Heat Emitters | Electric Heaters | Town I | 4 | Medium | B | 1 | 2025 | 5 | 3 | 3.2 | 29853 | 10501
Local Hot Water | Instantaneous Electric Water Heater - Non-Drinking Water | Town E | 1 | Medium | B | 1 | 2025 | 5 | 3 | 3.2 | 29854 | 10502
Fire Safety Systems | Fire Alarm Panel / Repeater | Town C | 1 | Urgent | B | 5 | 2029 | 5 | 1 | 2.2 | 8327 | 14482
General Lighting | General - LED fittings & Luminaires | Town C | 122 | Medium | B | 19 | 2043 | 5 | 3 | 3.2 | 29855 | 31372
Emergency Lighting | Self Contained - LED | Town I | 1 | Urgent | B | 20 | 2044 | 5 | 1 | 2.2 | 8328 | 31544
Air Conditioning | Multi-Split Condenser - Split Systems/Heat Pumps - Air-cooled with Direct Expansion Evaporator (DX) | Town G | 1 | Medium | D | 5 | 2029 | 3 | 3 | 2.6 | 11232 | 14565
Emergency Lighting | Self Contained - LED | Town C | 12 | Urgent | B | 24 | 2048 | 5 | 1 | 2.2 | 8329 | 33247
LV Distribution | Sub Distribution Board | Town B | 1 | High | D | 1 | 2025 | 3 | 2 | 2.1 | 1303 | 882
LV Distribution | Main Distribution Board | Town J | 1 | High | B | 15 | 2039 | 5 | 2 | 2.7 | 16903 | 28281
Fire Safety Systems | Fire Extinguishers - CO2 | Town B | 1 | Urgent | B | 6 | 2030 | 5 | 1 | 2.2 | 8330 | 16995
Fire Safety Systems | Fire Extinguishers - CO2 | Town C | 5 | Urgent | B | 10 | 2034 | 5 | 1 | 2.2 | 8331 | 22147
Heat Emitters | Radiators - Steel | Town B | 4 | Medium | B | 1 | 2025 | 5 | 3 | 3.2 | 29856 | 10503
Local and Special Ventilation | Fan - Extract | Town B | 1 | Medium | B | 1 | 2025 | 5 | 3 | 3.2 | 29857 | 10504
General Lighting | General - LED fittings & Luminaires | Town I | 70 | Medium | B | 15 | 2039 | 5 | 3 | 3.2 | 29858 | 28514
Fire Safety Systems | Fire Extinguishers - Foam | Town I | 5 | Urgent | B | 5 | 2029 | 5 | 1 | 2.2 | 8332 | 14483
Fire Safety Systems | Fire Alarm Panel / Repeater (Vesda) | Town C | 1 | Urgent | B | 2 | 2026 | 5 | 1 | 2.2 | 8333 | 12766
Emergency Lighting | Self Contained - LED | Town I | 1 | Urgent | B | 18 | 2042 | 5 | 1 | 2.2 | 8334 | 30696
LV Distribution | Sub Distribution Board | Town D | 1 | High | D | 1 | 2025 | 3 | 2 | 2.1 | 1304 | 883
Roller Shutters | External Manual Roller Shutter | Town E | 1 | High | C | 1 | 2025 | 4 | 2 | 2.4 | 10718 | 2505
Local Hot Water | Instantaneous Electric Water Heater - Non-Drinking Water | Town K | 1 | Medium | B | 5 | 2029 | 5 | 3 | 3.2 | 29859 | 15413
General Lighting | General - LED fittings & Luminaires | Town US | 20 | Medium | B | 10 | 2034 | 5 | 3 | 3.2 | 29860 | 23087
Heat Emitters | Electric Heaters | Town US | 2 | Medium | C | 1 | 2025 | 4 | 3 | 2.9 | 18945 | 5777
Roller Shutters | External Electric Roller Shutter | Town US | 1 | High | C | 1 | 2025 | 4 | 2 | 2.4 | 10719 | 2506
External Lighting | General - Non LED | Town US | 2 | Medium | D | 1 | 2025 | 3 | 3 | 2.6 | 11233 | 2706
External Doors | Manual and Automatic Doors - Auto / Powered Sliding Doors | Town M | 1 | High | B | 26 | 2050 | 5 | 2 | 2.7 | 16904 | 33524
Fire Safety Systems | Fire Extinguishers - Foam | Town M | 3 | Urgent | B | 6 | 2030 | 5 | 1 | 2.2 | 8335 | 16996
Heat Emitters | Unit Heaters | Town M | 1 | Medium | B | 1 | 2025 | 5 | 3 | 3.2 | 29861 | 10505
Heat Emitters | Unit Heaters | Town M | 1 | Medium | B | 1 | 2025 | 5 | 3 | 3.2 | 29862 | 10506
Fire Safety Systems | Manual and Automatic Doors - Emergency and Panic Escape Doors | Town M | 1 | Urgent | B | 26 | 2050 | 5 | 1 | 2.2 | 8336 | 33468
LV Distribution | Sub Distribution Board | Town M | 1 | High | B | 1 | 2025 | 5 | 2 | 2.7 | 16905 | 4779
Local and Special Ventilation | Fan - Extract | Town M | 1 | Medium | B | 1 | 2025 | 5 | 3 | 3.2 | 29863 | 10507
Local Hot Water | Electric Water Heater - Drinking Water - Non-Pressurised | Town SB | 1 | Medium | B | 1 | 2025 | 5 | 3 | 3.2 | 29864 | 10508
Heat Emitters | Radiators - Steel | Town N | 3 | Medium | B | 1 | 2025 | 5 | 3 | 3.2 | 29865 | 10509
Emergency Lighting | Illuminated Fire Exit Signage | Town N | 3 | Urgent | B | 17 | 2041 | 5 | 1 | 2.2 | 8337 | 30208
Emergency Lighting | Self Contained - LED | Town N | 4 | Urgent | B | 22 | 2046 | 5 | 1 | 2.2 | 8338 | 32978
General Lighting | General - LED fittings & Luminaires | Town N | 2 | Medium | B | 5 | 2029 | 5 | 3 | 3.2 | 29866 | 15414
Fire Safety Systems | Fire Extinguishers - Foam | Town N | 2 | Urgent | B | 6 | 2030 | 5 | 1 | 2.2 | 8339 | 16997
Local and Special Ventilation | Fan - Bifurcated | Town N | 1 | Medium | B | 1 | 2025 | 5 | 3 | 3.2 | 29867 | 10510
Local and Special Ventilation | Fan - Bifurcated | Town N | 1 | Medium | B | 1 | 2025 | 5 | 3 | 3.2 | 29868 | 10511
AHU - Internal | Central Air Conditioning - Gas Fired | Town N | 1 | Medium | C | 1 | 2025 | 4 | 3 | 2.9 | 18946 | 5778
Heat Emitters | Electric Overdoor Air Curtain/Heater | Town O | 1 | Medium | CX | 1 | 2025 | 2 | 3 | 2.3 | 10327 | 2239
Heat Emitters | Electric Overdoor Air Curtain/Heater | Town O | 1 | Medium | C | 1 | 2025 | 4 | 3 | 2.9 | 18947 | 5779
LV Distribution | Main Distribution Board | Town O | 1 | High | B | 1 | 2025 | 5 | 2 | 2.7 | 16906 | 4780
Local and Special Ventilation | Fan - Extract | Town O | 1 | Medium | CX | 1 | 2025 | 2 | 3 | 2.3 | 10328 | 2240
External Doors | Entrance Doors | Town O | 1 | High | C | 1 | 2025 | 4 | 2 | 2.4 | 10720 | 2507
LV Distribution | Main Distribution Board | Town O | 1 | High | B | 1 | 2025 | 5 | 2 | 2.7 | 16907 | 4781
Roller Shutters | External Manual Roller Shutter | Town O | 1 | High | B | 1 | 2025 | 5 | 2 | 2.7 | 16908 | 4782
External Doors | Entrance Doors | Town O | 1 | High | B | 1 | 2025 | 5 | 2 | 2.7 | 16909 | 4783
Roller Shutters | External Electric Roller Shutter | Town O | 1 | High | B | 23 | 2047 | 5 | 2 | 2.7 | 16910 | 33214
External Doors | Entrance Doors | Town O | 1 | High | B | 1 | 2025 | 5 | 2 | 2.7 | 16911 | 4784
General Lighting | General - LED fittings & Luminaires | Town O | 26 | Medium | B | 1 | 2025 | 5 | 3 | 3.2 | 29869 | 10512
Fire Safety Systems | Fire Extinguishers - Foam | Town O | 4 | Urgent | B | 4 | 2028 | 5 | 1 | 2.2 | 8340 | 13867
LV Distribution | Main Distribution Board | Town P | 1 | High | B | 16 | 2040 | 5 | 2 | 2.7 | 16912 | 29244
External Doors | Entrance Doors | Town P | 1 | High | B | 20 | 2044 | 5 | 2 | 2.7 | 16913 | 31650
Hot Water Distribution | Hot water cylinders Domestic Type | Town P | 1 | Low | C | 1 | 2025 | 4 | 4 | 3.4 | 32425 | 11703
Roller Shutters | Internal Manual Roller Shutter | Town P | 1 | Medium | B | 10 | 2034 | 5 | 3 | 3.2 | 29870 | 23088
Emergency Lighting | Illuminated Fire Exit Signage | Town P | 2 | Urgent | B | 18 | 2042 | 5 | 1 | 2.2 | 8341 | 30697
Fire Safety Systems | Fire Extinguishers - Powder | Town P | 1 | Urgent | B | 6 | 2030 | 5 | 1 | 2.2 | 8342 | 16998
Emergency Lighting | Self Contained - LED | Town P | 3 | Urgent | B | 23 | 2047 | 5 | 1 | 2.2 | 8343 | 33144
Fire Safety Systems | Fire Extinguishers - Foam | Town AP | 8 | Urgent | B | 5 | 2029 | 5 | 1 | 2.2 | 8344 | 14484
Local and Special Ventilation | Fan - Extract | Town O | 1 | Medium | B | 1 | 2025 | 5 | 3 | 3.2 | 29871 | 10513
Local and Special Ventilation | Fan - Extract | Town O | 1 | Medium | B | 11 | 2035 | 5 | 3 | 3.2 | 29872 | 25537
External Doors | Manual and Automatic Doors - Auto / Powered Swing Doors | Town O | 1 | High | B | 19 | 2043 | 5 | 2 | 2.7 | 16914 | 31249
Boiler | Combination Atmospheric Burner Gas Boiler | Town O | 1 | High | B | 1 | 2025 | 5 | 2 | 2.7 | 16915 | 4785
Fire Safety Systems | Fire Alarm Panel / Repeater | Town O | 1 | Urgent | B | 1 | 2025 | 5 | 1 | 2.2 | 8345 | 1761
Security Systems | Manual and Automatic Doors - High Security Door | Town O | 1 | High | B | 11 | 2035 | 5 | 2 | 2.7 | 16916 | 24704
Fire Safety Systems | Fire Extinguishers - CO2 | Town O | 3 | Urgent | B | 8 | 2032 | 5 | 1 | 2.2 | 8346 | 20572
Heat Emitters | Electric Heaters | Town L | 3 | Medium | B | 3 | 2027 | 5 | 3 | 3.2 | 29873 | 13646
Fire Safety Systems | Manual and Automatic Doors - Emergency and Panic Escape Doors | Town L | 1 | Urgent | B | 30 | 2054 | 5 | 1 | 2.2 | 8347 | 33694
Heat Emitters | Electric Heaters | Town Q | 4 | Medium | B | 1 | 2025 | 5 | 3 | 3.2 | 29874 | 10514
Roller Shutters | Internal Manual Roller Shutter | Town W | 1 | Medium | B | 5 | 2029 | 5 | 3 | 3.2 | 29875 | 15415
Local and Special Ventilation | Fan - General Ventilation | Town T | 1 | Medium | B | 1 | 2025 | 5 | 3 | 3.2 | 29876 | 10515
External Doors | Entrance Doors | Town AA | 1 | High | B | 18 | 2042 | 5 | 2 | 2.7 | 16917 | 30871
Roller Shutters | External Electric Roller Shutter | Town AC | 1 | High | B | 1 | 2025 | 5 | 2 | 2.7 | 16918 | 4786
Emergency Lighting | Illuminated Fire Exit Signage | Town X | 3 | Urgent | B | 12 | 2036 | 5 | 1 | 2.2 | 8348 | 26088
General Lighting | General - LED fittings & Luminaires | Town AG | 1 | Medium | B | 1 | 2025 | 5 | 3 | 3.2 | 29877 | 10516
Air Conditioning | Multi-Split Condenser - DX Split Systems (With Gas, Electric or Hot Water Heaters) | Town X | 1 | Medium | B | 1 | 2025 | 5 | 3 | 3.2 | 29878 | 10517
AHU - Internal | Central Heating - Gas Fired (Internally Sourced) | Town Q | 1 | Medium | B | 2 | 2026 | 5 | 3 | 3.2 | 29879 | 13177
Roller Shutters | External Manual Roller Shutter | Town T | 1 | High | B | 21 | 2045 | 5 | 2 | 2.7 | 16919 | 32728
External Doors | Entrance Doors | Town X | 1 | High | B | 11 | 2035 | 5 | 2 | 2.7 | 16920 | 24705
Emergency Lighting | Self Contained - LED | Town T | 19 | Urgent | B | 21 | 2045 | 5 | 1 | 2.2 | 8349 | 32373
General Lighting | General - LED fittings & Luminaires | Town AG | 3 | Medium | B | 14 | 2038 | 5 | 3 | 3.2 | 29880 | 27628
General Lighting | General - LED fittings & Luminaires | Town T | 5 | Medium | B | 1 | 2025 | 5 | 3 | 3.2 | 29881 | 10518
AHU - Internal | Central Air Conditioning - Gas Fired | Town X | 1 | Medium | B | 1 | 2025 | 5 | 3 | 3.2 | 29882 | 10519
Local and Special Ventilation | Fan - Axial | Town T | 1 | Medium | B | 1 | 2025 | 5 | 3 | 3.2 | 29883 | 10520
Local Hot Water | Instantaneous Electric Water Heater - Non-Drinking Water | Town X | 1 | Medium | B | 1 | 2025 | 5 | 3 | 3.2 | 29884 | 10521
Central Cooling | Fan - Axial | Town Q | 1 | Medium | B | 9 | 2033 | 5 | 3 | 3.2 | 29885 | 21863
Roller Shutters | External Manual Roller Shutter | Town AD | 1 | High | B | 6 | 2030 | 5 | 2 | 2.7 | 16921 | 17818
General Lighting | General - LED fittings & Luminaires | Town Q | 1 | Medium | B | 14 | 2038 | 5 | 3 | 3.2 | 29886 | 27629
Emergency Lighting | Self Contained - LED | Town AB | 1 | Urgent | B | 18 | 2042 | 5 | 1 | 2.2 | 8350 | 30698
Air Conditioning | Multi-Split Evaporator - Split Systems/Heat Pumps - Air-cooled with Direct Expansion Evaporator (DX) | Town V | 1 | Medium | B | 5 | 2029 | 5 | 3 | 3.2 | 29887 | 15416
LV Distribution | Sub Distribution Board | Town X | 1 | High | B | 1 | 2025 | 5 | 2 | 2.7 | 16922 | 4787
LV Distribution | Main Distribution Board | Town V | 1 | High | B | 10 | 2034 | 5 | 2 | 2.7 | 16923 | 22464
LV Distribution | Sub Distribution Board | Town AA | 1 | High | B | 6 | 2030 | 5 | 2 | 2.7 | 16924 | 17819
LV Distribution | Sub Distribution Board | Town Q | 1 | High | B | 13 | 2037 | 5 | 2 | 2.7 | 16925 | 27028
Roller Shutters | External Manual Roller Shutter | Town AD | 1 | High | B | 6 | 2030 | 5 | 2 | 2.7 | 16926 | 17820
Roller Shutters | External Manual Roller Shutter | Town AH | 1 | High | B | 1 | 2025 | 5 | 2 | 2.7 | 16927 | 4788
External Doors | Entrance Doors | Town AH | 1 | High | B | 1 | 2025 | 5 | 2 | 2.7 | 16928 | 4789
Heat Emitters | Gas Fired Unit Heaters | Town R | 1 | Medium | B | 1 | 2025 | 5 | 3 | 3.2 | 29888 | 10522
Local Hot Water | Instantaneous Electric Water Heater - Non-Drinking Water | Town R | 1 | Medium | B | 9 | 2033 | 5 | 3 | 3.2 | 29889 | 21864
Local and Special Ventilation | Fan - Kitchen Extract | Town AF | 1 | Low | B | 5 | 2029 | 5 | 4 | 3.7 | 33456 | 15671
Roller Shutters | External Manual Roller Shutter | Town AH | 1 | High | B | 1 | 2025 | 5 | 2 | 2.7 | 16929 | 4790
Heat Emitters | Gas Fired Unit Heaters | Town S | 1 | Medium | B | 3 | 2027 | 5 | 3 | 3.2 | 29890 | 13647
External Doors | Entrance Doors | Town W | 1 | High | B | 15 | 2039 | 5 | 2 | 2.7 | 16930 | 28282
Fire Safety Systems | Fire Extinguishers - Foam | Town X | 5 | Urgent | B | 1 | 2025 | 5 | 1 | 2.2 | 8351 | 1762
Heat Emitters | Gas Fired Unit Heaters | Town AA | 1 | Medium | B | 1 | 2025 | 5 | 3 | 3.2 | 29891 | 10523
Fire Safety Systems | Fire Extinguishers - CO2 | Town AD | 2 | Urgent | B | 6 | 2030 | 5 | 1 | 2.2 | 8352 | 16999
LV Distribution | Sub Distribution Board | Town AD | 1 | High | B | 6 | 2030 | 5 | 2 | 2.7 | 16931 | 17821
Emergency Lighting | Illuminated Fire Exit Signage | Town AG | 1 | Urgent | B | 18 | 2042 | 5 | 1 | 2.2 | 8353 | 30699
Emergency Lighting | Illuminated Fire Exit Signage | Town T | 3 | Urgent | B | 16 | 2040 | 5 | 1 | 2.2 | 8354 | 28972
Fire Safety Systems | Fire Extinguishers - Foam | Town U | 4 | Urgent | B | 6 | 2030 | 5 | 1 | 2.2 | 8355 | 17000
Local Hot Water | Instantaneous Electric Water Heater - Non-Drinking Water | Town AH | 1 | Medium | B | 11 | 2035 | 5 | 3 | 3.2 | 29892 | 25538
Access Control | Gate Access - Local Lock / Keypad / Manual (External) | Town AB | 1 | Medium | B | 8 | 2032 | 5 | 3 | 3.2 | 29893 | 21109
External Doors | Entrance Doors | Town V | 1 | High | B | 25 | 2049 | 5 | 2 | 2.7 | 16932 | 33427
Local and Special Ventilation | Fan - Axial | Town S | 1 | Medium | B | 1 | 2025 | 5 | 3 | 3.2 | 29894 | 10524
Fire Safety Systems | Fire Extinguishers - CO2 | Town R | 2 | Urgent | B | 6 | 2030 | 5 | 1 | 2.2 | 8356 | 17001
Emergency Lighting | Self Contained - LED | Town W | 5 | Urgent | B | 21 | 2045 | 5 | 1 | 2.2 | 8357 | 32374
Heat Emitters | Electric Heaters | Town AB | 2 | Medium | B | 1 | 2025 | 5 | 3 | 3.2 | 29895 | 10525
LV Distribution | Sub Distribution Board | Town X | 1 | High | B | 12 | 2036 | 5 | 2 | 2.7 | 16933 | 26251
Heat Emitters | Electric Heaters | Town AH | 3 | Medium | B | 3 | 2027 | 5 | 3 | 3.2 | 29896 | 13648
Fire Safety Systems | Fire Extinguishers - Foam | Town AJ | 4 | Urgent | B | 6 | 2030 | 5 | 1 | 2.2 | 8358 | 17002
External Lighting | General - LED | Town AB | 1 | Medium | B | 12 | 2036 | 5 | 3 | 3.2 | 29897 | 26698
Heat Emitters | Gas Fired Unit Heaters | Town AE | 1 | Medium | A | 13 | 2037 | 6 | 3 | 3.5 | 32603 | 27301
Local Hot Water | Package Electric Water Heaters - Non-Drinking Water | Town Y | 1 | Medium | B | 1 | 2025 | 5 | 3 | 3.2 | 29898 | 10526
Local Hot Water | Package Electric Water Heaters - Non-Drinking Water | Town AE | 1 | Medium | B | 4 | 2028 | 5 | 3 | 3.2 | 29899 | 14212
LV Distribution | Sub Distribution Board | Town V | 1 | High | A | 19 | 2043 | 6 | 2 | 3 | 19617 | 31329
Local and Special Ventilation | Fan - Extract | Town Z | 1 | Medium | B | 1 | 2025 | 5 | 3 | 3.2 | 29900 | 10527
Air Conditioning | Multi-Split Condenser - Split Systems/Heat Pumps - Air-cooled with Direct Expansion Evaporator (DX) | Town V | 1 | Medium | B | 5 | 2029 | 5 | 3 | 3.2 | 29901 | 15417
Emergency Lighting | Self Contained - LED | Town S | 1 | Urgent | B | 21 | 2045 | 5 | 1 | 2.2 | 8359 | 32375
Local and Special Ventilation | Fan - General Ventilation | Town T | 1 | Medium | B | 1 | 2025 | 5 | 3 | 3.2 | 29902 | 10528
External Doors | Entrance Doors | Town X | 1 | High | B | 11 | 2035 | 5 | 2 | 2.7 | 16934 | 24706
Burner | Forced draft gas burner | Town X | 1 | Medium | B | 1 | 2025 | 5 | 3 | 3.2 | 29903 | 10529
Fire Safety Systems | Fire Alarm System | Town Y | 1 | Urgent | B | 1 | 2025 | 5 | 1 | 2.2 | 8360 | 1763
General Lighting | General - LED fittings & Luminaires | Town S | 28 | Medium | B | 16 | 2040 | 5 | 3 | 3.2 | 29904 | 29790
Access Control | Door Lock / Keypad / Manual | Town X | 2 | Medium | B | 1 | 2025 | 5 | 3 | 3.2 | 29905 | 10530
LV Distribution | Main Distribution Board | Town AC | 1 | High | B | 1 | 2025 | 5 | 2 | 2.7 | 16935 | 4791
LV Distribution | Sub Distribution Board | Town AA | 1 | High | B | 9 | 2033 | 5 | 2 | 2.7 | 16936 | 21631
Local and Special Ventilation | Fan - Axial | Town T | 1 | Medium | B | 5 | 2029 | 5 | 3 | 3.2 | 29906 | 15418
Roller Shutters | External Manual Roller Shutter | Town AC | 1 | High | B | 1 | 2025 | 5 | 2 | 2.7 | 16937 | 4792
LV Distribution | Sub Distribution Board | Town AA | 1 | High | B | 6 | 2030 | 5 | 2 | 2.7 | 16938 | 17822
Local and Special Ventilation | Fan - Window / Wall Mounted | Town S | 1 | Medium | DX | 8 | 2032 | 1 | 3 | 2 | 972 | 20243
Roller Shutters | Internal Electric Roller Shutter | Town Q | 1 | Medium | B | 7 | 2031 | 5 | 3 | 3.2 | 29907 | 20127
General Lighting | General - LED fittings & Luminaires | Town AH | 21 | Medium | C | 1 | 2025 | 4 | 3 | 2.9 | 18948 | 5780
Emergency Lighting | Illuminated Fire Exit Signage | Town AJ | 2 | Urgent | B | 16 | 2040 | 5 | 1 | 2.2 | 8361 | 28973
External Doors | Manual and Automatic Doors - Auto / Powered Swing Doors | Town V | 1 | High | B | 25 | 2049 | 5 | 2 | 2.7 | 16939 | 33428
Roller Shutters | External Manual Roller Shutter | Town T | 1 | High | B | 21 | 2045 | 5 | 2 | 2.7 | 16940 | 32729
Fire Safety Systems | Manual and Automatic Doors - Emergency and Panic Escape Doors | Town AI | 1 | Urgent | B | 19 | 2043 | 5 | 1 | 2.2 | 8362 | 31099
General Lighting | General - LED fittings & Luminaires | Town AC | 28 | Medium | B | 16 | 2040 | 5 | 3 | 3.2 | 29908 | 29791
General Lighting | General - LED fittings & Luminaires | Town AI | 6 | Medium | B | 4 | 2028 | 5 | 3 | 3.2 | 29909 | 14213
Heat Emitters | Gas Fired Unit Heaters | Town AC | 1 | Medium | B | 1 | 2025 | 5 | 3 | 3.2 | 29910 | 10531
Central Cooling | Fan - Axial | Town Q | 1 | Medium | B | 9 | 2033 | 5 | 3 | 3.2 | 29911 | 21865
Roller Shutters | External Manual Roller Shutter | Town AA | 1 | High | B | 1 | 2025 | 5 | 2 | 2.7 | 16941 | 4793
LV Distribution | Sub Distribution Board | Town AA | 1 | High | DX | 1 | 2025 | 1 | 2 | 1.5 | 407 | 363
Central Ventilation Systems | Fan - Extract | Town AI | 1 | Medium | B | 1 | 2025 | 5 | 3 | 3.2 | 29912 | 10532
Fire Safety Systems | Fire Alarm Panel / Repeater | Town R | 1 | Urgent | A | 13 | 2037 | 6 | 1 | 2.5 | 10979 | 26927
Fire Safety Systems | Fire Extinguishers - CO2 | Town X | 2 | Urgent | B | 1 | 2025 | 5 | 1 | 2.2 | 8363 | 1764
Roller Shutters | External Manual Roller Shutter | Town R | 1 | High | B | 21 | 2045 | 5 | 2 | 2.7 | 16942 | 32730
Emergency Lighting | Illuminated Fire Exit Signage | Town R | 1 | Urgent | B | 18 | 2042 | 5 | 1 | 2.2 | 8364 | 30700
Air Conditioning | Multi-Split Evaporator - Split Systems/Heat Pumps - Air-cooled with Direct Expansion Evaporator (DX) | Town V | 1 | Medium | B | 5 | 2029 | 5 | 3 | 3.2 | 29913 | 15419
Local and Special Ventilation | Fan - Kitchen Extract | Town W | 1 | Low | B | 5 | 2029 | 5 | 4 | 3.7 | 33457 | 15672
Local Hot Water | Package Electric Water Heaters - Non-Drinking Water | Town AJ | 1 | Medium | B | 1 | 2025 | 5 | 3 | 3.2 | 29914 | 10533
Security Systems | Manual and Automatic Doors - High Security Door | Town Z | 1 | High | B | 11 | 2035 | 5 | 2 | 2.7 | 16943 | 24707
Roller Shutters | External Manual Roller Shutter | Town AA | 1 | High | B | 1 | 2025 | 5 | 2 | 2.7 | 16944 | 4794
Emergency Lighting | Self Contained - LED | Town S | 5 | Urgent | B | 21 | 2045 | 5 | 1 | 2.2 | 8365 | 32376
General Lighting | General - LED fittings & Luminaires | Town AB | 5 | Medium | B | 2 | 2026 | 5 | 3 | 3.2 | 29915 | 13178
Local Hot Water | Package Electric Water Heaters - Non-Drinking Water | Town AA | 1 | Medium | B | 4 | 2028 | 5 | 3 | 3.2 | 29916 | 14214
LV Distribution | Sub Distribution Board | Town AA | 1 | High | B | 16 | 2040 | 5 | 2 | 2.7 | 16945 | 29245
Local and Special Ventilation | Fan - Window / Wall Mounted | Town AG | 1 | Medium | B | 1 | 2025 | 5 | 3 | 3.2 | 29917 | 10534
Fire Safety Systems | Fire Alarm Panel / Repeater | Town U | 1 | Urgent | B | 1 | 2025 | 5 | 1 | 2.2 | 8366 | 1765
Emergency Lighting | Self Contained - LED | Town T | 4 | Urgent | B | 21 | 2045 | 5 | 1 | 2.2 | 8367 | 32377
Fire Safety Systems | Fire Extinguishers - CO2 | Town Q | 5 | Urgent | B | 7 | 2031 | 5 | 1 | 2.2 | 8368 | 19466
LV Distribution | Sub Distribution Board | Town AD | 1 | High | B | 1 | 2025 | 5 | 2 | 2.7 | 16946 | 4795
Air Conditioning | Single-Split Evaporator - Split Systems/Heat Pumps - Air-cooled with Direct Expansion Evaporator (DX) | Town T | 1 | Medium | B | 7 | 2031 | 5 | 3 | 3.2 | 29918 | 20128
LV Distribution | Sub Distribution Board | Town S | 1 | High | B | 3 | 2027 | 5 | 2 | 2.7 | 16947 | 13388
Heat Emitters | Gas Fired Unit Heaters | Town AC | 1 | Medium | B | 1 | 2025 | 5 | 3 | 3.2 | 29919 | 10535
Heat Emitters | Fan Convector - Electric | Town R | 1 | Medium | A | 13 | 2037 | 6 | 3 | 3.5 | 32604 | 27302
Local and Special Ventilation | Fan - Axial | Town T | 1 | Medium | B | 5 | 2029 | 5 | 3 | 3.2 | 29920 | 15420
External Doors | Entrance Doors | Town AF | 1 | High | B | 26 | 2050 | 5 | 2 | 2.7 | 16948 | 33525
Fire Safety Systems | Manual and Automatic Doors - Emergency and Panic Escape Doors | Town X | 1 | Urgent | C | 11 | 2035 | 4 | 1 | 1.9 | 729 | 23294
LV Distribution | Main Distribution Board | Town AC | 1 | High | B | 1 | 2025 | 5 | 2 | 2.7 | 16949 | 4796
General Lighting | General - LED fittings & Luminaires | Town T | 107 | Medium | B | 16 | 2040 | 5 | 3 | 3.2 | 29921 | 29792
Fire Safety Systems | Fire Extinguishers - Foam | Town AH | 5 | Urgent | B | 6 | 2030 | 5 | 1 | 2.2 | 8369 | 17003
Burner | Forced draft gas burner | Town Q | 1 | Medium | B | 1 | 2025 | 5 | 3 | 3.2 | 29922 | 10536
Access Control | Door Lock / Keypad / Manual | Town W | 1 | Medium | A | 15 | 2039 | 6 | 3 | 3.5 | 32605 | 28585
Emergency Lighting | Illuminated Fire Exit Signage | Town AB | 2 | Urgent | B | 13 | 2037 | 5 | 1 | 2.2 | 8370 | 26889
External Lighting | General - LED | Town R | 2 | Medium | B | 13 | 2037 | 5 | 3 | 3.2 | 29923 | 27232
Fire Safety Systems | Fire Extinguishers - CO2 | Town O | 4 | Urgent | B | 8 | 2032 | 5 | 1 | 2.2 | 8371 | 20573
LV Distribution | Main Distribution Board | Town AF | 1 | High | C | 1 | 2025 | 4 | 2 | 2.4 | 10721 | 2508
General Lighting | General - LED fittings & Luminaires | Town R | 32 | Medium | B | 16 | 2040 | 5 | 3 | 3.2 | 29924 | 29793
Local Hot Water | Package Electric Water Heaters - Non-Drinking Water | Town AE | 1 | Medium | B | 9 | 2033 | 5 | 3 | 3.2 | 29925 | 21866
Local and Special Ventilation | Fan - Axial | Town T | 1 | Medium | B | 5 | 2029 | 5 | 3 | 3.2 | 29926 | 15421
Heat Emitters | Gas Fired Natural and Fan Assisted Heaters | Town O | 1 | Medium | B | 11 | 2035 | 5 | 3 | 3.2 | 29927 | 25539
Emergency Lighting | Illuminated Fire Exit Signage | Town AA | 3 | Urgent | B | 1 | 2025 | 5 | 1 | 2.2 | 8372 | 1766
Heat Emitters | Electric Overdoor Air Curtain/Heater | Town O | 1 | Medium | B | 11 | 2035 | 5 | 3 | 3.2 | 29928 | 25540
Emergency Lighting | Self Contained - LED | Town AF | 16 | Urgent | A | 23 | 2047 | 6 | 1 | 2.5 | 10980 | 33177
Local and Special Ventilation | Fan - Axial | Town T | 1 | Medium | B | 1 | 2025 | 5 | 3 | 3.2 | 29929 | 10537
Local and Special Ventilation | Fan - Centrifugal | Town U | 1 | Medium | B | 9 | 2033 | 5 | 3 | 3.2 | 29930 | 21867
Local Hot Water | Package Electric Water Heaters - Non-Drinking Water | Town AB | 1 | Medium | B | 5 | 2029 | 5 | 3 | 3.2 | 29931 | 15422
Local Hot Water | Instantaneous Electric Water Heater - Non-Drinking Water | Town X | 1 | Medium | B | 1 | 2025 | 5 | 3 | 3.2 | 29932 | 10538
Local Hot Water | Instantaneous Electric Water Heater - Non-Drinking Water | Town AH | 1 | Medium | D | 6 | 2030 | 3 | 3 | 2.6 | 11234 | 17349
Emergency Lighting | Self Contained - LED | Town R | 12 | Urgent | B | 21 | 2045 | 5 | 1 | 2.2 | 8373 | 32378
General Lighting | General - LED fittings & Luminaires | Town AJ | 20 | Medium | B | 16 | 2040 | 5 | 3 | 3.2 | 29933 | 29794
Access Control | Door Lock / Keypad / Manual | Town S | 1 | Medium | B | 9 | 2033 | 5 | 3 | 3.2 | 29934 | 21868
LV Distribution | Sub Distribution Board | Town AD | 1 | High | B | 1 | 2025 | 5 | 2 | 2.7 | 16950 | 4797
Burner | Forced draft gas burner | Town S | 1 | Medium | B | 1 | 2025 | 5 | 3 | 3.2 | 29935 | 10539
Access Control | Gate Access - Local Lock / Keypad / Manual (External) | Town AC | 1 | Medium | B | 1 | 2025 | 5 | 3 | 3.2 | 29936 | 10540
Burner | Forced draft gas burner | Town AF | 1 | Medium | B | 1 | 2025 | 5 | 3 | 3.2 | 29937 | 10541
Roller Shutters | Internal Electric Roller Shutter | Town AF | 1 | Medium | B | 1 | 2025 | 5 | 3 | 3.2 | 29938 | 10542
Roller Shutters | Internal Electric Roller Shutter | Town AB | 1 | Medium | B | 7 | 2031 | 5 | 3 | 3.2 | 29939 | 20129
Access Control | Door Lock / Keypad / Manual | Town T | 1 | Medium | B | 8 | 2032 | 5 | 3 | 3.2 | 29940 | 21110
Air Conditioning | Single-Split Condenser - Split Systems/Heat Pumps - Air-cooled with Direct Expansion Evaporator (DX) | Town Z | 1 | Medium | B | 11 | 2035 | 5 | 3 | 3.2 | 29941 | 25541
Roller Shutters | Internal Electric Roller Shutter | Town AF | 1 | Medium | C | 1 | 2025 | 4 | 3 | 2.9 | 18949 | 5781
Roller Shutters | External Manual Roller Shutter | Town R | 1 | High | B | 1 | 2025 | 5 | 2 | 2.7 | 16951 | 4798
Local and Special Ventilation | Fan - Extract | Town O | 1 | Medium | C | 11 | 2035 | 4 | 3 | 2.9 | 18950 | 24878
Heat Emitters | Electric Heaters | Town T | 1 | Medium | B | 2 | 2026 | 5 | 3 | 3.2 | 29942 | 13179
Fire Safety Systems | Fire Extinguishers - Foam | Town X | 1 | Urgent | B | 1 | 2025 | 5 | 1 | 2.2 | 8374 | 1767
Roller Shutters | External Manual Roller Shutter | Town AD | 1 | High | B | 6 | 2030 | 5 | 2 | 2.7 | 16952 | 17823
Heat Emitters | Electric Overdoor Air Curtain/Heater | Town AE | 1 | Medium | B | 5 | 2029 | 5 | 3 | 3.2 | 29943 | 15423
Central Cooling | Fan - Axial | Town AI | 1 | Medium | B | 1 | 2025 | 5 | 3 | 3.2 | 29944 | 10543
Roller Shutters | Internal Automatic Roller Shutter | Town W | 1 | High | B | 11 | 2035 | 5 | 2 | 2.7 | 16953 | 24708
Fire Safety Systems | Fire Alarm Panel / Repeater | Town S | 1 | Urgent | B | 1 | 2025 | 5 | 1 | 2.2 | 8375 | 1768
Access Control | Door Lock / Keypad / Manual | Town V | 1 | Medium | A | 14 | 2038 | 6 | 3 | 3.5 | 32606 | 27686
Fire Safety Systems | Fire Extinguishers - CO2 | Town Q | 1 | Urgent | B | 6 | 2030 | 5 | 1 | 2.2 | 8376 | 17004
External Doors | Entrance Doors | Town AE | 1 | High | B | 12 | 2036 | 5 | 2 | 2.7 | 16954 | 26252
External Doors | Entrance Doors | Town AJ | 1 | High | B | 15 | 2039 | 5 | 2 | 2.7 | 16955 | 28283
Local and Special Ventilation | Fan - Kitchen Extract | Town X | 1 | Low | B | 1 | 2025 | 5 | 4 | 3.7 | 33458 | 12288
Local and Special Ventilation | Fan - Kitchen Extract | Town V | 1 | Low | B | 5 | 2029 | 5 | 4 | 3.7 | 33459 | 15673
Central Cooling | Fan - Axial | Town AB | 1 | Medium | B | 1 | 2025 | 5 | 3 | 3.2 | 29945 | 10544
Fire Safety Systems | Fire Extinguishers - CO2 | Town AH | 3 | Urgent | B | 6 | 2030 | 5 | 1 | 2.2 | 8377 | 17005
Local and Special Ventilation | Fan - Axial | Town S | 1 | Medium | B | 1 | 2025 | 5 | 3 | 3.2 | 29946 | 10545
General Lighting | General - LED fittings & Luminaires | Town AD | 12 | Medium | B | 1 | 2025 | 5 | 3 | 3.2 | 29947 | 10546
Central Ventilation Systems | Fan - General Ventilation | Town V | 1 | Low | B | 5 | 2029 | 5 | 4 | 3.7 | 33460 | 15674
Central Cooling | Fan - Axial | Town Q | 1 | Medium | B | 9 | 2033 | 5 | 3 | 3.2 | 29948 | 21869
Local Hot Water | Package Electric Water Heaters - Non-Drinking Water | Town AA | 1 | Medium | B | 2 | 2026 | 5 | 3 | 3.2 | 29949 | 13180
Emergency Lighting | Self Contained - LED | Town U | 9 | Urgent | B | 19 | 2043 | 5 | 1 | 2.2 | 8378 | 31100
External Lighting | General - Non LED | Town X | 4 | Medium | B | 1 | 2025 | 5 | 3 | 3.2 | 29950 | 10547
LV Distribution | Sub Distribution Board | Town X | 1 | High | C | 16 | 2040 | 4 | 2 | 2.4 | 10722 | 29073
Roller Shutters | Internal Electric Roller Shutter | Town X | 1 | Medium | B | 1 | 2025 | 5 | 3 | 3.2 | 29951 | 10548
Roller Shutters | External Electric Roller Shutter | Town S | 1 | High | B | 11 | 2035 | 5 | 2 | 2.7 | 16956 | 24709
Fire Safety Systems | Fire Extinguishers - CO2 | Town X | 2 | Urgent | B | 1 | 2025 | 5 | 1 | 2.2 | 8379 | 1769
Hot Water Distribution | Hot water cylinders Domestic Type | Town AD | 1 | Low | B | 1 | 2025 | 5 | 4 | 3.7 | 33461 | 12289
Security Systems | Manual and Automatic Doors - High Security Door | Town AB | 1 | High | B | 17 | 2041 | 5 | 2 | 2.7 | 16957 | 30372
External Doors | Entrance Doors | Town AK | 1 | High | B | 26 | 2050 | 5 | 2 | 2.7 | 16958 | 33526
Fire Safety Systems | Manual and Automatic Doors - Emergency and Panic Escape Doors | Town AK | 1 | Urgent | C | 11 | 2035 | 4 | 1 | 1.9 | 730 | 23295
Fire Safety Systems | Fire Extinguishers - Powder | Town AL | 2 | Urgent | B | 6 | 2030 | 5 | 1 | 2.2 | 8380 | 17006
Fire Safety Systems | Fire Extinguishers - Foam | Town AL | 2 | Urgent | B | 6 | 2030 | 5 | 1 | 2.2 | 8381 | 17007
Fire Safety Systems | Fire Extinguishers - CO2 | Town AL | 6 | Urgent | B | 6 | 2030 | 5 | 1 | 2.2 | 8382 | 17008
Local and Special Ventilation | Fan - Extract | Town AL | 1 | Medium | CX | 1 | 2025 | 2 | 3 | 2.3 | 10329 | 2241
Local and Special Ventilation | Fan - Extract | Town AL | 1 | Medium | B | 1 | 2025 | 5 | 3 | 3.2 | 29952 | 10549
Roller Shutters | External Manual Roller Shutter | Town AL | 1 | High | B | 1 | 2025 | 5 | 2 | 2.7 | 16959 | 4799
Roller Shutters | Internal Electric Roller Shutter | Town AK | 1 | Medium | B | 16 | 2040 | 5 | 3 | 3.2 | 29953 | 29795
Local and Special Ventilation | Fan - Kitchen Extract | Town AX | 1 | Low | B | 10 | 2034 | 5 | 4 | 3.7 | 33462 | 23225
Burner | Forced draft gas burner | Town AP | 1 | Medium | DX | 1 | 2025 | 1 | 3 | 2 | 973 | 669
Local and Special Ventilation | Fan - Window / Wall Mounted | Town AW | 1 | Medium | B | 1 | 2025 | 5 | 3 | 3.2 | 29954 | 10550
AHU - Internal | Central Heating & Cooling - Electric & DX | Town AX | 1 | Medium | B | 1 | 2025 | 5 | 3 | 3.2 | 29955 | 10551
Local and Special Ventilation | Fan - Window / Wall Mounted | Town BD | 1 | Medium | B | 11 | 2035 | 5 | 3 | 3.2 | 29956 | 25542
Local and Special Ventilation | Fan - Window / Wall Mounted | Town BB | 1 | Medium | B | 4 | 2028 | 5 | 3 | 3.2 | 29957 | 14215
Roller Shutters | Internal Electric Roller Shutter | Town BB | 1 | Medium | B | 11 | 2035 | 5 | 3 | 3.2 | 29958 | 25543
Local Hot Water | Package Electric Water Heaters - Non-Drinking Water | Town AO | 1 | Medium | B | 9 | 2033 | 5 | 3 | 3.2 | 29959 | 21870
LV Distribution | Sub Distribution Board | Town AT | 1 | High | B | 6 | 2030 | 5 | 2 | 2.7 | 16960 | 17824
External Doors | Entrance Doors | Town BB | 1 | High | B | 27 | 2051 | 5 | 2 | 2.7 | 16961 | 33584
Barriers & Guardrails | Vehicle Crash Protection Barrier | Town AN | 1 | V Low | B | 1 | 2025 | 5 | 4 | 3.7 | 33463 | 12290
Barriers & Guardrails | Vehicle Crash Protection Barrier | Town AZ | 1 | V Low | B | 1 | 2025 | 5 | 4 | 3.7 | 33464 | 12291
Barriers & Guardrails | Vehicle Crash Protection Barrier | Town AZ | 1 | V Low | B | 1 | 2025 | 5 | 4 | 3.7 | 33465 | 12292
LV Distribution | Sub Distribution Board | Town AX | 1 | High | B | 10 | 2034 | 5 | 2 | 2.7 | 16962 | 22465
External Doors | Manual and Automatic Doors - Auto / Powered Sliding Doors | Town AT | 1 | High | B | 21 | 2045 | 5 | 2 | 2.7 | 16963 | 32731
External Doors | Entrance Doors | Town AT | 1 | High | B | 1 | 2025 | 5 | 2 | 2.7 | 16964 | 4800
Heat Emitters | Gas Fired Unit Heaters | Town BB | 1 | Medium | B | 1 | 2025 | 5 | 3 | 3.2 | 29960 | 10552
Fire Safety Systems | Manual and Automatic Doors - Emergency and Panic Escape Doors | Town AY | 1 | Urgent | B | 11 | 2035 | 5 | 1 | 2.2 | 8383 | 23894
Security Systems | Manual and Automatic Doors - High Security Door | Town AO | 1 | High | B | 17 | 2041 | 5 | 2 | 2.7 | 16965 | 30373
AHU - Internal | Central Air Conditioning - Electric & DX | Town AN | 1 | High | B | 17 | 2041 | 5 | 2 | 2.7 | 16966 | 30374
Local and Special Ventilation | Fan - Axial | Town AR | 1 | Medium | B | 1 | 2025 | 5 | 3 | 3.2 | 29961 | 10553
Multi-System Controls | Control Panel - Electrical Services (excluding Electrical Controllers and Pneumatic Relays) | Town AX | 1 | Medium | B | 12 | 2036 | 5 | 3 | 3.2 | 29962 | 26699
Fire Safety Systems | Manual and Automatic Doors - Emergency and Panic Escape Doors | Town BC | 1 | Urgent | B | 11 | 2035 | 5 | 1 | 2.2 | 8384 | 23895
General Lighting | General - LED fittings & Luminaires | Town AR | 14 | Medium | B | 1 | 2025 | 5 | 3 | 3.2 | 29963 | 10554
Emergency Lighting | Illuminated Fire Exit Signage | Town AR | 7 | Urgent | B | 6 | 2030 | 5 | 1 | 2.2 | 8385 | 17009
General Lighting | General - LED fittings & Luminaires | Town BD | 5 | Medium | B | 16 | 2040 | 5 | 3 | 3.2 | 29964 | 29796
External Lighting | General - LED | Town AJ | 7 | Medium | B | 11 | 2035 | 5 | 3 | 3.2 | 29965 | 25544
Emergency Lighting | Self Contained - Non LED | Town AP | 2 | Urgent | B | 1 | 2025 | 5 | 1 | 2.2 | 8386 | 1770
General Lighting | General - LED fittings & Luminaires | Town BA | 20 | Medium | B | 1 | 2025 | 5 | 3 | 3.2 | 29966 | 10555
Fire Safety Systems | Manual and Automatic Doors - Emergency and Panic Escape Doors | Town AR | 1 | Urgent | B | 11 | 2035 | 5 | 1 | 2.2 | 8387 | 23896
General Lighting | General - LED fittings & Luminaires | Town AT | 2 | Medium | B | 16 | 2040 | 5 | 3 | 3.2 | 29967 | 29797
Fire Safety Systems | Fire Extinguishers - Powder | Town BC | 2 | Urgent | B | 6 | 2030 | 5 | 1 | 2.2 | 8388 | 17010
Fire Safety Systems | Fire Extinguishers - Foam | Town AW | 1 | Urgent | B | 1 | 2025 | 5 | 1 | 2.2 | 8389 | 1771
Fire Safety Systems | Fire Extinguishers - Foam | Town AW | 1 | Urgent | B | 1 | 2025 | 5 | 1 | 2.2 | 8390 | 1772
LV Distribution | Sub Distribution Board | Town AW | 1 | High | B | 1 | 2025 | 5 | 2 | 2.7 | 16967 | 4801
External Doors | Entrance Doors | Town AR | 1 | High | B | 11 | 2035 | 5 | 2 | 2.7 | 16968 | 24710
Emergency Lighting | Self Contained - LED | Town AV | 4 | Urgent | B | 18 | 2042 | 5 | 1 | 2.2 | 8391 | 30701
General Lighting | General - LED fittings & Luminaires | Town AR | 1 | Medium | B | 1 | 2025 | 5 | 3 | 3.2 | 29968 | 10556
LV Distribution | Main Distribution Board | Town BA | 1 | High | B | 6 | 2030 | 5 | 2 | 2.7 | 16969 | 17825
Fire Safety Systems | Manual and Automatic Doors - Emergency and Panic Escape Doors | Town AV | 1 | Urgent | B | 17 | 2041 | 5 | 1 | 2.2 | 8392 | 30209
Local and Special Ventilation | Fan - Extract | Town AJ | 1 | Medium | B | 5 | 2029 | 5 | 3 | 3.2 | 29969 | 15424
General Lighting | General - LED fittings & Luminaires | Town AR | 10 | Medium | B | 6 | 2030 | 5 | 3 | 3.2 | 29970 | 18946
Air Conditioning | Multi-Split Condenser - Split Systems/Heat Pumps - Air-cooled with Direct Expansion Evaporator (DX) | Town AT | 1 | Medium | B | 1 | 2025 | 5 | 3 | 3.2 | 29971 | 10557
LV Distribution | Main Distribution Board | Town AX | 1 | High | B | 1 | 2025 | 5 | 2 | 2.7 | 16970 | 4802
Boiler | Atmospheric Gas Burner Boiler - Small and/or Wall Hung for Light Commercial Installation | Town AT | 1 | Medium | B | 1 | 2025 | 5 | 3 | 3.2 | 29972 | 10558
LV Distribution | Sub Distribution Board | Town AW | 1 | High | B | 6 | 2030 | 5 | 2 | 2.7 | 16971 | 17826
Roller Shutters | External Electric Roller Shutter | Town AY | 1 | High | B | 1 | 2025 | 5 | 2 | 2.7 | 16972 | 4803
Emergency Lighting | Self Contained - LED | Town AR | 2 | Urgent | B | 11 | 2035 | 5 | 1 | 2.2 | 8393 | 23897
Local Hot Water | Instantaneous Electric Water Heater - Non-Drinking Water | Town BA | 1 | Medium | B | 1 | 2025 | 5 | 3 | 3.2 | 29973 | 10559
LV Distribution | Sub Distribution Board | Town AO | 1 | High | B | 2 | 2026 | 5 | 2 | 2.7 | 16973 | 12945
Local and Special Ventilation | Fan - Axial | Town AR | 1 | Medium | B | 1 | 2025 | 5 | 3 | 3.2 | 29974 | 10560
Local and Special Ventilation | Fan - Centrifugal | Town AU | 1 | Medium | B | 1 | 2025 | 5 | 3 | 3.2 | 29975 | 10561
Emergency Lighting | Illuminated Fire Exit Signage | Town AQ | 1 | Urgent | B | 12 | 2036 | 5 | 1 | 2.2 | 8394 | 26089
General Lighting | General - LED fittings & Luminaires | Town AT | 8 | Medium | B | 12 | 2036 | 5 | 3 | 3.2 | 29976 | 26700
Heat Emitters | Electric Heaters | Town AU | 3 | Medium | B | 1 | 2025 | 5 | 3 | 3.2 | 29977 | 10562
Roller Shutters | Internal Electric Roller Shutter | Town BB | 1 | Medium | B | 11 | 2035 | 5 | 3 | 3.2 | 29978 | 25545
External Doors | Entrance Doors | Town AJ | 1 | High | B | 20 | 2044 | 5 | 2 | 2.7 | 16974 | 31651
Access Control | Gate Access - Local Lock / Keypad / Manual (External) | Town AU | 1 | Medium | B | 1 | 2025 | 5 | 3 | 3.2 | 29979 | 10563
Fire Safety Systems | Water Mist - P50 | Town AR | 1 | Urgent | B | 6 | 2030 | 5 | 1 | 2.2 | 8395 | 17011
General Lighting | General - LED fittings & Luminaires | Town AV | 12 | Medium | B | 13 | 2037 | 5 | 3 | 3.2 | 29980 | 27233
Fire Safety Systems | Manual and Automatic Doors - Emergency and Panic Escape Doors | Town AT | 1 | Urgent | B | 11 | 2035 | 5 | 1 | 2.2 | 8396 | 23898
Local and Special Ventilation | Fan - Axial | Town AR | 1 | Medium | B | 1 | 2025 | 5 | 3 | 3.2 | 29981 | 10564
Fire Safety Systems | Manual and Automatic Doors - Emergency and Panic Escape Doors | Town AJ | 1 | Urgent | B | 20 | 2044 | 5 | 1 | 2.2 | 8397 | 31545
Fire Safety Systems | Manual and Automatic Doors - Emergency and Panic Escape Doors | Town AR | 1 | Urgent | B | 11 | 2035 | 5 | 1 | 2.2 | 8398 | 23899
Barriers & Guardrails | Vehicle Crash Protection Barrier | Town AN | 1 | V Low | B | 1 | 2025 | 5 | 4 | 3.7 | 33466 | 12293
General Lighting | General - LED fittings & Luminaires | Town AR | 28 | Medium | C | 11 | 2035 | 4 | 3 | 2.9 | 18951 | 24879
Roller Shutters | Internal Manual Roller Shutter | Town AX | 1 | Medium | C | 10 | 2034 | 4 | 3 | 2.9 | 18952 | 22537
Roller Shutters | External Manual Roller Shutter | Town AY | 1 | High | B | 1 | 2025 | 5 | 2 | 2.7 | 16975 | 4804
External Doors | Entrance Doors | Town AY | 1 | High | B | 11 | 2035 | 5 | 2 | 2.7 | 16976 | 24711
Local and Special Ventilation | Fan - Extract | Town AN | 1 | Medium | B | 12 | 2036 | 5 | 3 | 3.2 | 29982 | 26701
Local and Special Ventilation | Fan - Window / Wall Mounted | Town AR | 1 | Medium | B | 1 | 2025 | 5 | 3 | 3.2 | 29983 | 10565
Emergency Lighting | Self Contained - LED | Town AS | 6 | Urgent | B | 21 | 2045 | 5 | 1 | 2.2 | 8399 | 32379
Specialist Lighting | Illuminated External Signs | Town AT | 1 | Medium | B | 1 | 2025 | 5 | 3 | 3.2 | 29984 | 10566
Fire Safety Systems | Fire Extinguishers - Foam | Town AS | 4 | Urgent | B | 6 | 2030 | 5 | 1 | 2.2 | 8400 | 17012
General Lighting | General - LED fittings & Luminaires | Town AY | 6 | Medium | C | 1 | 2025 | 4 | 3 | 2.9 | 18953 | 5782
Fire Safety Systems | Fire Extinguishers - Foam | Town AT | 3 | Urgent | B | 1 | 2025 | 5 | 1 | 2.2 | 8401 | 1773
Emergency Lighting | Illuminated Fire Exit Signage | Town AW | 2 | Urgent | B | 12 | 2036 | 5 | 1 | 2.2 | 8402 | 26090
Fire Safety Systems | Fire Extinguishers - Foam | Town AX | 4 | Urgent | B | 6 | 2030 | 5 | 1 | 2.2 | 8403 | 17013
External Lighting | General - LED | Town AU | 2 | Medium | B | 11 | 2035 | 5 | 3 | 3.2 | 29985 | 25546
Fire Safety Systems | Fire Extinguishers - Foam | Town BC | 2 | Urgent | B | 6 | 2030 | 5 | 1 | 2.2 | 8404 | 17014
Fire Safety Systems | Fire Extinguishers - Foam | Town AN | 2 | Urgent | B | 9 | 2033 | 5 | 1 | 2.2 | 8405 | 21453
Central Ventilation Systems | Fan - General Ventilation | Town AX | 1 | Low | B | 1 | 2025 | 5 | 4 | 3.7 | 33467 | 12294
Fire Safety Systems | Fire Extinguishers - CO2 | Town AN | 1 | Urgent | B | 6 | 2030 | 5 | 1 | 2.2 | 8406 | 17015
Air Conditioning | Multi-Split Evaporator - Split Systems/Heat Pumps - Air-cooled with Direct Expansion Evaporator (DX) | Town AX | 1 | Medium | B | 12 | 2036 | 5 | 3 | 3.2 | 29986 | 26702
Barriers & Guardrails | Vehicle Crash Protection Barrier | Town AU | 1 | V Low | B | 1 | 2025 | 5 | 4 | 3.7 | 33468 | 12295
General Lighting | General - LED fittings & Luminaires | Town AT | 10 | Medium | C | 1 | 2025 | 4 | 3 | 2.9 | 18954 | 5783
Air Conditioning | Multi-Split Evaporator - Split Systems/Heat Pumps - Air-cooled with Direct Expansion Evaporator (DX) | Town AX | 1 | Medium | B | 11 | 2035 | 5 | 3 | 3.2 | 29987 | 25547
LV Distribution | Sub Distribution Board | Town AT | 1 | High | B | 1 | 2025 | 5 | 2 | 2.7 | 16977 | 4805
Roller Shutters | External Manual Roller Shutter | Town AS | 1 | High | B | 1 | 2025 | 5 | 2 | 2.7 | 16978 | 4806
External Doors | Entrance Doors | Town BB | 1 | High | B | 18 | 2042 | 5 | 2 | 2.7 | 16979 | 30872
Local and Special Ventilation | Fan - Axial | Town AO | 1 | Medium | B | 1 | 2025 | 5 | 3 | 3.2 | 29988 | 10567
General Lighting | General - LED fittings & Luminaires | Town AR | 12 | Medium | B | 6 | 2030 | 5 | 3 | 3.2 | 29989 | 18947
External Lighting | General - Non LED | Town AS | 2 | Medium | B | 1 | 2025 | 5 | 3 | 3.2 | 29990 | 10568
LV Distribution | Sub Distribution Board | Town BB | 1 | High | C | 18 | 2042 | 4 | 2 | 2.4 | 10723 | 30734
Central Ventilation Systems | Fan - General Ventilation | Town AX | 1 | Low | B | 1 | 2025 | 5 | 4 | 3.7 | 33469 | 12296
Local and Special Ventilation | Fan - Centrifugal | Town AN | 1 | Medium | B | 12 | 2036 | 5 | 3 | 3.2 | 29991 | 26703
General Lighting | General - LED fittings & Luminaires | Town BD | 11 | Medium | B | 16 | 2040 | 5 | 3 | 3.2 | 29992 | 29798
Local and Special Ventilation | Fan - Window / Wall Mounted | Town AR | 1 | Medium | B | 1 | 2025 | 5 | 3 | 3.2 | 29993 | 10569
Multi-System Controls | Instrumental Control Panel | Town AT | 1 | Medium | B | 16 | 2040 | 5 | 3 | 3.2 | 29994 | 29799
Roller Shutters | External Electric Roller Shutter | Town BA | 1 | High | B | 11 | 2035 | 5 | 2 | 2.7 | 16980 | 24712
Fire Safety Systems | Fire Extinguishers - CO2 | Town AX | 4 | Urgent | B | 6 | 2030 | 5 | 1 | 2.2 | 8407 | 17016
Emergency Lighting | Illuminated Fire Exit Signage | Town AP | 6 | Urgent | B | 6 | 2030 | 5 | 1 | 2.2 | 8408 | 17017
Local and Special Ventilation | Fan - Toilet Extract | Town AX | 1 | Medium | B | 5 | 2029 | 5 | 3 | 3.2 | 29995 | 15425
Central Ventilation Systems | Fan - General Ventilation | Town BA | 1 | Low | B | 1 | 2025 | 5 | 4 | 3.7 | 33470 | 12297
LV Distribution | Main Distribution Board | Town AR | 1 | High | B | 1 | 2025 | 5 | 2 | 2.7 | 16981 | 4807
General Lighting | General - LED fittings & Luminaires | Town AU | 3 | Medium | B | 16 | 2040 | 5 | 3 | 3.2 | 29996 | 29800
Heat Emitters | Electric Heaters | Town BC | 7 | Medium | B | 1 | 2025 | 5 | 3 | 3.2 | 29997 | 10570
Emergency Lighting | Self Contained - LED | Town AR | 4 | Urgent | B | 11 | 2035 | 5 | 1 | 2.2 | 8409 | 23900
Fire Safety Systems | Fire Blanket | Town AV | 2 | Urgent | B | 4 | 2028 | 5 | 1 | 2.2 | 8410 | 13868
Local Hot Water | Package Electric Water Heaters - Non-Drinking Water | Town BA | 1 | Medium | B | 1 | 2025 | 5 | 3 | 3.2 | 29998 | 10571
LV Distribution | Sub Distribution Board | Town AX | 1 | High | B | 19 | 2043 | 5 | 2 | 2.7 | 16982 | 31250
General Lighting | General - LED fittings & Luminaires | Town AT | 5 | Medium | B | 12 | 2036 | 5 | 3 | 3.2 | 29999 | 26704
Emergency Lighting | Self Contained - LED | Town BC | 7 | Urgent | B | 11 | 2035 | 5 | 1 | 2.2 | 8411 | 23901
Fire Safety Systems | Manual and Automatic Doors - Emergency and Panic Escape Doors | Town AP | 1 | Urgent | B | 11 | 2035 | 5 | 1 | 2.2 | 8412 | 23902
Fire Safety Systems | Fire Alarm System | Town AR | 1 | Urgent | B | 1 | 2025 | 5 | 1 | 2.2 | 8413 | 1774
Roller Shutters | External Manual Roller Shutter | Town AT | 1 | High | B | 1 | 2025 | 5 | 2 | 2.7 | 16983 | 4808
External Doors | Entrance Doors | Town AR | 1 | High | B | 11 | 2035 | 5 | 2 | 2.7 | 16984 | 24713
External Doors | Entrance Doors | Town AR | 1 | High | B | 11 | 2035 | 5 | 2 | 2.7 | 16985 | 24714
Local and Special Ventilation | Fan - Extract | Town AS | 1 | Medium | B | 1 | 2025 | 5 | 3 | 3.2 | 30000 | 10572
Fire Safety Systems | Fire Alarm System | Town AT | 1 | Urgent | B | 1 | 2025 | 5 | 1 | 2.2 | 8414 | 1775
Emergency Lighting | Illuminated Fire Exit Signage | Town AR | 4 | Urgent | B | 11 | 2035 | 5 | 1 | 2.2 | 8415 | 23903
General Lighting | General - LED fittings & Luminaires | Town BC | 16 | Medium | B | 6 | 2030 | 5 | 3 | 3.2 | 30001 | 18948
Central Ventilation Systems | Fan Mixed Flow | Town AM | 1 | Medium | B | 1 | 2025 | 5 | 3 | 3.2 | 30002 | 10573
Fire Safety Systems | Manual and Automatic Doors - Emergency and Panic Escape Doors | Town AN | 1 | Urgent | B | 32 | 2056 | 5 | 1 | 2.2 | 8416 | 33819
General Lighting | General - LED fittings & Luminaires | Town AR | 2 | Medium | B | 6 | 2030 | 5 | 3 | 3.2 | 30003 | 18949
Fire Safety Systems | Manual and Automatic Doors - Emergency and Panic Escape Doors | Town AZ | 1 | Urgent | B | 11 | 2035 | 5 | 1 | 2.2 | 8417 | 23904
Roller Shutters | Internal Electric Roller Shutter | Town AR | 1 | Medium | B | 1 | 2025 | 5 | 3 | 3.2 | 30004 | 10574
Emergency Lighting | Self Contained - LED | Town AT | 2 | Urgent | C | 11 | 2035 | 4 | 1 | 1.9 | 731 | 23296
Emergency Lighting | Illuminated Fire Exit Signage | Town AT | 3 | Urgent | B | 1 | 2025 | 5 | 1 | 2.2 | 8418 | 1776
General Lighting | General - LED fittings & Luminaires | Town AQ | 4 | Medium | B | 1 | 2025 | 5 | 3 | 3.2 | 30005 | 10575
Emergency Lighting | Illuminated Fire Exit Signage | Town AV | 2 | Urgent | B | 13 | 2037 | 5 | 1 | 2.2 | 8419 | 26890
External Lighting | General - Non LED | Town AO | 1 | Medium | B | 1 | 2025 | 5 | 3 | 3.2 | 30006 | 10576
General Lighting | General - LED fittings & Luminaires | Town AY | 1 | Medium | B | 12 | 2036 | 5 | 3 | 3.2 | 30007 | 26705
Fire Safety Systems | Fire Extinguishers - CO2 | Town AR | 3 | Urgent | B | 6 | 2030 | 5 | 1 | 2.2 | 8420 | 17018
Specialist Lighting | Illuminated External Signs | Town AN | 1 | Medium | C | 1 | 2025 | 4 | 3 | 2.9 | 18955 | 5784
LV Distribution | Sub Distribution Board | Town AV | 1 | High | B | 2 | 2026 | 5 | 2 | 2.7 | 16986 | 12946
Local and Special Ventilation | Fan - Window / Wall Mounted | Town AR | 1 | Medium | B | 1 | 2025 | 5 | 3 | 3.2 | 30008 | 10577
Fire Safety Systems | Manual and Automatic Doors - Emergency and Panic Escape Doors | Town AT | 1 | Urgent | B | 11 | 2035 | 5 | 1 | 2.2 | 8421 | 23905
Fire Safety Systems | Fire Alarm System | Town BA | 1 | Urgent | B | 1 | 2025 | 5 | 1 | 2.2 | 8422 | 1777
General Lighting | General - LED fittings & Luminaires | Town AP | 109 | Medium | B | 15 | 2039 | 5 | 3 | 3.2 | 30009 | 28515
Fire Safety Systems | Fire Extinguishers - CO2 | Town AM | 1 | Urgent | B | 6 | 2030 | 5 | 1 | 2.2 | 8423 | 17019
Air Conditioning | Single-Split Condenser - Split Systems/Heat Pumps - Air-cooled with Direct Expansion Evaporator (DX) | Town AR | 1 | Medium | B | 1 | 2025 | 5 | 3 | 3.2 | 30010 | 10578
External Doors | Manual and Automatic Doors - Auto / Powered Sliding Doors | Town AV | 1 | High | B | 17 | 2041 | 5 | 2 | 2.7 | 16987 | 30375
Barriers & Guardrails | Vehicle Crash Protection Barrier | Town AN | 1 | V Low | B | 1 | 2025 | 5 | 4 | 3.7 | 33471 | 12298
External Doors | Entrance Doors | Town AN | 1 | High | B | 11 | 2035 | 5 | 2 | 2.7 | 16988 | 24715
Local and Special Ventilation | Fan - Extract | Town AS | 1 | Medium | B | 1 | 2025 | 5 | 3 | 3.2 | 30011 | 10579
Emergency Lighting | Illuminated Fire Exit Signage | Town AY | 3 | Urgent | C | 12 | 2036 | 4 | 1 | 1.9 | 732 | 25926
Roller Shutters | External Manual Roller Shutter | Town AY | 1 | High | B | 1 | 2025 | 5 | 2 | 2.7 | 16989 | 4809
Emergency Lighting | Illuminated Fire Exit Signage | Town AO | 3 | Urgent | B | 13 | 2037 | 5 | 1 | 2.2 | 8424 | 26891
Heat Emitters | Radiators - Steel | Town AW | 1 | Medium | B | 1 | 2025 | 5 | 3 | 3.2 | 30012 | 10580
LV Distribution | Sub Distribution Board | Town AS | 1 | High | C | 1 | 2025 | 4 | 2 | 2.4 | 10724 | 2509
Roller Shutters | External Electric Roller Shutter | Town BA | 1 | High | B | 1 | 2025 | 5 | 2 | 2.7 | 16990 | 4810
LV Distribution | Main Distribution Board | Town AR | 1 | High | B | 1 | 2025 | 5 | 2 | 2.7 | 16991 | 4811
Heat Emitters | Gas Fired Unit Heaters | Town AX | 1 | Medium | B | 1 | 2025 | 5 | 3 | 3.2 | 30013 | 10581
Fire Safety Systems | Fire Alarm Panel / Repeater | Town AU | 1 | Urgent | B | 1 | 2025 | 5 | 1 | 2.2 | 8425 | 1778
Emergency Lighting | Self Contained - LED | Town AX | 15 | Urgent | B | 22 | 2046 | 5 | 1 | 2.2 | 8426 | 32979
Emergency Lighting | Self Contained - LED | Town AR | 6 | Urgent | B | 11 | 2035 | 5 | 1 | 2.2 | 8427 | 23906
Fire Safety Systems | Fire Extinguishers - CO2 | Town AZ | 5 | Urgent | B | 7 | 2031 | 5 | 1 | 2.2 | 8428 | 19467
LV Distribution | Main Distribution Board | Town AR | 1 | High | B | 1 | 2025 | 5 | 2 | 2.7 | 16992 | 4812
Local and Special Ventilation | Fan - Extract | Town AM | 1 | Medium | B | 1 | 2025 | 5 | 3 | 3.2 | 30014 | 10582
General Lighting | General - LED fittings & Luminaires | Town AJ | 45 | Medium | B | 17 | 2041 | 5 | 3 | 3.2 | 30015 | 30564
Heat Emitters | Electric Heaters | Town AS | 4 | Medium | B | 4 | 2028 | 5 | 3 | 3.2 | 30016 | 14216
Fire Safety Systems | Fire Extinguishers - Foam | Town AJ | 4 | Urgent | B | 6 | 2030 | 5 | 1 | 2.2 | 8429 | 17020
Local Hot Water | Package Electric Water Heaters - Non-Drinking Water | Town AS | 1 | Medium | B | 5 | 2029 | 5 | 3 | 3.2 | 30017 | 15426
Central Cooling | Fan - Axial | Town AO | 1 | Medium | B | 1 | 2025 | 5 | 3 | 3.2 | 30018 | 10583
General Lighting | General - LED fittings & Luminaires | Town AO | 10 | Medium | B | 13 | 2037 | 5 | 3 | 3.2 | 30019 | 27234
Air Conditioning | Single-Split Evaporator - Split Systems/Heat Pumps - Air-cooled with Direct Expansion Evaporator (DX) | Town AR | 1 | Medium | B | 1 | 2025 | 5 | 3 | 3.2 | 30020 | 10584
Burner | Atmospheric Gas Burner | Town BA | 1 | Medium | B | 6 | 2030 | 5 | 3 | 3.2 | 30021 | 18950
Fire Safety Systems | Fire Alarm System | Town AR | 1 | Urgent | B | 1 | 2025 | 5 | 1 | 2.2 | 8430 | 1779
Local and Special Ventilation | Fan - Axial | Town AW | 1 | Medium | B | 1 | 2025 | 5 | 3 | 3.2 | 30022 | 10585
Emergency Lighting | Self Contained - LED | Town AT | 4 | Urgent | B | 20 | 2044 | 5 | 1 | 2.2 | 8431 | 31546
General Lighting | General - LED fittings & Luminaires | Town AQ | 39 | Medium | B | 15 | 2039 | 5 | 3 | 3.2 | 30023 | 28516
Fire Safety Systems | Fire Extinguishers - CO2 | Town AU | 3 | Urgent | B | 7 | 2031 | 5 | 1 | 2.2 | 8432 | 19468
LV Distribution | Main Distribution Board | Town AX | 1 | High | C | 1 | 2025 | 4 | 2 | 2.4 | 10725 | 2510
External Doors | Manual and Automatic Doors - Auto / Powered Sliding Doors | Town AZ | 1 | High | B | 11 | 2035 | 5 | 2 | 2.7 | 16993 | 24716
Burner | Blown gas burner | Town AX | 1 | Medium | B | 1 | 2025 | 5 | 3 | 3.2 | 30024 | 10586
LV Distribution | Main Distribution Board | Town AN | 1 | High | B | 1 | 2025 | 5 | 2 | 2.7 | 16994 | 4813
Heat Emitters | Electric Overdoor Air Curtain/Heater | Town AX | 1 | Medium | B | 5 | 2029 | 5 | 3 | 3.2 | 30025 | 15427
LV Distribution | Main Distribution Board | Town AU | 1 | High | B | 2 | 2026 | 5 | 2 | 2.7 | 16995 | 12947
Local Hot Water | Instantaneous Electric Water Heater - Non-Drinking Water | Town AT | 1 | Medium | B | 1 | 2025 | 5 | 3 | 3.2 | 30026 | 10587
LV Distribution | Sub Distribution Board | Town AS | 1 | High | B | 12 | 2036 | 5 | 2 | 2.7 | 16996 | 26253
Fire Safety Systems | Fire Alarm System | Town BD | 1 | Urgent | B | 11 | 2035 | 5 | 1 | 2.2 | 8433 | 23907
Hot Water Distribution | Hot water cylinders | Town AS | 1 | High | B | 1 | 2025 | 5 | 2 | 2.7 | 16997 | 4814
Local Hot Water | Package Electric Water Heaters - Non-Drinking Water | Town AR | 1 | Medium | B | 1 | 2025 | 5 | 3 | 3.2 | 30027 | 10588
Local Hot Water | Instantaneous Electric Water Heater - Non-Drinking Water | Town BD | 1 | Medium | B | 11 | 2035 | 5 | 3 | 3.2 | 30028 | 25548
LV Distribution | Sub Distribution Board | Town AQ | 1 | High | C | 1 | 2025 | 4 | 2 | 2.4 | 10726 | 2511
LV Distribution | Sub Distribution Board | Town AN | 1 | High | B | 19 | 2043 | 5 | 2 | 2.7 | 16998 | 31251
Barriers & Guardrails | Vehicle Crash Protection Barrier | Town AN | 1 | V Low | B | 1 | 2025 | 5 | 4 | 3.7 | 33472 | 12299
Fire Safety Systems | Fire Alarm System | Town BA | 1 | Urgent | B | 4 | 2028 | 5 | 1 | 2.2 | 8434 | 13869
Emergency Lighting | Self Contained - Non LED | Town AQ | 1 | Urgent | B | 1 | 2025 | 5 | 1 | 2.2 | 8435 | 1780
General Lighting | General - LED fittings & Luminaires | Town AU | 24 | Medium | B | 1 | 2025 | 5 | 3 | 3.2 | 30029 | 10589
Fire Safety Systems | Fire Extinguishers - CO2 | Town AR | 2 | Urgent | B | 6 | 2030 | 5 | 1 | 2.2 | 8436 | 17021
Local Hot Water | Instantaneous Electric Water Heater - Non-Drinking Water | Town BD | 1 | Medium | B | 11 | 2035 | 5 | 3 | 3.2 | 30030 | 25549
Heat Emitters | Gas Fired Natural and Fan Assisted Heaters | Town AT | 1 | Medium | B | 1 | 2025 | 5 | 3 | 3.2 | 30031 | 10590
Boiler | Blown Gas Burner Condensing Boiler | Town AX | 1 | Low | A | 14 | 2038 | 6 | 4 | 4 | 33834 | 27713
External Doors | Entrance Doors | Town AR | 1 | High | C | 1 | 2025 | 4 | 2 | 2.4 | 10727 | 2512
Roller Shutters | External Electric Roller Shutter | Town AY | 1 | High | B | 1 | 2025 | 5 | 2 | 2.7 | 16999 | 4815
Emergency Lighting | Illuminated Fire Exit Signage | Town AR | 5 | Urgent | B | 6 | 2030 | 5 | 1 | 2.2 | 8437 | 17022
Emergency Lighting | Self Contained - LED | Town AX | 4 | Urgent | B | 21 | 2045 | 5 | 1 | 2.2 | 8438 | 32380
Emergency Lighting | Self Contained - LED | Town AV | 7 | Urgent | B | 18 | 2042 | 5 | 1 | 2.2 | 8439 | 30702
Fire Safety Systems | Manual and Automatic Doors - Emergency and Panic Escape Doors | Town AR | 1 | Urgent | B | 11 | 2035 | 5 | 1 | 2.2 | 8440 | 23908
General Lighting | General - LED fittings & Luminaires | Town AT | 2 | Medium | B | 16 | 2040 | 5 | 3 | 3.2 | 30032 | 29801
Emergency Lighting | Self Contained - Non LED | Town AW | 2 | Urgent | B | 1 | 2025 | 5 | 1 | 2.2 | 8441 | 1781
Fire Safety Systems | Fire Extinguishers - Foam | Town AO | 3 | Urgent | B | 6 | 2030 | 5 | 1 | 2.2 | 8442 | 17023
Central Heating | Fan - General Ventilation | Town AX | 1 | Medium | B | 1 | 2025 | 5 | 3 | 3.2 | 30033 | 10591
Lifts | Passenger Lift Hydraulic - Electric | Town AX | 1 | Medium | B | 5 | 2029 | 5 | 3 | 3.2 | 30034 | 15428
Local and Special Ventilation | Fan - Axial | Town AT | 1 | Medium | B | 1 | 2025 | 5 | 3 | 3.2 | 30035 | 10592
Fire Safety Systems | Fire Alarm Panel / Repeater | Town AZ | 1 | Urgent | B | 1 | 2025 | 5 | 1 | 2.2 | 8443 | 1782
External Lighting | General - Non LED | Town AY | 3 | Medium | B | 1 | 2025 | 5 | 3 | 3.2 | 30036 | 10593
LV Distribution | Main Distribution Board | Town AR | 1 | High | B | 1 | 2025 | 5 | 2 | 2.7 | 17000 | 4816
External Doors | Entrance Doors | Town BB | 1 | High | B | 18 | 2042 | 5 | 2 | 2.7 | 17001 | 30873
Barriers & Guardrails | Vehicle Crash Protection Barrier | Town AU | 1 | V Low | B | 1 | 2025 | 5 | 4 | 3.7 | 33473 | 12300
Roller Shutters | External Manual Roller Shutter | Town AT | 1 | High | B | 1 | 2025 | 5 | 2 | 2.7 | 17002 | 4817
Central Ventilation Systems | Fan - General Ventilation | Town BB | 1 | Low | B | 1 | 2025 | 5 | 4 | 3.7 | 33474 | 12301
External Doors | Entrance Doors | Town AN | 1 | High | B | 11 | 2035 | 5 | 2 | 2.7 | 17003 | 24717
Fire Safety Systems | Fire Alarm System | Town AX | 1 | Urgent | A | 14 | 2038 | 6 | 1 | 2.5 | 10981 | 27424
Emergency Lighting | Self Contained - Non LED | Town AZ | 1 | Urgent | B | 9 | 2033 | 5 | 1 | 2.2 | 8444 | 21454
Fire Safety Systems | Fire Extinguishers - CO2 | Town AY | 1 | Urgent | B | 1 | 2025 | 5 | 1 | 2.2 | 8445 | 1783
LV Distribution | Sub Distribution Board | Town AP | 1 | High | B | 12 | 2036 | 5 | 2 | 2.7 | 17004 | 26254
Fire Safety Systems | Fire Alarm System | Town BC | 1 | Urgent | B | 1 | 2025 | 5 | 1 | 2.2 | 8446 | 1784
Local and Special Ventilation | Fan - Centrifugal | Town AU | 1 | Medium | B | 1 | 2025 | 5 | 3 | 3.2 | 30037 | 10594
Air Conditioning | Single-Split Condenser - Split Systems/Heat Pumps - Air-cooled with Direct Expansion Evaporator (DX) | Town AV | 1 | Medium | C | 1 | 2025 | 4 | 3 | 2.9 | 18956 | 5785
Air Conditioning | Single-Split Evaporator - Split Systems/Heat Pumps - Air-cooled with Direct Expansion Evaporator (DX) | Town AV | 1 | Medium | C | 1 | 2025 | 4 | 3 | 2.9 | 18957 | 5786
Roller Shutters | External Manual Roller Shutter | Town BE | 1 | High | B | 1 | 2025 | 5 | 2 | 2.7 | 17005 | 4818
Fire Safety Systems | Fire Extinguishers - Foam | Town BE | 4 | Urgent | B | 6 | 2030 | 5 | 1 | 2.2 | 8447 | 17024
LV Distribution | Main Distribution Board | Town BE | 1 | High | B | 1 | 2025 | 5 | 2 | 2.7 | 17006 | 4819
LV Distribution | Main Distribution Board | Town BF | 1 | High | B | 19 | 2043 | 5 | 2 | 2.7 | 17007 | 31252
General Lighting | General - LED fittings & Luminaires | Town BF | 22 | Medium | B | 1 | 2025 | 5 | 3 | 3.2 | 30038 | 10595
Emergency Lighting | Self Contained - LED | Town BF | 7 | Urgent | B | 21 | 2045 | 5 | 1 | 2.2 | 8448 | 32381
General Lighting | General - LED fittings & Luminaires | Town BF | 2 | Medium | B | 16 | 2040 | 5 | 3 | 3.2 | 30039 | 29802
General Lighting | General - LED fittings & Luminaires | Town BF | 9 | Medium | B | 1 | 2025 | 5 | 3 | 3.2 | 30040 | 10596
Emergency Lighting | Self Contained - LED | Town BF | 3 | Urgent | B | 21 | 2045 | 5 | 1 | 2.2 | 8449 | 32382
Fire Safety Systems | Fire Extinguishers - CO2 | Town BF | 4 | Urgent | B | 9 | 2033 | 5 | 1 | 2.2 | 8450 | 21455
Boiler | Atmospheric Gas Burner Boiler - Small and/or Wall Hung for Domestic Installation | Town BG | 1 | Medium | B | 1 | 2025 | 5 | 3 | 3.2 | 30041 | 10597
LV Distribution | Sub Distribution Board | Town BH | 1 | High | D | 6 | 2030 | 3 | 2 | 2.1 | 1305 | 15734
Roller Shutters | External Manual Roller Shutter | Town BH | 1 | High | B | 1 | 2025 | 5 | 2 | 2.7 | 17008 | 4820
Fire Safety Systems | Manual and Automatic Doors - Emergency and Panic Escape Doors | Town BH | 1 | Urgent | B | 11 | 2035 | 5 | 1 | 2.2 | 8451 | 23909
Roller Shutters | External Manual Roller Shutter | Town BH | 1 | High | B | 1 | 2025 | 5 | 2 | 2.7 | 17009 | 4821
Roller Shutters | External Manual Roller Shutter | Town BH | 1 | High | B | 1 | 2025 | 5 | 2 | 2.7 | 17010 | 4822
Emergency Lighting | Self Contained - LED | Town BH | 9 | Urgent | B | 21 | 2045 | 5 | 1 | 2.2 | 8452 | 32383
Multi-System Controls | Control Panel - Electrical Services (excluding Electrical Controllers and Pneumatic Relays) | Town BF | 1 | Medium | B | 17 | 2041 | 5 | 3 | 3.2 | 30042 | 30565
Local and Special Ventilation | Fan - Centrifugal | Town BF | 1 | Medium | B | 1 | 2025 | 5 | 3 | 3.2 | 30043 | 10598
Local and Special Ventilation | Fan - Centrifugal | Town BF | 1 | Medium | C | 1 | 2025 | 4 | 3 | 2.9 | 18958 | 5787
Air Conditioning | Single-Split Evaporator - Split Systems/Heat Pumps - Air-cooled with Direct Expansion Evaporator (DX) | Town BF | 1 | Medium | B | 7 | 2031 | 5 | 3 | 3.2 | 30044 | 20130
Roller Shutters | External Electric Roller Shutter | Town BF | 1 | High | B | 1 | 2025 | 5 | 2 | 2.7 | 17011 | 4823
Specialist Lighting | Illuminated External Signs | Town BF | 1 | Medium | C | 1 | 2025 | 4 | 3 | 2.9 | 18959 | 5788
LV Distribution | Main Distribution Board | Town BF | 1 | High | B | 19 | 2043 | 5 | 2 | 2.7 | 17012 | 31253
Central Heating & Cooling | Fan - Mixed Flow | Town BI | 1 | Medium | B | 1 | 2025 | 5 | 3 | 3.2 | 30045 | 10599
Heat Emitters | Gas Fired Unit Heaters | Town BI | 1 | Medium | B | 5 | 2029 | 5 | 3 | 3.2 | 30046 | 15429
Air Conditioning | Multi-Split Condenser - Split Systems/Heat Pumps - Air-cooled with Direct Expansion Evaporator (DX) | Town BJ | 1 | Medium | B | 1 | 2025 | 5 | 3 | 3.2 | 30047 | 10600
Air Conditioning | Multi-Split Condenser - Split Systems/Heat Pumps - Air-cooled with Direct Expansion Evaporator (DX) | Town BJ | 1 | Medium | B | 1 | 2025 | 5 | 3 | 3.2 | 30048 | 10601
External Doors | Entrance Doors | Town BI | 1 | High | B | 25 | 2049 | 5 | 2 | 2.7 | 17013 | 33429
Fire Safety Systems | Manual and Automatic Doors - Emergency and Panic Escape Doors | Town BI | 1 | Urgent | B | 10 | 2034 | 5 | 1 | 2.2 | 8453 | 22148
LV Distribution | Main Distribution Board | Town BI | 1 | High | C | 1 | 2025 | 4 | 2 | 2.4 | 10728 | 2513
LV Distribution | Sub Distribution Board | Town BI | 1 | High | B | 19 | 2043 | 5 | 2 | 2.7 | 17014 | 31254
LV Distribution | Sub Distribution Board | Town BJ | 1 | High | B | 12 | 2036 | 5 | 2 | 2.7 | 17015 | 26255
Fire Safety Systems | Manual and Automatic Doors - Emergency and Panic Escape Doors | Town BI | 1 | Urgent | B | 10 | 2034 | 5 | 1 | 2.2 | 8454 | 22149
Access Control | Gate Access - Local Lock / Keypad / Manual (External) | Town BJ | 1 | Medium | B | 1 | 2025 | 5 | 3 | 3.2 | 30049 | 10602
Local and Special Ventilation | Fan - Extract | Town BI | 1 | Medium | CX | 1 | 2025 | 2 | 3 | 2.3 | 10330 | 2242
Local and Special Ventilation | Fan - Axial | Town BJ | 1 | Medium | B | 1 | 2025 | 5 | 3 | 3.2 | 30050 | 10603
Local Hot Water | Package Electric Water Heaters - Non-Drinking Water | Town BI | 1 | Medium | B | 10 | 2034 | 5 | 3 | 3.2 | 30051 | 23089
Air Conditioning | Multi-Split Evaporator - Split Systems/Heat Pumps - Air-cooled with Direct Expansion Evaporator (DX) | Town BJ | 1 | Medium | B | 1 | 2025 | 5 | 3 | 3.2 | 30052 | 10604
General Lighting | General - LED fittings & Luminaires | Town BJ | 60 | Medium | B | 12 | 2036 | 5 | 3 | 3.2 | 30053 | 26706
Heat Emitters | Unit Heaters | Town BJ | 1 | Medium | B | 1 | 2025 | 5 | 3 | 3.2 | 30054 | 10605
Fire Safety Systems | Fire Extinguishers - CO2 | Town BJ | 2 | Urgent | B | 1 | 2025 | 5 | 1 | 2.2 | 8455 | 1785
Local and Special Ventilation | Fan - Window / Wall Mounted | Town BJ | 1 | Medium | B | 1 | 2025 | 5 | 3 | 3.2 | 30055 | 10606
External Doors | Entrance Doors | Town BJ | 1 | High | B | 11 | 2035 | 5 | 2 | 2.7 | 17016 | 24718
General Lighting | General - LED fittings & Luminaires | Town BJ | 1 | Medium | B | 12 | 2036 | 5 | 3 | 3.2 | 30056 | 26707
Roller Shutters | External Manual Roller Shutter | Town BJ | 1 | High | B | 1 | 2025 | 5 | 2 | 2.7 | 17017 | 4824
Fire Safety Systems | Fire Extinguishers - Foam | Town BJ | 4 | Urgent | B | 1 | 2025 | 5 | 1 | 2.2 | 8456 | 1786
Roller Shutters | External Electric Roller Shutter | Town BJ | 1 | High | B | 11 | 2035 | 5 | 2 | 2.7 | 17018 | 24719
General Lighting | General - LED fittings & Luminaires | Town AS | 115 | Medium | B | 16 | 2040 | 5 | 3 | 3.2 | 30057 | 29803
Emergency Lighting | Self Contained - LED | Town AS | 10 | Urgent | B | 21 | 2045 | 5 | 1 | 2.2 | 8457 | 32384
LV Distribution | Sub Distribution Board | Town AS | 1 | High | B | 1 | 2025 | 5 | 2 | 2.7 | 17019 | 4825
LV Distribution | Sub Distribution Board | Town AS | 1 | High | A | 19 | 2043 | 6 | 2 | 3 | 19618 | 31330
Local and Special Ventilation | Fan - Extract | Town AS | 1 | Medium | B | 13 | 2037 | 5 | 3 | 3.2 | 30058 | 27235
BMS | BMS Control Panel | Town AS | 1 | High | A | 9 | 2033 | 6 | 2 | 3 | 19619 | 21672
Boiler | Atmospheric Gas Burner/Condensing Combination Boiler (domestic type) | Town AS | 1 | High | B | 2 | 2026 | 5 | 2 | 2.7 | 17020 | 12948
Fire Safety Systems | Manual and Automatic Doors - Emergency and Panic Escape Doors | Town AS | 1 | Urgent | B | 8 | 2032 | 5 | 1 | 2.2 | 8458 | 20574
Central Ventilation Systems | Fan - General Ventilation | Town AS | 1 | Low | B | 1 | 2025 | 5 | 4 | 3.7 | 33475 | 12302
Burner | Forced draft gas burner | Town AS | 1 | Medium | B | 1 | 2025 | 5 | 3 | 3.2 | 30059 | 10607
Fire Safety Systems | Smoke vents - Smoke Relief-Natural Ventilators | Town AS | 1 | Urgent | B | 1 | 2025 | 5 | 1 | 2.2 | 8459 | 1787
Emergency Lighting | Illuminated Fire Exit Signage | Town BK | 6 | Urgent | B | 16 | 2040 | 5 | 1 | 2.2 | 8460 | 28974
Emergency Lighting | Self Contained - LED | Town BK | 15 | Urgent | B | 21 | 2045 | 5 | 1 | 2.2 | 8461 | 32385
General Lighting | General - LED fittings & Luminaires | Town BL | 2 | Medium | B | 17 | 2041 | 5 | 3 | 3.2 | 30060 | 30566
General Lighting | General - LED fittings & Luminaires | Town BL | 17 | Medium | B | 1 | 2025 | 5 | 3 | 3.2 | 30061 | 10608
Heat Emitters | Electric Overdoor Air Curtain/Heater | Town BM | 1 | Medium | B | 1 | 2025 | 5 | 3 | 3.2 | 30062 | 10609
Fire Safety Systems | Fire Extinguishers - CO2 | Town BL | 1 | Urgent | B | 9 | 2033 | 5 | 1 | 2.2 | 8462 | 21456
Fire Safety Systems | Fire Blanket | Town BK | 1 | Urgent | B | 4 | 2028 | 5 | 1 | 2.2 | 8463 | 13870
External Doors | Entrance Doors | Town BM | 1 | High | C | 11 | 2035 | 4 | 2 | 2.4 | 10729 | 24061
Roller Shutters | External Manual Roller Shutter | Town BM | 1 | High | C | 1 | 2025 | 4 | 2 | 2.4 | 10730 | 2514
General Lighting | General - LED fittings & Luminaires | Town BK | 22 | Medium | B | 16 | 2040 | 5 | 3 | 3.2 | 30063 | 29804
External Lighting | General - Non LED | Town BK | 2 | Medium | B | 1 | 2025 | 5 | 3 | 3.2 | 30064 | 10610
Emergency Lighting | Self Contained - LED | Town BL | 7 | Urgent | B | 22 | 2046 | 5 | 1 | 2.2 | 8464 | 32980
Air Conditioning | Multi-Split Condenser - Split Systems/Heat Pumps - Air-cooled with Direct Expansion Evaporator (DX) | Town BK | 1 | Medium | B | 8 | 2032 | 5 | 3 | 3.2 | 30065 | 21111
Central Heating & Cooling | Fan - Mixed Flow | Town BK | 1 | Medium | B | 1 | 2025 | 5 | 3 | 3.2 | 30066 | 10611
Heat Emitters | Gas Fired Natural and Fan Assisted Heaters | Town BL | 1 | Medium | B | 1 | 2025 | 5 | 3 | 3.2 | 30067 | 10612
Local and Special Ventilation | Unit extract fans | Town BM | 1 | Medium | DX | 1 | 2025 | 1 | 3 | 2 | 974 | 670
Central Cooling | Fan - Axial | Town BN | 1 | Medium | B | 1 | 2025 | 5 | 3 | 3.2 | 30068 | 10613
Roller Shutters | External Manual Roller Shutter | Town BM | 1 | High | B | 1 | 2025 | 5 | 2 | 2.7 | 17021 | 4826
Emergency Lighting | Illuminated Fire Exit Signage | Town BN | 2 | Urgent | B | 16 | 2040 | 5 | 1 | 2.2 | 8465 | 28975
Local and Special Ventilation | Fan - General Ventilation | Town BL | 1 | Medium | B | 1 | 2025 | 5 | 3 | 3.2 | 30069 | 10614
Local and Special Ventilation | Fan - General Ventilation | Town BL | 1 | Medium | B | 1 | 2025 | 5 | 3 | 3.2 | 30070 | 10615
Emergency Lighting | Illuminated Fire Exit Signage | Town BN | 2 | Urgent | B | 1 | 2025 | 5 | 1 | 2.2 | 8466 | 1788
LV Distribution | Sub Distribution Board | Town BN | 1 | High | B | 1 | 2025 | 5 | 2 | 2.7 | 17022 | 4827
General Lighting | General - LED fittings & Luminaires | Town BN | 4 | Medium | B | 1 | 2025 | 5 | 3 | 3.2 | 30071 | 10616
External Lighting | General - LED | Town BN | 1 | Medium | B | 12 | 2036 | 5 | 3 | 3.2 | 30072 | 26708
Local Hot Water | Package Electric Water Heaters - Non-Drinking Water | Town BO | 1 | Medium | B | 3 | 2027 | 5 | 3 | 3.2 | 30073 | 13649
General Lighting | General - LED fittings & Luminaires | Town BO | 1 | Medium | C | 1 | 2025 | 4 | 3 | 2.9 | 18960 | 5789
LV Distribution | Sub Distribution Board | Town BM | 1 | High | B | 1 | 2025 | 5 | 2 | 2.7 | 17023 | 4828
BMS | BMS Control Panel | Town BK | 1 | High | A | 9 | 2033 | 6 | 2 | 3 | 19620 | 21673
LV Distribution | Main Distribution Board | Town BM | 1 | High | D | 1 | 2025 | 3 | 2 | 2.1 | 1306 | 884
Fire Safety Systems | Fire Extinguishers - Foam | Town BO | 3 | Urgent | B | 7 | 2031 | 5 | 1 | 2.2 | 8467 | 19469
Fire Safety Systems | Manual and Automatic Doors - Emergency and Panic Escape Doors | Town BM | 1 | Urgent | B | 11 | 2035 | 5 | 1 | 2.2 | 8468 | 23910
Fire Safety Systems | Fire Alarm Panel / Repeater | Town BM | 1 | Urgent | B | 7 | 2031 | 5 | 1 | 2.2 | 8469 | 19470
Fire Safety Systems | Manual and Automatic Doors - Emergency and Panic Escape Doors | Town BM | 1 | Urgent | B | 21 | 2045 | 5 | 1 | 2.2 | 8470 | 32386
Local and Special Ventilation | Fan - Kitchen Extract | Town BP | 1 | Low | A | 13 | 2037 | 6 | 4 | 4 | 33835 | 27319
Heat Emitters | Electric Overdoor Air Curtain/Heater | Town BP | 1 | Medium | B | 13 | 2037 | 5 | 3 | 3.2 | 30074 | 27236
Emergency Lighting | Self Contained - LED | Town BO | 13 | Urgent | B | 21 | 2045 | 5 | 1 | 2.2 | 8471 | 32387
Emergency Lighting | Illuminated Fire Exit Signage | Town BO | 2 | Urgent | B | 16 | 2040 | 5 | 1 | 2.2 | 8472 | 28976
Access Control | Gate Access - Local Lock / Keypad / Manual (External) | Town BN | 1 | Medium | B | 11 | 2035 | 5 | 3 | 3.2 | 30075 | 25550
Fire Safety Systems | Fire Blanket | Town BM | 1 | Urgent | B | 1 | 2025 | 5 | 1 | 2.2 | 8473 | 1789
Fire Safety Systems | Fire Extinguishers - CO2 | Town BN | 4 | Urgent | B | 6 | 2030 | 5 | 1 | 2.2 | 8474 | 17025
LV Distribution | Sub Distribution Board | Town BO | 1 | High | D | 6 | 2030 | 3 | 2 | 2.1 | 1307 | 15735
Roller Shutters | External Manual Roller Shutter | Town BP | 1 | High | B | 1 | 2025 | 5 | 2 | 2.7 | 17024 | 4829
Heat Emitters | Electric Heaters | Town BP | 3 | Medium | A | 7 | 2031 | 6 | 3 | 3.5 | 32607 | 20213
Roller Shutters | External Manual Roller Shutter | Town BM | 1 | High | C | 1 | 2025 | 4 | 2 | 2.4 | 10731 | 2515
Fire Safety Systems | Fire Extinguishers - CO2 | Town BM | 1 | Urgent | B | 2 | 2026 | 5 | 1 | 2.2 | 8475 | 12767
Burner | Gas/Oil Burner-Dual fuel | Town BN | 1 | Medium | B | 1 | 2025 | 5 | 3 | 3.2 | 30076 | 10617
Emergency Lighting | Illuminated Fire Exit Signage | Town BM | 7 | Urgent | B | 2 | 2026 | 5 | 1 | 2.2 | 8476 | 12768
Fire Safety Systems | Fire Extinguishers - Foam | Town BM | 5 | Urgent | B | 2 | 2026 | 5 | 1 | 2.2 | 8477 | 12769
Local Hot Water | Instantaneous Electric Water Heater - Non-Drinking Water | Town BQ | 1 | Medium | B | 14 | 2038 | 5 | 3 | 3.2 | 30077 | 27630
Roller Shutters | External Window Shutters - Electric | Town BM | 1 | Medium | B | 1 | 2025 | 5 | 3 | 3.2 | 30078 | 10618
General Lighting | General - LED fittings & Luminaires | Town BQ | 4 | Medium | C | 3 | 2027 | 4 | 3 | 2.9 | 18961 | 13416
General Lighting | General - LED fittings & Luminaires | Town BQ | 6 | Medium | B | 16 | 2040 | 5 | 3 | 3.2 | 30079 | 29805
General Lighting | General - LED fittings & Luminaires | Town BQ | 29 | Medium | C | 1 | 2025 | 4 | 3 | 2.9 | 18962 | 5790
External Lighting | General - LED | Town BM | 5 | Medium | B | 7 | 2031 | 5 | 3 | 3.2 | 30080 | 20131
Roller Shutters | External Electric Roller Shutter | Town BM | 1 | High | B | 11 | 2035 | 5 | 2 | 2.7 | 17025 | 24720
Fire Safety Systems | Fire Extinguishers - Powder | Town BQ | 1 | Urgent | B | 8 | 2032 | 5 | 1 | 2.2 | 8478 | 20575
Fire Safety Systems | Fire Extinguishers - CO2 | Town BQ | 3 | Urgent | B | 5 | 2029 | 5 | 1 | 2.2 | 8479 | 14485
Roller Shutters | External Manual Roller Shutter | Town BH | 1 | High | B | 1 | 2025 | 5 | 2 | 2.7 | 17026 | 4830
Roller Shutters | External Manual Roller Shutter | Town BH | 1 | High | B | 1 | 2025 | 5 | 2 | 2.7 | 17027 | 4831
Emergency Lighting | Self Contained - LED | Town BH | 6 | Urgent | B | 21 | 2045 | 5 | 1 | 2.2 | 8480 | 32388
Fire Safety Systems | Fire Extinguishers - Foam | Town BH | 3 | Urgent | B | 6 | 2030 | 5 | 1 | 2.2 | 8481 | 17026
Fire Safety Systems | Fire Extinguishers - CO2 | Town BH | 4 | Urgent | B | 6 | 2030 | 5 | 1 | 2.2 | 8482 | 17027
Heat Emitters | Gas Fired Unit Heaters | Town BH | 1 | Medium | B | 1 | 2025 | 5 | 3 | 3.2 | 30081 | 10619
External Doors | Entrance Doors | Town BH | 1 | High | B | 21 | 2045 | 5 | 2 | 2.7 | 17028 | 32732
Local and Special Ventilation | Fan - Extract | Town BH | 1 | Medium | B | 1 | 2025 | 5 | 3 | 3.2 | 30082 | 10620
Local and Special Ventilation | Fan - Extract | Town BH | 1 | Medium | B | 1 | 2025 | 5 | 3 | 3.2 | 30083 | 10621
Local and Special Ventilation | Fan - Extract | Town BH | 1 | Medium | B | 1 | 2025 | 5 | 3 | 3.2 | 30084 | 10622
General Lighting | General - LED fittings & Luminaires | Town BH | 15 | Medium | B | 6 | 2030 | 5 | 3 | 3.2 | 30085 | 18951
Roller Shutters | External Manual Roller Shutter | Town BQ | 1 | High | C | 1 | 2025 | 4 | 2 | 2.4 | 10732 | 2516
Air Conditioning | Single-Split Evaporator - Split Systems/Heat Pumps - Air-cooled with Direct Expansion Evaporator (DX) | Town BR | 1 | Medium | B | 12 | 2036 | 5 | 3 | 3.2 | 30086 | 26709
Air Conditioning | Single-Split Evaporator - Split Systems/Heat Pumps - Air-cooled with Direct Expansion Evaporator (DX) | Town BR | 1 | Medium | B | 12 | 2036 | 5 | 3 | 3.2 | 30087 | 26710
Hot Water Distribution | Hot water cylinders Domestic Type | Town BT | 1 | Low | C | 1 | 2025 | 4 | 4 | 3.4 | 32426 | 11704
General Lighting | General - LED fittings & Luminaires | Town BM | 51 | Medium | B | 12 | 2036 | 5 | 3 | 3.2 | 30088 | 26711
Fuel Systems | External Fuel Transfer Pump - Diesel | Town BN | 1 | Medium | B | 1 | 2025 | 5 | 3 | 3.2 | 30089 | 10623
Emergency Lighting | Self Contained - Non LED | Town BS | 1 | Urgent | B | 5 | 2029 | 5 | 1 | 2.2 | 8483 | 14486
Roller Shutters | External Manual Roller Shutter | Town BM | 1 | High | B | 7 | 2031 | 5 | 2 | 2.7 | 17029 | 19683
External Doors | Entrance Doors | Town BR | 1 | High | B | 6 | 2030 | 5 | 2 | 2.7 | 17030 | 17827
Central Cooling | Fan - Axial | Town BS | 1 | Medium | B | 1 | 2025 | 5 | 3 | 3.2 | 30090 | 10624
Heat Emitters | Electric Heaters | Town BM | 3 | Medium | B | 1 | 2025 | 5 | 3 | 3.2 | 30091 | 10625
External Lighting | General - LED | Town BT | 7 | Medium | A | 13 | 2037 | 6 | 3 | 3.5 | 32608 | 27303
Fire Safety Systems | Fire Extinguishers - Foam | Town BT | 1 | Urgent | B | 6 | 2030 | 5 | 1 | 2.2 | 8484 | 17028
LV Distribution | Sub Distribution Board | Town BR | 1 | High | D | 1 | 2025 | 3 | 2 | 2.1 | 1308 | 885
Local and Special Ventilation | Unit extract fans | Town BR | 1 | Medium | CX | 1 | 2025 | 2 | 3 | 2.3 | 10331 | 2243
Emergency Lighting | Illuminated Fire Exit Signage | Town BT | 3 | Urgent | B | 18 | 2042 | 5 | 1 | 2.2 | 8485 | 30703
Air Conditioning | Single-Split Condenser - Split Systems/Heat Pumps - Air-cooled with Direct Expansion Evaporator (DX) | Town BR | 1 | Medium | B | 13 | 2037 | 5 | 3 | 3.2 | 30092 | 27237
LV Distribution | Main Distribution Board | Town BW | 1 | High | B | 1 | 2025 | 5 | 2 | 2.7 | 17031 | 4832
External Lighting | General - Non LED | Town BU | 5 | Medium | C | 1 | 2025 | 4 | 3 | 2.9 | 18963 | 5791
LV Distribution | Main Distribution Board | Town BW | 1 | High | B | 1 | 2025 | 5 | 2 | 2.7 | 17032 | 4833
Roller Shutters | External Manual Roller Shutter | Town BU | 1 | High | B | 1 | 2025 | 5 | 2 | 2.7 | 17033 | 4834
Roller Shutters | External Electric Roller Shutter | Town BV | 1 | High | B | 11 | 2035 | 5 | 2 | 2.7 | 17034 | 24721
Emergency Lighting | Illuminated Fire Exit Signage | Town BU | 2 | Urgent | B | 16 | 2040 | 5 | 1 | 2.2 | 8486 | 28977
Emergency Lighting | Self Contained - LED | Town BV | 1 | Urgent | B | 1 | 2025 | 5 | 1 | 2.2 | 8487 | 1790
External Doors | Entrance Doors | Town BW | 1 | High | B | 20 | 2044 | 5 | 2 | 2.7 | 17035 | 31652
Local Hot Water | Electric Water Heater - Drinking Water - Non-Pressurised | Town BV | 1 | Medium | B | 1 | 2025 | 5 | 3 | 3.2 | 30093 | 10626
Heat Emitters | Electric Heaters | Town BU | 1 | Medium | C | 1 | 2025 | 4 | 3 | 2.9 | 18964 | 5792
Fire Safety Systems | Manual and Automatic Doors - Emergency and Panic Escape Doors | Town BW | 1 | Urgent | B | 20 | 2044 | 5 | 1 | 2.2 | 8488 | 31547
Emergency Lighting | Self Contained - LED | Town BV | 3 | Urgent | B | 11 | 2035 | 5 | 1 | 2.2 | 8489 | 23911
LV Distribution | Sub Distribution Board | Town BW | 1 | High | A | 19 | 2043 | 6 | 2 | 3 | 19621 | 31331
External Lighting | General - LED | Town BV | 5 | Medium | B | 7 | 2031 | 5 | 3 | 3.2 | 30094 | 20132
LV Distribution | Sub Distribution Board | Town BU | 1 | High | B | 1 | 2025 | 5 | 2 | 2.7 | 17036 | 4835
Roller Shutters | External Manual Roller Shutter | Town BU | 1 | High | C | 1 | 2025 | 4 | 2 | 2.4 | 10733 | 2517
AHU - Internal | Central Heating - Electric Heating (Internally Sourced) | Town BW | 1 | Medium | B | 1 | 2025 | 5 | 3 | 3.2 | 30095 | 10627
Air Conditioning | Multi-Split Evaporator - Split Systems/Heat Pumps - Air-cooled with Direct Expansion Evaporator (DX) | Town BW | 1 | Medium | B | 1 | 2025 | 5 | 3 | 3.2 | 30096 | 10628
Central Ventilation Systems | Fan - General Ventilation | Town BW | 1 | Low | B | 1 | 2025 | 5 | 4 | 3.7 | 33476 | 12303
Central Ventilation Systems | Fan - General Ventilation | Town BW | 1 | Low | B | 1 | 2025 | 5 | 4 | 3.7 | 33477 | 12304
External Lighting | General - LED | Town BW | 1 | Medium | B | 12 | 2036 | 5 | 3 | 3.2 | 30097 | 26712
Fire Safety Systems | Manual and Automatic Doors - Emergency and Panic Escape Doors | Town BX | 1 | Urgent | B | 25 | 2049 | 5 | 1 | 2.2 | 8490 | 33334
Emergency Lighting | Illuminated Fire Exit Signage | Town BW | 1 | Urgent | B | 17 | 2041 | 5 | 1 | 2.2 | 8491 | 30210
Emergency Lighting | Self Contained - LED | Town BX | 1 | Urgent | B | 19 | 2043 | 5 | 1 | 2.2 | 8492 | 31101
Fire Safety Systems | Fire Dampers - Fusible Link | Town BN | 1 | Urgent | B | 1 | 2025 | 5 | 1 | 2.2 | 8493 | 1791
Fire Safety Systems | Fire Dampers - Fusible Link | Town BN | 1 | Urgent | B | 1 | 2025 | 5 | 1 | 2.2 | 8494 | 1792
Fire Safety Systems | Manual and Automatic Doors - Emergency and Panic Escape Doors | Town BS | 1 | Urgent | B | 15 | 2039 | 5 | 1 | 2.2 | 8495 | 27994
Fire Safety Systems | Fire Alarm Panel / Repeater | Town BS | 1 | Urgent | B | 12 | 2036 | 5 | 1 | 2.2 | 8496 | 26091
Air Conditioning | Single-Split Condenser - Split Systems/Heat Pumps - Air-cooled with Direct Expansion Evaporator (DX) | Town BS | 1 | Medium | B | 1 | 2025 | 5 | 3 | 3.2 | 30098 | 10629
Air Conditioning | Single-Split Condenser - Split Systems/Heat Pumps - Air-cooled with Direct Expansion Evaporator (DX) | Town BS | 1 | Medium | B | 1 | 2025 | 5 | 3 | 3.2 | 30099 | 10630
Roller Shutters | Internal Automatic Roller Shutter | Town BS | 1 | High | B | 5 | 2029 | 5 | 2 | 2.7 | 17037 | 14730
Fuel Systems | External Fuel Transfer Pump - Diesel | Town BS | 1 | Medium | B | 1 | 2025 | 5 | 3 | 3.2 | 30100 | 10631
Lifts | Disabled Lift - Electric | Town BA | 1 | High | B | 1 | 2025 | 5 | 2 | 2.7 | 17038 | 4836
Air Conditioning | Fan - General Ventilation | Town BA | 1 | Medium | B | 1 | 2025 | 5 | 3 | 3.2 | 30101 | 10632
Local and Special Ventilation | Unit extract fans | Town BA | 1 | Medium | B | 1 | 2025 | 5 | 3 | 3.2 | 30102 | 10633
Fire Safety Systems | Fire Extinguishers - CO2 | Town BA | 4 | Urgent | B | 6 | 2030 | 5 | 1 | 2.2 | 8497 | 17029
Air Conditioning | Multi-Split Evaporator - DX Split Systems (With Gas, Electric or Hot Water Heaters) | Town BA | 1 | High | B | 1 | 2025 | 5 | 2 | 2.7 | 17039 | 4837
Roller Shutters | External Electric Roller Shutter | Town BA | 1 | High | B | 1 | 2025 | 5 | 2 | 2.7 | 17040 | 4838
Security Systems | Manual and Automatic Doors - High Security Door | Town BA | 1 | High | B | 11 | 2035 | 5 | 2 | 2.7 | 17041 | 24722
Local and Special Ventilation | Fan - Window / Wall Mounted | Town BQ | 1 | Medium | DX | 4 | 2028 | 1 | 3 | 2 | 975 | 13753
Heat Emitters | Fan Convector - Electric | Town ED | 1 | Medium | B | 1 | 2025 | 5 | 3 | 3.2 | 30103 | 10634
Local and Special Ventilation | Unit extract fans | Town ED | 1 | Medium | B | 1 | 2025 | 5 | 3 | 3.2 | 30104 | 10635
Local and Special Ventilation | Unit extract fans | Town ED | 1 | Medium | B | 1 | 2025 | 5 | 3 | 3.2 | 30105 | 10636
Lifts | Passenger Lift Hydraulic - Electric | Town BY | 1 | Medium | B | 1 | 2025 | 5 | 3 | 3.2 | 30106 | 10637
LV Distribution | Sub Distribution Board | Town BY | 1 | High | B | 6 | 2030 | 5 | 2 | 2.7 | 17042 | 17828
LV Distribution | Sub Distribution Board | Town BY | 1 | High | B | 6 | 2030 | 5 | 2 | 2.7 | 17043 | 17829
Local and Special Ventilation | Unit extract fans | Town BY | 1 | Medium | B | 1 | 2025 | 5 | 3 | 3.2 | 30107 | 10638
Fire Safety Systems | Fire Extinguishers - CO2 | Town BY | 2 | Urgent | B | 1 | 2025 | 5 | 1 | 2.2 | 8498 | 1793
Multi-System Controls | Instrumental Control Panel | Town BY | 1 | Medium | B | 1 | 2025 | 5 | 3 | 3.2 | 30108 | 10639
Local and Special Ventilation | Unit extract fans | Town BY | 1 | Medium | B | 1 | 2025 | 5 | 3 | 3.2 | 30109 | 10640
Security Systems | Manual and Automatic Doors - High Security Door | Town DU | 1 | High | C | 14 | 2038 | 4 | 2 | 2.4 | 10734 | 27407
Heat Emitters | Gas Fired Unit Heaters | Town EH | 1 | Medium | B | 6 | 2030 | 5 | 3 | 3.2 | 30110 | 18952
Heat Emitters | Electric Overdoor Air Curtain/Heater | Town DN | 1 | Medium | B | 12 | 2036 | 5 | 3 | 3.2 | 30111 | 26713
Local and Special Ventilation | Unit extract fans | Town EE | 1 | Medium | B | 1 | 2025 | 5 | 3 | 3.2 | 30112 | 10641
General Lighting | General - LED fittings & Luminaires | Town DS | 46 | Medium | B | 16 | 2040 | 5 | 3 | 3.2 | 30113 | 29806
Fire Safety Systems | Fire Extinguishers - Foam | Town EE | 5 | Urgent | B | 9 | 2033 | 5 | 1 | 2.2 | 8499 | 21457
Heat Emitters | Radiators - Steel | Town ED | 2 | Medium | B | 1 | 2025 | 5 | 3 | 3.2 | 30114 | 10642
LV Distribution | Main Distribution Board | Town DT | 1 | High | B | 1 | 2025 | 5 | 2 | 2.7 | 17044 | 4839
Local Hot Water | Package Electric Water Heaters - Non-Drinking Water | Town DN | 1 | Medium | B | 3 | 2027 | 5 | 3 | 3.2 | 30115 | 13650
External Doors | Manual and Automatic Doors - Auto / Powered Bi-Fold Doors | Town DO | 1 | Medium | B | 21 | 2045 | 5 | 3 | 3.2 | 30116 | 32804
External Doors | Entrance Doors | Town EI | 1 | High | B | 25 | 2049 | 5 | 2 | 2.7 | 17045 | 33430
Fire Safety Systems | Fire Extinguishers - CO2 | Town DU | 3 | Urgent | B | 6 | 2030 | 5 | 1 | 2.2 | 8500 | 17030
Fire Safety Systems | Manual and Automatic Doors - Emergency and Panic Escape Doors | Town EE | 1 | Urgent | D | 23 | 2047 | 3 | 1 | 1.6 | 465 | 33058
LV Distribution | Sub Distribution Board | Town EF | 1 | High | B | 1 | 2025 | 5 | 2 | 2.7 | 17046 | 4840
Fire Safety Systems | Manual and Automatic Doors - Emergency and Panic Escape Doors | Town DO | 1 | Urgent | B | 11 | 2035 | 5 | 1 | 2.2 | 8501 | 23912
Communication Systems | PA System | Town EF | 1 | Medium | DX | 1 | 2025 | 1 | 3 | 2 | 976 | 671
Air Conditioning | Single-Split Condenser - Split Systems/Heat Pumps - Air-cooled with Direct Expansion Evaporator (DX) | Town DP | 1 | Medium | B | 7 | 2031 | 5 | 3 | 3.2 | 30117 | 20133
LV Distribution | Sub Distribution Board | Town EG | 1 | High | B | 3 | 2027 | 5 | 2 | 2.7 | 17047 | 13389
Multi-System Controls | Control Panel - Electrical Services (excluding Electrical Controllers and Pneumatic Relays) | Town DO | 1 | Medium | B | 1 | 2025 | 5 | 3 | 3.2 | 30118 | 10643
Central Cooling | Fan - Axial | Town EG | 1 | Medium | B | 1 | 2025 | 5 | 3 | 3.2 | 30119 | 10644
Security Systems | Manual and Automatic Doors - High Security Door | Town DM | 1 | High | B | 19 | 2043 | 5 | 2 | 2.7 | 17048 | 31255
Roller Shutters | Internal Manual Roller Shutter | Town DN | 1 | Medium | B | 1 | 2025 | 5 | 3 | 3.2 | 30120 | 10645
Local and Special Ventilation | Fan - Extract | Town DX | 1 | Medium | B | 11 | 2035 | 5 | 3 | 3.2 | 30121 | 25551
Air Conditioning | Single-Split Condenser - Split Systems/Heat Pumps - Air-cooled with Direct Expansion Evaporator (DX) | Town DS | 1 | Medium | B | 1 | 2025 | 5 | 3 | 3.2 | 30122 | 10646
Emergency Lighting | Self Contained - LED | Town DQ | 7 | Urgent | B | 15 | 2039 | 5 | 1 | 2.2 | 8502 | 27995
Emergency Lighting | Self Contained - LED | Town EE | 4 | Urgent | B | 15 | 2039 | 5 | 1 | 2.2 | 8503 | 27996
Emergency Lighting | Self Contained - LED | Town DM | 2 | Urgent | B | 21 | 2045 | 5 | 1 | 2.2 | 8504 | 32389
Emergency Lighting | Self Contained - LED | Town DM | 2 | Urgent | B | 21 | 2045 | 5 | 1 | 2.2 | 8505 | 32390
External Doors | Manual and Automatic Doors - Auto / Powered Swing Doors | Town DT | 1 | High | B | 1 | 2025 | 5 | 2 | 2.7 | 17049 | 4841
Barriers & Guardrails | Vehicle Crash Protection Barrier | Town DT | 1 | V Low | B | 1 | 2025 | 5 | 4 | 3.7 | 33478 | 12305
Communication Systems | PA System | Town DS | 1 | Medium | B | 1 | 2025 | 5 | 3 | 3.2 | 30123 | 10647
Fire Safety Systems | Fire Extinguishers - Powder | Town DX | 1 | Urgent | B | 6 | 2030 | 5 | 1 | 2.2 | 8506 | 17031
Emergency Lighting | Self Contained - LED | Town DP | 3 | Urgent | B | 23 | 2047 | 5 | 1 | 2.2 | 8507 | 33145
Fire Safety Systems | Fire Extinguishers - Foam | Town DO | 4 | Urgent | B | 9 | 2033 | 5 | 1 | 2.2 | 8508 | 21458
Emergency Lighting | Self Contained - LED | Town DT | 1 | Urgent | B | 21 | 2045 | 5 | 1 | 2.2 | 8509 | 32391
Fire Safety Systems | Fire Extinguishers - Foam | Town EA | 5 | Urgent | B | 5 | 2029 | 5 | 1 | 2.2 | 8510 | 14487
LV Distribution | Sub Distribution Board | Town EF | 1 | High | C | 1 | 2025 | 4 | 2 | 2.4 | 10735 | 2518
Central Heating | Fan - Axial | Town EE | 1 | High | B | 1 | 2025 | 5 | 2 | 2.7 | 17050 | 4842
Heat Emitters | Electric Heaters | Town DN | 3 | Medium | B | 1 | 2025 | 5 | 3 | 3.2 | 30124 | 10648
Emergency Lighting | Self Contained - Non LED | Town EG | 3 | Urgent | B | 8 | 2032 | 5 | 1 | 2.2 | 8511 | 20576
External Doors | Entrance Doors | Town DT | 1 | High | B | 11 | 2035 | 5 | 2 | 2.7 | 17051 | 24723
Heat Emitters | Radiators - Steel | Town ED | 1 | Medium | C | 1 | 2025 | 4 | 3 | 2.9 | 18965 | 5793
External Lighting | General - Non LED | Town EE | 2 | Medium | B | 1 | 2025 | 5 | 3 | 3.2 | 30125 | 10649
Fire Safety Systems | Fire Extinguishers - CO2 | Town EA | 2 | Urgent | B | 7 | 2031 | 5 | 1 | 2.2 | 8512 | 19471
Air Conditioning | Multi-Split Evaporator - Split Systems/Heat Pumps - Air-cooled with Direct Expansion Evaporator (DX) | Town DM | 1 | Medium | B | 10 | 2034 | 5 | 3 | 3.2 | 30126 | 23090
Air Conditioning | Single-Split Condenser - Split Systems/Heat Pumps - Air-cooled with Direct Expansion Evaporator (DX) | Town DT | 1 | Medium | B | 1 | 2025 | 5 | 3 | 3.2 | 30127 | 10650
Fire Safety Systems | Fire Alarm Panel / Repeater | Town BU | 1 | Urgent | B | 1 | 2025 | 5 | 1 | 2.2 | 8513 | 1794
Security Systems | Manual and Automatic Doors - High Security Door | Town DT | 1 | High | B | 1 | 2025 | 5 | 2 | 2.7 | 17052 | 4843
Multi-System Controls | Control Panel - Electrical Services (excluding Electrical Controllers and Pneumatic Relays) | Town DT | 1 | Medium | B | 1 | 2025 | 5 | 3 | 3.2 | 30128 | 10651
LV Distribution | Sub Distribution Board | Town EA | 1 | High | B | 1 | 2025 | 5 | 2 | 2.7 | 17053 | 4844
Local and Special Ventilation | Fan - Extract | Town DT | 1 | Medium | B | 13 | 2037 | 5 | 3 | 3.2 | 30129 | 27238
Emergency Lighting | Illuminated Fire Exit Signage | Town EE | 3 | Urgent | B | 10 | 2034 | 5 | 1 | 2.2 | 8514 | 22150
Heat Emitters | Radiators - Steel | Town EF | 3 | Medium | B | 8 | 2032 | 5 | 3 | 3.2 | 30130 | 21112
Local and Special Ventilation | Fan - Window / Wall Mounted | Town DS | 1 | Medium | B | 1 | 2025 | 5 | 3 | 3.2 | 30131 | 10652
Multi-System Controls | Control Panel - Electrical Services (excluding Electrical Controllers and Pneumatic Relays) | Town DT | 1 | Medium | B | 13 | 2037 | 5 | 3 | 3.2 | 30132 | 27239
Fire Safety Systems | Fire Blanket | Town EF | 1 | Urgent | B | 4 | 2028 | 5 | 1 | 2.2 | 8515 | 13871
Roller Shutters | Internal Automatic Roller Shutter | Town DM | 1 | High | B | 9 | 2033 | 5 | 2 | 2.7 | 17054 | 21632
Emergency Lighting | Illuminated Fire Exit Signage | Town DR | 1 | Urgent | B | 16 | 2040 | 5 | 1 | 2.2 | 8516 | 28978
General Lighting | General - LED fittings & Luminaires | Town EI | 26 | Medium | B | 15 | 2039 | 5 | 3 | 3.2 | 30133 | 28517
Emergency Lighting | Self Contained - Non LED | Town EE | 2 | Urgent | B | 9 | 2033 | 5 | 1 | 2.2 | 8517 | 21459
Emergency Lighting | Self Contained - Non LED | Town DV | 8 | Urgent | B | 1 | 2025 | 5 | 1 | 2.2 | 8518 | 1795
Local and Special Ventilation | Fan - Axial | Town EF | 1 | Medium | B | 3 | 2027 | 5 | 3 | 3.2 | 30134 | 13651
Roller Shutters | Internal Electric Roller Shutter | Town DY | 1 | Medium | B | 6 | 2030 | 5 | 3 | 3.2 | 30135 | 18953
Security Systems | Manual and Automatic Doors - High Security Door | Town EB | 1 | High | B | 9 | 2033 | 5 | 2 | 2.7 | 17055 | 21633
Local Hot Water | Package Electric Water Heaters - Non-Drinking Water | Town DY | 1 | Medium | B | 4 | 2028 | 5 | 3 | 3.2 | 30136 | 14217
Local and Special Ventilation | Fan - Axial | Town BU | 1 | Medium | B | 3 | 2027 | 5 | 3 | 3.2 | 30137 | 13652
Emergency Lighting | Self Contained - LED | Town DR | 10 | Urgent | B | 21 | 2045 | 5 | 1 | 2.2 | 8519 | 32392
Fire Safety Systems | Manual and Automatic Doors - Emergency and Panic Escape Doors | Town EH | 1 | Urgent | B | 11 | 2035 | 5 | 1 | 2.2 | 8520 | 23913
LV Distribution | Main Distribution Board | Town DN | 1 | High | B | 10 | 2034 | 5 | 2 | 2.7 | 17056 | 22466
General Lighting | General - LED fittings & Luminaires | Town DP | 104 | Medium | B | 17 | 2041 | 5 | 3 | 3.2 | 30138 | 30567
Emergency Lighting | Self Contained - LED | Town EG | 1 | Urgent | B | 18 | 2042 | 5 | 1 | 2.2 | 8521 | 30704
Local Hot Water | Instantaneous Electric Water Heater - Non-Drinking Water | Town EE | 1 | Medium | B | 1 | 2025 | 5 | 3 | 3.2 | 30139 | 10653
Central Cooling | Fan - Axial | Town DS | 1 | Medium | B | 1 | 2025 | 5 | 3 | 3.2 | 30140 | 10654
Fire Safety Systems | Fire Extinguishers - CO2 | Town DO | 1 | Urgent | B | 8 | 2032 | 5 | 1 | 2.2 | 8522 | 20577
Air Conditioning | Single-Split Condenser - Split Systems/Heat Pumps - Air-cooled with Direct Expansion Evaporator (DX) | Town EG | 1 | Medium | B | 10 | 2034 | 5 | 3 | 3.2 | 30141 | 23091
LV Distribution | Sub Distribution Board | Town EA | 1 | High | B | 1 | 2025 | 5 | 2 | 2.7 | 17057 | 4845
Emergency Lighting | Self Contained - LED | Town DN | 4 | Urgent | A | 24 | 2048 | 6 | 1 | 2.5 | 10982 | 33257
Air Conditioning | Single-Split Condenser - Split Systems/Heat Pumps - Air-cooled with Direct Expansion Evaporator (DX) | Town DT | 1 | Medium | B | 1 | 2025 | 5 | 3 | 3.2 | 30142 | 10655
Roller Shutters | External Manual Roller Shutter | Town DT | 1 | High | C | 21 | 2045 | 4 | 2 | 2.4 | 10736 | 32518
Roller Shutters | Internal Electric Roller Shutter | Town DN | 1 | Medium | B | 16 | 2040 | 5 | 3 | 3.2 | 30143 | 29807
Central Cooling | Fan - Axial | Town DS | 1 | Medium | B | 3 | 2027 | 5 | 3 | 3.2 | 30144 | 13653
Multi-System Controls | Instrumental Control Panel | Town DP | 1 | Medium | A | 18 | 2042 | 6 | 3 | 3.5 | 32609 | 31025
General Lighting | General - LED fittings & Luminaires | Town EG | 21 | Medium | B | 15 | 2039 | 5 | 3 | 3.2 | 30145 | 28518
Air Conditioning | Single-Split Condenser - Split Systems/Heat Pumps - Air-cooled with Direct Expansion Evaporator (DX) | Town DV | 1 | Medium | B | 9 | 2033 | 5 | 3 | 3.2 | 30146 | 21871
LV Distribution | Sub Distribution Board | Town EE | 1 | High | B | 8 | 2032 | 5 | 2 | 2.7 | 17058 | 20763
Local and Special Ventilation | Fan - Axial | Town BU | 1 | Medium | B | 3 | 2027 | 5 | 3 | 3.2 | 30147 | 13654
Barriers & Guardrails | Vehicle Crash Protection Barrier | Town BU | 13 | V Low | B | 1 | 2025 | 5 | 4 | 3.7 | 33479 | 12306
General Lighting | General - LED fittings & Luminaires | Town EE | 35 | Medium | B | 10 | 2034 | 5 | 3 | 3.2 | 30148 | 23092
Heat Emitters | Radiators - Steel | Town DV | 3 | Medium | B | 6 | 2030 | 5 | 3 | 3.2 | 30149 | 18954
Air Conditioning | Single-Split Condenser - Split Systems/Heat Pumps - Air-cooled with Direct Expansion Evaporator (DX) | Town EE | 1 | Medium | B | 1 | 2025 | 5 | 3 | 3.2 | 30150 | 10656
LV Distribution | Sub Distribution Board | Town EG | 1 | High | B | 3 | 2027 | 5 | 2 | 2.7 | 17059 | 13390
LV Distribution | Sub Distribution Board | Town DS | 1 | High | B | 1 | 2025 | 5 | 2 | 2.7 | 17060 | 4846
Heat Emitters | Fan Convector - Electric | Town DU | 1 | Medium | B | 1 | 2025 | 5 | 3 | 3.2 | 30151 | 10657
Fire Safety Systems | Manual and Automatic Doors - Emergency and Panic Escape Doors | Town EF | 1 | Urgent | A | 35 | 2059 | 6 | 1 | 2.5 | 10983 | 33879
Local and Special Ventilation | Fan - Axial | Town BU | 1 | Medium | B | 3 | 2027 | 5 | 3 | 3.2 | 30152 | 13655
Emergency Lighting | Self Contained - Non LED | Town DT | 1 | Urgent | B | 2 | 2026 | 5 | 1 | 2.2 | 8523 | 12770
Heat Emitters | Electric Overdoor Air Curtain/Heater | Town EE | 1 | Medium | B | 3 | 2027 | 5 | 3 | 3.2 | 30153 | 13656
Local Hot Water | Package Electric Water Heaters - Non-Drinking Water | Town DN | 1 | Medium | B | 8 | 2032 | 5 | 3 | 3.2 | 30154 | 21113
External Lighting | General - LED | Town EE | 10 | Medium | B | 5 | 2029 | 5 | 3 | 3.2 | 30155 | 15430
Fire Safety Systems | Fire Extinguishers - Foam | Town DZ | 1 | Urgent | B | 5 | 2029 | 5 | 1 | 2.2 | 8524 | 14488
Local Hot Water | Package Electric Water Heaters - Non-Drinking Water | Town DX | 1 | Medium | B | 3 | 2027 | 5 | 3 | 3.2 | 30156 | 13657
LV Distribution | Sub Distribution Board | Town DP | 1 | High | B | 1 | 2025 | 5 | 2 | 2.7 | 17061 | 4847
Fire Safety Systems | Fire Extinguishers - Powder | Town DW | 3 | Urgent | B | 6 | 2030 | 5 | 1 | 2.2 | 8525 | 17032
Heat Emitters | Electric Heaters | Town EA | 1 | Medium | B | 2 | 2026 | 5 | 3 | 3.2 | 30157 | 13181
General Lighting | General - LED fittings & Luminaires | Town BY | 13 | Medium | B | 6 | 2030 | 5 | 3 | 3.2 | 30158 | 18955
LV Distribution | Sub Distribution Board | Town EE | 1 | High | D | 8 | 2032 | 3 | 2 | 2.1 | 1309 | 20249
LV Distribution | Sub Distribution Board | Town EE | 1 | High | B | 8 | 2032 | 5 | 2 | 2.7 | 17062 | 20764
Burner | Forced draft gas burner | Town EF | 1 | Medium | B | 11 | 2035 | 5 | 3 | 3.2 | 30159 | 25552
Fire Safety Systems | Fire Alarm Panel / Repeater | Town EA | 1 | Urgent | A | 14 | 2038 | 6 | 1 | 2.5 | 10984 | 27425
External Lighting | General - Non LED | Town DQ | 2 | Medium | B | 1 | 2025 | 5 | 3 | 3.2 | 30160 | 10658
Air Conditioning | Single-Split Condenser - Split Systems/Heat Pumps - Air-cooled with Direct Expansion Evaporator (DX) | Town EF | 1 | Medium | B | 6 | 2030 | 5 | 3 | 3.2 | 30161 | 18956
LV Distribution | Main Distribution Board | Town DT | 1 | High | B | 1 | 2025 | 5 | 2 | 2.7 | 17063 | 4848
LV Distribution | Sub Distribution Board | Town EB | 1 | High | B | 1 | 2025 | 5 | 2 | 2.7 | 17064 | 4849
Fire Safety Systems | Fire Alarm Panel / Repeater | Town DR | 1 | Urgent | B | 11 | 2035 | 5 | 1 | 2.2 | 8526 | 23914
Local and Special Ventilation | Fan - Extract | Town EC | 1 | Medium | B | 11 | 2035 | 5 | 3 | 3.2 | 30162 | 25553
Access Control | Gate Access - Local Lock / Keypad / Manual (External) | Town EE | 1 | Medium | B | 1 | 2025 | 5 | 3 | 3.2 | 30163 | 10659
Fire Safety Systems | Fire Extinguishers - Foam | Town DQ | 8 | Urgent | B | 6 | 2030 | 5 | 1 | 2.2 | 8527 | 17033
Roller Shutters | Internal Electric Roller Shutter | Town DN | 1 | Medium | B | 16 | 2040 | 5 | 3 | 3.2 | 30164 | 29808
Lifts | Passenger Lift Hydraulic - Electric | Town DM | 1 | Medium | B | 4 | 2028 | 5 | 3 | 3.2 | 30165 | 14218
Emergency Lighting | Illuminated Fire Exit Signage | Town DP | 5 | Urgent | B | 19 | 2043 | 5 | 1 | 2.2 | 8528 | 31102
External Lighting | General - Non LED | Town DN | 8 | Medium | B | 5 | 2029 | 5 | 3 | 3.2 | 30166 | 15431
General Lighting | General - LED fittings & Luminaires | Town DM | 24 | Medium | B | 16 | 2040 | 5 | 3 | 3.2 | 30167 | 29809
Central Ventilation Systems | Fan - Extract | Town DN | 1 | Medium | B | 1 | 2025 | 5 | 3 | 3.2 | 30168 | 10660
Local Hot Water | Instantaneous Electric Water Heater - Non-Drinking Water | Town DZ | 1 | Medium | B | 5 | 2029 | 5 | 3 | 3.2 | 30169 | 15432
Roller Shutters | External Manual Roller Shutter | Town DT | 1 | High | B | 11 | 2035 | 5 | 2 | 2.7 | 17065 | 24724
Specialist Lighting | Illuminated External Signs | Town EF | 1 | Medium | D | 1 | 2025 | 3 | 3 | 2.6 | 11235 | 2707
Emergency Lighting | Self Contained - Non LED | Town DS | 1 | Urgent | B | 3 | 2027 | 5 | 1 | 2.2 | 8529 | 13304
Local and Special Ventilation | Fan - Window / Wall Mounted | Town DS | 1 | Medium | B | 5 | 2029 | 5 | 3 | 3.2 | 30170 | 15433
Roller Shutters | External Manual Roller Shutter | Town DW | 1 | High | B | 21 | 2045 | 5 | 2 | 2.7 | 17066 | 32733
Roller Shutters | External Electric Roller Shutter | Town DQ | 1 | High | B | 1 | 2025 | 5 | 2 | 2.7 | 17067 | 4850
External Doors | Entrance Doors | Town EA | 1 | High | B | 25 | 2049 | 5 | 2 | 2.7 | 17068 | 33431
Fire Safety Systems | Fire Alarm System | Town DN | 1 | Urgent | A | 14 | 2038 | 6 | 1 | 2.5 | 10985 | 27426
Fire Safety Systems | Fire Alarm System | Town EE | 1 | Urgent | B | 11 | 2035 | 5 | 1 | 2.2 | 8530 | 23915
LV Distribution | Main Distribution Board | Town DN | 1 | High | B | 10 | 2034 | 5 | 2 | 2.7 | 17069 | 22467
Fire Safety Systems | Manual and Automatic Doors - Emergency and Panic Escape Doors | Town BU | 1 | Urgent | B | 19 | 2043 | 5 | 1 | 2.2 | 8531 | 31103
Local and Special Ventilation | Fan - Axial | Town EF | 1 | Medium | B | 3 | 2027 | 5 | 3 | 3.2 | 30171 | 13658
Fire Safety Systems | Manual and Automatic Doors - Emergency and Panic Escape Doors | Town DT | 1 | Urgent | B | 11 | 2035 | 5 | 1 | 2.2 | 8532 | 23916
Access Control | Gate Access - Local Lock / Keypad / Manual (External) | Town EG | 2 | Medium | C | 1 | 2025 | 4 | 3 | 2.9 | 18966 | 5794
Emergency Lighting | Self Contained - LED | Town DX | 1 | Urgent | B | 21 | 2045 | 5 | 1 | 2.2 | 8533 | 32393
Fire Safety Systems | Fire Extinguishers - CO2 | Town EF | 1 | Urgent | B | 7 | 2031 | 5 | 1 | 2.2 | 8534 | 19472
Emergency Lighting | Illuminated Fire Exit Signage | Town EF | 2 | Urgent | B | 16 | 2040 | 5 | 1 | 2.2 | 8535 | 28979
Emergency Lighting | Self Contained - LED | Town DU | 1 | Urgent | B | 24 | 2048 | 5 | 1 | 2.2 | 8536 | 33248
Barriers & Guardrails | Vehicle Crash Protection Barrier | Town DT | 1 | V Low | B | 1 | 2025 | 5 | 4 | 3.7 | 33480 | 12307
Fire Safety Systems | Manual and Automatic Doors - Emergency and Panic Escape Doors | Town DN | 1 | Urgent | B | 10 | 2034 | 5 | 1 | 2.2 | 8537 | 22151
Fire Safety Systems | Fire Extinguishers - Foam | Town DT | 5 | Urgent | B | 6 | 2030 | 5 | 1 | 2.2 | 8538 | 17034
Local and Special Ventilation | Fan - Kitchen Window / Wall Mounted | Town DZ | 1 | Medium | B | 5 | 2029 | 5 | 3 | 3.2 | 30172 | 15434
Fire Safety Systems | Manual and Automatic Doors - Emergency and Panic Escape Doors | Town DS | 1 | Urgent | B | 13 | 2037 | 5 | 1 | 2.2 | 8539 | 26892
Local and Special Ventilation | Fan - Extract | Town DT | 1 | Medium | CX | 1 | 2025 | 2 | 3 | 2.3 | 10332 | 2244
General Lighting | General - LED fittings & Luminaires | Town EI | 10 | Medium | B | 15 | 2039 | 5 | 3 | 3.2 | 30173 | 28519
Heat Emitters | Radiators - Steel | Town DS | 4 | Medium | B | 1 | 2025 | 5 | 3 | 3.2 | 30174 | 10661
Air Conditioning | Multi-Split Evaporator - Split Systems/Heat Pumps - Air-cooled with Direct Expansion Evaporator (DX) | Town DM | 1 | Medium | B | 10 | 2034 | 5 | 3 | 3.2 | 30175 | 23093
LV Distribution | Sub Distribution Board | Town DW | 1 | High | B | 6 | 2030 | 5 | 2 | 2.7 | 17070 | 17830
Fire Safety Systems | Manual and Automatic Doors - Emergency and Panic Escape Doors | Town EE | 1 | Urgent | B | 23 | 2047 | 5 | 1 | 2.2 | 8540 | 33146
AHU - External | Central Heating & Cooling - Electric & DX | Town DP | 1 | Medium | B | 7 | 2031 | 5 | 3 | 3.2 | 30176 | 20134
Air Conditioning | Multi-Split Evaporator - DX Split Systems (With Gas, Electric or Hot Water Heaters) | Town EI | 1 | High | B | 5 | 2029 | 5 | 2 | 2.7 | 17071 | 14731
Fire Safety Systems | Fire Alarm Panel / Repeater | Town DY | 1 | Urgent | B | 1 | 2025 | 5 | 1 | 2.2 | 8541 | 1796
Emergency Lighting | Illuminated Fire Exit Signage | Town DQ | 2 | Urgent | B | 10 | 2034 | 5 | 1 | 2.2 | 8542 | 22152
AHU - Internal | Central Heating & Cooling - Electric & DX | Town DO | 1 | Medium | B | 6 | 2030 | 5 | 3 | 3.2 | 30177 | 18957
LV Distribution | Sub Distribution Board | Town DM | 1 | High | B | 4 | 2028 | 5 | 2 | 2.7 | 17072 | 13995
Local and Special Ventilation | Fan - Window / Wall Mounted | Town EB | 1 | Medium | B | 5 | 2029 | 5 | 3 | 3.2 | 30178 | 15435
Boiler | Burner Forced Draught [Pressure Jet] Oil | Town DS | 1 | Medium | B | 1 | 2025 | 5 | 3 | 3.2 | 30179 | 10662
Local and Special Ventilation | Fan - Kitchen Window / Wall Mounted | Town DZ | 1 | Medium | B | 1 | 2025 | 5 | 3 | 3.2 | 30180 | 10663
External Doors | Manual and Automatic Doors - Auto / Powered Sliding Doors | Town DM | 1 | High | B | 19 | 2043 | 5 | 2 | 2.7 | 17073 | 31256
Local and Special Ventilation | Fan - Centrifugal | Town DT | 1 | Medium | B | 1 | 2025 | 5 | 3 | 3.2 | 30181 | 10664
Emergency Lighting | Illuminated Fire Exit Signage | Town ED | 2 | Urgent | B | 16 | 2040 | 5 | 1 | 2.2 | 8543 | 28980
Access Control | Door Lock / Keypad / Manual | Town DO | 1 | Medium | B | 6 | 2030 | 5 | 3 | 3.2 | 30182 | 18958
Emergency Lighting | Self Contained - LED | Town DS | 8 | Urgent | B | 21 | 2045 | 5 | 1 | 2.2 | 8544 | 32394
Fire Safety Systems | Manual and Automatic Doors - Emergency and Panic Escape Doors | Town BU | 1 | Urgent | B | 16 | 2040 | 5 | 1 | 2.2 | 8545 | 28981
Local and Special Ventilation | Fan - Window / Wall Mounted | Town BU | 1 | Medium | B | 1 | 2025 | 5 | 3 | 3.2 | 30183 | 10665
Central Cooling | Fan - Axial | Town EG | 1 | Medium | B | 1 | 2025 | 5 | 3 | 3.2 | 30184 | 10666
Fire Safety Systems | Manual and Automatic Doors - Emergency and Panic Escape Doors | Town DP | 5 | Urgent | B | 16 | 2040 | 5 | 1 | 2.2 | 8546 | 28982
Air Conditioning | Single-Split Condenser - Split Systems/Heat Pumps - Air-cooled with Direct Expansion Evaporator (DX) | Town DV | 1 | Medium | B | 9 | 2033 | 5 | 3 | 3.2 | 30185 | 21872
Sanitary | Shower - Booster Pumps | Town DW | 1 | Medium | B | 16 | 2040 | 5 | 3 | 3.2 | 30186 | 29810
Fire Safety Systems | Fire Alarm Panel / Repeater | Town DX | 1 | Urgent | B | 11 | 2035 | 5 | 1 | 2.2 | 8547 | 23917
External Doors | Manual and Automatic Doors - Auto / Powered Bi-Fold Doors | Town DO | 1 | Medium | B | 21 | 2045 | 5 | 3 | 3.2 | 30187 | 32805
General Lighting | General - LED fittings & Luminaires | Town DR | 48 | Medium | B | 16 | 2040 | 5 | 3 | 3.2 | 30188 | 29811
LV Distribution | Sub Distribution Board | Town EF | 1 | High | B | 6 | 2030 | 5 | 2 | 2.7 | 17074 | 17831
External Doors | Entrance Doors | Town DR | 1 | High | B | 11 | 2035 | 5 | 2 | 2.7 | 17075 | 24725
Multi-System Controls | Instrumental Control Panel | Town DP | 1 | Medium | B | 1 | 2025 | 5 | 3 | 3.2 | 30189 | 10667
General Lighting | General - LED fittings & Luminaires | Town DW | 32 | Medium | B | 16 | 2040 | 5 | 3 | 3.2 | 30190 | 29812
Heat Emitters | Electric Heaters | Town DZ | 1 | Medium | B | 3 | 2027 | 5 | 3 | 3.2 | 30191 | 13659
Central Heating | Condensate Pumps | Town DV | 1 | Medium | B | 1 | 2025 | 5 | 3 | 3.2 | 30192 | 10668
LV Distribution | Main Distribution Board | Town DT | 1 | High | B | 9 | 2033 | 5 | 2 | 2.7 | 17076 | 21634
Roller Shutters | External Manual Roller Shutter | Town EH | 1 | High | B | 1 | 2025 | 5 | 2 | 2.7 | 17077 | 4851
Roller Shutters | Internal Electric Roller Shutter | Town DN | 1 | Medium | B | 16 | 2040 | 5 | 3 | 3.2 | 30193 | 29813
Access Control | Door Lock / Keypad / Manual | Town DV | 1 | Medium | B | 11 | 2035 | 5 | 3 | 3.2 | 30194 | 25554
Heat Emitters | Electric Heaters | Town EB | 3 | Medium | B | 1 | 2025 | 5 | 3 | 3.2 | 30195 | 10669
Roller Shutters | External Manual Roller Shutter | Town EH | 1 | High | B | 1 | 2025 | 5 | 2 | 2.7 | 17078 | 4852
Heat Emitters | Electric Heaters | Town EA | 1 | Medium | B | 2 | 2026 | 5 | 3 | 3.2 | 30196 | 13182
External Lighting | General - LED | Town EH | 1 | Medium | B | 11 | 2035 | 5 | 3 | 3.2 | 30197 | 25555
Local Hot Water | Instantaneous Electric Water Heater - Non-Drinking Water | Town EE | 1 | Medium | B | 14 | 2038 | 5 | 3 | 3.2 | 30198 | 27631
Fire Safety Systems | Manual and Automatic Doors - Emergency and Panic Escape Doors | Town DM | 1 | Urgent | B | 19 | 2043 | 5 | 1 | 2.2 | 8548 | 31104
General Lighting | General - LED fittings & Luminaires | Town BU | 85 | Medium | B | 16 | 2040 | 5 | 3 | 3.2 | 30199 | 29814
Fire Safety Systems | Fire Extinguishers - Foam | Town DX | 2 | Urgent | B | 6 | 2030 | 5 | 1 | 2.2 | 8549 | 17035
Emergency Lighting | Self Contained - LED | Town DV | 2 | Urgent | B | 21 | 2045 | 5 | 1 | 2.2 | 8550 | 32395
Air Conditioning | Single-Split Condenser - Split Systems/Heat Pumps - Air-cooled with Direct Expansion Evaporator (DX) | Town DS | 1 | Medium | B | 1 | 2025 | 5 | 3 | 3.2 | 30200 | 10670
Heat Emitters | Electric Overdoor Air Curtain/Heater | Town EE | 1 | Medium | B | 1 | 2025 | 5 | 3 | 3.2 | 30201 | 10671
LV Distribution | Sub Distribution Board | Town DR | 1 | High | B | 1 | 2025 | 5 | 2 | 2.7 | 17079 | 4853
Local Hot Water | Package Electric Water Heaters - Non-Drinking Water | Town DN | 1 | Medium | B | 3 | 2027 | 5 | 3 | 3.2 | 30202 | 13660
Roller Shutters | Internal Electric Roller Shutter | Town DN | 1 | Medium | B | 15 | 2039 | 5 | 3 | 3.2 | 30203 | 28520
Emergency Lighting | Self Contained - LED | Town DT | 8 | Urgent | B | 21 | 2045 | 5 | 1 | 2.2 | 8551 | 32396
Emergency Lighting | Self Contained - LED | Town DP | 18 | Urgent | B | 23 | 2047 | 5 | 1 | 2.2 | 8552 | 33147
Roller Shutters | External Manual Roller Shutter | Town DQ | 1 | High | B | 1 | 2025 | 5 | 2 | 2.7 | 17080 | 4854
Heat Emitters | Electric Heaters | Town DT | 5 | Medium | B | 4 | 2028 | 5 | 3 | 3.2 | 30204 | 14219
Central Heating | Fan - Axial | Town EE | 1 | High | B | 1 | 2025 | 5 | 2 | 2.7 | 17081 | 4855
Emergency Lighting | Self Contained - Non LED | Town DM | 1 | Urgent | B | 9 | 2033 | 5 | 1 | 2.2 | 8553 | 21460
LV Distribution | Sub Distribution Board | Town DV | 1 | High | B | 1 | 2025 | 5 | 2 | 2.7 | 17082 | 4856
Local and Special Ventilation | Unit extract fans | Town EE | 1 | Medium | B | 3 | 2027 | 5 | 3 | 3.2 | 30205 | 13661
Air Conditioning | Single-Split Condenser - Split Systems/Heat Pumps - Air-cooled with Direct Expansion Evaporator (DX) | Town ET | 1 | Medium | CX | 1 | 2025 | 2 | 3 | 2.3 | 10333 | 2245
Fire Safety Systems | Fire Extinguishers - Foam | Town EJ | 1 | Urgent | B | 6 | 2030 | 5 | 1 | 2.2 | 8554 | 17036
Heat Emitters | Electric Heaters | Town EY | 1 | Medium | C | 1 | 2025 | 4 | 3 | 2.9 | 18967 | 5795
External Lighting | General - LED | Town EJ | 7 | Medium | B | 12 | 2036 | 5 | 3 | 3.2 | 30206 | 26714
External Lighting | General - LED | Town EP | 5 | Medium | B | 11 | 2035 | 5 | 3 | 3.2 | 30207 | 25556
Air Conditioning | Single-Split Condenser - Split Systems/Heat Pumps - Air-cooled with Direct Expansion Evaporator (DX) | Town EW | 1 | Medium | B | 8 | 2032 | 5 | 3 | 3.2 | 30208 | 21114
LV Distribution | Sub Distribution Board | Town EK | 1 | High | B | 11 | 2035 | 5 | 2 | 2.7 | 17083 | 24726
Barriers & Guardrails | Manual Vehicle Barrier | Town EM | 1 | Medium | B | 1 | 2025 | 5 | 3 | 3.2 | 30209 | 10672
LV Distribution | Sub Distribution Board | Town ET | 1 | High | B | 1 | 2025 | 5 | 2 | 2.7 | 17084 | 4857
LV Distribution | Sub Distribution Board | Town EJ | 1 | High | A | 19 | 2043 | 6 | 2 | 3 | 19622 | 31332
Local Hot Water | Instantaneous Electric Water Heater - Non-Drinking Water | Town EP | 1 | Medium | B | 1 | 2025 | 5 | 3 | 3.2 | 30210 | 10673
Local and Special Ventilation | Unit extract fans | Town ET | 1 | Medium | B | 1 | 2025 | 5 | 3 | 3.2 | 30211 | 10674
Fire Safety Systems | Fire Extinguishers - Powder | Town ES | 1 | Urgent | B | 6 | 2030 | 5 | 1 | 2.2 | 8555 | 17037
Emergency Lighting | Illuminated Fire Exit Signage | Town EM | 4 | Urgent | B | 10 | 2034 | 5 | 1 | 2.2 | 8556 | 22153
General Lighting | General - LED fittings & Luminaires | Town FA | 68 | Medium | B | 6 | 2030 | 5 | 3 | 3.2 | 30212 | 18959
LV Distribution | Sub Distribution Board | Town EM | 1 | High | B | 4 | 2028 | 5 | 2 | 2.7 | 17085 | 13996
General Lighting | General - LED fittings & Luminaires | Town EZ | 81 | Medium | B | 16 | 2040 | 5 | 3 | 3.2 | 30213 | 29815
Emergency Lighting | Self Contained - LED | Town EP | 10 | Urgent | B | 21 | 2045 | 5 | 1 | 2.2 | 8557 | 32397
AHU - Internal | Central Air Conditioning - DX Cooling | Town EL | 1 | High | B | 10 | 2034 | 5 | 2 | 2.7 | 17086 | 22468
General Lighting | General - LED fittings & Luminaires | Town EP | 32 | Medium | B | 6 | 2030 | 5 | 3 | 3.2 | 30214 | 18960
Air Conditioning | Single-Split Condenser - Split Systems/Heat Pumps - Air-cooled with Direct Expansion Evaporator (DX) | Town EX | 1 | Medium | B | 9 | 2033 | 5 | 3 | 3.2 | 30215 | 21873
LV Distribution | Sub Distribution Board | Town EX | 1 | High | B | 1 | 2025 | 5 | 2 | 2.7 | 17087 | 4858
LV Distribution | Sub Distribution Board | Town EM | 1 | High | B | 7 | 2031 | 5 | 2 | 2.7 | 17088 | 19684
Local Hot Water | Package Electric Water Heaters - Non-Drinking Water | Town ES | 1 | Medium | B | 6 | 2030 | 5 | 3 | 3.2 | 30216 | 18961
Roller Shutters | Internal Manual Roller Shutter | Town EJ | 1 | Medium | B | 1 | 2025 | 5 | 3 | 3.2 | 30217 | 10675
General Lighting | General - LED fittings & Luminaires | Town EK | 38 | Medium | B | 1 | 2025 | 5 | 3 | 3.2 | 30218 | 10676
Local and Special Ventilation | Fan - General Ventilation | Town ER | 1 | Medium | B | 5 | 2029 | 5 | 3 | 3.2 | 30219 | 15436
Local and Special Ventilation | Fan - Window / Wall Mounted | Town EQ | 1 | Medium | B | 11 | 2035 | 5 | 3 | 3.2 | 30220 | 25557
Fire Safety Systems | Smoke Extract Fan | Town EW | 1 | Urgent | B | 1 | 2025 | 5 | 1 | 2.2 | 8558 | 1797
Fire Safety Systems | Smoke Extract Fan | Town EW | 1 | Urgent | B | 1 | 2025 | 5 | 1 | 2.2 | 8559 | 1798
LV Distribution | Sub Distribution Board | Town QN | 1 | High | B | 1 | 2025 | 5 | 2 | 2.7 | 17089 | 4859
Local and Special Ventilation | Fan - General Ventilation | Town EL | 1 | Medium | B | 5 | 2029 | 5 | 3 | 3.2 | 30221 | 15437
Local Hot Water | Instantaneous Electric Water Heater - Non-Drinking Water | Town EK | 1 | Medium | B | 1 | 2025 | 5 | 3 | 3.2 | 30222 | 10677
Roller Shutters | Internal Electric Roller Shutter | Town FA | 1 | Medium | B | 1 | 2025 | 5 | 3 | 3.2 | 30223 | 10678
Local and Special Ventilation | Fan - Extract | Town EO | 1 | Medium | B | 1 | 2025 | 5 | 3 | 3.2 | 30224 | 10679
Fire Safety Systems | Manual and Automatic Doors - Emergency and Panic Escape Doors | Town EL | 1 | Urgent | B | 6 | 2030 | 5 | 1 | 2.2 | 8560 | 17038
Fire Safety Systems | Manual and Automatic Doors - Emergency and Panic Escape Doors | Town EW | 1 | Urgent | B | 6 | 2030 | 5 | 1 | 2.2 | 8561 | 17039
LV Distribution | Main Distribution Board | Town EJ | 1 | High | B | 1 | 2025 | 5 | 2 | 2.7 | 17090 | 4860
Roller Shutters | External Manual Roller Shutter | Town EK | 1 | High | B | 1 | 2025 | 5 | 2 | 2.7 | 17091 | 4861
Roller Shutters | Internal Electric Roller Shutter | Town EZ | 1 | Medium | B | 16 | 2040 | 5 | 3 | 3.2 | 30225 | 29816
Emergency Lighting | Self Contained - LED | Town EW | 6 | Urgent | B | 22 | 2046 | 5 | 1 | 2.2 | 8562 | 32981
General Lighting | General - LED fittings & Luminaires | Town EY | 32 | Medium | B | 16 | 2040 | 5 | 3 | 3.2 | 30226 | 29817
Access Control | Gate Access - Local Lock / Keypad / Manual (External) | Town EK | 1 | Medium | B | 1 | 2025 | 5 | 3 | 3.2 | 30227 | 10680
Air Conditioning | Single-Split Evaporator - Split Systems/Heat Pumps - Air-cooled with Direct Expansion Evaporator (DX) | Town ET | 1 | Medium | B | 5 | 2029 | 5 | 3 | 3.2 | 30228 | 15438
LV Distribution | Sub Distribution Board | Town EO | 1 | High | B | 11 | 2035 | 5 | 2 | 2.7 | 17092 | 24727
Local and Special Ventilation | Fan - Extract | Town EK | 1 | Medium | CX | 1 | 2025 | 2 | 3 | 2.3 | 10334 | 2246
Emergency Lighting | Self Contained - Non LED | Town ET | 19 | Urgent | B | 5 | 2029 | 5 | 1 | 2.2 | 8563 | 14489
Fire Safety Systems | Fire Extinguishers - Foam | Town QN | 6 | Urgent | B | 1 | 2025 | 5 | 1 | 2.2 | 8564 | 1799
Air Conditioning | Single-Split Condenser - Split Systems/Heat Pumps - Air-cooled with Direct Expansion Evaporator (DX) | Town EK | 1 | Medium | A | 15 | 2039 | 6 | 3 | 3.5 | 32610 | 28586
Air Conditioning | Single-Split Condenser - Split Systems/Heat Pumps - Air-cooled with Direct Expansion Evaporator (DX) | Town EV | 1 | Medium | C | 1 | 2025 | 4 | 3 | 2.9 | 18968 | 5796
Local and Special Ventilation | Fan - General Ventilation | Town EL | 1 | Medium | B | 5 | 2029 | 5 | 3 | 3.2 | 30229 | 15439
Local and Special Ventilation | Fan - Extract | Town EK | 1 | Medium | CX | 1 | 2025 | 2 | 3 | 2.3 | 10335 | 2247
General Lighting | General - LED fittings & Luminaires | Town EJ | 48 | Medium | B | 16 | 2040 | 5 | 3 | 3.2 | 30230 | 29818
Heat Emitters | Electric Heaters | Town EV | 3 | Medium | B | 1 | 2025 | 5 | 3 | 3.2 | 30231 | 10681
Air Conditioning | Single-Split Evaporator - Split Systems/Heat Pumps - Air-cooled with Direct Expansion Evaporator (DX) | Town EW | 1 | Medium | B | 4 | 2028 | 5 | 3 | 3.2 | 30232 | 14220
Air Conditioning | Single-Split Evaporator - Split Systems/Heat Pumps - Air-cooled with Direct Expansion Evaporator (DX) | Town EK | 1 | Medium | A | 15 | 2039 | 6 | 3 | 3.5 | 32611 | 28587
LV Distribution | Sub Distribution Board | Town EL | 1 | High | B | 5 | 2029 | 5 | 2 | 2.7 | 17093 | 14732
LV Distribution | Sub Distribution Board | Town EV | 1 | High | B | 1 | 2025 | 5 | 2 | 2.7 | 17094 | 4862
External Doors | Manual and Automatic Doors - Auto / Powered Sliding Doors | Town EJ | 1 | High | B | 32 | 2056 | 5 | 2 | 2.7 | 17095 | 33833
Fire Safety Systems | Fire Extinguishers - CO2 | Town EQ | 3 | Urgent | B | 6 | 2030 | 5 | 1 | 2.2 | 8565 | 17040
Fire Safety Systems | Fire Extinguishers - CO2 | Town EL | 6 | Urgent | B | 7 | 2031 | 5 | 1 | 2.2 | 8566 | 19473
Local Hot Water | Package Electric Water Heaters - Non-Drinking Water | Town EP | 1 | Medium | B | 1 | 2025 | 5 | 3 | 3.2 | 30233 | 10682
Heat Emitters | Gas Fired Unit Heaters | Town ES | 1 | Medium | B | 1 | 2025 | 5 | 3 | 3.2 | 30234 | 10683
External Doors | Manual and Automatic Doors - Auto / Powered Sliding Doors | Town EZ | 1 | High | B | 26 | 2050 | 5 | 2 | 2.7 | 17096 | 33527
External Doors | Entrance Doors | Town EK | 1 | High | B | 11 | 2035 | 5 | 2 | 2.7 | 17097 | 24728
External Doors | Entrance Doors | Town EK | 1 | High | B | 11 | 2035 | 5 | 2 | 2.7 | 17098 | 24729
General Lighting | General - LED fittings & Luminaires | Town EW | 111 | Medium | B | 17 | 2041 | 5 | 3 | 3.2 | 30235 | 30568
LV Distribution | Sub Distribution Board | Town EZ | 1 | High | B | 1 | 2025 | 5 | 2 | 2.7 | 17099 | 4863
LV Distribution | Sub Distribution Board | Town EV | 1 | High | B | 1 | 2025 | 5 | 2 | 2.7 | 17100 | 4864
Fire Safety Systems | Manual and Automatic Doors - Emergency and Panic Escape Doors | Town EO | 1 | Urgent | B | 26 | 2050 | 5 | 1 | 2.2 | 8567 | 33469
Roller Shutters | Internal Electric Roller Shutter | Town FA | 1 | Medium | B | 1 | 2025 | 5 | 3 | 3.2 | 30236 | 10684
Fire Safety Systems | Fire Extinguishers - CO2 | Town EP | 5 | Urgent | B | 6 | 2030 | 5 | 1 | 2.2 | 8568 | 17041
Air Conditioning | Single-Split Condenser - Split Systems/Heat Pumps - Air-cooled with Direct Expansion Evaporator (DX) | Town EW | 1 | Medium | CX | 1 | 2025 | 2 | 3 | 2.3 | 10336 | 2248
External Doors | Manual and Automatic Doors - Auto / Powered Sliding Doors | Town EL | 1 | High | B | 6 | 2030 | 5 | 2 | 2.7 | 17101 | 17832
Multi-System Controls | Control Panel - Electrical Services (excluding Electrical Controllers and Pneumatic Relays) | Town EM | 1 | Medium | B | 1 | 2025 | 5 | 3 | 3.2 | 30237 | 10685
Heat Emitters | Gas Fired Unit Heaters | Town EQ | 1 | Medium | B | 1 | 2025 | 5 | 3 | 3.2 | 30238 | 10686
Roller Shutters | Internal Manual Roller Shutter | Town ES | 1 | Medium | B | 1 | 2025 | 5 | 3 | 3.2 | 30239 | 10687
Fire Safety Systems | Manual and Automatic Doors - Emergency and Panic Escape Doors | Town ER | 1 | Urgent | B | 6 | 2030 | 5 | 1 | 2.2 | 8569 | 17042
External Doors | Entrance Doors | Town EK | 1 | High | B | 11 | 2035 | 5 | 2 | 2.7 | 17102 | 24730
General Lighting | General - LED fittings & Luminaires | Town EK | 7 | Medium | B | 12 | 2036 | 5 | 3 | 3.2 | 30240 | 26715
Fire Safety Systems | Fire Extinguishers - Foam | Town EP | 4 | Urgent | B | 6 | 2030 | 5 | 1 | 2.2 | 8570 | 17043
Emergency Lighting | Self Contained - LED | Town EU | 5 | Urgent | B | 22 | 2046 | 5 | 1 | 2.2 | 8571 | 32982
Fire Safety Systems | Fire Extinguishers - Foam | Town EU | 4 | Urgent | B | 7 | 2031 | 5 | 1 | 2.2 | 8572 | 19474
LV Distribution | Sub Distribution Board | Town EP | 1 | High | B | 6 | 2030 | 5 | 2 | 2.7 | 17103 | 17833
Roller Shutters | Internal Manual Roller Shutter | Town ES | 1 | Medium | B | 1 | 2025 | 5 | 3 | 3.2 | 30241 | 10688
Local and Special Ventilation | Fan - Extract | Town EX | 1 | Medium | B | 1 | 2025 | 5 | 3 | 3.2 | 30242 | 10689
Emergency Lighting | Illuminated Fire Exit Signage | Town EY | 6 | Urgent | B | 16 | 2040 | 5 | 1 | 2.2 | 8573 | 28983
Roller Shutters | Internal Electric Roller Shutter | Town EK | 1 | Medium | B | 1 | 2025 | 5 | 3 | 3.2 | 30243 | 10690
Roller Shutters | Internal Manual Roller Shutter | Town ES | 1 | Medium | B | 1 | 2025 | 5 | 3 | 3.2 | 30244 | 10691
Air Conditioning | Multi-Split Condenser - Split Systems/Heat Pumps - Air-cooled with Direct Expansion Evaporator (DX) | Town EM | 1 | Medium | B | 1 | 2025 | 5 | 3 | 3.2 | 30245 | 10692
LV Distribution | Sub Distribution Board | Town EP | 1 | High | B | 1 | 2025 | 5 | 2 | 2.7 | 17104 | 4865
Multi-System Controls | Control Panel - Electrical Services (excluding Electrical Controllers and Pneumatic Relays) | Town EU | 1 | Medium | B | 1 | 2025 | 5 | 3 | 3.2 | 30246 | 10693
LV Distribution | Sub Distribution Board | Town EM | 1 | High | C | 14 | 2038 | 4 | 2 | 2.4 | 10737 | 27408
Emergency Lighting | Self Contained - LED | Town EL | 4 | Urgent | B | 22 | 2046 | 5 | 1 | 2.2 | 8574 | 32983
LV Distribution | Main Distribution Board | Town EK | 1 | High | B | 8 | 2032 | 5 | 2 | 2.7 | 17105 | 20765
Fire Safety Systems | Manual and Automatic Doors - Emergency and Panic Escape Doors | Town EJ | 1 | Urgent | B | 31 | 2055 | 5 | 1 | 2.2 | 8575 | 33773
Roller Shutters | External Window Shutters - Electric | Town ES | 1 | Medium | B | 11 | 2035 | 5 | 3 | 3.2 | 30247 | 25558
Local and Special Ventilation | Unit extract fans | Town ET | 1 | Medium | B | 1 | 2025 | 5 | 3 | 3.2 | 30248 | 10694
Access Control | Door Lock / Keypad / Manual | Town ET | 1 | Medium | CX | 1 | 2025 | 2 | 3 | 2.3 | 10337 | 2249
Heat Emitters | Electric Heaters | Town EP | 2 | Medium | B | 1 | 2025 | 5 | 3 | 3.2 | 30249 | 10695
LV Distribution | Sub Distribution Board | Town EZ | 1 | High | B | 1 | 2025 | 5 | 2 | 2.7 | 17106 | 4866
Local and Special Ventilation | Fan - General Ventilation | Town ER | 1 | Medium | B | 5 | 2029 | 5 | 3 | 3.2 | 30250 | 15440
BMS | BMS Control Panel | Town EL | 1 | High | B | 7 | 2031 | 5 | 2 | 2.7 | 17107 | 19685
Fire Safety Systems | Fire Extinguishers - Foam - P50 | Town EU | 1 | Urgent | B | 6 | 2030 | 5 | 1 | 2.2 | 8576 | 17044
Air Conditioning | Single-Split Condenser - Split Systems/Heat Pumps - Air-cooled with Direct Expansion Evaporator (DX) | Town EU | 1 | Medium | B | 7 | 2031 | 5 | 3 | 3.2 | 30251 | 20135
LV Distribution | Sub Distribution Board | Town EM | 1 | High | C | 1 | 2025 | 4 | 2 | 2.4 | 10738 | 2519
Fire Safety Systems | Manual and Automatic Doors - Emergency and Panic Escape Doors | Town EP | 1 | Urgent | B | 31 | 2055 | 5 | 1 | 2.2 | 8577 | 33774
Roller Shutters | External Electric Roller Shutter | Town EM | 1 | High | B | 14 | 2038 | 5 | 2 | 2.7 | 17108 | 27492
Air Conditioning | Single-Split Evaporator - Split Systems/Heat Pumps - Air-cooled with Direct Expansion Evaporator (DX) | Town EX | 1 | Medium | B | 1 | 2025 | 5 | 3 | 3.2 | 30252 | 10696
LV Distribution | Sub Distribution Board | Town EJ | 1 | High | B | 16 | 2040 | 5 | 2 | 2.7 | 17109 | 29246
General Lighting | General - LED fittings & Luminaires | Town EK | 1 | Medium | B | 12 | 2036 | 5 | 3 | 3.2 | 30253 | 26716
Heat Emitters | Unit Heaters | Town EZ | 1 | Medium | B | 1 | 2025 | 5 | 3 | 3.2 | 30254 | 10697
Fire Safety Systems | Fire Extinguishers - Foam | Town EV | 6 | Urgent | B | 6 | 2030 | 5 | 1 | 2.2 | 8578 | 17045
External Lighting | General - Non LED | Town FA | 5 | Medium | B | 1 | 2025 | 5 | 3 | 3.2 | 30255 | 10698
Local and Special Ventilation | Unit extract fans | Town EK | 1 | Medium | C | 1 | 2025 | 4 | 3 | 2.9 | 18969 | 5797
Heat Emitters | Gas Fired Unit Heaters | Town ES | 1 | Medium | B | 6 | 2030 | 5 | 3 | 3.2 | 30256 | 18962
LV Distribution | Sub Distribution Board | Town EV | 1 | High | B | 1 | 2025 | 5 | 2 | 2.7 | 17110 | 4867
Fire Safety Systems | Manual and Automatic Doors - Emergency and Panic Escape Doors | Town EY | 1 | Urgent | B | 11 | 2035 | 5 | 1 | 2.2 | 8579 | 23918
Air Conditioning | Single-Split Evaporator - Split Systems/Heat Pumps - Air-cooled with Direct Expansion Evaporator (DX) | Town EW | 1 | Medium | B | 1 | 2025 | 5 | 3 | 3.2 | 30257 | 10699
Hot Water Distribution | Hot water cylinders | Town EP | 1 | High | B | 1 | 2025 | 5 | 2 | 2.7 | 17111 | 4868
Fire Safety Systems | Smoke Extract Fan | Town EW | 1 | Urgent | B | 1 | 2025 | 5 | 1 | 2.2 | 8580 | 1800
LV Distribution | Sub Distribution Board | Town ES | 1 | High | B | 1 | 2025 | 5 | 2 | 2.7 | 17112 | 4869
Local and Special Ventilation | Fan - Extract | Town EK | 1 | Medium | B | 7 | 2031 | 5 | 3 | 3.2 | 30258 | 20136
Fire Safety Systems | Fire Alarm System | Town EJ | 1 | Urgent | A | 14 | 2038 | 6 | 1 | 2.5 | 10986 | 27427
Emergency Lighting | Illuminated Fire Exit Signage | Town EP | 3 | Urgent | B | 16 | 2040 | 5 | 1 | 2.2 | 8581 | 28984
Emergency Lighting | Illuminated Fire Exit Signage | Town EJ | 4 | Urgent | B | 17 | 2041 | 5 | 1 | 2.2 | 8582 | 30211
Heat Emitters | Radiators - Steel | Town FA | 8 | Medium | B | 6 | 2030 | 5 | 3 | 3.2 | 30259 | 18963
Emergency Lighting | Self Contained - LED | Town EM | 16 | Urgent | B | 15 | 2039 | 5 | 1 | 2.2 | 8583 | 27997
Emergency Lighting | Self Contained - LED | Town EZ | 7 | Urgent | B | 21 | 2045 | 5 | 1 | 2.2 | 8584 | 32398
LV Distribution | Sub Distribution Board | Town EZ | 1 | High | B | 1 | 2025 | 5 | 2 | 2.7 | 17113 | 4870
Roller Shutters | Internal Manual Roller Shutter | Town EV | 1 | Medium | B | 11 | 2035 | 5 | 3 | 3.2 | 30260 | 25559
Emergency Lighting | Self Contained - Non LED | Town EW | 7 | Urgent | B | 15 | 2039 | 5 | 1 | 2.2 | 8585 | 27998
LV Distribution | Main Distribution Board | Town EJ | 1 | High | B | 13 | 2037 | 5 | 2 | 2.7 | 17114 | 27029
General Lighting | General - LED fittings & Luminaires | Town EK | 16 | Medium | A | 20 | 2044 | 6 | 3 | 3.5 | 32612 | 31698
AHU - Internal | Central Air Conditioning - Gas Fired | Town EU | 1 | Medium | B | 1 | 2025 | 5 | 3 | 3.2 | 30261 | 10700
Fire Safety Systems | Manual and Automatic Doors - Emergency and Panic Escape Doors | Town ET | 1 | Urgent | B | 30 | 2054 | 5 | 1 | 2.2 | 8586 | 33695
General Lighting | General - LED fittings & Luminaires | Town EP | 30 | Medium | B | 6 | 2030 | 5 | 3 | 3.2 | 30262 | 18964
Local and Special Ventilation | Unit extract fans | Town EU | 1 | Medium | CX | 1 | 2025 | 2 | 3 | 2.3 | 10338 | 2250
Local and Special Ventilation | Unit extract fans | Town EM | 1 | Medium | B | 11 | 2035 | 5 | 3 | 3.2 | 30263 | 25560
Security Systems | Manual and Automatic Doors - High Security Door | Town EX | 1 | High | B | 31 | 2055 | 5 | 2 | 2.7 | 17115 | 33805
Fire Safety Systems | Fire Extinguishers - CO2 | Town EL | 2 | Urgent | B | 5 | 2029 | 5 | 1 | 2.2 | 8587 | 14490
Fire Safety Systems | Manual and Automatic Doors - Emergency and Panic Escape Doors | Town EN | 1 | Urgent | C | 6 | 2030 | 4 | 1 | 1.9 | 733 | 15713
Boiler | Electric Boilers | Town QN | 1 | Medium | B | 1 | 2025 | 5 | 3 | 3.2 | 30264 | 10701
Fire Safety Systems | Fire Alarm System | Town QN | 1 | Urgent | B | 1 | 2025 | 5 | 1 | 2.2 | 8588 | 1801
Emergency Lighting | Illuminated Fire Exit Signage | Town ER | 1 | Urgent | B | 17 | 2041 | 5 | 1 | 2.2 | 8589 | 30212
Heat Emitters | Gas Fired Natural and Fan Assisted Heaters | Town ET | 1 | Medium | B | 1 | 2025 | 5 | 3 | 3.2 | 30265 | 10702
Emergency Lighting | Self Contained - LED | Town EV | 7 | Urgent | B | 21 | 2045 | 5 | 1 | 2.2 | 8590 | 32399
Access Control | Gate Access - Local Lock / Keypad / Manual (External) | Town EW | 1 | Medium | B | 1 | 2025 | 5 | 3 | 3.2 | 30266 | 10703
Emergency Lighting | Self Contained - LED | Town ER | 6 | Urgent | B | 22 | 2046 | 5 | 1 | 2.2 | 8591 | 32984
LV Distribution | Sub Distribution Board | Town EN | 1 | High | C | 1 | 2025 | 4 | 2 | 2.4 | 10739 | 2520
Central Ventilation Systems | Fan - General Ventilation | Town EX | 1 | Low | B | 1 | 2025 | 5 | 4 | 3.7 | 33481 | 12308
Roller Shutters | External Electric Roller Shutter | Town EW | 1 | High | C | 1 | 2025 | 4 | 2 | 2.4 | 10740 | 2521
Emergency Lighting | Illuminated Fire Exit Signage | Town EK | 3 | Urgent | B | 6 | 2030 | 5 | 1 | 2.2 | 8592 | 17046
External Doors | Manual and Automatic Doors - Auto / Powered Sliding Doors | Town EW | 1 | High | B | 6 | 2030 | 5 | 2 | 2.7 | 17116 | 17834
Heat Emitters | Electric Heaters | Town EK | 1 | Medium | B | 1 | 2025 | 5 | 3 | 3.2 | 30267 | 10704
Fire Safety Systems | Fire Extinguishers - Foam | Town EN | 3 | Urgent | B | 6 | 2030 | 5 | 1 | 2.2 | 8593 | 17047
Fire Safety Systems | Fire Extinguishers - Foam | Town FA | 3 | Urgent | B | 1 | 2025 | 5 | 1 | 2.2 | 8594 | 1802
Roller Shutters | External Manual Roller Shutter | Town EK | 1 | High | B | 1 | 2025 | 5 | 2 | 2.7 | 17117 | 4871
Emergency Lighting | Self Contained - LED | Town EJ | 21 | Urgent | B | 21 | 2045 | 5 | 1 | 2.2 | 8595 | 32400
Emergency Lighting | Illuminated Fire Exit Signage | Town EX | 5 | Urgent | B | 16 | 2040 | 5 | 1 | 2.2 | 8596 | 28985
General Lighting | General - LED fittings & Luminaires | Town EX | 11 | Medium | B | 6 | 2030 | 5 | 3 | 3.2 | 30268 | 18965
Fire Safety Systems | Fire Extinguishers - CO2 | Town EM | 2 | Urgent | B | 3 | 2027 | 5 | 1 | 2.2 | 8597 | 13305
Emergency Lighting | Illuminated Fire Exit Signage | Town EJ | 6 | Urgent | B | 17 | 2041 | 5 | 1 | 2.2 | 8598 | 30213
Emergency Lighting | Illuminated Fire Exit Signage | Town EV | 3 | Urgent | B | 16 | 2040 | 5 | 1 | 2.2 | 8599 | 28986
Fire Safety Systems | Fire Extinguishers - CO2 | Town EJ | 8 | Urgent | B | 6 | 2030 | 5 | 1 | 2.2 | 8600 | 17048
Fire Safety Systems | Fire Alarm System | Town FA | 1 | Urgent | B | 1 | 2025 | 5 | 1 | 2.2 | 8601 | 1803
Fire Safety Systems | Fire Extinguishers - CO2 | Town EZ | 5 | Urgent | B | 6 | 2030 | 5 | 1 | 2.2 | 8602 | 17049
Emergency Lighting | Self Contained - Non LED | Town EV | 12 | Urgent | B | 1 | 2025 | 5 | 1 | 2.2 | 8603 | 1804
Emergency Lighting | Self Contained - LED | Town ET | 7 | Urgent | B | 20 | 2044 | 5 | 1 | 2.2 | 8604 | 31548
LV Distribution | Sub Distribution Board | Town EZ | 1 | High | C | 11 | 2035 | 4 | 2 | 2.4 | 10741 | 24062
Roller Shutters | External Window Shutters - Electric | Town FA | 1 | Medium | B | 6 | 2030 | 5 | 3 | 3.2 | 30269 | 18966
Fire Safety Systems | Fire Extinguishers - CO2 | Town FA | 5 | Urgent | B | 1 | 2025 | 5 | 1 | 2.2 | 8605 | 1805
Air Conditioning | Single-Split Evaporator - Split Systems/Heat Pumps - Air-cooled with Direct Expansion Evaporator (DX) | Town EL | 1 | Medium | B | 5 | 2029 | 5 | 3 | 3.2 | 30270 | 15441
AHU - Internal | Central Air Conditioning - Gas Fired | Town EX | 1 | Medium | B | 1 | 2025 | 5 | 3 | 3.2 | 30271 | 10705
Fire Safety Systems | Fire Alarm Panel / Repeater | Town EN | 1 | Urgent | B | 12 | 2036 | 5 | 1 | 2.2 | 8606 | 26092
Emergency Lighting | Illuminated Fire Exit Signage | Town EJ | 10 | Urgent | B | 17 | 2041 | 5 | 1 | 2.2 | 8607 | 30214
Roller Shutters | External Manual Roller Shutter | Town EK | 1 | High | B | 1 | 2025 | 5 | 2 | 2.7 | 17118 | 4872
Roller Shutters | External Window Shutters - Electric | Town FA | 1 | Medium | B | 6 | 2030 | 5 | 3 | 3.2 | 30272 | 18967
Fire Safety Systems | Fire Extinguishers - Foam | Town EV | 3 | Urgent | B | 6 | 2030 | 5 | 1 | 2.2 | 8608 | 17050
Air Conditioning | Single-Split Condenser - Split Systems/Heat Pumps - Air-cooled with Direct Expansion Evaporator (DX) | Town EL | 1 | Medium | B | 5 | 2029 | 5 | 3 | 3.2 | 30273 | 15442
LV Distribution | Sub Distribution Board | Town EZ | 1 | High | B | 16 | 2040 | 5 | 2 | 2.7 | 17119 | 29247
Burner | Forced draft gas burner | Town EK | 1 | Medium | B | 1 | 2025 | 5 | 3 | 3.2 | 30274 | 10706
Roller Shutters | External Manual Roller Shutter | Town EM | 1 | High | B | 14 | 2038 | 5 | 2 | 2.7 | 17120 | 27493
Fire Safety Systems | Fire Alarm System | Town EP | 1 | Urgent | B | 1 | 2025 | 5 | 1 | 2.2 | 8609 | 1806
Heat Emitters | Electric Heaters | Town EJ | 4 | Medium | B | 5 | 2029 | 5 | 3 | 3.2 | 30275 | 15443
Emergency Lighting | Illuminated Fire Exit Signage | Town FA | 1 | Urgent | B | 6 | 2030 | 5 | 1 | 2.2 | 8610 | 17051
Roller Shutters | External Manual Roller Shutter | Town GX | 1 | High | B | 1 | 2025 | 5 | 2 | 2.7 | 17121 | 4873
Roller Shutters | External Electric Roller Shutter | Town GN | 1 | High | B | 21 | 2045 | 5 | 2 | 2.7 | 17122 | 32734
Local Hot Water | Package Electric Water Heaters - Non-Drinking Water | Town GJ | 1 | Medium | B | 6 | 2030 | 5 | 3 | 3.2 | 30276 | 18968
LV Distribution | Sub Distribution Board | Town GT | 1 | High | D | 5 | 2029 | 3 | 2 | 2.1 | 1310 | 14296
LV Distribution | Sub Distribution Board | Town GV | 1 | High | B | 16 | 2040 | 5 | 2 | 2.7 | 17123 | 29248
Fire Safety Systems | Fire Alarm System | Town GX | 1 | Urgent | B | 12 | 2036 | 5 | 1 | 2.2 | 8611 | 26093
Air Conditioning | Multi-Split Condenser - DX Split Systems (With Gas, Electric or Hot Water Heaters) | Town GJ | 1 | Medium | B | 1 | 2025 | 5 | 3 | 3.2 | 30277 | 10707
Local and Special Ventilation | Fan - Extract | Town GV | 1 | Medium | B | 1 | 2025 | 5 | 3 | 3.2 | 30278 | 10708
Local and Special Ventilation | Unit extract fans | Town GK | 1 | Medium | D | 5 | 2029 | 3 | 3 | 2.6 | 11236 | 14566
Roller Shutters | External Electric Roller Shutter | Town GW | 1 | High | B | 15 | 2039 | 5 | 2 | 2.7 | 17124 | 28284
Local and Special Ventilation | Unit extract fans | Town GW | 1 | Medium | C | 5 | 2029 | 4 | 3 | 2.9 | 18970 | 14788
LV Distribution | Sub Distribution Board | Town GV | 1 | High | B | 16 | 2040 | 5 | 2 | 2.7 | 17125 | 29249
Fire Safety Systems | Fire Alarm Panel / Repeater | Town GL | 1 | Urgent | B | 11 | 2035 | 5 | 1 | 2.2 | 8612 | 23919
Air Conditioning | Single-Split Condenser - Split Systems/Heat Pumps - Air-cooled with Direct Expansion Evaporator (DX) | Town AA | 1 | Medium | B | 9 | 2033 | 5 | 3 | 3.2 | 30279 | 21874
Air Conditioning | Single-Split Condenser - Split Systems/Heat Pumps - Air-cooled with Direct Expansion Evaporator (DX) | Town AA | 1 | Medium | B | 9 | 2033 | 5 | 3 | 3.2 | 30280 | 21875
LV Distribution | Main Distribution Board | Town GP | 1 | High | B | 9 | 2033 | 5 | 2 | 2.7 | 17126 | 21635
Heat Emitters | Gas Fired Natural and Fan Assisted Heaters | Town GP | 1 | Medium | DX | 1 | 2025 | 1 | 3 | 2 | 977 | 672
Local and Special Ventilation | Fan - General Ventilation | Town GK | 1 | Medium | B | 1 | 2025 | 5 | 3 | 3.2 | 30281 | 10709
Heat Emitters | Unit Heaters | Town GO | 1 | Medium | D | 10 | 2034 | 3 | 3 | 2.6 | 11237 | 22247
Multi-System Controls | Control Panel - Electrical Services (excluding Electrical Controllers and Pneumatic Relays) | Town GK | 1 | Medium | D | 1 | 2025 | 3 | 3 | 2.6 | 11238 | 2708
Air Conditioning | Multi-Split Condenser - Split Systems/Heat Pumps - Air-cooled with Direct Expansion Evaporator (DX) | Town GO | 1 | Medium | B | 6 | 2030 | 5 | 3 | 3.2 | 30282 | 18969
Boiler | Combination Atmospheric Burner Gas Boiler | Town GP | 1 | High | B | 5 | 2029 | 5 | 2 | 2.7 | 17127 | 14733
Central Ventilation Systems | Fan - General Ventilation | Town GO | 1 | Low | B | 6 | 2030 | 5 | 4 | 3.7 | 33482 | 19111
Local Hot Water | Instantaneous Electric Water Heater - Non-Drinking Water | Town GR | 1 | Medium | B | 1 | 2025 | 5 | 3 | 3.2 | 30283 | 10710
Roller Shutters | Internal Electric Roller Shutter | Town GO | 1 | Medium | B | 1 | 2025 | 5 | 3 | 3.2 | 30284 | 10711
Barriers & Guardrails | Vehicle Crash Protection Barrier | Town GP | 1 | V Low | B | 1 | 2025 | 5 | 4 | 3.7 | 33483 | 12309
Local and Special Ventilation | Fan - Axial | Town GP | 1 | Medium | B | 1 | 2025 | 5 | 3 | 3.2 | 30285 | 10712
LV Distribution | Sub Distribution Board | Town GS | 1 | High | B | 1 | 2025 | 5 | 2 | 2.7 | 17128 | 4874
LV Distribution | Sub Distribution Board | Town GJ | 1 | High | B | 6 | 2030 | 5 | 2 | 2.7 | 17129 | 17835
General Lighting | General - LED fittings & Luminaires | Town GU | 5 | Medium | C | 12 | 2036 | 4 | 3 | 2.9 | 18971 | 26294
Fire Safety Systems | Fire Alarm System | Town GQ | 1 | Urgent | B | 1 | 2025 | 5 | 1 | 2.2 | 8613 | 1807
General Lighting | General - LED fittings & Luminaires | Town GS | 5 | Medium | C | 12 | 2036 | 4 | 3 | 2.9 | 18972 | 26295
Roller Shutters | Internal Electric Roller Shutter | Town GQ | 1 | Medium | B | 11 | 2035 | 5 | 3 | 3.2 | 30286 | 25561
Fire Safety Systems | Fire Alarm System | Town GS | 1 | Urgent | B | 1 | 2025 | 5 | 1 | 2.2 | 8614 | 1808
Local and Special Ventilation | Fan - Window / Wall Mounted | Town GS | 1 | Medium | B | 1 | 2025 | 5 | 3 | 3.2 | 30287 | 10713
Emergency Lighting | Illuminated Fire Exit Signage | Town GU | 1 | Urgent | B | 6 | 2030 | 5 | 1 | 2.2 | 8615 | 17052
General Lighting | General - LED fittings & Luminaires | Town GU | 3 | Medium | B | 12 | 2036 | 5 | 3 | 3.2 | 30288 | 26717
Fire Safety Systems | Fire Extinguishers - CO2 | Town GW | 4 | Urgent | B | 8 | 2032 | 5 | 1 | 2.2 | 8616 | 20578
LV Distribution | Main Distribution Board | Town GO | 1 | High | B | 11 | 2035 | 5 | 2 | 2.7 | 17130 | 24731
Heat Emitters | Radiators - Steel | Town GV | 4 | Medium | B | 1 | 2025 | 5 | 3 | 3.2 | 30289 | 10714
Specialist Lighting | Illuminated External Signs | Town GM | 1 | Medium | B | 6 | 2030 | 5 | 3 | 3.2 | 30290 | 18970
Fire Safety Systems | Fire Extinguishers - Foam | Town GY | 4 | Urgent | B | 8 | 2032 | 5 | 1 | 2.2 | 8617 | 20579
Heat Emitters | Electric Heaters | Town GS | 1 | Medium | B | 1 | 2025 | 5 | 3 | 3.2 | 30291 | 10715
General Lighting | General - LED fittings & Luminaires | Town GU | 11 | Medium | B | 1 | 2025 | 5 | 3 | 3.2 | 30292 | 10716
Fire Safety Systems | Fire Extinguishers - Foam | Town GJ | 4 | Urgent | B | 6 | 2030 | 5 | 1 | 2.2 | 8618 | 17053
LV Distribution | Sub Distribution Board | Town GN | 1 | High | D | 2 | 2026 | 3 | 2 | 2.1 | 1311 | 12439
LV Distribution | Sub Distribution Board | Town GS | 1 | High | B | 6 | 2030 | 5 | 2 | 2.7 | 17131 | 17836
LV Distribution | Sub Distribution Board | Town GV | 1 | High | B | 1 | 2025 | 5 | 2 | 2.7 | 17132 | 4875
Roller Shutters | External Electric Roller Shutter | Town GS | 1 | High | B | 1 | 2025 | 5 | 2 | 2.7 | 17133 | 4876
Fire Safety Systems | Fire Extinguishers - CO2 | Town GL | 3 | Urgent | B | 6 | 2030 | 5 | 1 | 2.2 | 8619 | 17054
Emergency Lighting | Self Contained - LED | Town GU | 2 | Urgent | B | 1 | 2025 | 5 | 1 | 2.2 | 8620 | 1809
External Lighting | General - LED | Town GU | 3 | Medium | B | 1 | 2025 | 5 | 3 | 3.2 | 30293 | 10717
LV Distribution | Sub Distribution Board | Town GN | 1 | High | B | 2 | 2026 | 5 | 2 | 2.7 | 17134 | 12949
Local and Special Ventilation | Fan - Window / Wall Mounted | Town AA | 1 | Medium | DX | 1 | 2025 | 1 | 3 | 2 | 978 | 673
External Lighting | General - LED | Town GD | 1 | Medium | B | 1 | 2025 | 5 | 3 | 3.2 | 30294 | 10718
LV Distribution | Main Switch Panel at Supply Intake | Town GW | 1 | Medium | C | 1 | 2025 | 4 | 3 | 2.9 | 18973 | 5798
LV Distribution | Main Switch Panel at Supply Intake | Town HB | 1 | Medium | D | 1 | 2025 | 3 | 3 | 2.6 | 11239 | 2709
Fire Safety Systems | Fire Extinguishers - Foam | Town GL | 1 | Urgent | B | 7 | 2031 | 5 | 1 | 2.2 | 8621 | 19475
General Lighting | General - LED fittings & Luminaires | Town GS | 6 | Medium | B | 1 | 2025 | 5 | 3 | 3.2 | 30295 | 10719
Roller Shutters | Internal Electric Roller Shutter | Town GP | 1 | Medium | B | 14 | 2038 | 5 | 3 | 3.2 | 30296 | 27632
LV Distribution | Sub Distribution Board | Town GS | 1 | High | B | 1 | 2025 | 5 | 2 | 2.7 | 17135 | 4877
Local and Special Ventilation | Fan - Axial | Town AA | 1 | Medium | B | 1 | 2025 | 5 | 3 | 3.2 | 30297 | 10720
Local and Special Ventilation | Fan - Axial | Town AA | 1 | Medium | B | 1 | 2025 | 5 | 3 | 3.2 | 30298 | 10721
Fire Safety Systems | Fire Extinguishers - Foam | Town GS | 2 | Urgent | B | 1 | 2025 | 5 | 1 | 2.2 | 8622 | 1810
Emergency Lighting | Illuminated Fire Exit Signage | Town GX | 2 | Urgent | B | 17 | 2041 | 5 | 1 | 2.2 | 8623 | 30215
Emergency Lighting | Illuminated Fire Exit Signage | Town GQ | 1 | Urgent | B | 12 | 2036 | 5 | 1 | 2.2 | 8624 | 26094
Emergency Lighting | Illuminated Fire Exit Signage | Town GS | 2 | Urgent | B | 12 | 2036 | 5 | 1 | 2.2 | 8625 | 26095
Heat Emitters | Electric Heaters | Town GN | 4 | Medium | B | 1 | 2025 | 5 | 3 | 3.2 | 30299 | 10722
Heat Emitters | Electric Heaters | Town GS | 1 | Medium | B | 1 | 2025 | 5 | 3 | 3.2 | 30300 | 10723
Heat Emitters | Radiators - Steel | Town GK | 3 | Medium | B | 1 | 2025 | 5 | 3 | 3.2 | 30301 | 10724
LV Distribution | Sub Distribution Board | Town GS | 1 | High | B | 1 | 2025 | 5 | 2 | 2.7 | 17136 | 4878
Roller Shutters | Internal Electric Roller Shutter | Town GO | 1 | Medium | B | 16 | 2040 | 5 | 3 | 3.2 | 30302 | 29819
Access Control | Gate Access - Local Lock / Keypad / Manual (External) | Town GN | 2 | Medium | B | 1 | 2025 | 5 | 3 | 3.2 | 30303 | 10725
General Lighting | General - LED fittings & Luminaires | Town R | 77 | Medium | B | 16 | 2040 | 5 | 3 | 3.2 | 30304 | 29820
Emergency Lighting | Self Contained - LED | Town GR | 8 | Urgent | B | 17 | 2041 | 5 | 1 | 2.2 | 8626 | 30216
Emergency Lighting | Self Contained - LED | Town GS | 1 | Urgent | B | 20 | 2044 | 5 | 1 | 2.2 | 8627 | 31549
Emergency Lighting | Illuminated Fire Exit Signage | Town GL | 5 | Urgent | B | 11 | 2035 | 5 | 1 | 2.2 | 8628 | 23920
Fire Safety Systems | Fire Extinguishers - Foam | Town GV | 3 | Urgent | B | 6 | 2030 | 5 | 1 | 2.2 | 8629 | 17055
Emergency Lighting | Illuminated Fire Exit Signage | Town R | 4 | Urgent | B | 16 | 2040 | 5 | 1 | 2.2 | 8630 | 28987
Fire Safety Systems | Fire Extinguishers - Powder - P50 | Town HB | 1 | Urgent | B | 10 | 2034 | 5 | 1 | 2.2 | 8631 | 22154
Roller Shutters | Internal Electric Roller Shutter | Town GJ | 1 | Medium | B | 6 | 2030 | 5 | 3 | 3.2 | 30305 | 18971
General Lighting | General - LED fittings & Luminaires | Town GS | 8 | Medium | C | 16 | 2040 | 4 | 3 | 2.9 | 18974 | 29293
General Lighting | General - LED fittings & Luminaires | Town R | 9 | Medium | B | 1 | 2025 | 5 | 3 | 3.2 | 30306 | 10726
Local and Special Ventilation | Fan - Extract | Town R | 1 | Medium | B | 1 | 2025 | 5 | 3 | 3.2 | 30307 | 10727
External Lighting | General - LED | Town HA | 8 | Medium | B | 11 | 2035 | 5 | 3 | 3.2 | 30308 | 25562
Fire Safety Systems | Fire Extinguishers - CO2 | Town GP | 1 | Urgent | B | 3 | 2027 | 5 | 1 | 2.2 | 8632 | 13306
Roller Shutters | External Window Shutters - Manual | Town HA | 1 | Medium | B | 1 | 2025 | 5 | 3 | 3.2 | 30309 | 10728
General Lighting | General - LED fittings & Luminaires | Town GJ | 20 | Medium | B | 16 | 2040 | 5 | 3 | 3.2 | 30310 | 29821
LV Distribution | Sub Distribution Board | Town GQ | 1 | High | B | 6 | 2030 | 5 | 2 | 2.7 | 17137 | 17837
Security Systems | Manual and Automatic Doors - High Security Door | Town GS | 1 | High | B | 11 | 2035 | 5 | 2 | 2.7 | 17138 | 24732
External Doors | Entrance Doors | Town HB | 1 | High | B | 15 | 2039 | 5 | 2 | 2.7 | 17139 | 28285
Fire Safety Systems | Fire Extinguishers - Foam | Town GS | 1 | Urgent | B | 1 | 2025 | 5 | 1 | 2.2 | 8633 | 1811
Fire Safety Systems | Fire Alarm Panel / Repeater | Town GV | 1 | Urgent | B | 11 | 2035 | 5 | 1 | 2.2 | 8634 | 23921
Roller Shutters | Internal Electric Roller Shutter | Town GS | 1 | Medium | B | 11 | 2035 | 5 | 3 | 3.2 | 30311 | 25563
LV Distribution | Sub Distribution Board | Town GD | 1 | High | B | 1 | 2025 | 5 | 2 | 2.7 | 17140 | 4879
Roller Shutters | External Manual Roller Shutter | Town GM | 1 | High | B | 11 | 2035 | 5 | 2 | 2.7 | 17141 | 24733
Emergency Lighting | Self Contained - LED | Town GD | 1 | Urgent | B | 11 | 2035 | 5 | 1 | 2.2 | 8635 | 23922
Emergency Lighting | Self Contained - LED | Town R | 12 | Urgent | B | 21 | 2045 | 5 | 1 | 2.2 | 8636 | 32401
Fire Safety Systems | Smoke vents - Smoke Relief-Natural Ventilators | Town AA | 1 | Urgent | B | 1 | 2025 | 5 | 1 | 2.2 | 8637 | 1812
Fire Safety Systems | Manual and Automatic Doors - Emergency and Panic Escape Doors | Town GJ | 1 | Urgent | B | 16 | 2040 | 5 | 1 | 2.2 | 8638 | 28988
Heat Emitters | Unit Heaters | Town GR | 1 | Medium | B | 1 | 2025 | 5 | 3 | 3.2 | 30312 | 10729
Local and Special Ventilation | Fan - Extract | Town GX | 1 | Medium | B | 1 | 2025 | 5 | 3 | 3.2 | 30313 | 10730
Multi-System Controls | Control Panel - Electrical Services (excluding Electrical Controllers and Pneumatic Relays) | Town GN | 1 | Medium | C | 2 | 2026 | 4 | 3 | 2.9 | 18975 | 12986
General Lighting | General - LED fittings & Luminaires | Town GZ | 16 | Medium | C | 1 | 2025 | 4 | 3 | 2.9 | 18976 | 5799
LV Distribution | Sub Distribution Board | Town GK | 1 | High | C | 1 | 2025 | 4 | 2 | 2.4 | 10742 | 2522
Roller Shutters | External Manual Roller Shutter | Town GS | 1 | High | B | 11 | 2035 | 5 | 2 | 2.7 | 17142 | 24734
Air Conditioning | Single-Split Condenser - Split Systems/Heat Pumps - Air-cooled with Direct Expansion Evaporator (DX) | Town GO | 1 | Medium | B | 6 | 2030 | 5 | 3 | 3.2 | 30314 | 18972
Local Hot Water | Instantaneous Electric Water Heater - Non-Drinking Water | Town GS | 1 | Medium | B | 1 | 2025 | 5 | 3 | 3.2 | 30315 | 10731
External Doors | Entrance Doors | Town HA | 1 | High | B | 11 | 2035 | 5 | 2 | 2.7 | 17143 | 24735
External Doors | Entrance Doors | Town GD | 1 | High | B | 11 | 2035 | 5 | 2 | 2.7 | 17144 | 24736
Heat Emitters | Radiators - Steel | Town GJ | 4 | Medium | B | 1 | 2025 | 5 | 3 | 3.2 | 30316 | 10732
External Doors | Entrance Doors | Town GO | 1 | High | B | 20 | 2044 | 5 | 2 | 2.7 | 17145 | 31653
General Lighting | General - LED fittings & Luminaires | Town GS | 3 | Medium | C | 16 | 2040 | 4 | 3 | 2.9 | 18977 | 29294
Emergency Lighting | Self Contained - LED | Town GN | 5 | Urgent | B | 15 | 2039 | 5 | 1 | 2.2 | 8639 | 27999
Emergency Lighting | Self Contained - LED | Town GZ | 10 | Urgent | B | 15 | 2039 | 5 | 1 | 2.2 | 8640 | 28000
Fire Safety Systems | Fire Extinguishers - Foam | Town R | 1 | Urgent | B | 6 | 2030 | 5 | 1 | 2.2 | 8641 | 17056
Emergency Lighting | Self Contained - LED | Town GL | 7 | Urgent | B | 16 | 2040 | 5 | 1 | 2.2 | 8642 | 28989
Local and Special Ventilation | Unit extract fans | Town HA | 1 | Medium | B | 1 | 2025 | 5 | 3 | 3.2 | 30317 | 10733
Heat Emitters | Electric Heaters | Town GU | 2 | Medium | B | 1 | 2025 | 5 | 3 | 3.2 | 30318 | 10734
External Lighting | General - LED | Town GP | 1 | Medium | B | 11 | 2035 | 5 | 3 | 3.2 | 30319 | 25564
Fire Safety Systems | Fire Extinguishers - CO2 | Town GO | 1 | Urgent | B | 6 | 2030 | 5 | 1 | 2.2 | 8643 | 17057
Fire Safety Systems | Fire Extinguishers - Foam | Town GU | 3 | Urgent | B | 1 | 2025 | 5 | 1 | 2.2 | 8644 | 1813
LV Distribution | Sub Distribution Board | Town GO | 1 | High | B | 11 | 2035 | 5 | 2 | 2.7 | 17146 | 24737
Emergency Lighting | Illuminated Fire Exit Signage | Town GY | 2 | Urgent | B | 11 | 2035 | 5 | 1 | 2.2 | 8645 | 23923
Emergency Lighting | Illuminated Fire Exit Signage | Town GU | 3 | Urgent | B | 12 | 2036 | 5 | 1 | 2.2 | 8646 | 26096
Specialist Lighting | Illuminated External Signs | Town GR | 2 | Medium | B | 6 | 2030 | 5 | 3 | 3.2 | 30320 | 18973
Fire Safety Systems | Fire Extinguishers - CO2 | Town GS | 1 | Urgent | B | 2 | 2026 | 5 | 1 | 2.2 | 8647 | 12771
LV Distribution | Sub Distribution Board | Town HB | 1 | High | B | 1 | 2025 | 5 | 2 | 2.7 | 17147 | 4880
Roller Shutters | Internal Electric Roller Shutter | Town GQ | 1 | Medium | B | 11 | 2035 | 5 | 3 | 3.2 | 30321 | 25565
Emergency Lighting | Self Contained - LED | Town GU | 1 | Urgent | B | 17 | 2041 | 5 | 1 | 2.2 | 8648 | 30217
Emergency Lighting | Illuminated Fire Exit Signage | Town GJ | 2 | Urgent | B | 16 | 2040 | 5 | 1 | 2.2 | 8649 | 28990
LV Distribution | Main Distribution Board | Town GQ | 1 | High | B | 6 | 2030 | 5 | 2 | 2.7 | 17148 | 17838
Fire Safety Systems | Fire Alarm Panel / Repeater | Town GM | 1 | Urgent | B | 1 | 2025 | 5 | 1 | 2.2 | 8650 | 1814
Fire Safety Systems | Manual and Automatic Doors - Emergency and Panic Escape Doors | Town GK | 1 | Urgent | B | 6 | 2030 | 5 | 1 | 2.2 | 8651 | 17058
LV Distribution | Main Distribution Board | Town GT | 1 | High | B | 5 | 2029 | 5 | 2 | 2.7 | 17149 | 14734
Roller Shutters | External Manual Roller Shutter | Town HB | 1 | High | B | 11 | 2035 | 5 | 2 | 2.7 | 17150 | 24738
Heat Emitters | Radiators - Steel | Town GL | 4 | Medium | B | 11 | 2035 | 5 | 3 | 3.2 | 30322 | 25566
Barriers & Guardrails | Vehicle Crash Protection Barrier | Town GP | 1 | V Low | B | 1 | 2025 | 5 | 4 | 3.7 | 33484 | 12310
General Lighting | General - LED fittings & Luminaires | Town GK | 102 | Medium | B | 17 | 2041 | 5 | 3 | 3.2 | 30323 | 30569
AHU - Internal | Central Heating - Gas Fired (Internally Sourced) | Town R | 1 | Medium | B | 1 | 2025 | 5 | 3 | 3.2 | 30324 | 10735
AHU - Internal | Central Heating - Gas Fired (Internally Sourced) | Town GV | 1 | Medium | B | 1 | 2025 | 5 | 3 | 3.2 | 30325 | 10736
Fire Safety Systems | Manual and Automatic Doors - Emergency and Panic Escape Doors | Town GW | 1 | Urgent | B | 15 | 2039 | 5 | 1 | 2.2 | 8652 | 28001
Roller Shutters | External Manual Roller Shutter | Town GS | 1 | High | B | 1 | 2025 | 5 | 2 | 2.7 | 17151 | 4881
Heat Emitters | Radiators - Steel | Town GM | 1 | Medium | B | 1 | 2025 | 5 | 3 | 3.2 | 30326 | 10737
General Lighting | General - LED fittings & Luminaires | Town GD | 13 | Medium | B | 12 | 2036 | 5 | 3 | 3.2 | 30327 | 26718
Emergency Lighting | Self Contained - LED | Town GN | 12 | Urgent | B | 15 | 2039 | 5 | 1 | 2.2 | 8653 | 28002
External Lighting | General - LED | Town GQ | 2 | Medium | B | 1 | 2025 | 5 | 3 | 3.2 | 30328 | 10738
Fire Safety Systems | Fire Extinguishers - CO2 | Town GU | 2 | Urgent | B | 2 | 2026 | 5 | 1 | 2.2 | 8654 | 12772
LV Distribution | Sub Distribution Board | Town GJ | 1 | High | B | 16 | 2040 | 5 | 2 | 2.7 | 17152 | 29250
Barriers & Guardrails | Vehicle Crash Protection Barrier | Town AA | 3 | V Low | B | 1 | 2025 | 5 | 4 | 3.7 | 33485 | 12311
Local and Special Ventilation | Unit extract fans | Town HA | 1 | Medium | B | 1 | 2025 | 5 | 3 | 3.2 | 30329 | 10739
Roller Shutters | External Window Shutters - Manual | Town HA | 1 | Medium | B | 1 | 2025 | 5 | 3 | 3.2 | 30330 | 10740
Emergency Lighting | Illuminated Fire Exit Signage | Town AA | 2 | Urgent | B | 16 | 2040 | 5 | 1 | 2.2 | 8655 | 28991
Fire Safety Systems | Fire Extinguishers - CO2 | Town GM | 5 | Urgent | B | 8 | 2032 | 5 | 1 | 2.2 | 8656 | 20580
Local and Special Ventilation | Fan - Axial | Town GR | 1 | Medium | B | 1 | 2025 | 5 | 3 | 3.2 | 30331 | 10741
Fire Safety Systems | Fire Extinguishers - CO2 | Town GU | 1 | Urgent | B | 1 | 2025 | 5 | 1 | 2.2 | 8657 | 1815
LV Distribution | Sub Distribution Board | Town GW | 1 | High | C | 1 | 2025 | 4 | 2 | 2.4 | 10743 | 2523
Local and Special Ventilation | Fan - Centrifugal | Town GY | 1 | Medium | B | 1 | 2025 | 5 | 3 | 3.2 | 30332 | 10742
LV Distribution | Main Distribution Board | Town GQ | 1 | High | B | 6 | 2030 | 5 | 2 | 2.7 | 17153 | 17839
External Doors | Manual and Automatic Doors - Auto / Powered Sliding Doors | Town GO | 1 | High | B | 26 | 2050 | 5 | 2 | 2.7 | 17154 | 33528
Fire Safety Systems | Manual and Automatic Doors - Emergency and Panic Escape Doors | Town GR | 1 | Urgent | B | 21 | 2045 | 5 | 1 | 2.2 | 8658 | 32402
General Lighting | General - LED fittings & Luminaires | Town GX | 28 | Medium | B | 17 | 2041 | 5 | 3 | 3.2 | 30333 | 30570
General Lighting | General - LED fittings & Luminaires | Town HB | 41 | Medium | B | 10 | 2034 | 5 | 3 | 3.2 | 30334 | 23094
Emergency Lighting | Self Contained - LED | Town GS | 6 | Urgent | B | 11 | 2035 | 5 | 1 | 2.2 | 8659 | 23924
Heat Emitters | Electric Heaters | Town GU | 1 | Medium | B | 1 | 2025 | 5 | 3 | 3.2 | 30335 | 10743
LV Distribution | Sub Distribution Board | Town GU | 1 | High | B | 1 | 2025 | 5 | 2 | 2.7 | 17155 | 4882
Local and Special Ventilation | Fan - Extract | Town R | 1 | Medium | B | 1 | 2025 | 5 | 3 | 3.2 | 30336 | 10744
LV Distribution | Sub Distribution Board | Town GY | 1 | High | B | 1 | 2025 | 5 | 2 | 2.7 | 17156 | 4883
Barriers & Guardrails | Vehicle Crash Protection Barrier | Town GP | 1 | V Low | B | 1 | 2025 | 5 | 4 | 3.7 | 33486 | 12312
Fire Safety Systems | Fire Extinguishers - CO2 | Town GT | 4 | Urgent | B | 6 | 2030 | 5 | 1 | 2.2 | 8660 | 17059
LV Distribution | Sub Distribution Board | Town GQ | 1 | High | B | 6 | 2030 | 5 | 2 | 2.7 | 17157 | 17840
LV Distribution | Sub Distribution Board | Town GS | 1 | High | B | 1 | 2025 | 5 | 2 | 2.7 | 17158 | 4884
General Lighting | General - LED fittings & Luminaires | Town GN | 5 | Medium | B | 2 | 2026 | 5 | 3 | 3.2 | 30337 | 13183
LV Distribution | Sub Distribution Board | Town GO | 1 | High | A | 19 | 2043 | 6 | 2 | 3 | 19623 | 31333
Emergency Lighting | Self Contained - LED | Town GQ | 3 | Urgent | B | 11 | 2035 | 5 | 1 | 2.2 | 8661 | 23925
Emergency Lighting | Self Contained - Non LED | Town GM | 5 | Urgent | B | 11 | 2035 | 5 | 1 | 2.2 | 8662 | 23926
Heat Emitters | Gas Fired Natural and Fan Assisted Heaters | Town GP | 1 | Medium | B | 14 | 2038 | 5 | 3 | 3.2 | 30338 | 27633
General Lighting | General - LED fittings & Luminaires | Town GK | 50 | Medium | B | 17 | 2041 | 5 | 3 | 3.2 | 30339 | 30571
Local and Special Ventilation | Fan - Extract | Town GM | 1 | Medium | C | 1 | 2025 | 4 | 3 | 2.9 | 18978 | 5800
Roller Shutters | Internal Electric Roller Shutter | Town GO | 1 | Medium | B | 1 | 2025 | 5 | 3 | 3.2 | 30340 | 10745
Emergency Lighting | Illuminated Fire Exit Signage | Town GQ | 2 | Urgent | B | 12 | 2036 | 5 | 1 | 2.2 | 8663 | 26097
Emergency Lighting | Illuminated Fire Exit Signage | Town GS | 1 | Urgent | B | 12 | 2036 | 5 | 1 | 2.2 | 8664 | 26098
Emergency Lighting | Illuminated Fire Exit Signage | Town HB | 4 | Urgent | B | 14 | 2038 | 5 | 1 | 2.2 | 8665 | 27390
Local and Special Ventilation | Fan - Axial | Town GQ | 1 | Medium | B | 1 | 2025 | 5 | 3 | 3.2 | 30341 | 10746
General Lighting | General - LED fittings & Luminaires | Town GZ | 22 | Medium | C | 10 | 2034 | 4 | 3 | 2.9 | 18979 | 22538
Emergency Lighting | Self Contained - LED | Town GQ | 5 | Urgent | B | 11 | 2035 | 5 | 1 | 2.2 | 8666 | 23927
LV Distribution | Sub Distribution Board | Town R | 1 | High | B | 1 | 2025 | 5 | 2 | 2.7 | 17159 | 4885
Local and Special Ventilation | Fan - Window / Wall Mounted | Town GS | 1 | Medium | B | 1 | 2025 | 5 | 3 | 3.2 | 30342 | 10747
Roller Shutters | External Manual Roller Shutter | Town GY | 1 | High | B | 13 | 2037 | 5 | 2 | 2.7 | 17160 | 27030
General Lighting | General - LED fittings & Luminaires | Town GQ | 9 | Medium | C | 12 | 2036 | 4 | 3 | 2.9 | 18980 | 26296
General Lighting | General - LED fittings & Luminaires | Town GU | 17 | Medium | C | 1 | 2025 | 4 | 3 | 2.9 | 18981 | 5801
Local and Special Ventilation | Fan - Extract | Town GV | 1 | Medium | B | 1 | 2025 | 5 | 3 | 3.2 | 30343 | 10748
Central Heating | Fan - Axial | Town GN | 1 | High | C | 1 | 2025 | 4 | 2 | 2.4 | 10744 | 2524
Local Hot Water | Instantaneous Electric Water Heater - Non-Drinking Water | Town GD | 1 | Medium | B | 1 | 2025 | 5 | 3 | 3.2 | 30344 | 10749
Emergency Lighting | Illuminated Fire Exit Signage | Town AA | 2 | Urgent | B | 1 | 2025 | 5 | 1 | 2.2 | 8667 | 1816
Fire Safety Systems | Fire Extinguishers - CO2 | Town GN | 1 | Urgent | B | 7 | 2031 | 5 | 1 | 2.2 | 8668 | 19476
Fire Safety Systems | Fire Extinguishers - CO2 | Town GR | 4 | Urgent | B | 2 | 2026 | 5 | 1 | 2.2 | 8669 | 12773
LV Distribution | Main Switch Panel at Supply Intake | Town HB | 1 | Medium | B | 1 | 2025 | 5 | 3 | 3.2 | 30345 | 10750
General Lighting | General - LED fittings & Luminaires | Town GS | 35 | Medium | C | 12 | 2036 | 4 | 3 | 2.9 | 18982 | 26297
Emergency Lighting | Self Contained - LED | Town GS | 5 | Urgent | B | 17 | 2041 | 5 | 1 | 2.2 | 8670 | 30218
General Lighting | General - LED fittings & Luminaires | Town GT | 21 | Medium | B | 1 | 2025 | 5 | 3 | 3.2 | 30346 | 10751
External Lighting | General - LED | Town GU | 2 | Medium | B | 1 | 2025 | 5 | 3 | 3.2 | 30347 | 10752
General Lighting | General - LED fittings & Luminaires | Town GS | 3 | Medium | B | 6 | 2030 | 5 | 3 | 3.2 | 30348 | 18974
Roller Shutters | External Manual Roller Shutter | Town GS | 1 | High | B | 1 | 2025 | 5 | 2 | 2.7 | 17161 | 4886
Local Hot Water | Electric Water Heater - Drinking Water - Non-Pressurised | Town GU | 1 | Medium | B | 1 | 2025 | 5 | 3 | 3.2 | 30349 | 10753
Local Hot Water | Package Electric Water Heaters - Non-Drinking Water | Town AJ | 1 | Medium | B | 2 | 2026 | 5 | 3 | 3.2 | 30350 | 13184
Fire Safety Systems | Fire Alarm System | Town HL | 1 | Urgent | B | 1 | 2025 | 5 | 1 | 2.2 | 8671 | 1817
Boiler | Atmospheric Gas Burner Boiler - Small and/or Wall Hung for Light Commercial Installation | Town HE | 1 | Medium | B | 1 | 2025 | 5 | 3 | 3.2 | 30351 | 10754
Air Conditioning | Single-Split Evaporator - Split Systems/Heat Pumps - Air-cooled with Direct Expansion Evaporator (DX) | Town HI | 1 | Medium | B | 14 | 2038 | 5 | 3 | 3.2 | 30352 | 27634
Boiler | Atmospheric Gas Burner/Condensing Combination Boiler (domestic type) | Town HG | 1 | High | B | 1 | 2025 | 5 | 2 | 2.7 | 17162 | 4887
LV Distribution | Sub Distribution Board | Town HK | 1 | High | B | 1 | 2025 | 5 | 2 | 2.7 | 17163 | 4888
LV Distribution | Main Distribution Board | Town HL | 1 | High | B | 6 | 2030 | 5 | 2 | 2.7 | 17164 | 17841
Fire Safety Systems | Fire Alarm Panel / Repeater | Town HI | 1 | Urgent | B | 14 | 2038 | 5 | 1 | 2.2 | 8672 | 27391
External Doors | Entrance Doors | Town HR | 1 | High | B | 28 | 2052 | 5 | 2 | 2.7 | 17165 | 33629
Local and Special Ventilation | Fan - Extract | Town AJ | 1 | Medium | B | 1 | 2025 | 5 | 3 | 3.2 | 30353 | 10755
LV Distribution | Main Distribution Board | Town HG | 1 | High | B | 10 | 2034 | 5 | 2 | 2.7 | 17166 | 22469
Multi-System Controls | Control Panel - Electrical Services (excluding Electrical Controllers and Pneumatic Relays) | Town HN | 1 | Medium | B | 15 | 2039 | 5 | 3 | 3.2 | 30354 | 28521
Local Hot Water | Package Electric Water Heaters - Non-Drinking Water | Town HK | 1 | Medium | B | 3 | 2027 | 5 | 3 | 3.2 | 30355 | 13662
LV Distribution | Main Distribution Board | Town AJ | 1 | High | B | 10 | 2034 | 5 | 2 | 2.7 | 17167 | 22470
Local and Special Ventilation | Fan - Axial | Town HH | 1 | Medium | B | 1 | 2025 | 5 | 3 | 3.2 | 30356 | 10756
Roller Shutters | Internal Electric Roller Shutter | Town HF | 1 | Medium | B | 11 | 2035 | 5 | 3 | 3.2 | 30357 | 25567
Local and Special Ventilation | Fan - Window / Wall Mounted | Town HG | 1 | Medium | B | 5 | 2029 | 5 | 3 | 3.2 | 30358 | 15444
Roller Shutters | External Electric Roller Shutter | Town HK | 1 | High | B | 1 | 2025 | 5 | 2 | 2.7 | 17168 | 4889
Communication Systems | PA System | Town HD | 1 | Medium | B | 1 | 2025 | 5 | 3 | 3.2 | 30359 | 10757
Roller Shutters | Internal Electric Roller Shutter | Town JE | 1 | Medium | B | 10 | 2034 | 5 | 3 | 3.2 | 30360 | 23095
Local and Special Ventilation | Fan - Window / Wall Mounted | Town HG | 1 | Medium | B | 10 | 2034 | 5 | 3 | 3.2 | 30361 | 23096
Local and Special Ventilation | Fan - Window / Wall Mounted | Town HN | 1 | Medium | B | 10 | 2034 | 5 | 3 | 3.2 | 30362 | 23097
Local and Special Ventilation | Fan - Extract | Town AJ | 1 | Medium | B | 1 | 2025 | 5 | 3 | 3.2 | 30363 | 10758
Emergency Lighting | Self Contained - LED | Town HG | 4 | Urgent | B | 20 | 2044 | 5 | 1 | 2.2 | 8673 | 31550
Fire Safety Systems | Fire Extinguishers - Foam | Town HN | 3 | Urgent | B | 5 | 2029 | 5 | 1 | 2.2 | 8674 | 14491
Fire Safety Systems | Fire Extinguishers - Foam | Town HL | 6 | Urgent | B | 6 | 2030 | 5 | 1 | 2.2 | 8675 | 17060
Fire Safety Systems | Manual and Automatic Doors - Emergency and Panic Escape Doors | Town HQ | 1 | Urgent | B | 11 | 2035 | 5 | 1 | 2.2 | 8676 | 23928
Fire Safety Systems | Fire Alarm System | Town HF | 1 | Urgent | B | 1 | 2025 | 5 | 1 | 2.2 | 8677 | 1818
Emergency Lighting | Illuminated Fire Exit Signage | Town HD | 5 | Urgent | B | 13 | 2037 | 5 | 1 | 2.2 | 8678 | 26893
Emergency Lighting | Self Contained - LED | Town HG | 8 | Urgent | B | 21 | 2045 | 5 | 1 | 2.2 | 8679 | 32403
Emergency Lighting | Self Contained - Non LED | Town HI | 3 | Urgent | B | 1 | 2025 | 5 | 1 | 2.2 | 8680 | 1819
Emergency Lighting | Self Contained - LED | Town HD | 1 | Urgent | B | 18 | 2042 | 5 | 1 | 2.2 | 8681 | 30705
LV Distribution | Main Distribution Board | Town JE | 1 | High | B | 11 | 2035 | 5 | 2 | 2.7 | 17169 | 24739
Roller Shutters | External Manual Roller Shutter | Town HL | 1 | High | B | 1 | 2025 | 5 | 2 | 2.7 | 17170 | 4890
Access Control | Door Lock / Keypad / Manual | Town HE | 1 | Medium | B | 10 | 2034 | 5 | 3 | 3.2 | 30364 | 23098
Fire Safety Systems | Fire Extinguishers - Foam | Town HJ | 1 | Urgent | B | 8 | 2032 | 5 | 1 | 2.2 | 8682 | 20581
Roller Shutters | Internal Electric Roller Shutter | Town JE | 1 | Medium | B | 10 | 2034 | 5 | 3 | 3.2 | 30365 | 23099
LV Distribution | Main Distribution Board | Town HG | 1 | High | B | 10 | 2034 | 5 | 2 | 2.7 | 17171 | 22471
Local and Special Ventilation | Fan - Kitchen Extract | Town JE | 1 | Low | B | 5 | 2029 | 5 | 4 | 3.7 | 33487 | 15675
Fire Safety Systems | Fire Alarm Panel / Repeater | Town HP | 1 | Urgent | B | 11 | 2035 | 5 | 1 | 2.2 | 8683 | 23929
Emergency Lighting | Self Contained - LED | Town HI | 11 | Urgent | B | 12 | 2036 | 5 | 1 | 2.2 | 8684 | 26099
Fire Safety Systems | Fire Extinguishers - Powder | Town HR | 1 | Urgent | B | 8 | 2032 | 5 | 1 | 2.2 | 8685 | 20582
Local and Special Ventilation | Fan - Extract | Town HP | 1 | Medium | B | 11 | 2035 | 5 | 3 | 3.2 | 30366 | 25568
BMS | BMS Control Panel | Town AJ | 1 | High | B | 9 | 2033 | 5 | 2 | 2.7 | 17172 | 21636
General Lighting | General - LED fittings & Luminaires | Town HM | 30 | Medium | B | 13 | 2037 | 5 | 3 | 3.2 | 30367 | 27240
External Lighting | General - LED | Town HC | 2 | Medium | B | 7 | 2031 | 5 | 3 | 3.2 | 30368 | 20137
LV Distribution | Sub Distribution Board | Town HF | 1 | High | B | 3 | 2027 | 5 | 2 | 2.7 | 17173 | 13391
Local and Special Ventilation | Fan - General Ventilation | Town HN | 1 | Medium | B | 5 | 2029 | 5 | 3 | 3.2 | 30369 | 15445
Roller Shutters | External Manual Roller Shutter | Town HQ | 1 | High | B | 1 | 2025 | 5 | 2 | 2.7 | 17174 | 4891
Emergency Lighting | Illuminated Fire Exit Signage | Town HI | 3 | Urgent | B | 16 | 2040 | 5 | 1 | 2.2 | 8686 | 28992
LV Distribution | Main Distribution Board | Town AJ | 1 | High | B | 2 | 2026 | 5 | 2 | 2.7 | 17175 | 12950
Central Ventilation Systems | Fan - Bifurcated | Town AJ | 1 | Medium | B | 5 | 2029 | 5 | 3 | 3.2 | 30370 | 15446
Emergency Lighting | Self Contained - LED | Town HM | 1 | Urgent | B | 18 | 2042 | 5 | 1 | 2.2 | 8687 | 30706
Fire Safety Systems | Fire Extinguishers - Foam | Town HI | 2 | Urgent | B | 7 | 2031 | 5 | 1 | 2.2 | 8688 | 19477
Roller Shutters | External Manual Roller Shutter | Town HQ | 1 | High | DX | 1 | 2025 | 1 | 2 | 1.5 | 408 | 364
Fire Safety Systems | Manual and Automatic Doors - Emergency and Panic Escape Doors | Town HF | 1 | Urgent | B | 18 | 2042 | 5 | 1 | 2.2 | 8689 | 30707
Central Ventilation Systems | Fan - Bifurcated | Town AJ | 1 | Medium | B | 5 | 2029 | 5 | 3 | 3.2 | 30371 | 15447
Fire Safety Systems | Fire Extinguishers - CO2 | Town HG | 2 | Urgent | B | 6 | 2030 | 5 | 1 | 2.2 | 8690 | 17061
General Lighting | General - LED fittings & Luminaires | Town HL | 21 | Medium | B | 6 | 2030 | 5 | 3 | 3.2 | 30372 | 18975
Heat Emitters | Electric Heaters | Town HM | 1 | Medium | B | 1 | 2025 | 5 | 3 | 3.2 | 30373 | 10759
Fire Safety Systems | Manual and Automatic Doors - Emergency and Panic Escape Doors | Town HJ | 1 | Urgent | C | 17 | 2041 | 4 | 1 | 1.9 | 734 | 29980
Emergency Lighting | Illuminated Fire Exit Signage | Town HG | 1 | Urgent | B | 16 | 2040 | 5 | 1 | 2.2 | 8691 | 28993
External Lighting | General - LED | Town JE | 9 | Medium | B | 1 | 2025 | 5 | 3 | 3.2 | 30374 | 10760
Heat Emitters | Electric Heaters | Town HL | 4 | Medium | B | 1 | 2025 | 5 | 3 | 3.2 | 30375 | 10761
LV Distribution | Sub Distribution Board | Town HJ | 1 | High | B | 10 | 2034 | 5 | 2 | 2.7 | 17176 | 22472
Roller Shutters | External Manual Roller Shutter | Town HI | 1 | High | B | 1 | 2025 | 5 | 2 | 2.7 | 17177 | 4892
Emergency Lighting | Illuminated Fire Exit Signage | Town HG | 6 | Urgent | B | 15 | 2039 | 5 | 1 | 2.2 | 8692 | 28003
Fire Safety Systems | Fire Extinguishers - Foam | Town HG | 3 | Urgent | B | 6 | 2030 | 5 | 1 | 2.2 | 8693 | 17062
Fire Safety Systems | Fire Extinguishers - Foam | Town HM | 2 | Urgent | B | 6 | 2030 | 5 | 1 | 2.2 | 8694 | 17063
Emergency Lighting | Illuminated Fire Exit Signage | Town HH | 1 | Urgent | B | 6 | 2030 | 5 | 1 | 2.2 | 8695 | 17064
Emergency Lighting | Illuminated Fire Exit Signage | Town HL | 1 | Urgent | B | 6 | 2030 | 5 | 1 | 2.2 | 8696 | 17065
Emergency Lighting | Self Contained - LED | Town HL | 10 | Urgent | B | 11 | 2035 | 5 | 1 | 2.2 | 8697 | 23930
Heat Emitters | Gas Fired Natural and Fan Assisted Heaters | Town HH | 1 | Medium | C | 1 | 2025 | 4 | 3 | 2.9 | 18983 | 5802
Fire Safety Systems | Manual and Automatic Doors - Emergency and Panic Escape Doors | Town HP | 1 | Urgent | B | 11 | 2035 | 5 | 1 | 2.2 | 8698 | 23931
Local and Special Ventilation | Fan - Extract | Town HI | 1 | Medium | B | 2 | 2026 | 5 | 3 | 3.2 | 30376 | 13185
Emergency Lighting | Self Contained - LED | Town HI | 7 | Urgent | B | 12 | 2036 | 5 | 1 | 2.2 | 8699 | 26100
Hot Water Distribution | Hot water cylinders | Town HP | 1 | High | B | 21 | 2045 | 5 | 2 | 2.7 | 17178 | 32735
LV Distribution | Main Distribution Board | Town HG | 1 | High | B | 10 | 2034 | 5 | 2 | 2.7 | 17179 | 22473
LV Distribution | Main Distribution Board | Town HL | 1 | High | B | 1 | 2025 | 5 | 2 | 2.7 | 17180 | 4893
Hot Water Distribution | Hot water cylinders | Town AJ | 1 | High | B | 1 | 2025 | 5 | 2 | 2.7 | 17181 | 4894
Access Control | Gate Access - Local Lock / Keypad / Manual (External) | Town HD | 1 | Medium | D | 1 | 2025 | 3 | 3 | 2.6 | 11240 | 2710
Roller Shutters | External Electric Roller Shutter | Town HL | 1 | High | B | 1 | 2025 | 5 | 2 | 2.7 | 17182 | 4895
External Lighting | General - LED | Town HI | 5 | Medium | B | 1 | 2025 | 5 | 3 | 3.2 | 30377 | 10762
Fire Safety Systems | Fire Extinguishers - Foam | Town AJ | 1 | Urgent | B | 6 | 2030 | 5 | 1 | 2.2 | 8700 | 17066
Emergency Lighting | Self Contained - LED | Town HL | 7 | Urgent | B | 11 | 2035 | 5 | 1 | 2.2 | 8701 | 23932
LV Distribution | Main Distribution Board | Town HI | 1 | High | B | 18 | 2042 | 5 | 2 | 2.7 | 17183 | 30874
Local and Special Ventilation | Fan - General Ventilation | Town HG | 1 | Medium | B | 5 | 2029 | 5 | 3 | 3.2 | 30378 | 15448
Fire Safety Systems | Fire Extinguishers - CO2 | Town HR | 2 | Urgent | B | 1 | 2025 | 5 | 1 | 2.2 | 8702 | 1820
LV Distribution | Main Distribution Board | Town HG | 1 | High | B | 10 | 2034 | 5 | 2 | 2.7 | 17184 | 22474
External Lighting | General - LED | Town AJ | 4 | Medium | B | 7 | 2031 | 5 | 3 | 3.2 | 30379 | 20138
Fire Safety Systems | Fire Extinguishers - CO2 | Town AJ | 4 | Urgent | B | 6 | 2030 | 5 | 1 | 2.2 | 8703 | 17067
Fire Safety Systems | Fire Extinguishers - CO2 | Town HI | 3 | Urgent | B | 6 | 2030 | 5 | 1 | 2.2 | 8704 | 17068
LV Distribution | Main Distribution Board | Town HI | 1 | High | B | 7 | 2031 | 5 | 2 | 2.7 | 17185 | 19686
Roller Shutters | Internal Electric Roller Shutter | Town HN | 1 | Medium | B | 15 | 2039 | 5 | 3 | 3.2 | 30380 | 28522
External Lighting | General - Non LED | Town HE | 1 | Medium | B | 1 | 2025 | 5 | 3 | 3.2 | 30381 | 10763
Fire Safety Systems | Fire Extinguishers - Foam | Town AJ | 4 | Urgent | B | 6 | 2030 | 5 | 1 | 2.2 | 8705 | 17069
Emergency Lighting | Illuminated Fire Exit Signage | Town HN | 2 | Urgent | B | 15 | 2039 | 5 | 1 | 2.2 | 8706 | 28004
General Lighting | General - LED fittings & Luminaires | Town HM | 79 | Medium | B | 13 | 2037 | 5 | 3 | 3.2 | 30382 | 27241
Emergency Lighting | Self Contained - LED | Town HL | 3 | Urgent | B | 11 | 2035 | 5 | 1 | 2.2 | 8707 | 23933
Heat Emitters | Electric Heaters | Town HI | 3 | Medium | B | 1 | 2025 | 5 | 3 | 3.2 | 30383 | 10764
Local and Special Ventilation | Fan - General Ventilation | Town HE | 1 | Medium | B | 1 | 2025 | 5 | 3 | 3.2 | 30384 | 10765
Emergency Lighting | Illuminated Fire Exit Signage | Town HJ | 4 | Urgent | B | 16 | 2040 | 5 | 1 | 2.2 | 8708 | 28994
Emergency Lighting | Self Contained - Non LED | Town HC | 1 | Urgent | B | 8 | 2032 | 5 | 1 | 2.2 | 8709 | 20583
Fire Safety Systems | Fire Extinguishers - Foam | Town HF | 2 | Urgent | B | 2 | 2026 | 5 | 1 | 2.2 | 8710 | 12774
General Lighting | General - LED fittings & Luminaires | Town HO | 2 | Medium | B | 2 | 2026 | 5 | 3 | 3.2 | 30385 | 13186
AHU - Internal | Central Air Conditioning - Gas Fired | Town HF | 1 | Medium | B | 3 | 2027 | 5 | 3 | 3.2 | 30386 | 13663
AHU - Internal | Central Heating - Gas Fired (Internally Sourced) | Town HO | 1 | Medium | B | 4 | 2028 | 5 | 3 | 3.2 | 30387 | 14221
Hot Water Distribution | Hot water cylinders | Town HO | 1 | High | B | 7 | 2031 | 5 | 2 | 2.7 | 17186 | 19687
LV Distribution | Sub Distribution Board | Town HD | 1 | High | B | 1 | 2025 | 5 | 2 | 2.7 | 17187 | 4896
Heat Emitters | Electric Heaters | Town JE | 3 | Medium | B | 1 | 2025 | 5 | 3 | 3.2 | 30388 | 10766
Boiler | Atmospheric Gas Burner/Condensing Combination Boiler (domestic type) | Town HF | 1 | High | A | 8 | 2032 | 6 | 2 | 3 | 19624 | 20791
Local and Special Ventilation | Fan - Extract | Town HI | 1 | Medium | B | 1 | 2025 | 5 | 3 | 3.2 | 30389 | 10767
LV Distribution | Main Distribution Board | Town AJ | 1 | High | B | 4 | 2028 | 5 | 2 | 2.7 | 17188 | 13997
Roller Shutters | External Manual Roller Shutter | Town AJ | 1 | High | B | 1 | 2025 | 5 | 2 | 2.7 | 17189 | 4897
External Doors | Entrance Doors | Town HL | 1 | High | B | 11 | 2035 | 5 | 2 | 2.7 | 17190 | 24740
Fire Safety Systems | Fire Alarm System | Town HL | 1 | Urgent | B | 1 | 2025 | 5 | 1 | 2.2 | 8711 | 1821
Roller Shutters | Internal Electric Roller Shutter | Town HI | 1 | Medium | B | 12 | 2036 | 5 | 3 | 3.2 | 30390 | 26719
Local and Special Ventilation | Fan - Window / Wall Mounted | Town HG | 1 | Medium | B | 5 | 2029 | 5 | 3 | 3.2 | 30391 | 15449
Heat Emitters | Electric Overdoor Air Curtain/Heater | Town HC | 1 | Medium | B | 1 | 2025 | 5 | 3 | 3.2 | 30392 | 10768
Roller Shutters | External Manual Roller Shutter | Town HP | 1 | High | B | 1 | 2025 | 5 | 2 | 2.7 | 17191 | 4898
Roller Shutters | External Manual Roller Shutter | Town AJ | 1 | High | B | 1 | 2025 | 5 | 2 | 2.7 | 17192 | 4899
Fire Safety Systems | Fire Extinguishers - Foam | Town HL | 1 | Urgent | B | 6 | 2030 | 5 | 1 | 2.2 | 8712 | 17070
LV Distribution | Sub Distribution Board | Town HF | 1 | High | D | 12 | 2036 | 3 | 2 | 2.1 | 1312 | 25933
LV Distribution | Main Distribution Board | Town AJ | 1 | High | B | 10 | 2034 | 5 | 2 | 2.7 | 17193 | 22475
Fire Safety Systems | Fire Alarm Panel / Repeater | Town HK | 1 | Urgent | B | 11 | 2035 | 5 | 1 | 2.2 | 8713 | 23934
Roller Shutters | External Manual Roller Shutter | Town HQ | 1 | High | B | 1 | 2025 | 5 | 2 | 2.7 | 17194 | 4900
Fire Safety Systems | Fire Blanket | Town HM | 1 | Urgent | B | 6 | 2030 | 5 | 1 | 2.2 | 8714 | 17071
External Doors | Manual and Automatic Doors - Auto / Powered Swing Doors | Town HG | 1 | High | B | 30 | 2054 | 5 | 2 | 2.7 | 17195 | 33726
Local Hot Water | Package Electric Water Heaters - Non-Drinking Water | Town HL | 1 | Medium | B | 1 | 2025 | 5 | 3 | 3.2 | 30393 | 10769
External Doors | Manual and Automatic Doors - Auto / Powered Swing Doors | Town HM | 1 | High | C | 17 | 2041 | 4 | 2 | 2.4 | 10745 | 30269
Roller Shutters | External Manual Roller Shutter | Town HG | 1 | High | B | 15 | 2039 | 5 | 2 | 2.7 | 17196 | 28286
LV Distribution | Main Distribution Board | Town HI | 1 | High | B | 7 | 2031 | 5 | 2 | 2.7 | 17197 | 19688
Roller Shutters | External Manual Roller Shutter | Town HJ | 1 | High | DX | 1 | 2025 | 1 | 2 | 1.5 | 409 | 365
Local Hot Water | Package Electric Water Heaters - Non-Drinking Water | Town AJ | 1 | Medium | B | 2 | 2026 | 5 | 3 | 3.2 | 30394 | 13187
Roller Shutters | Internal Electric Roller Shutter | Town HE | 1 | Medium | B | 7 | 2031 | 5 | 3 | 3.2 | 30395 | 20139
Fire Safety Systems | Automatic Fire Dampers | Town HF | 1 | Urgent | CX | 1 | 2025 | 2 | 1 | 1.3 | 359 | 324
Heat Emitters | Gas Fired Unit Heaters | Town AJ | 1 | Medium | B | 5 | 2029 | 5 | 3 | 3.2 | 30396 | 15450
Fire Safety Systems | Fire Alarm System | Town JE | 1 | Urgent | B | 13 | 2037 | 5 | 1 | 2.2 | 8715 | 26894
Fire Safety Systems | Fire Alarm System | Town HH | 1 | Urgent | B | 1 | 2025 | 5 | 1 | 2.2 | 8716 | 1822
External Lighting | General - Non LED | Town AJ | 3 | Medium | B | 1 | 2025 | 5 | 3 | 3.2 | 30397 | 10770
Local and Special Ventilation | Fan - General Ventilation | Town HN | 1 | Medium | B | 10 | 2034 | 5 | 3 | 3.2 | 30398 | 23100
Central Ventilation Systems | Fan - Bifurcated | Town AJ | 1 | Medium | B | 5 | 2029 | 5 | 3 | 3.2 | 30399 | 15451
Heat Emitters | Radiators - Steel | Town HP | 11 | Medium | B | 6 | 2030 | 5 | 3 | 3.2 | 30400 | 18976
General Lighting | General - LED fittings & Luminaires | Town HL | 12 | Medium | B | 6 | 2030 | 5 | 3 | 3.2 | 30401 | 18977
General Lighting | General - LED fittings & Luminaires | Town HH | 9 | Medium | B | 6 | 2030 | 5 | 3 | 3.2 | 30402 | 18978
External Lighting | General - LED | Town HI | 2 | Medium | B | 11 | 2035 | 5 | 3 | 3.2 | 30403 | 25569
LV Distribution | Main Distribution Board | Town HL | 1 | High | B | 11 | 2035 | 5 | 2 | 2.7 | 17198 | 24741
LV Distribution | Sub Distribution Board | Town AJ | 1 | High | B | 4 | 2028 | 5 | 2 | 2.7 | 17199 | 13998
LV Distribution | Main Distribution Board | Town AJ | 1 | High | B | 1 | 2025 | 5 | 2 | 2.7 | 17200 | 4901
Roller Shutters | External Manual Roller Shutter | Town AJ | 1 | High | B | 1 | 2025 | 5 | 2 | 2.7 | 17201 | 4902
External Lighting | General - LED | Town HI | 1 | Medium | B | 11 | 2035 | 5 | 3 | 3.2 | 30404 | 25570
External Doors | Manual and Automatic Doors - Auto / Powered Sliding Doors | Town HI | 1 | High | B | 22 | 2046 | 5 | 2 | 2.7 | 17202 | 33040
Central Cooling | Fan - Axial | Town HD | 1 | Medium | B | 1 | 2025 | 5 | 3 | 3.2 | 30405 | 10771
Local and Special Ventilation | Fan - Axial | Town HM | 1 | Medium | B | 6 | 2030 | 5 | 3 | 3.2 | 30406 | 18979
Central Cooling | Fan - Axial | Town HM | 1 | Medium | B | 1 | 2025 | 5 | 3 | 3.2 | 30407 | 10772
Central Ventilation Systems | Fan - Bifurcated | Town AJ | 1 | Medium | B | 5 | 2029 | 5 | 3 | 3.2 | 30408 | 15452
Heat Emitters | Electric Heaters | Town HK | 4 | Medium | B | 1 | 2025 | 5 | 3 | 3.2 | 30409 | 10773
Roller Shutters | Internal Electric Roller Shutter | Town HI | 1 | Medium | B | 21 | 2045 | 5 | 3 | 3.2 | 30410 | 32806
General Lighting | General - LED fittings & Luminaires | Town AJ | 50 | Medium | B | 1 | 2025 | 5 | 3 | 3.2 | 30411 | 10774
Heat Emitters | Gas Fired Unit Heaters | Town HD | 1 | Medium | A | 14 | 2038 | 6 | 3 | 3.5 | 32613 | 27687
LV Distribution | Sub Distribution Board | Town HK | 1 | High | B | 1 | 2025 | 5 | 2 | 2.7 | 17203 | 4903
LV Distribution | Sub Distribution Board | Town HM | 1 | High | B | 2 | 2026 | 5 | 2 | 2.7 | 17204 | 12951
LV Distribution | Main Distribution Board | Town HI | 1 | High | B | 1 | 2025 | 5 | 2 | 2.7 | 17205 | 4904
Central Cooling | Fan - Axial | Town HO | 1 | Medium | B | 1 | 2025 | 5 | 3 | 3.2 | 30412 | 10775
Heat Emitters | Electric Overdoor Air Curtain/Heater | Town HC | 1 | Medium | B | 1 | 2025 | 5 | 3 | 3.2 | 30413 | 10776
Air Conditioning | Multi-Split Condenser - DX Split Systems (With Gas, Electric or Hot Water Heaters) | Town HF | 1 | Medium | B | 1 | 2025 | 5 | 3 | 3.2 | 30414 | 10777
LV Distribution | Main Distribution Board | Town HN | 1 | High | B | 15 | 2039 | 5 | 2 | 2.7 | 17206 | 28287
Multi-System Controls | Control Panel - Electrical Services (excluding Electrical Controllers and Pneumatic Relays) | Town HD | 1 | Medium | B | 1 | 2025 | 5 | 3 | 3.2 | 30415 | 10778
Roller Shutters | External Manual Roller Shutter | Town HJ | 1 | High | B | 16 | 2040 | 5 | 2 | 2.7 | 17207 | 29251
Fire Safety Systems | Fire Extinguishers - Foam | Town HG | 3 | Urgent | B | 6 | 2030 | 5 | 1 | 2.2 | 8717 | 17072
Local and Special Ventilation | Fan - Centrifugal | Town HI | 1 | Medium | B | 2 | 2026 | 5 | 3 | 3.2 | 30416 | 13188
Access Control | Gate Access - Local Lock / Keypad / Manual (External) | Town HC | 1 | Medium | B | 1 | 2025 | 5 | 3 | 3.2 | 30417 | 10779
Emergency Lighting | Illuminated Fire Exit Signage | Town AJ | 4 | Urgent | B | 17 | 2041 | 5 | 1 | 2.2 | 8718 | 30219
Emergency Lighting | Self Contained - LED | Town HM | 1 | Urgent | B | 18 | 2042 | 5 | 1 | 2.2 | 8719 | 30708
LV Distribution | Sub Distribution Board | Town AY | 1 | High | B | 1 | 2025 | 5 | 2 | 2.7 | 17208 | 4905
Air Conditioning | Multi-Split Evaporator - Split Systems/Heat Pumps - Air-cooled with Direct Expansion Evaporator (DX) | Town IF | 1 | Medium | B | 4 | 2028 | 5 | 3 | 3.2 | 30418 | 14222
LV Distribution | Sub Distribution Board | Town AQ | 1 | High | B | 1 | 2025 | 5 | 2 | 2.7 | 17209 | 4906
Local and Special Ventilation | Fan - Extract | Town BK | 1 | Medium | B | 1 | 2025 | 5 | 3 | 3.2 | 30419 | 10780
LV Distribution | Sub Distribution Board | Town AY | 1 | High | B | 6 | 2030 | 5 | 2 | 2.7 | 17210 | 17842
Heat Emitters | Gas Fired Unit Heaters | Town HX | 1 | Medium | B | 8 | 2032 | 5 | 3 | 3.2 | 30420 | 21115
Local and Special Ventilation | Fan - Centrifugal | Town A | 1 | Medium | B | 1 | 2025 | 5 | 3 | 3.2 | 30421 | 10781
General Lighting | General - LED fittings & Luminaires | Town AY | 2 | Medium | C | 12 | 2036 | 4 | 3 | 2.9 | 18984 | 26298
LV Distribution | Main Distribution Board | Town AQ | 1 | High | B | 6 | 2030 | 5 | 2 | 2.7 | 17211 | 17843
Roller Shutters | External Manual Roller Shutter | Town HX | 1 | High | B | 23 | 2047 | 5 | 2 | 2.7 | 17212 | 33215
Fire Safety Systems | Manual and Automatic Doors - Emergency and Panic Escape Doors | Town IC | 1 | Urgent | B | 25 | 2049 | 5 | 1 | 2.2 | 8720 | 33335
Security Systems | Manual and Automatic Doors - High Security Door | Town ID | 1 | High | A | 35 | 2059 | 6 | 2 | 3 | 19625 | 33883
Air Conditioning | Single-Split Evaporator - Split Systems/Heat Pumps - Air-cooled with Direct Expansion Evaporator (DX) | Town IC | 1 | Medium | B | 5 | 2029 | 5 | 3 | 3.2 | 30422 | 15453
External Doors | Entrance Doors | Town IC | 1 | High | B | 15 | 2039 | 5 | 2 | 2.7 | 17213 | 28288
Local Hot Water | Instantaneous Electric Water Heater - Non-Drinking Water | Town II | 1 | Medium | B | 1 | 2025 | 5 | 3 | 3.2 | 30423 | 10782
Fire Safety Systems | Manual and Automatic Doors - Emergency and Panic Escape Doors | Town AY | 1 | Urgent | B | 11 | 2035 | 5 | 1 | 2.2 | 8721 | 23935
Fire Safety Systems | Manual and Automatic Doors - Emergency and Panic Escape Doors | Town HX | 1 | Urgent | B | 17 | 2041 | 5 | 1 | 2.2 | 8722 | 30220
Fire Safety Systems | Manual and Automatic Doors - Emergency and Panic Escape Doors | Town HX | 1 | Urgent | B | 11 | 2035 | 5 | 1 | 2.2 | 8723 | 23936
LV Distribution | Sub Distribution Board | Town AQ | 1 | High | B | 12 | 2036 | 5 | 2 | 2.7 | 17214 | 26256
Roller Shutters | External Window Shutters - Manual | Town A | 1 | Medium | B | 1 | 2025 | 5 | 3 | 3.2 | 30424 | 10783
Fire Safety Systems | Manual and Automatic Doors - Emergency and Panic Escape Doors | Town BK | 1 | Urgent | B | 11 | 2035 | 5 | 1 | 2.2 | 8724 | 23937
Heat Emitters | Gas Fired Natural and Fan Assisted Heaters | Town AY | 1 | Medium | B | 1 | 2025 | 5 | 3 | 3.2 | 30425 | 10784
Security Systems | Manual and Automatic Doors - High Security Door | Town AQ | 1 | High | B | 31 | 2055 | 5 | 2 | 2.7 | 17215 | 33806
Roller Shutters | External Electric Roller Shutter | Town IA | 1 | High | D | 11 | 2035 | 3 | 2 | 2.1 | 1313 | 23312
Security Systems | Manual and Automatic Doors - High Security Door | Town AY | 1 | High | B | 27 | 2051 | 5 | 2 | 2.7 | 17216 | 33585
General Lighting | General - LED fittings & Luminaires | Town HZ | 90 | Medium | B | 16 | 2040 | 5 | 3 | 3.2 | 30426 | 29822
Emergency Lighting | Illuminated Fire Exit Signage | Town IB | 5 | Urgent | B | 14 | 2038 | 5 | 1 | 2.2 | 8725 | 27392
Emergency Lighting | Illuminated Fire Exit Signage | Town AY | 1 | Urgent | B | 6 | 2030 | 5 | 1 | 2.2 | 8726 | 17073
Heat Emitters | Electric Heaters | Town HT | 3 | Medium | B | 1 | 2025 | 5 | 3 | 3.2 | 30427 | 10785
External Lighting | General - LED | Town AY | 7 | Medium | B | 1 | 2025 | 5 | 3 | 3.2 | 30428 | 10786
Heat Emitters | Radiators - Steel | Town HZ | 3 | Medium | B | 6 | 2030 | 5 | 3 | 3.2 | 30429 | 18980
LV Distribution | Sub Distribution Board | Town II | 1 | High | B | 6 | 2030 | 5 | 2 | 2.7 | 17217 | 17844
Emergency Lighting | Self Contained - LED | Town IH | 6 | Urgent | B | 21 | 2045 | 5 | 1 | 2.2 | 8727 | 32404
External Lighting | General - LED | Town HX | 1 | Medium | B | 8 | 2032 | 5 | 3 | 3.2 | 30430 | 21116
Local and Special Ventilation | Fan - Extract | Town HY | 1 | Medium | B | 1 | 2025 | 5 | 3 | 3.2 | 30431 | 10787
Emergency Lighting | Self Contained - Non LED | Town HY | 20 | Urgent | B | 7 | 2031 | 5 | 1 | 2.2 | 8728 | 19478
Local and Special Ventilation | Fan - Kitchen Window / Wall Mounted | Town IC | 1 | Medium | B | 5 | 2029 | 5 | 3 | 3.2 | 30432 | 15454
Local and Special Ventilation | Fan - Kitchen Extract | Town IF | 1 | Low | B | 10 | 2034 | 5 | 4 | 3.7 | 33488 | 23226
Central Cooling | Fan - Axial | Town HW | 1 | Medium | B | 1 | 2025 | 5 | 3 | 3.2 | 30433 | 10788
Specialist Lighting | Illuminated External Signs | Town HU | 2 | Medium | B | 6 | 2030 | 5 | 3 | 3.2 | 30434 | 18981
Emergency Lighting | Self Contained - Non LED | Town HY | 3 | Urgent | B | 7 | 2031 | 5 | 1 | 2.2 | 8729 | 19479
Fire Safety Systems | Fire Extinguishers - CO2 | Town IB | 5 | Urgent | B | 6 | 2030 | 5 | 1 | 2.2 | 8730 | 17074
Emergency Lighting | Self Contained - LED | Town IG | 7 | Urgent | B | 18 | 2042 | 5 | 1 | 2.2 | 8731 | 30709
Fire Safety Systems | Fire Extinguishers - CO2 | Town A | 2 | Urgent | B | 9 | 2033 | 5 | 1 | 2.2 | 8732 | 21461
Roller Shutters | Internal Automatic Roller Shutter | Town HY | 1 | High | B | 7 | 2031 | 5 | 2 | 2.7 | 17218 | 19689
Heat Emitters | Radiators - Steel | Town HS | 1 | Medium | B | 1 | 2025 | 5 | 3 | 3.2 | 30435 | 10789
Roller Shutters | External Electric Roller Shutter | Town AQ | 1 | High | B | 11 | 2035 | 5 | 2 | 2.7 | 17219 | 24742
Local and Special Ventilation | Fan - Axial | Town HX | 1 | Medium | B | 1 | 2025 | 5 | 3 | 3.2 | 30436 | 10790
Access Control | Gate Access - Local Lock / Keypad / Manual (External) | Town AY | 1 | Medium | B | 1 | 2025 | 5 | 3 | 3.2 | 30437 | 10791
Emergency Lighting | Self Contained - LED | Town HV | 8 | Urgent | B | 21 | 2045 | 5 | 1 | 2.2 | 8733 | 32405
Fire Safety Systems | Fire Extinguishers - CO2 | Town AY | 2 | Urgent | B | 2 | 2026 | 5 | 1 | 2.2 | 8734 | 12775
Fire Safety Systems | Fire Extinguishers - CO2 | Town HY | 5 | Urgent | B | 6 | 2030 | 5 | 1 | 2.2 | 8735 | 17075
Fire Safety Systems | Fire Alarm System | Town AY | 1 | Urgent | B | 1 | 2025 | 5 | 1 | 2.2 | 8736 | 1823
Emergency Lighting | Self Contained - LED | Town IG | 7 | Urgent | B | 18 | 2042 | 5 | 1 | 2.2 | 8737 | 30710
LV Distribution | Main Distribution Board | Town IF | 1 | High | B | 17 | 2041 | 5 | 2 | 2.7 | 17220 | 30376
Local Hot Water | Instantaneous Electric Water Heater - Non-Drinking Water | Town A | 1 | Medium | B | 1 | 2025 | 5 | 3 | 3.2 | 30438 | 10792
Emergency Lighting | Illuminated Fire Exit Signage | Town IF | 3 | Urgent | B | 18 | 2042 | 5 | 1 | 2.2 | 8738 | 30711
General Lighting | General - LED fittings & Luminaires | Town IJ | 4 | Medium | D | 1 | 2025 | 3 | 3 | 2.6 | 11241 | 2711
Heat Emitters | Radiators - Steel | Town HS | 1 | Medium | B | 1 | 2025 | 5 | 3 | 3.2 | 30439 | 10793
Fire Safety Systems | Fire Extinguishers - Foam | Town A | 1 | Urgent | B | 6 | 2030 | 5 | 1 | 2.2 | 8739 | 17076
LV Distribution | Sub Distribution Board | Town HX | 1 | High | B | 1 | 2025 | 5 | 2 | 2.7 | 17221 | 4907
Local and Special Ventilation | Fan - Axial | Town IB | 1 | Medium | B | 1 | 2025 | 5 | 3 | 3.2 | 30440 | 10794
Fire Safety Systems | Fire Extinguishers - Foam | Town AQ | 3 | Urgent | B | 2 | 2026 | 5 | 1 | 2.2 | 8740 | 12776
Air Conditioning | Single-Split Evaporator - Split Systems/Heat Pumps - Air-cooled with Direct Expansion Evaporator (DX) | Town HT | 1 | Medium | B | 5 | 2029 | 5 | 3 | 3.2 | 30441 | 15455
LV Distribution | Sub Distribution Board | Town IJ | 1 | High | B | 16 | 2040 | 5 | 2 | 2.7 | 17222 | 29252
Local and Special Ventilation | Unit extract fans | Town IH | 1 | Medium | B | 1 | 2025 | 5 | 3 | 3.2 | 30442 | 10795
Air Conditioning | Multi-Split Condenser - Split Systems/Heat Pumps - Air-cooled with Direct Expansion Evaporator (DX) | Town AY | 1 | Medium | B | 1 | 2025 | 5 | 3 | 3.2 | 30443 | 10796
LV Distribution | Main Distribution Board | Town A | 1 | High | B | 20 | 2044 | 5 | 2 | 2.7 | 17223 | 31654
LV Distribution | Main Distribution Board | Town BK | 1 | High | B | 1 | 2025 | 5 | 2 | 2.7 | 17224 | 4908
Local and Special Ventilation | Fan - Axial | Town IB | 1 | Medium | B | 1 | 2025 | 5 | 3 | 3.2 | 30444 | 10797
Central Ventilation Systems | Fan - Axial | Town HS | 1 | Medium | B | 1 | 2025 | 5 | 3 | 3.2 | 30445 | 10798
General Lighting | General - LED fittings & Luminaires | Town AQ | 53 | Medium | B | 1 | 2025 | 5 | 3 | 3.2 | 30446 | 10799
Local and Special Ventilation | Fan - Axial | Town HX | 1 | Medium | B | 9 | 2033 | 5 | 3 | 3.2 | 30447 | 21876
General Lighting | General - LED fittings & Luminaires | Town HY | 37 | Medium | B | 13 | 2037 | 5 | 3 | 3.2 | 30448 | 27242
Heat Emitters | Radiators - Steel | Town IC | 10 | Medium | B | 10 | 2034 | 5 | 3 | 3.2 | 30449 | 23101
External Doors | Entrance Doors | Town AQ | 1 | High | B | 21 | 2045 | 5 | 2 | 2.7 | 17225 | 32736
Emergency Lighting | Self Contained - LED | Town HT | 22 | Urgent | B | 21 | 2045 | 5 | 1 | 2.2 | 8741 | 32406
General Lighting | General - LED fittings & Luminaires | Town HV | 35 | Medium | B | 1 | 2025 | 5 | 3 | 3.2 | 30450 | 10800
Fire Safety Systems | Fire Extinguishers - Foam | Town II | 1 | Urgent | B | 8 | 2032 | 5 | 1 | 2.2 | 8742 | 20584
LV Distribution | Sub Distribution Board | Town AY | 1 | High | B | 1 | 2025 | 5 | 2 | 2.7 | 17226 | 4909
Barriers & Guardrails | Vehicle Crash Protection Barrier | Town HX | 9 | V Low | B | 1 | 2025 | 5 | 4 | 3.7 | 33489 | 12313
Local Hot Water | Instantaneous Electric Water Heater - Non-Drinking Water | Town A | 1 | Medium | B | 11 | 2035 | 5 | 3 | 3.2 | 30451 | 25571
Security Systems | Manual and Automatic Doors - High Security Door | Town HU | 1 | High | B | 11 | 2035 | 5 | 2 | 2.7 | 17227 | 24743
General Lighting | General - LED fittings & Luminaires | Town A | 17 | Medium | B | 1 | 2025 | 5 | 3 | 3.2 | 30452 | 10801
LV Distribution | Sub Distribution Board | Town IF | 1 | High | B | 17 | 2041 | 5 | 2 | 2.7 | 17228 | 30377
LV Distribution | Main Distribution Board | Town HZ | 1 | High | B | 1 | 2025 | 5 | 2 | 2.7 | 17229 | 4910
Central Cooling | Fan - Axial | Town IG | 1 | Medium | B | 5 | 2029 | 5 | 3 | 3.2 | 30453 | 15456
Fire Safety Systems | Fire Extinguishers - Powder | Town HV | 1 | Urgent | B | 6 | 2030 | 5 | 1 | 2.2 | 8743 | 17077
Fire Safety Systems | Fire Extinguishers - CO2 | Town A | 2 | Urgent | B | 2 | 2026 | 5 | 1 | 2.2 | 8744 | 12777
External Doors | Entrance Doors | Town HX | 1 | High | D | 16 | 2040 | 3 | 2 | 2.1 | 1314 | 28601
Roller Shutters | Internal Electric Roller Shutter | Town IF | 1 | Medium | B | 13 | 2037 | 5 | 3 | 3.2 | 30454 | 27243
Local and Special Ventilation | Fan - Extract | Town A | 1 | Medium | B | 1 | 2025 | 5 | 3 | 3.2 | 30455 | 10802
Emergency Lighting | Self Contained - Non LED | Town A | 3 | Urgent | B | 5 | 2029 | 5 | 1 | 2.2 | 8745 | 14492
External Lighting | General - Non LED | Town HS | 4 | Medium | B | 1 | 2025 | 5 | 3 | 3.2 | 30456 | 10803
Emergency Lighting | Self Contained - LED | Town HY | 1 | Urgent | B | 18 | 2042 | 5 | 1 | 2.2 | 8746 | 30712
Fire Safety Systems | Manual and Automatic Doors - Emergency and Panic Escape Doors | Town AY | 1 | Urgent | B | 11 | 2035 | 5 | 1 | 2.2 | 8747 | 23938
External Doors | Entrance Doors | Town AQ | 1 | High | B | 21 | 2045 | 5 | 2 | 2.7 | 17230 | 32737
External Lighting | General - LED | Town HZ | 3 | Medium | B | 11 | 2035 | 5 | 3 | 3.2 | 30457 | 25572
Access Control | Door Lock / Keypad / Manual | Town IB | 1 | Medium | B | 11 | 2035 | 5 | 3 | 3.2 | 30458 | 25573
External Doors | Entrance Doors | Town HX | 1 | High | B | 11 | 2035 | 5 | 2 | 2.7 | 17231 | 24744
Roller Shutters | External Manual Roller Shutter | Town IH | 1 | High | B | 1 | 2025 | 5 | 2 | 2.7 | 17232 | 4911
Roller Shutters | Internal Automatic Roller Shutter | Town HW | 1 | High | B | 7 | 2031 | 5 | 2 | 2.7 | 17233 | 19690
General Lighting | General - LED fittings & Luminaires | Town IH | 20 | Medium | B | 16 | 2040 | 5 | 3 | 3.2 | 30459 | 29823
General Lighting | General - LED fittings & Luminaires | Town IJ | 2 | Medium | B | 18 | 2042 | 5 | 3 | 3.2 | 30460 | 30992
External Doors | Entrance Doors | Town IC | 1 | High | B | 15 | 2039 | 5 | 2 | 2.7 | 17234 | 28289
Lifts | Passenger Lift Hydraulic - Electric | Town HW | 1 | Medium | B | 2 | 2026 | 5 | 3 | 3.2 | 30461 | 13189
Fire Safety Systems | Fire Extinguishers - Foam | Town ID | 8 | Urgent | B | 6 | 2030 | 5 | 1 | 2.2 | 8748 | 17078
External Doors | Manual and Automatic Doors - Auto / Powered Sliding Doors | Town HY | 1 | High | B | 17 | 2041 | 5 | 2 | 2.7 | 17235 | 30378
Emergency Lighting | Externally Powered - LED | Town II | 6 | Urgent | B | 22 | 2046 | 5 | 1 | 2.2 | 8749 | 32985
Emergency Lighting | Self Contained - LED | Town HS | 6 | Urgent | C | 11 | 2035 | 4 | 1 | 1.9 | 735 | 23297
Fire Safety Systems | Fire Extinguishers - CO2 | Town HU | 2 | Urgent | B | 2 | 2026 | 5 | 1 | 2.2 | 8750 | 12778
Heat Emitters | Electric Heaters | Town A | 2 | Medium | B | 4 | 2028 | 5 | 3 | 3.2 | 30462 | 14223
External Lighting | General - Non LED | Town AY | 1 | Medium | B | 1 | 2025 | 5 | 3 | 3.2 | 30463 | 10804
Fire Safety Systems | Fire Extinguishers - Foam | Town A | 2 | Urgent | B | 6 | 2030 | 5 | 1 | 2.2 | 8751 | 17079
Fire Safety Systems | Fire Extinguishers - CO2 | Town II | 2 | Urgent | B | 1 | 2025 | 5 | 1 | 2.2 | 8752 | 1824
Heat Emitters | Gas Radiant Tube Heaters | Town AQ | 1 | Medium | B | 1 | 2025 | 5 | 3 | 3.2 | 30464 | 10805
Emergency Lighting | Self Contained - LED | Town AY | 7 | Urgent | C | 11 | 2035 | 4 | 1 | 1.9 | 736 | 23298
Emergency Lighting | Illuminated Fire Exit Signage | Town IH | 2 | Urgent | B | 16 | 2040 | 5 | 1 | 2.2 | 8753 | 28995
External Lighting | General - LED | Town IG | 1 | Medium | B | 12 | 2036 | 5 | 3 | 3.2 | 30465 | 26720
Roller Shutters | External Manual Roller Shutter | Town BK | 1 | High | B | 9 | 2033 | 5 | 2 | 2.7 | 17236 | 21637
Emergency Lighting | Self Contained - LED | Town IF | 8 | Urgent | B | 23 | 2047 | 5 | 1 | 2.2 | 8754 | 33148
BMS | BMS Control Panel | Town HT | 1 | High | B | 3 | 2027 | 5 | 2 | 2.7 | 17237 | 13392
Roller Shutters | External Electric Roller Shutter | Town AY | 1 | High | B | 1 | 2025 | 5 | 2 | 2.7 | 17238 | 4912
Emergency Lighting | Self Contained - LED | Town A | 10 | Urgent | B | 21 | 2045 | 5 | 1 | 2.2 | 8755 | 32407
Local and Special Ventilation | Fan - Window / Wall Mounted | Town AY | 1 | Medium | B | 1 | 2025 | 5 | 3 | 3.2 | 30466 | 10806
Security Systems | Manual and Automatic Doors - High Security Door | Town AY | 1 | High | B | 11 | 2035 | 5 | 2 | 2.7 | 17239 | 24745
Emergency Lighting | Self Contained - LED | Town AY | 8 | Urgent | C | 17 | 2041 | 4 | 1 | 1.9 | 737 | 29981
Heat Emitters | Electric Heaters | Town AY | 1 | Medium | B | 1 | 2025 | 5 | 3 | 3.2 | 30467 | 10807
Fire Safety Systems | Fire Extinguishers - Foam | Town AY | 2 | Urgent | B | 1 | 2025 | 5 | 1 | 2.2 | 8756 | 1825
Local and Special Ventilation | Fan - Window / Wall Mounted | Town IG | 1 | Medium | B | 4 | 2028 | 5 | 3 | 3.2 | 30468 | 14224
LV Distribution | Sub Distribution Board | Town AY | 1 | High | B | 6 | 2030 | 5 | 2 | 2.7 | 17240 | 17845
Emergency Lighting | Self Contained - LED | Town IC | 8 | Urgent | B | 20 | 2044 | 5 | 1 | 2.2 | 8757 | 31551
LV Distribution | Sub Distribution Board | Town IB | 1 | High | B | 1 | 2025 | 5 | 2 | 2.7 | 17241 | 4913
Fire Safety Systems | Fire Extinguishers - CO2 | Town IF | 3 | Urgent | B | 6 | 2030 | 5 | 1 | 2.2 | 8758 | 17080
Emergency Lighting | Illuminated Fire Exit Signage | Town HW | 4 | Urgent | B | 13 | 2037 | 5 | 1 | 2.2 | 8759 | 26895
External Doors | Entrance Doors | Town AY | 1 | High | B | 11 | 2035 | 5 | 2 | 2.7 | 17242 | 24746
LV Distribution | Sub Distribution Board | Town IA | 1 | High | B | 1 | 2025 | 5 | 2 | 2.7 | 17243 | 4914
External Lighting | General - Non LED | Town IE | 4 | Medium | C | 1 | 2025 | 4 | 3 | 2.9 | 18985 | 5803
Access Control | Gate Access - Local Lock / Keypad / Manual (External) | Town AQ | 1 | Medium | B | 1 | 2025 | 5 | 3 | 3.2 | 30469 | 10808
Fire Safety Systems | Fire Blanket | Town IG | 1 | Urgent | B | 6 | 2030 | 5 | 1 | 2.2 | 8760 | 17081
Fire Safety Systems | Fire Alarm System | Town AY | 1 | Urgent | B | 1 | 2025 | 5 | 1 | 2.2 | 8761 | 1826
Emergency Lighting | Self Contained - Non LED | Town AY | 1 | Urgent | B | 1 | 2025 | 5 | 1 | 2.2 | 8762 | 1827
Roller Shutters | External Manual Roller Shutter | Town IE | 1 | High | C | 1 | 2025 | 4 | 2 | 2.4 | 10746 | 2525
LV Distribution | Sub Distribution Board | Town AY | 1 | High | B | 1 | 2025 | 5 | 2 | 2.7 | 17244 | 4915
Local and Special Ventilation | Fan - Window / Wall Mounted | Town HW | 1 | Medium | B | 8 | 2032 | 5 | 3 | 3.2 | 30470 | 21117
Roller Shutters | Internal Electric Roller Shutter | Town HU | 1 | Medium | B | 11 | 2035 | 5 | 3 | 3.2 | 30471 | 25574
General Lighting | General - LED fittings & Luminaires | Town IB | 1 | Medium | B | 4 | 2028 | 5 | 3 | 3.2 | 30472 | 14225
External Doors | Entrance Doors | Town A | 1 | High | B | 1 | 2025 | 5 | 2 | 2.7 | 17245 | 4916
Fire Safety Systems | Fire Extinguishers - CO2 | Town HX | 3 | Urgent | B | 8 | 2032 | 5 | 1 | 2.2 | 8763 | 20585
Emergency Lighting | Self Contained - LED | Town HW | 1 | Urgent | B | 18 | 2042 | 5 | 1 | 2.2 | 8764 | 30713
Fire Safety Systems | Manual and Automatic Doors - Emergency and Panic Escape Doors | Town A | 1 | Urgent | B | 11 | 2035 | 5 | 1 | 2.2 | 8765 | 23939
General Lighting | General - LED fittings & Luminaires | Town HW | 32 | Medium | B | 13 | 2037 | 5 | 3 | 3.2 | 30473 | 27244
Roller Shutters | External Manual Roller Shutter | Town IH | 1 | High | B | 1 | 2025 | 5 | 2 | 2.7 | 17246 | 4917
LV Distribution | Sub Distribution Board | Town IJ | 1 | High | B | 1 | 2025 | 5 | 2 | 2.7 | 17247 | 4918
Fire Safety Systems | Fire Alarm System | Town HV | 1 | Urgent | B | 10 | 2034 | 5 | 1 | 2.2 | 8766 | 22155
AHU - Internal | Central Air Conditioning - Gas Fired | Town AQ | 1 | Medium | B | 1 | 2025 | 5 | 3 | 3.2 | 30474 | 10809
Local Hot Water | Instantaneous Electric Water Heater - Non-Drinking Water | Town A | 1 | Medium | B | 11 | 2035 | 5 | 3 | 3.2 | 30475 | 25575
AHU - Internal | Central Ventilation Systems - Ventilation Only | Town HW | 1 | Medium | B | 1 | 2025 | 5 | 3 | 3.2 | 30476 | 10810
Emergency Lighting | Self Contained - LED | Town HW | 2 | Urgent | B | 18 | 2042 | 5 | 1 | 2.2 | 8767 | 30714
Local and Special Ventilation | Fan - Extract | Town IA | 1 | Medium | B | 7 | 2031 | 5 | 3 | 3.2 | 30477 | 20140
Local Hot Water | Instantaneous Electric Water Heater - Non-Drinking Water | Town A | 1 | Medium | B | 11 | 2035 | 5 | 3 | 3.2 | 30478 | 25576
Roller Shutters | Internal Electric Roller Shutter | Town AY | 1 | Medium | B | 11 | 2035 | 5 | 3 | 3.2 | 30479 | 25577
Heat Emitters | Radiators - Steel | Town AY | 2 | Medium | B | 1 | 2025 | 5 | 3 | 3.2 | 30480 | 10811
Air Conditioning | Multi-Split Condenser - Split Systems/Heat Pumps - Air-cooled with Direct Expansion Evaporator (DX) | Town AY | 1 | Medium | B | 1 | 2025 | 5 | 3 | 3.2 | 30481 | 10812
LV Distribution | Sub Distribution Board | Town HT | 1 | High | B | 10 | 2034 | 5 | 2 | 2.7 | 17248 | 22476
Local and Special Ventilation | Fan - Extract | Town HX | 1 | Medium | B | 1 | 2025 | 5 | 3 | 3.2 | 30482 | 10813
Fire Safety Systems | Manual and Automatic Doors - Emergency and Panic Escape Doors | Town HW | 1 | Urgent | B | 17 | 2041 | 5 | 1 | 2.2 | 8768 | 30221
Fire Safety Systems | Fire Extinguishers - Foam | Town IF | 5 | Urgent | B | 6 | 2030 | 5 | 1 | 2.2 | 8769 | 17082
Heat Emitters | Gas Fired Unit Heaters | Town HX | 1 | Medium | B | 8 | 2032 | 5 | 3 | 3.2 | 30483 | 21118
LV Distribution | Sub Distribution Board | Town HU | 1 | High | B | 6 | 2030 | 5 | 2 | 2.7 | 17249 | 17846
Local and Special Ventilation | Fan - Window / Wall Mounted | Town HY | 1 | Medium | B | 8 | 2032 | 5 | 3 | 3.2 | 30484 | 21119
Roller Shutters | Internal Electric Roller Shutter | Town HS | 1 | Medium | B | 11 | 2035 | 5 | 3 | 3.2 | 30485 | 25578
General Lighting | General - LED fittings & Luminaires | Town IE | 9 | Medium | B | 1 | 2025 | 5 | 3 | 3.2 | 30486 | 10814
Fire Safety Systems | Fire Extinguishers - CO2 | Town II | 1 | Urgent | B | 1 | 2025 | 5 | 1 | 2.2 | 8770 | 1828
Roller Shutters | Internal Electric Roller Shutter | Town HT | 1 | Medium | B | 15 | 2039 | 5 | 3 | 3.2 | 30487 | 28523
Heat Emitters | Radiators - Steel | Town HS | 1 | Medium | B | 1 | 2025 | 5 | 3 | 3.2 | 30488 | 10815
Roller Shutters | External Manual Roller Shutter | Town HV | 1 | High | B | 1 | 2025 | 5 | 2 | 2.7 | 17250 | 4919
BMS | BMS Control Panel | Town IG | 1 | High | B | 7 | 2031 | 5 | 2 | 2.7 | 17251 | 19691
Heat Emitters | Electric Heaters | Town IG | 3 | Medium | B | 1 | 2025 | 5 | 3 | 3.2 | 30489 | 10816
Air Conditioning | Single-Split Condenser - Split Systems/Heat Pumps - Air-cooled with Direct Expansion Evaporator (DX) | Town AQ | 1 | Medium | B | 1 | 2025 | 5 | 3 | 3.2 | 30490 | 10817
Burner | Forced draft gas burner | Town IG | 1 | Medium | B | 1 | 2025 | 5 | 3 | 3.2 | 30491 | 10818
Local and Special Ventilation | Fan - Window / Wall Mounted | Town II | 1 | Medium | B | 1 | 2025 | 5 | 3 | 3.2 | 30492 | 10819
LV Distribution | Main Distribution Board | Town A | 1 | High | B | 18 | 2042 | 5 | 2 | 2.7 | 17252 | 30875
LV Distribution | Sub Distribution Board | Town HT | 1 | High | B | 10 | 2034 | 5 | 2 | 2.7 | 17253 | 22477
LV Distribution | Main Distribution Board | Town IC | 1 | High | B | 1 | 2025 | 5 | 2 | 2.7 | 17254 | 4920
Roller Shutters | External Electric Roller Shutter | Town AY | 1 | High | B | 1 | 2025 | 5 | 2 | 2.7 | 17255 | 4921
Fire Safety Systems | Fire Extinguishers - Foam | Town HU | 2 | Urgent | B | 1 | 2025 | 5 | 1 | 2.2 | 8771 | 1829
Air Conditioning | Single-Split Evaporator - Split Systems/Heat Pumps - Air-cooled with Direct Expansion Evaporator (DX) | Town IC | 1 | Medium | B | 5 | 2029 | 5 | 3 | 3.2 | 30493 | 15457
Local and Special Ventilation | Fan - Axial | Town A | 1 | Medium | B | 1 | 2025 | 5 | 3 | 3.2 | 30494 | 10820
LV Distribution | Main Distribution Board | Town IE | 1 | High | B | 1 | 2025 | 5 | 2 | 2.7 | 17256 | 4922
Multi-System Controls | Instrumental Control Panel | Town AY | 1 | Medium | B | 1 | 2025 | 5 | 3 | 3.2 | 30495 | 10821
Barriers & Guardrails | Fixed Edge Protection | Town IG | 1 | High | B | 2 | 2026 | 5 | 2 | 2.7 | 17257 | 12952
General Lighting | General - LED fittings & Luminaires | Town IH | 25 | Medium | B | 16 | 2040 | 5 | 3 | 3.2 | 30496 | 29824
Emergency Lighting | Self Contained - LED | Town II | 1 | Urgent | B | 19 | 2043 | 5 | 1 | 2.2 | 8772 | 31105
Emergency Lighting | Self Contained - LED | Town AY | 8 | Urgent | C | 11 | 2035 | 4 | 1 | 1.9 | 738 | 23299
Fire Safety Systems | Fire Extinguishers - Foam | Town IC | 2 | Urgent | B | 9 | 2033 | 5 | 1 | 2.2 | 8773 | 21462
Emergency Lighting | Illuminated Fire Exit Signage | Town IH | 5 | Urgent | B | 16 | 2040 | 5 | 1 | 2.2 | 8774 | 28996
Fire Safety Systems | Fire Extinguishers - Foam | Town IG | 5 | Urgent | B | 6 | 2030 | 5 | 1 | 2.2 | 8775 | 17083
Central Ventilation Systems | Fan - Axial | Town AY | 1 | Medium | B | 1 | 2025 | 5 | 3 | 3.2 | 30497 | 10822
Fire Safety Systems | Fire Extinguishers - Foam | Town BK | 2 | Urgent | B | 6 | 2030 | 5 | 1 | 2.2 | 8776 | 17084
Local Hot Water | Instantaneous Electric Water Heater - Non-Drinking Water | Town A | 1 | Medium | C | 8 | 2032 | 4 | 3 | 2.9 | 18986 | 20787
Local and Special Ventilation | Fan - Window / Wall Mounted | Town HY | 1 | Medium | B | 8 | 2032 | 5 | 3 | 3.2 | 30498 | 21120
Central Ventilation Systems | Fan Mixed Flow | Town BK | 1 | Medium | CX | 1 | 2025 | 2 | 3 | 2.3 | 10339 | 2251
External Doors | Entrance Doors | Town IC | 1 | High | B | 11 | 2035 | 5 | 2 | 2.7 | 17258 | 24747
Emergency Lighting | Self Contained - LED | Town AY | 2 | Urgent | C | 11 | 2035 | 4 | 1 | 1.9 | 739 | 23300
Specialist Lighting | Illuminated External Signs | Town AY | 1 | Medium | B | 1 | 2025 | 5 | 3 | 3.2 | 30499 | 10823
Fire Safety Systems | Fire Extinguishers - Foam | Town IA | 1 | Urgent | B | 4 | 2028 | 5 | 1 | 2.2 | 8777 | 13872
Local and Special Ventilation | Fan - Axial | Town HX | 1 | Medium | B | 1 | 2025 | 5 | 3 | 3.2 | 30500 | 10824
Central Heating | Fan - General Ventilation | Town AQ | 1 | Medium | B | 1 | 2025 | 5 | 3 | 3.2 | 30501 | 10825
External Lighting | General - LED | Town AQ | 1 | Medium | B | 1 | 2025 | 5 | 3 | 3.2 | 30502 | 10826
LV Distribution | Main Distribution Board | Town IH | 1 | High | B | 11 | 2035 | 5 | 2 | 2.7 | 17259 | 24748
Roller Shutters | External Manual Roller Shutter | Town BK | 1 | High | B | 9 | 2033 | 5 | 2 | 2.7 | 17260 | 21638
External Doors | Entrance Doors | Town HV | 1 | High | B | 19 | 2043 | 5 | 2 | 2.7 | 17261 | 31257
Emergency Lighting | Self Contained - LED | Town AY | 1 | Urgent | C | 11 | 2035 | 4 | 1 | 1.9 | 740 | 23301
LV Distribution | Sub Distribution Board | Town IF | 1 | High | A | 19 | 2043 | 6 | 2 | 3 | 19626 | 31334
Fire Safety Systems | Manual and Automatic Doors - Emergency and Panic Escape Doors | Town HU | 1 | Urgent | B | 11 | 2035 | 5 | 1 | 2.2 | 8778 | 23940
Central Cooling | Fan - Axial | Town HW | 1 | Medium | B | 1 | 2025 | 5 | 3 | 3.2 | 30503 | 10827
General Lighting | General - LED fittings & Luminaires | Town HS | 6 | Medium | B | 1 | 2025 | 5 | 3 | 3.2 | 30504 | 10828
Fire Safety Systems | Manual and Automatic Doors - Emergency and Panic Escape Doors | Town IB | 1 | Urgent | B | 32 | 2056 | 5 | 1 | 2.2 | 8779 | 33820
Emergency Lighting | Self Contained - LED | Town AY | 3 | Urgent | C | 11 | 2035 | 4 | 1 | 1.9 | 741 | 23302
Fire Safety Systems | Fire Extinguishers - CO2 | Town II | 1 | Urgent | B | 1 | 2025 | 5 | 1 | 2.2 | 8780 | 1830
Local and Special Ventilation | Unit extract fans | Town IH | 1 | Medium | B | 1 | 2025 | 5 | 3 | 3.2 | 30505 | 10829
Fire Safety Systems | Fire Extinguishers - CO2 | Town FE | 1 | Urgent | B | 1 | 2025 | 5 | 1 | 2.2 | 8781 | 1831
Fire Safety Systems | Fire Extinguishers - Powder | Town FE | 1 | Urgent | B | 1 | 2025 | 5 | 1 | 2.2 | 8782 | 1832
LV Distribution | Sub Distribution Board | Town E | 1 | High | D | 7 | 2031 | 3 | 2 | 2.1 | 1315 | 19143
Local and Special Ventilation | Fan - Kitchen Window / Wall Mounted | Town EA | 1 | Medium | B | 5 | 2029 | 5 | 3 | 3.2 | 30506 | 15458
LV Distribution | Sub Distribution Board | Town IN | 1 | High | B | 6 | 2030 | 5 | 2 | 2.7 | 17262 | 17847
Specialist Lighting | Illuminated External Signs | Town IP | 1 | Medium | C | 6 | 2030 | 4 | 3 | 2.9 | 18987 | 17949
Air Conditioning | Single-Split Evaporator - Split Systems/Heat Pumps - Air-cooled with Direct Expansion Evaporator (DX) | Town BH | 1 | Medium | B | 7 | 2031 | 5 | 3 | 3.2 | 30507 | 20141
LV Distribution | Sub Distribution Board | Town IN | 1 | High | B | 6 | 2030 | 5 | 2 | 2.7 | 17263 | 17848
Local Hot Water | Instantaneous Electric Water Heater - Non-Drinking Water | Town BV | 1 | Medium | B | 7 | 2031 | 5 | 3 | 3.2 | 30508 | 20142
BMS | BMS Operating Station | Town BV | 1 | High | B | 5 | 2029 | 5 | 2 | 2.7 | 17264 | 14735
Air Conditioning | Single-Split Condenser - Split Systems/Heat Pumps - Air-cooled with Direct Expansion Evaporator (DX) | Town IV | 1 | Medium | B | 3 | 2027 | 5 | 3 | 3.2 | 30509 | 13664
LV Distribution | Sub Distribution Board | Town IM | 1 | High | B | 1 | 2025 | 5 | 2 | 2.7 | 17265 | 4923
Local Hot Water | Instantaneous Electric Water Heater - Non-Drinking Water | Town IK | 1 | Medium | B | 11 | 2035 | 5 | 3 | 3.2 | 30510 | 25579
Heat Emitters | Gas Fired Unit Heaters | Town IP | 1 | Medium | B | 9 | 2033 | 5 | 3 | 3.2 | 30511 | 21877
Fire Safety Systems | Fire Alarm System | Town IS | 1 | Urgent | B | 11 | 2035 | 5 | 1 | 2.2 | 8783 | 23941
Local Hot Water | Package Electric Water Heaters - Non-Drinking Water | Town GG | 1 | Medium | B | 8 | 2032 | 5 | 3 | 3.2 | 30512 | 21121
Fire Safety Systems | Manual and Automatic Doors - Emergency and Panic Escape Doors | Town IN | 1 | Urgent | B | 11 | 2035 | 5 | 1 | 2.2 | 8784 | 23942
External Doors | Manual and Automatic Doors - Auto / Powered Sliding Doors | Town IN | 1 | High | B | 21 | 2045 | 5 | 2 | 2.7 | 17266 | 32738
AHU - Internal | Central Air Conditioning - DX Cooling | Town E | 1 | High | B | 14 | 2038 | 5 | 2 | 2.7 | 17267 | 27494
LV Distribution | Sub Distribution Board | Town E | 1 | High | B | 13 | 2037 | 5 | 2 | 2.7 | 17268 | 27031
LV Distribution | Main Distribution Board | Town IV | 1 | High | B | 1 | 2025 | 5 | 2 | 2.7 | 17269 | 4924
Local and Special Ventilation | Fan - Window / Wall Mounted | Town BL | 1 | Medium | B | 6 | 2030 | 5 | 3 | 3.2 | 30513 | 18982
Local and Special Ventilation | Fan - Window / Wall Mounted | Town BV | 1 | Medium | B | 1 | 2025 | 5 | 3 | 3.2 | 30514 | 10830
LV Distribution | Sub Distribution Board | Town BV | 1 | High | B | 6 | 2030 | 5 | 2 | 2.7 | 17270 | 17849
Multi-System Controls | Control Panel - Electrical Services (excluding Electrical Controllers and Pneumatic Relays) | Town IV | 1 | Medium | B | 14 | 2038 | 5 | 3 | 3.2 | 30515 | 27635
Roller Shutters | External Manual Roller Shutter | Town BI | 1 | High | B | 15 | 2039 | 5 | 2 | 2.7 | 17271 | 28290
LV Distribution | Sub Distribution Board | Town IR | 1 | High | B | 16 | 2040 | 5 | 2 | 2.7 | 17272 | 29253
Local and Special Ventilation | Fan - Axial | Town IY | 1 | Medium | B | 1 | 2025 | 5 | 3 | 3.2 | 30516 | 10831
Local Hot Water | Package Electric Water Heaters - Non-Drinking Water | Town BI | 1 | Medium | B | 9 | 2033 | 5 | 3 | 3.2 | 30517 | 21878
Fire Safety Systems | Fire Alarm System | Town IX | 1 | Urgent | B | 1 | 2025 | 5 | 1 | 2.2 | 8785 | 1833
Roller Shutters | External Electric Roller Shutter | Town E | 1 | High | B | 1 | 2025 | 5 | 2 | 2.7 | 17273 | 4925
Roller Shutters | External Electric Roller Shutter | Town IS | 1 | High | B | 1 | 2025 | 5 | 2 | 2.7 | 17274 | 4926
Emergency Lighting | Illuminated Fire Exit Signage | Town BV | 3 | Urgent | B | 12 | 2036 | 5 | 1 | 2.2 | 8786 | 26101
Fire Safety Systems | Fire Extinguishers - CO2 | Town IW | 3 | Urgent | B | 1 | 2025 | 5 | 1 | 2.2 | 8787 | 1834
Air Conditioning | Single-Split Evaporator - Split Systems/Heat Pumps - Air-cooled with Direct Expansion Evaporator (DX) | Town EA | 1 | Medium | B | 5 | 2029 | 5 | 3 | 3.2 | 30518 | 15459
LV Distribution | Main Distribution Board | Town IV | 1 | High | B | 1 | 2025 | 5 | 2 | 2.7 | 17275 | 4927
External Doors | Entrance Doors | Town IY | 1 | High | B | 11 | 2035 | 5 | 2 | 2.7 | 17276 | 24749
General Lighting | General - LED fittings & Luminaires | Town IY | 21 | Medium | B | 1 | 2025 | 5 | 3 | 3.2 | 30519 | 10832
Access Control | Door Lock / Keypad / Manual | Town IV | 1 | Medium | B | 10 | 2034 | 5 | 3 | 3.2 | 30520 | 23102
Heat Emitters | Electric Heaters | Town IL | 1 | Medium | B | 1 | 2025 | 5 | 3 | 3.2 | 30521 | 10833
LV Distribution | Sub Distribution Board | Town BI | 1 | High | B | 13 | 2037 | 5 | 2 | 2.7 | 17277 | 27032
Local Hot Water | Package Electric Water Heaters - Non-Drinking Water | Town IQ | 1 | Medium | B | 1 | 2025 | 5 | 3 | 3.2 | 30522 | 10834
Fire Safety Systems | Fire Alarm System | Town E | 1 | Urgent | B | 11 | 2035 | 5 | 1 | 2.2 | 8788 | 23943
Emergency Lighting | Self Contained - LED | Town IN | 3 | Urgent | C | 11 | 2035 | 4 | 1 | 1.9 | 742 | 23303
External Doors | Entrance Doors | Town IW | 1 | High | B | 11 | 2035 | 5 | 2 | 2.7 | 17278 | 24750
Heat Emitters | Electric Heaters | Town IP | 1 | Medium | B | 1 | 2025 | 5 | 3 | 3.2 | 30523 | 10835
Specialist Lighting | Illuminated External Signs | Town IL | 1 | Medium | B | 1 | 2025 | 5 | 3 | 3.2 | 30524 | 10836
Roller Shutters | Internal Electric Roller Shutter | Town IQ | 1 | Medium | B | 1 | 2025 | 5 | 3 | 3.2 | 30525 | 10837
Emergency Lighting | Self Contained - LED | Town IS | 3 | Urgent | B | 21 | 2045 | 5 | 1 | 2.2 | 8789 | 32408
Heat Emitters | Radiators - Steel | Town IN | 1 | Medium | B | 6 | 2030 | 5 | 3 | 3.2 | 30526 | 18983
Fire Safety Systems | Fire Extinguishers - Foam | Town IV | 2 | Urgent | B | 8 | 2032 | 5 | 1 | 2.2 | 8790 | 20586
Emergency Lighting | Self Contained - LED | Town E | 13 | Urgent | B | 15 | 2039 | 5 | 1 | 2.2 | 8791 | 28005
Emergency Lighting | Illuminated Fire Exit Signage | Town BI | 4 | Urgent | B | 16 | 2040 | 5 | 1 | 2.2 | 8792 | 28997
Fire Safety Systems | Fire Extinguishers - Powder | Town IS | 1 | Urgent | B | 6 | 2030 | 5 | 1 | 2.2 | 8793 | 17085
Emergency Lighting | Self Contained - LED | Town E | 3 | Urgent | B | 19 | 2043 | 5 | 1 | 2.2 | 8794 | 31106
Heat Emitters | Electric Heaters | Town BV | 1 | Medium | B | 1 | 2025 | 5 | 3 | 3.2 | 30527 | 10838
Emergency Lighting | Self Contained - LED | Town IL | 10 | Urgent | B | 11 | 2035 | 5 | 1 | 2.2 | 8795 | 23944
General Lighting | General - LED fittings & Luminaires | Town IL | 2 | Medium | B | 12 | 2036 | 5 | 3 | 3.2 | 30528 | 26721
General Lighting | General - LED fittings & Luminaires | Town IS | 31 | Medium | B | 1 | 2025 | 5 | 3 | 3.2 | 30529 | 10839
Emergency Lighting | Self Contained - LED | Town BJ | 3 | Urgent | B | 11 | 2035 | 5 | 1 | 2.2 | 8796 | 23945
Fire Safety Systems | Fire Extinguishers - Foam | Town EA | 1 | Urgent | B | 7 | 2031 | 5 | 1 | 2.2 | 8797 | 19480
Fire Safety Systems | Fire Extinguishers - CO2 | Town E | 3 | Urgent | B | 7 | 2031 | 5 | 1 | 2.2 | 8798 | 19481
Emergency Lighting | Illuminated Fire Exit Signage | Town BV | 3 | Urgent | B | 12 | 2036 | 5 | 1 | 2.2 | 8799 | 26102
General Lighting | General - LED fittings & Luminaires | Town E | 47 | Medium | B | 1 | 2025 | 5 | 3 | 3.2 | 30530 | 10840
Roller Shutters | Internal Electric Roller Shutter | Town IO | 1 | Medium | B | 20 | 2044 | 5 | 3 | 3.2 | 30531 | 31685
Security Systems | Manual and Automatic Doors - High Security Door | Town IL | 1 | High | B | 11 | 2035 | 5 | 2 | 2.7 | 17279 | 24751
Air Conditioning | Single-Split Evaporator - Split Systems/Heat Pumps - Air-cooled with Direct Expansion Evaporator (DX) | Town IX | 1 | Medium | DX | 1 | 2025 | 1 | 3 | 2 | 979 | 674
Roller Shutters | External Manual Roller Shutter | Town BI | 1 | High | B | 10 | 2034 | 5 | 2 | 2.7 | 17280 | 22478
Roller Shutters | External Manual Roller Shutter | Town BV | 1 | High | B | 1 | 2025 | 5 | 2 | 2.7 | 17281 | 4928
External Doors | Entrance Doors | Town BJ | 1 | High | B | 11 | 2035 | 5 | 2 | 2.7 | 17282 | 24752
Specialist Lighting | Illuminated External Signs | Town IL | 1 | Medium | B | 1 | 2025 | 5 | 3 | 3.2 | 30532 | 10841
Local and Special Ventilation | Unit extract fans | Town E | 1 | Medium | C | 1 | 2025 | 4 | 3 | 2.9 | 18988 | 5804
Roller Shutters | External Manual Roller Shutter | Town E | 1 | High | D | 1 | 2025 | 3 | 2 | 2.1 | 1316 | 886
Heat Emitters | Electric Heaters | Town BL | 1 | Medium | B | 3 | 2027 | 5 | 3 | 3.2 | 30533 | 13665
Fire Safety Systems | Fire Extinguishers - Foam | Town IQ | 3 | Urgent | B | 7 | 2031 | 5 | 1 | 2.2 | 8800 | 19482
Local and Special Ventilation | Unit extract fans | Town E | 1 | Medium | B | 9 | 2033 | 5 | 3 | 3.2 | 30534 | 21879
Local and Special Ventilation | Fan - Extract | Town IQ | 1 | Medium | CX | 1 | 2025 | 2 | 3 | 2.3 | 10340 | 2252
Roller Shutters | External Electric Roller Shutter | Town IL | 1 | High | B | 1 | 2025 | 5 | 2 | 2.7 | 17283 | 4929
Fire Safety Systems | Fire Extinguishers - Foam | Town BV | 3 | Urgent | B | 1 | 2025 | 5 | 1 | 2.2 | 8801 | 1835
Local Hot Water | Package Electric Water Heaters - Non-Drinking Water | Town IY | 1 | Medium | B | 9 | 2033 | 5 | 3 | 3.2 | 30535 | 21880
Local Hot Water | Instantaneous Electric Water Heater - Non-Drinking Water | Town IY | 1 | Medium | B | 12 | 2036 | 5 | 3 | 3.2 | 30536 | 26722
Multi-System Controls | Instrumental Control Panel | Town IX | 1 | Medium | B | 1 | 2025 | 5 | 3 | 3.2 | 30537 | 10842
General Lighting | General - LED fittings & Luminaires | Town IK | 5 | Medium | C | 1 | 2025 | 4 | 3 | 2.9 | 18989 | 5805
Fire Safety Systems | Manual and Automatic Doors - Emergency and Panic Escape Doors | Town E | 1 | Urgent | B | 33 | 2057 | 5 | 1 | 2.2 | 8802 | 33842
Local and Special Ventilation | Fan - Window / Wall Mounted | Town IK | 1 | Medium | B | 1 | 2025 | 5 | 3 | 3.2 | 30538 | 10843
External Doors | Entrance Doors | Town IX | 1 | High | B | 4 | 2028 | 5 | 2 | 2.7 | 17284 | 13999
Fire Safety Systems | Manual and Automatic Doors - Emergency and Panic Escape Doors | Town E | 1 | Urgent | B | 7 | 2031 | 5 | 1 | 2.2 | 8803 | 19483
Heat Emitters | Electric Heaters | Town IK | 1 | Medium | B | 1 | 2025 | 5 | 3 | 3.2 | 30539 | 10844
Central Heating & Cooling | Fan - Mixed Flow | Town IS | 1 | Medium | B | 1 | 2025 | 5 | 3 | 3.2 | 30540 | 10845
Fire Safety Systems | Manual and Automatic Doors - Emergency and Panic Escape Doors | Town IR | 1 | Urgent | B | 11 | 2035 | 5 | 1 | 2.2 | 8804 | 23946
External Doors | Entrance Doors | Town IM | 1 | High | B | 11 | 2035 | 5 | 2 | 2.7 | 17285 | 24753
Emergency Lighting | Illuminated Fire Exit Signage | Town EA | 1 | Urgent | B | 18 | 2042 | 5 | 1 | 2.2 | 8805 | 30715
Fire Safety Systems | Manual and Automatic Doors - Emergency and Panic Escape Doors | Town IP | 1 | Urgent | B | 21 | 2045 | 5 | 1 | 2.2 | 8806 | 32409
LV Distribution | Main Switch Panel at Supply Intake | Town BL | 1 | Medium | B | 1 | 2025 | 5 | 3 | 3.2 | 30541 | 10846
Fire Safety Systems | Manual and Automatic Doors - Emergency and Panic Escape Doors | Town BI | 1 | Urgent | B | 27 | 2051 | 5 | 1 | 2.2 | 8807 | 33554
External Doors | Entrance Doors | Town IX | 1 | High | B | 4 | 2028 | 5 | 2 | 2.7 | 17286 | 14000
Central Heating | Fan - Mixed Flow | Town BI | 1 | High | B | 1 | 2025 | 5 | 2 | 2.7 | 17287 | 4930
Local Hot Water | Instantaneous Electric Water Heater - Non-Drinking Water | Town E | 1 | Medium | B | 11 | 2035 | 5 | 3 | 3.2 | 30542 | 25580
General Lighting | General - LED fittings & Luminaires | Town IR | 37 | Medium | B | 10 | 2034 | 5 | 3 | 3.2 | 30543 | 23103
Emergency Lighting | Illuminated Fire Exit Signage | Town IR | 2 | Urgent | B | 16 | 2040 | 5 | 1 | 2.2 | 8808 | 28998
General Lighting | General - LED fittings & Luminaires | Town BL | 11 | Medium | A | 20 | 2044 | 6 | 3 | 3.5 | 32614 | 31699
General Lighting | General - LED fittings & Luminaires | Town IQ | 47 | Medium | B | 16 | 2040 | 5 | 3 | 3.2 | 30544 | 29825
Heat Emitters | Electric Heaters | Town IM | 2 | Medium | B | 2 | 2026 | 5 | 3 | 3.2 | 30545 | 13190
Emergency Lighting | Self Contained - LED | Town IQ | 1 | Urgent | B | 21 | 2045 | 5 | 1 | 2.2 | 8809 | 32410
Fire Safety Systems | Fire Extinguishers - CO2 | Town BI | 3 | Urgent | B | 6 | 2030 | 5 | 1 | 2.2 | 8810 | 17086
LV Distribution | Sub Distribution Board | Town IL | 1 | High | D | 1 | 2025 | 3 | 2 | 2.1 | 1317 | 887
LV Distribution | Sub Distribution Board | Town IS | 1 | High | B | 1 | 2025 | 5 | 2 | 2.7 | 17288 | 4931
Local and Special Ventilation | Unit extract fans | Town E | 1 | Medium | B | 9 | 2033 | 5 | 3 | 3.2 | 30546 | 21881
Specialist Lighting | Illuminated External Signs | Town IQ | 1 | Medium | C | 1 | 2025 | 4 | 3 | 2.9 | 18990 | 5806
Fire Safety Systems | Manual and Automatic Doors - Emergency and Panic Escape Doors | Town BV | 1 | Urgent | B | 11 | 2035 | 5 | 1 | 2.2 | 8811 | 23947
Roller Shutters | Internal Electric Roller Shutter | Town EA | 1 | Medium | B | 15 | 2039 | 5 | 3 | 3.2 | 30547 | 28524
Local and Special Ventilation | Fan - Extract | Town BI | 1 | Medium | B | 7 | 2031 | 5 | 3 | 3.2 | 30548 | 20143
Emergency Lighting | Illuminated Fire Exit Signage | Town IX | 1 | Urgent | B | 1 | 2025 | 5 | 1 | 2.2 | 8812 | 1836
Air Conditioning | Multi-Split Condenser - Split Systems/Heat Pumps - Air-cooled with Direct Expansion Evaporator (DX) | Town IL | 1 | Medium | B | 1 | 2025 | 5 | 3 | 3.2 | 30549 | 10847
Local and Special Ventilation | Unit extract fans | Town E | 1 | Medium | D | 1 | 2025 | 3 | 3 | 2.6 | 11242 | 2712
Central Heating | Fan - Mixed Flow | Town BI | 1 | High | B | 1 | 2025 | 5 | 2 | 2.7 | 17289 | 4932
External Doors | Entrance Doors | Town IT | 1 | High | B | 25 | 2049 | 5 | 2 | 2.7 | 17290 | 33432
General Lighting | General - LED fittings & Luminaires | Town BJ | 4 | Medium | C | 12 | 2036 | 4 | 3 | 2.9 | 18991 | 26299
Emergency Lighting | Self Contained - LED | Town BJ | 2 | Urgent | B | 11 | 2035 | 5 | 1 | 2.2 | 8813 | 23948
Heat Emitters | Electric Heaters | Town IL | 1 | Medium | B | 1 | 2025 | 5 | 3 | 3.2 | 30550 | 10848
Fire Safety Systems | Fire Extinguishers - CO2 | Town BV | 2 | Urgent | B | 1 | 2025 | 5 | 1 | 2.2 | 8814 | 1837
AHU - Internal | Central Heating - Electric Heating (Internally Sourced) | Town IO | 1 | Medium | B | 15 | 2039 | 5 | 3 | 3.2 | 30551 | 28525
LV Distribution | Main Distribution Board | Town BL | 1 | High | B | 1 | 2025 | 5 | 2 | 2.7 | 17291 | 4933
Central Heating & Cooling | Fan - Mixed Flow | Town IS | 1 | Medium | B | 1 | 2025 | 5 | 3 | 3.2 | 30552 | 10849
Fire Safety Systems | Fire Extinguishers - Foam | Town IN | 2 | Urgent | B | 1 | 2025 | 5 | 1 | 2.2 | 8815 | 1838
LV Distribution | Sub Distribution Board | Town IL | 1 | High | B | 1 | 2025 | 5 | 2 | 2.7 | 17292 | 4934
Central Heating & Cooling | Fan - Mixed Flow | Town IS | 1 | Medium | B | 1 | 2025 | 5 | 3 | 3.2 | 30553 | 10850
Central Heating | Fan - Axial | Town E | 1 | High | B | 9 | 2033 | 5 | 2 | 2.7 | 17293 | 21639
Barriers & Guardrails | Vehicle Crash Protection Barrier | Town IQ | 1 | V Low | B | 1 | 2025 | 5 | 4 | 3.7 | 33490 | 12314
Foul Drainage | Sump Pumps-Extended Shaft | Town BI | 1 | High | B | 2 | 2026 | 5 | 2 | 2.7 | 17294 | 12953
Roller Shutters | External Electric Roller Shutter | Town IK | 1 | High | B | 11 | 2035 | 5 | 2 | 2.7 | 17295 | 24754
General Lighting | General - LED fittings & Luminaires | Town E | 18 | Medium | B | 1 | 2025 | 5 | 3 | 3.2 | 30554 | 10851
Air Conditioning | Multi-Split Condenser - Split Systems/Heat Pumps - Air-cooled with Direct Expansion Evaporator (DX) | Town IN | 1 | Medium | B | 1 | 2025 | 5 | 3 | 3.2 | 30555 | 10852
Heat Emitters | Gas Fired Unit Heaters | Town IY | 1 | Medium | B | 5 | 2029 | 5 | 3 | 3.2 | 30556 | 15460
Roller Shutters | External Manual Roller Shutter | Town BV | 1 | High | B | 1 | 2025 | 5 | 2 | 2.7 | 17296 | 4935
General Lighting | General - LED fittings & Luminaires | Town IN | 28 | Medium | B | 12 | 2036 | 5 | 3 | 3.2 | 30557 | 26723
General Lighting | General - LED fittings & Luminaires | Town IN | 60 | Medium | B | 12 | 2036 | 5 | 3 | 3.2 | 30558 | 26724
Fire Safety Systems | Fire Extinguishers - Powder | Town BI | 1 | Urgent | B | 6 | 2030 | 5 | 1 | 2.2 | 8816 | 17087
Local Hot Water | Instantaneous Electric Water Heater - Non-Drinking Water | Town BV | 1 | Medium | B | 1 | 2025 | 5 | 3 | 3.2 | 30559 | 10853
Fire Safety Systems | Fire Alarm System | Town IR | 1 | Urgent | B | 11 | 2035 | 5 | 1 | 2.2 | 8817 | 23949
Access Control | Gate Access - Local Lock / Keypad / Manual (External) | Town IL | 1 | Medium | B | 1 | 2025 | 5 | 3 | 3.2 | 30560 | 10854
General Lighting | General - LED fittings & Luminaires | Town IS | 82 | Medium | B | 16 | 2040 | 5 | 3 | 3.2 | 30561 | 29826
Heat Emitters | Radiators - Steel | Town EA | 1 | Medium | B | 10 | 2034 | 5 | 3 | 3.2 | 30562 | 23104
Fire Safety Systems | Fire Extinguishers - Foam | Town IL | 2 | Urgent | B | 1 | 2025 | 5 | 1 | 2.2 | 8818 | 1839
LV Distribution | Sub Distribution Board | Town BH | 1 | High | B | 6 | 2030 | 5 | 2 | 2.7 | 17297 | 17850
Lifts | Disabled Lift - Electric | Town IW | 1 | High | B | 1 | 2025 | 5 | 2 | 2.7 | 17298 | 4936
Fire Safety Systems | Fire Extinguishers - CO2 | Town GG | 1 | Urgent | B | 6 | 2030 | 5 | 1 | 2.2 | 8819 | 17088
Fire Safety Systems | Fire Extinguishers - CO2 | Town BV | 2 | Urgent | B | 2 | 2026 | 5 | 1 | 2.2 | 8820 | 12779
Fire Safety Systems | Fire Extinguishers - Foam | Town IK | 2 | Urgent | B | 1 | 2025 | 5 | 1 | 2.2 | 8821 | 1840
General Lighting | General - LED fittings & Luminaires | Town IW | 67 | Medium | B | 1 | 2025 | 5 | 3 | 3.2 | 30563 | 10855
Air Conditioning | Multi-Split Condenser - Split Systems/Heat Pumps - Air-cooled with Direct Expansion Evaporator (DX) | Town IN | 1 | Medium | B | 11 | 2035 | 5 | 3 | 3.2 | 30564 | 25581
Local and Special Ventilation | Fan - Window / Wall Mounted | Town IV | 1 | Medium | B | 5 | 2029 | 5 | 3 | 3.2 | 30565 | 15461
Local Hot Water | Instantaneous Electric Water Heater - Non-Drinking Water | Town E | 1 | Medium | B | 1 | 2025 | 5 | 3 | 3.2 | 30566 | 10856
Boiler | Atmospheric Gas Burner/Condensing Combination Boiler (domestic type) | Town IX | 1 | High | B | 1 | 2025 | 5 | 2 | 2.7 | 17299 | 4937
Air Conditioning | Single-Split Evaporator - Split Systems/Heat Pumps - Air-cooled with Direct Expansion Evaporator (DX) | Town BH | 1 | Medium | B | 7 | 2031 | 5 | 3 | 3.2 | 30567 | 20144
LV Distribution | Main Distribution Board | Town IV | 1 | High | B | 1 | 2025 | 5 | 2 | 2.7 | 17300 | 4938
Local Hot Water | Package Electric Water Heaters - Non-Drinking Water | Town IM | 1 | Medium | B | 4 | 2028 | 5 | 3 | 3.2 | 30568 | 14226
Local Hot Water | Package Electric Water Heaters - Non-Drinking Water | Town BH | 1 | Medium | B | 1 | 2025 | 5 | 3 | 3.2 | 30569 | 10857
Fire Safety Systems | Manual and Automatic Doors - Emergency and Panic Escape Doors | Town IL | 1 | Urgent | B | 11 | 2035 | 5 | 1 | 2.2 | 8822 | 23950
Fire Safety Systems | Fire Extinguishers - Powder | Town BK | 2 | Urgent | B | 6 | 2030 | 5 | 1 | 2.2 | 8823 | 17089
Roller Shutters | External Manual Roller Shutter | Town IK | 1 | High | B | 1 | 2025 | 5 | 2 | 2.7 | 17301 | 4939
Fire Safety Systems | Fire Extinguishers - Foam | Town GG | 4 | Urgent | B | 6 | 2030 | 5 | 1 | 2.2 | 8824 | 17090
Fire Safety Systems | Fire Extinguishers - Foam | Town IW | 1 | Urgent | B | 1 | 2025 | 5 | 1 | 2.2 | 8825 | 1841
Roller Shutters | External Electric Roller Shutter | Town E | 1 | High | B | 19 | 2043 | 5 | 2 | 2.7 | 17302 | 31258
Multi-System Controls | Instrumental Control Panel | Town IL | 1 | Medium | B | 16 | 2040 | 5 | 3 | 3.2 | 30570 | 29827
Fire Safety Systems | Fire Extinguishers - CO2 | Town BL | 1 | Urgent | B | 8 | 2032 | 5 | 1 | 2.2 | 8826 | 20587
Roller Shutters | External Manual Roller Shutter | Town IR | 1 | High | B | 1 | 2025 | 5 | 2 | 2.7 | 17303 | 4940
Roller Shutters | External Electric Roller Shutter | Town E | 1 | High | B | 1 | 2025 | 5 | 2 | 2.7 | 17304 | 4941
Fire Safety Systems | Fire Alarm System | Town IW | 1 | Urgent | B | 1 | 2025 | 5 | 1 | 2.2 | 8827 | 1842
Emergency Lighting | Self Contained - LED | Town E | 12 | Urgent | B | 19 | 2043 | 5 | 1 | 2.2 | 8828 | 31107
Access Control | Gate Access - Local Lock / Keypad / Manual (External) | Town IN | 1 | Medium | B | 1 | 2025 | 5 | 3 | 3.2 | 30571 | 10858
Fire Safety Systems | Fire Extinguishers - Foam | Town IR | 4 | Urgent | B | 6 | 2030 | 5 | 1 | 2.2 | 8829 | 17091
Roller Shutters | Internal Electric Roller Shutter | Town IV | 1 | Medium | B | 15 | 2039 | 5 | 3 | 3.2 | 30572 | 28526
Fire Safety Systems | Manual and Automatic Doors - Emergency and Panic Escape Doors | Town IV | 1 | Urgent | B | 25 | 2049 | 5 | 1 | 2.2 | 8830 | 33336
External Doors | Manual and Automatic Doors - Auto / Powered Bi-Fold Doors | Town EA | 1 | Medium | B | 25 | 2049 | 5 | 3 | 3.2 | 30573 | 33451
Local and Special Ventilation | Fan - Axial | Town IQ | 1 | Medium | B | 1 | 2025 | 5 | 3 | 3.2 | 30574 | 10859
General Lighting | General - LED fittings & Luminaires | Town IL | 8 | Medium | B | 12 | 2036 | 5 | 3 | 3.2 | 30575 | 26725
Fire Safety Systems | Fire Blanket | Town IS | 1 | Urgent | B | 2 | 2026 | 5 | 1 | 2.2 | 8831 | 12780
Local and Special Ventilation | Fan - Centrifugal | Town IQ | 1 | Medium | B | 1 | 2025 | 5 | 3 | 3.2 | 30576 | 10860
General Lighting | General - LED fittings & Luminaires | Town IK | 4 | Medium | B | 12 | 2036 | 5 | 3 | 3.2 | 30577 | 26726
Emergency Lighting | Illuminated Fire Exit Signage | Town IQ | 2 | Urgent | B | 16 | 2040 | 5 | 1 | 2.2 | 8832 | 28999
Heat Emitters | Electric Heaters | Town BJ | 1 | Medium | B | 1 | 2025 | 5 | 3 | 3.2 | 30578 | 10861
Air Conditioning | Single-Split Condenser - Split Systems/Heat Pumps - Air-cooled with Direct Expansion Evaporator (DX) | Town EA | 1 | Medium | B | 5 | 2029 | 5 | 3 | 3.2 | 30579 | 15462
Central Ventilation Systems | Fan - General Ventilation | Town IR | 1 | Low | B | 5 | 2029 | 5 | 4 | 3.7 | 33491 | 15676
Fire Safety Systems | Manual and Automatic Doors - Emergency and Panic Escape Doors | Town BV | 1 | Urgent | B | 11 | 2035 | 5 | 1 | 2.2 | 8833 | 23951
Central Heating | Fan - Axial | Town E | 1 | High | B | 9 | 2033 | 5 | 2 | 2.7 | 17305 | 21640
Roller Shutters | External Window Shutters - Manual | Town BK | 1 | Medium | B | 6 | 2030 | 5 | 3 | 3.2 | 30580 | 18984
Fire Safety Systems | Fire Extinguishers - CO2 | Town IK | 1 | Urgent | B | 1 | 2025 | 5 | 1 | 2.2 | 8834 | 1843
Air Conditioning | Single-Split Condenser - Split Systems/Heat Pumps - Air-cooled with Direct Expansion Evaporator (DX) | Town IX | 1 | Medium | B | 1 | 2025 | 5 | 3 | 3.2 | 30581 | 10862
BMS | BMS Control Panel | Town IW | 1 | High | B | 1 | 2025 | 5 | 2 | 2.7 | 17306 | 4942
External Doors | Manual and Automatic Doors - Auto / Powered Swing Doors | Town IV | 1 | High | B | 25 | 2049 | 5 | 2 | 2.7 | 17307 | 33433
Fire Safety Systems | Fire Alarm System | Town BJ | 1 | Urgent | B | 1 | 2025 | 5 | 1 | 2.2 | 8835 | 1844
General Lighting | General - LED fittings & Luminaires | Town IK | 8 | Medium | B | 1 | 2025 | 5 | 3 | 3.2 | 30582 | 10863
Emergency Lighting | Illuminated Fire Exit Signage | Town BV | 1 | Urgent | B | 12 | 2036 | 5 | 1 | 2.2 | 8836 | 26103
Emergency Lighting | Self Contained - LED | Town BI | 6 | Urgent | B | 17 | 2041 | 5 | 1 | 2.2 | 8837 | 30222
Heat Emitters | Unit Heaters | Town BV | 1 | Medium | B | 1 | 2025 | 5 | 3 | 3.2 | 30583 | 10864
External Doors | Entrance Doors | Town IW | 1 | High | B | 11 | 2035 | 5 | 2 | 2.7 | 17308 | 24755
Roller Shutters | External Manual Roller Shutter | Town BI | 1 | High | B | 10 | 2034 | 5 | 2 | 2.7 | 17309 | 22479
Heat Emitters | Electric Heaters | Town BV | 1 | Medium | B | 1 | 2025 | 5 | 3 | 3.2 | 30584 | 10865
Central Ventilation Systems | Fan - General Ventilation | Town BH | 1 | Low | B | 1 | 2025 | 5 | 4 | 3.7 | 33492 | 12315
Air Conditioning | Multi-Split Evaporator - Split Systems/Heat Pumps - Air-cooled with Direct Expansion Evaporator (DX) | Town IL | 1 | Medium | B | 1 | 2025 | 5 | 3 | 3.2 | 30585 | 10866
LV Distribution | Main Distribution Board | Town IO | 1 | High | B | 15 | 2039 | 5 | 2 | 2.7 | 17310 | 28291
Local and Special Ventilation | Fan - Kitchen Window / Wall Mounted | Town EA | 1 | Medium | B | 9 | 2033 | 5 | 3 | 3.2 | 30586 | 21882
LV Distribution | Sub Distribution Board | Town EA | 1 | High | B | 1 | 2025 | 5 | 2 | 2.7 | 17311 | 4943
Heat Emitters | Gas Radiant Tube Heaters | Town E | 1 | Medium | B | 1 | 2025 | 5 | 3 | 3.2 | 30587 | 10867
Air Conditioning | Single-Split Evaporator - Split Systems/Heat Pumps - Air-cooled with Direct Expansion Evaporator (DX) | Town IW | 1 | Medium | C | 1 | 2025 | 4 | 3 | 2.9 | 18992 | 5807
Air Conditioning | Single-Split Evaporator - Split Systems/Heat Pumps - Air-cooled with Direct Expansion Evaporator (DX) | Town BH | 1 | Medium | B | 7 | 2031 | 5 | 3 | 3.2 | 30588 | 20145
Heat Emitters | Gas Fired Natural and Fan Assisted Heaters | Town BJ | 1 | Medium | C | 1 | 2025 | 4 | 3 | 2.9 | 18993 | 5808
LV Distribution | Sub Distribution Board | Town E | 1 | High | B | 14 | 2038 | 5 | 2 | 2.7 | 17312 | 27495
Roller Shutters | External Electric Roller Shutter | Town IY | 1 | High | B | 4 | 2028 | 5 | 2 | 2.7 | 17313 | 14001
Emergency Lighting | Illuminated Fire Exit Signage | Town IY | 1 | Urgent | B | 16 | 2040 | 5 | 1 | 2.2 | 8838 | 29000
External Lighting | General - LED | Town IS | 2 | Medium | B | 8 | 2032 | 5 | 3 | 3.2 | 30589 | 21122
Fire Safety Systems | Fire Blanket | Town IV | 1 | Urgent | B | 3 | 2027 | 5 | 1 | 2.2 | 8839 | 13307
LV Distribution | Sub Distribution Board | Town BK | 1 | High | B | 18 | 2042 | 5 | 2 | 2.7 | 17314 | 30876
Heat Emitters | Radiators - Steel | Town IS | 4 | Medium | B | 1 | 2025 | 5 | 3 | 3.2 | 30590 | 10868
Fire Safety Systems | Fire Extinguishers - Foam | Town BK | 2 | Urgent | B | 6 | 2030 | 5 | 1 | 2.2 | 8840 | 17092
Fire Safety Systems | Fire Extinguishers - Powder | Town IW | 1 | Urgent | B | 1 | 2025 | 5 | 1 | 2.2 | 8841 | 1845
Fire Safety Systems | Fire Extinguishers - CO2 | Town IX | 2 | Urgent | B | 6 | 2030 | 5 | 1 | 2.2 | 8842 | 17093
Roller Shutters | External Electric Roller Shutter | Town IS | 1 | High | B | 9 | 2033 | 5 | 2 | 2.7 | 17315 | 21641
Access Control | Door Lock / Keypad / Manual | Town EA | 1 | Medium | B | 9 | 2033 | 5 | 3 | 3.2 | 30591 | 21883
Emergency Lighting | Self Contained - Non LED | Town IL | 6 | Urgent | B | 1 | 2025 | 5 | 1 | 2.2 | 8843 | 1846
Local Hot Water | Instantaneous Electric Water Heater - Non-Drinking Water | Town BV | 1 | Medium | B | 7 | 2031 | 5 | 3 | 3.2 | 30592 | 20146
Fire Safety Systems | Manual and Automatic Doors - Emergency and Panic Escape Doors | Town BV | 1 | Urgent | B | 11 | 2035 | 5 | 1 | 2.2 | 8844 | 23952
Fire Safety Systems | Fire Alarm Panel / Repeater | Town IY | 1 | Urgent | B | 11 | 2035 | 5 | 1 | 2.2 | 8845 | 23953
LV Distribution | Sub Distribution Board | Town IX | 1 | High | B | 1 | 2025 | 5 | 2 | 2.7 | 17316 | 4944
LV Distribution | Main Switch Panel at Supply Intake | Town BL | 1 | Medium | B | 1 | 2025 | 5 | 3 | 3.2 | 30593 | 10869
Roller Shutters | Internal Electric Roller Shutter | Town JH | 1 | Medium | B | 20 | 2044 | 5 | 3 | 3.2 | 30594 | 31686
LV Distribution | Sub Distribution Board | Town CB | 1 | High | B | 1 | 2025 | 5 | 2 | 2.7 | 17317 | 4945
Security Systems | Manual and Automatic Doors - High Security Door | Town CB | 1 | High | B | 11 | 2035 | 5 | 2 | 2.7 | 17318 | 24756
Local and Special Ventilation | Fan - Centrifugal | Town BZ | 1 | Medium | B | 1 | 2025 | 5 | 3 | 3.2 | 30595 | 10870
Fire Safety Systems | Fire Extinguishers - Foam | Town BZ | 1 | Urgent | B | 7 | 2031 | 5 | 1 | 2.2 | 8846 | 19484
Fire Safety Systems | Smoke Extract Fan | Town CB | 1 | Urgent | B | 1 | 2025 | 5 | 1 | 2.2 | 8847 | 1847
Barriers & Guardrails | Vehicle Crash Protection Barrier | Town CD | 1 | V Low | B | 1 | 2025 | 5 | 4 | 3.7 | 33493 | 12316
Air Conditioning | Single-Split Condenser - Split Systems/Heat Pumps - Air-cooled with Direct Expansion Evaporator (DX) | Town CB | 1 | Medium | B | 1 | 2025 | 5 | 3 | 3.2 | 30596 | 10871
Heat Emitters | Gas Fired Natural and Fan Assisted Heaters | Town CB | 1 | Medium | B | 1 | 2025 | 5 | 3 | 3.2 | 30597 | 10872
Barriers & Guardrails | Vehicle Crash Protection Barrier | Town CD | 1 | V Low | B | 1 | 2025 | 5 | 4 | 3.7 | 33494 | 12317
Barriers & Guardrails | Vehicle Crash Protection Barrier | Town CD | 1 | V Low | B | 1 | 2025 | 5 | 4 | 3.7 | 33495 | 12318
Roller Shutters | External Electric Roller Shutter | Town CB | 1 | High | B | 1 | 2025 | 5 | 2 | 2.7 | 17319 | 4946
Heat Emitters | Electric Heaters | Town CT | 3 | Medium | B | 1 | 2025 | 5 | 3 | 3.2 | 30598 | 10873
LV Distribution | Sub Distribution Board | Town CA | 1 | High | B | 6 | 2030 | 5 | 2 | 2.7 | 17320 | 17851
Heat Emitters | Electric Overdoor Air Curtain/Heater | Town CD | 1 | Medium | C | 1 | 2025 | 4 | 3 | 2.9 | 18994 | 5809
LV Distribution | Sub Distribution Board | Town CE | 1 | High | B | 1 | 2025 | 5 | 2 | 2.7 | 17321 | 4947
Central Heating & Cooling | Fan - Axial | Town CN | 1 | Medium | B | 1 | 2025 | 5 | 3 | 3.2 | 30599 | 10874
Local and Special Ventilation | Fan - Centrifugal | Town CD | 1 | Medium | B | 7 | 2031 | 5 | 3 | 3.2 | 30600 | 20147
Heat Emitters | Electric Heaters | Town CF | 1 | Medium | B | 1 | 2025 | 5 | 3 | 3.2 | 30601 | 10875
Heat Emitters | Electric Heaters | Town CD | 2 | Medium | B | 4 | 2028 | 5 | 3 | 3.2 | 30602 | 14227
Air Conditioning | Single-Split Evaporator - Split Systems/Heat Pumps - Air-cooled with Direct Expansion Evaporator (DX) | Town CI | 1 | Medium | B | 1 | 2025 | 5 | 3 | 3.2 | 30603 | 10876
Fire Safety Systems | Manual and Automatic Doors - Emergency and Panic Escape Doors | Town CE | 1 | Urgent | B | 9 | 2033 | 5 | 1 | 2.2 | 8848 | 21463
Local and Special Ventilation | Fan - Extract | Town CG | 1 | Medium | B | 1 | 2025 | 5 | 3 | 3.2 | 30604 | 10877
Fire Safety Systems | Fire Alarm System | Town CT | 1 | Urgent | B | 1 | 2025 | 5 | 1 | 2.2 | 8849 | 1848
Emergency Lighting | Illuminated Fire Exit Signage | Town CF | 1 | Urgent | B | 12 | 2036 | 5 | 1 | 2.2 | 8850 | 26104
External Lighting | General - LED | Town CD | 2 | Medium | C | 3 | 2027 | 4 | 3 | 2.9 | 18995 | 13417
LV Distribution | Sub Distribution Board | Town CP | 1 | High | B | 1 | 2025 | 5 | 2 | 2.7 | 17322 | 4948
Roller Shutters | Internal Electric Roller Shutter | Town CH | 1 | Medium | B | 11 | 2035 | 5 | 3 | 3.2 | 30605 | 25582
Roller Shutters | External Electric Roller Shutter | Town CH | 1 | High | B | 4 | 2028 | 5 | 2 | 2.7 | 17323 | 14002
Access Control | Door Lock / Keypad / Manual | Town CG | 1 | Medium | B | 11 | 2035 | 5 | 3 | 3.2 | 30606 | 25583
Local and Special Ventilation | Fan - Window / Wall Mounted | Town CH | 1 | Medium | B | 1 | 2025 | 5 | 3 | 3.2 | 30607 | 10878
LV Distribution | Sub Distribution Board | Town CJ | 1 | High | B | 1 | 2025 | 5 | 2 | 2.7 | 17324 | 4949
Local and Special Ventilation | Fan - Extract | Town CJ | 1 | Medium | B | 1 | 2025 | 5 | 3 | 3.2 | 30608 | 10879
Fire Safety Systems | Fire Extinguishers - Foam | Town CD | 3 | Urgent | B | 9 | 2033 | 5 | 1 | 2.2 | 8851 | 21464
Emergency Lighting | Illuminated Fire Exit Signage | Town CH | 1 | Urgent | B | 12 | 2036 | 5 | 1 | 2.2 | 8852 | 26105
Air Conditioning | Single-Split Evaporator - Split Systems/Heat Pumps - Air-cooled with Direct Expansion Evaporator (DX) | Town CE | 1 | Medium | B | 5 | 2029 | 5 | 3 | 3.2 | 30609 | 15463
Fire Safety Systems | Manual and Automatic Doors - Emergency and Panic Escape Doors | Town CG | 1 | Urgent | B | 26 | 2050 | 5 | 1 | 2.2 | 8853 | 33470
General Lighting | General - LED fittings & Luminaires | Town CI | 90 | Medium | B | 6 | 2030 | 5 | 3 | 3.2 | 30610 | 18985
Fire Safety Systems | Fire Extinguishers - Foam | Town CQ | 2 | Urgent | B | 8 | 2032 | 5 | 1 | 2.2 | 8854 | 20588
Local and Special Ventilation | Fan - Axial | Town CO | 1 | Medium | B | 1 | 2025 | 5 | 3 | 3.2 | 30611 | 10880
Roller Shutters | External Manual Roller Shutter | Town BZ | 1 | High | B | 1 | 2025 | 5 | 2 | 2.7 | 17325 | 4950
Local and Special Ventilation | Fan - Axial | Town CO | 1 | Medium | B | 1 | 2025 | 5 | 3 | 3.2 | 30612 | 10881
Fire Safety Systems | Fire Extinguishers - Foam | Town CP | 1 | Urgent | B | 8 | 2032 | 5 | 1 | 2.2 | 8855 | 20589
Air Conditioning | Single-Split Condenser - Split Systems/Heat Pumps - Air-cooled with Direct Expansion Evaporator (DX) | Town CB | 1 | Medium | B | 1 | 2025 | 5 | 3 | 3.2 | 30613 | 10882
Local and Special Ventilation | Fan - Window / Wall Mounted | Town CB | 1 | Medium | B | 1 | 2025 | 5 | 3 | 3.2 | 30614 | 10883
General Lighting | General - LED fittings & Luminaires | Town CB | 8 | Medium | B | 1 | 2025 | 5 | 3 | 3.2 | 30615 | 10884
General Lighting | General - LED fittings & Luminaires | Town CL | 52 | Medium | B | 16 | 2040 | 5 | 3 | 3.2 | 30616 | 29828
Fire Safety Systems | Fire Extinguishers - CO2 | Town CH | 2 | Urgent | B | 2 | 2026 | 5 | 1 | 2.2 | 8856 | 12781
LV Distribution | Main Distribution Board | Town CD | 1 | High | C | 1 | 2025 | 4 | 2 | 2.4 | 10747 | 2526
Security Systems | Manual and Automatic Doors - High Security Door | Town CO | 1 | High | B | 1 | 2025 | 5 | 2 | 2.7 | 17326 | 4951
Roller Shutters | Internal Electric Roller Shutter | Town CN | 1 | Medium | B | 11 | 2035 | 5 | 3 | 3.2 | 30617 | 25584
Roller Shutters | External Manual Roller Shutter | Town CH | 1 | High | B | 1 | 2025 | 5 | 2 | 2.7 | 17327 | 4952
Emergency Lighting | Illuminated Fire Exit Signage | Town CA | 1 | Urgent | B | 6 | 2030 | 5 | 1 | 2.2 | 8857 | 17094
Emergency Lighting | Self Contained - LED | Town CR | 18 | Urgent | B | 22 | 2046 | 5 | 1 | 2.2 | 8858 | 32986
Local and Special Ventilation | Fan - Extract | Town CJ | 1 | Medium | C | 1 | 2025 | 4 | 3 | 2.9 | 18996 | 5810
Emergency Lighting | Self Contained - LED | Town CN | 1 | Urgent | B | 17 | 2041 | 5 | 1 | 2.2 | 8859 | 30223
Emergency Lighting | Self Contained - LED | Town CJ | 6 | Urgent | B | 21 | 2045 | 5 | 1 | 2.2 | 8860 | 32411
Emergency Lighting | Self Contained - LED | Town CL | 25 | Urgent | B | 21 | 2045 | 5 | 1 | 2.2 | 8861 | 32412
LV Distribution | Sub Distribution Board | Town CD | 1 | High | B | 1 | 2025 | 5 | 2 | 2.7 | 17328 | 4953
Local and Special Ventilation | Fan - Window / Wall Mounted | Town CM | 1 | Medium | B | 1 | 2025 | 5 | 3 | 3.2 | 30618 | 10885
LV Distribution | Sub Distribution Board | Town CK | 1 | High | B | 1 | 2025 | 5 | 2 | 2.7 | 17329 | 4954
Local Hot Water | Instantaneous Electric Water Heater - Non-Drinking Water | Town CD | 1 | Medium | B | 1 | 2025 | 5 | 3 | 3.2 | 30619 | 10886
Emergency Lighting | Self Contained - LED | Town CD | 1 | Urgent | B | 21 | 2045 | 5 | 1 | 2.2 | 8862 | 32413
General Lighting | General - LED fittings & Luminaires | Town CD | 2 | Medium | B | 1 | 2025 | 5 | 3 | 3.2 | 30620 | 10887
Fire Safety Systems | Fire Alarm Panel / Repeater | Town CQ | 1 | Urgent | B | 1 | 2025 | 5 | 1 | 2.2 | 8863 | 1849
Heat Emitters | Radiators - Steel | Town CH | 1 | Medium | B | 1 | 2025 | 5 | 3 | 3.2 | 30621 | 10888
LV Distribution | Sub Distribution Board | Town CH | 1 | High | B | 1 | 2025 | 5 | 2 | 2.7 | 17330 | 4955
External Doors | Manual and Automatic Doors - Auto / Powered Sliding Doors | Town CM | 1 | High | B | 21 | 2045 | 5 | 2 | 2.7 | 17331 | 32739
External Lighting | General - LED | Town CS | 5 | Medium | B | 1 | 2025 | 5 | 3 | 3.2 | 30622 | 10889
Emergency Lighting | Self Contained - LED | Town CE | 3 | Urgent | B | 21 | 2045 | 5 | 1 | 2.2 | 8864 | 32414
General Lighting | General - LED fittings & Luminaires | Town CE | 1 | Medium | C | 4 | 2028 | 4 | 3 | 2.9 | 18997 | 14019
Local and Special Ventilation | Fan - Axial | Town BZ | 1 | Medium | C | 1 | 2025 | 4 | 3 | 2.9 | 18998 | 5811
Fire Safety Systems | Manual and Automatic Doors - Emergency and Panic Escape Doors | Town CK | 1 | Urgent | D | 35 | 2059 | 3 | 1 | 1.6 | 466 | 33875
Fire Safety Systems | Manual and Automatic Doors - Emergency and Panic Escape Doors | Town CG | 1 | Urgent | B | 26 | 2050 | 5 | 1 | 2.2 | 8865 | 33471
Local Hot Water | Instantaneous Electric Water Heater - Non-Drinking Water | Town BZ | 1 | Medium | B | 13 | 2037 | 5 | 3 | 3.2 | 30623 | 27245
Roller Shutters | Internal Electric Roller Shutter | Town CR | 1 | Medium | B | 11 | 2035 | 5 | 3 | 3.2 | 30624 | 25585
Local and Special Ventilation | Fan - Axial | Town CM | 1 | Medium | B | 1 | 2025 | 5 | 3 | 3.2 | 30625 | 10890
Barriers & Guardrails | Vehicle Crash Protection Barrier | Town BZ | 1 | V Low | B | 1 | 2025 | 5 | 4 | 3.7 | 33496 | 12319
Heat Emitters | Electric Heaters | Town CH | 1 | Medium | B | 1 | 2025 | 5 | 3 | 3.2 | 30626 | 10891
Roller Shutters | External Manual Roller Shutter | Town CB | 1 | High | B | 1 | 2025 | 5 | 2 | 2.7 | 17332 | 4956
General Lighting | General - LED fittings & Luminaires | Town BZ | 3 | Medium | B | 19 | 2043 | 5 | 3 | 3.2 | 30627 | 31373
Fire Safety Systems | Fire Extinguishers - Dry Chemical | Town BZ | 2 | Urgent | B | 2 | 2026 | 5 | 1 | 2.2 | 8866 | 12782
Central Heating | Condensate Pumps | Town CJ | 1 | Medium | B | 11 | 2035 | 5 | 3 | 3.2 | 30628 | 25586
General Lighting | General - LED fittings & Luminaires | Town CA | 1 | Medium | B | 1 | 2025 | 5 | 3 | 3.2 | 30629 | 10892
LV Distribution | Sub Distribution Board | Town CO | 1 | High | C | 6 | 2030 | 4 | 2 | 2.4 | 10748 | 17339
LV Distribution | Main Distribution Board | Town BZ | 1 | High | B | 12 | 2036 | 5 | 2 | 2.7 | 17333 | 26257
Barriers & Guardrails | Vehicle Crash Protection Barrier | Town BZ | 1 | V Low | B | 1 | 2025 | 5 | 4 | 3.7 | 33497 | 12320
Emergency Lighting | Self Contained - LED | Town CN | 3 | Urgent | B | 17 | 2041 | 5 | 1 | 2.2 | 8867 | 30224
Air Conditioning | Single-Split Condenser - Split Systems/Heat Pumps - Air-cooled with Direct Expansion Evaporator (DX) | Town CO | 1 | Medium | B | 9 | 2033 | 5 | 3 | 3.2 | 30630 | 21884
Fire Safety Systems | Fire Extinguishers - Powder | Town CC | 1 | Urgent | B | 6 | 2030 | 5 | 1 | 2.2 | 8868 | 17095
Heat Emitters | Gas Fired Natural and Fan Assisted Heaters | Town CH | 1 | Medium | B | 7 | 2031 | 5 | 3 | 3.2 | 30631 | 20148
Local Hot Water | Instantaneous Electric Water Heater - Non-Drinking Water | Town CF | 1 | Medium | B | 1 | 2025 | 5 | 3 | 3.2 | 30632 | 10893
Heat Emitters | Electric Heaters | Town CN | 1 | Medium | B | 1 | 2025 | 5 | 3 | 3.2 | 30633 | 10894
External Lighting | General - LED | Town BZ | 1 | Medium | B | 11 | 2035 | 5 | 3 | 3.2 | 30634 | 25587
Barriers & Guardrails | Vehicle Crash Protection Barrier | Town CD | 1 | V Low | B | 1 | 2025 | 5 | 4 | 3.7 | 33498 | 12321
General Lighting | General - LED fittings & Luminaires | Town CD | 110 | Medium | D | 12 | 2036 | 3 | 3 | 2.6 | 11243 | 26129
External Lighting | General - LED | Town CH | 2 | Medium | B | 1 | 2025 | 5 | 3 | 3.2 | 30635 | 10895
Air Conditioning | Single-Split Condenser - Split Systems/Heat Pumps - Air-cooled with Direct Expansion Evaporator (DX) | Town CQ | 1 | Medium | B | 5 | 2029 | 5 | 3 | 3.2 | 30636 | 15464
Local and Special Ventilation | Fan - Window / Wall Mounted | Town CH | 1 | Medium | B | 1 | 2025 | 5 | 3 | 3.2 | 30637 | 10896
BMS | BMS Control Panel | Town CO | 1 | High | B | 1 | 2025 | 5 | 2 | 2.7 | 17334 | 4957
Multi-System Controls | Instrumental Control Panel | Town CB | 1 | Medium | B | 1 | 2025 | 5 | 3 | 3.2 | 30638 | 10897
Emergency Lighting | Illuminated Fire Exit Signage | Town CH | 3 | Urgent | B | 12 | 2036 | 5 | 1 | 2.2 | 8869 | 26106
Emergency Lighting | Self Contained - LED | Town CA | 1 | Urgent | B | 19 | 2043 | 5 | 1 | 2.2 | 8870 | 31108
Roller Shutters | External Manual Roller Shutter | Town CC | 1 | High | B | 1 | 2025 | 5 | 2 | 2.7 | 17335 | 4958
Heat Emitters | Electric Heaters | Town CS | 3 | Medium | B | 1 | 2025 | 5 | 3 | 3.2 | 30639 | 10898
Fire Safety Systems | Fire Extinguishers - CO2 | Town CG | 2 | Urgent | B | 6 | 2030 | 5 | 1 | 2.2 | 8871 | 17096
External Lighting | General - LED | Town CC | 7 | Medium | B | 12 | 2036 | 5 | 3 | 3.2 | 30640 | 26727
Local Hot Water | Instantaneous Electric Water Heater - Non-Drinking Water | Town CF | 1 | Medium | B | 1 | 2025 | 5 | 3 | 3.2 | 30641 | 10899
Roller Shutters | External Manual Roller Shutter | Town CB | 1 | High | B | 1 | 2025 | 5 | 2 | 2.7 | 17336 | 4959
Roller Shutters | External Window Shutters - Electric | Town CJ | 1 | Medium | B | 6 | 2030 | 5 | 3 | 3.2 | 30642 | 18986
Barriers & Guardrails | Vehicle Crash Protection Barrier | Town CD | 1 | V Low | B | 7 | 2031 | 5 | 4 | 3.7 | 33499 | 20225
Emergency Lighting | Self Contained - Non LED | Town CF | 1 | Urgent | B | 1 | 2025 | 5 | 1 | 2.2 | 8872 | 1850
LV Distribution | Main Distribution Board | Town CI | 1 | High | B | 1 | 2025 | 5 | 2 | 2.7 | 17337 | 4960
Local and Special Ventilation | Fan - Window / Wall Mounted | Town CH | 1 | Medium | B | 1 | 2025 | 5 | 3 | 3.2 | 30643 | 10900
Fire Safety Systems | Automatic Fire Dampers | Town CM | 1 | Urgent | B | 1 | 2025 | 5 | 1 | 2.2 | 8873 | 1851
General Lighting | General - LED fittings & Luminaires | Town CJ | 19 | Medium | B | 1 | 2025 | 5 | 3 | 3.2 | 30644 | 10901
Fire Safety Systems | Fire Extinguishers - Foam | Town CS | 3 | Urgent | B | 6 | 2030 | 5 | 1 | 2.2 | 8874 | 17097
Emergency Lighting | Self Contained - Non LED | Town CM | 1 | Urgent | B | 1 | 2025 | 5 | 1 | 2.2 | 8875 | 1852
Emergency Lighting | Self Contained - LED | Town CM | 5 | Urgent | B | 11 | 2035 | 5 | 1 | 2.2 | 8876 | 23954
Air Conditioning | Single-Split Evaporator - Split Systems/Heat Pumps - Air-cooled with Direct Expansion Evaporator (DX) | Town CO | 1 | Medium | B | 1 | 2025 | 5 | 3 | 3.2 | 30645 | 10902
Fire Safety Systems | Fire Extinguishers - Foam | Town CN | 2 | Urgent | B | 1 | 2025 | 5 | 1 | 2.2 | 8877 | 1853
Fire Safety Systems | Fire Extinguishers - Foam | Town CF | 2 | Urgent | B | 1 | 2025 | 5 | 1 | 2.2 | 8878 | 1854
Emergency Lighting | Self Contained - LED | Town CM | 2 | Urgent | B | 17 | 2041 | 5 | 1 | 2.2 | 8879 | 30225
Fire Safety Systems | Fire Extinguishers - CO2 | Town CH | 2 | Urgent | B | 2 | 2026 | 5 | 1 | 2.2 | 8880 | 12783
LV Distribution | Sub Distribution Board | Town CQ | 1 | High | B | 4 | 2028 | 5 | 2 | 2.7 | 17338 | 14003
Local and Special Ventilation | Fan - Axial | Town CO | 1 | Medium | B | 1 | 2025 | 5 | 3 | 3.2 | 30646 | 10903
General Lighting | General - LED fittings & Luminaires | Town BZ | 11 | Medium | B | 19 | 2043 | 5 | 3 | 3.2 | 30647 | 31374
Local and Special Ventilation | Fan - Window / Wall Mounted | Town CA | 1 | Medium | B | 1 | 2025 | 5 | 3 | 3.2 | 30648 | 10904
General Lighting | General - LED fittings & Luminaires | Town CJ | 61 | Medium | B | 16 | 2040 | 5 | 3 | 3.2 | 30649 | 29829
Emergency Lighting | Illuminated Fire Exit Signage | Town CE | 3 | Urgent | B | 16 | 2040 | 5 | 1 | 2.2 | 8881 | 29001
Local and Special Ventilation | Fan - Window / Wall Mounted | Town CM | 1 | Medium | B | 1 | 2025 | 5 | 3 | 3.2 | 30650 | 10905
Fire Safety Systems | Fire Alarm System | Town CM | 1 | Urgent | B | 1 | 2025 | 5 | 1 | 2.2 | 8882 | 1855
General Lighting | General - LED fittings & Luminaires | Town CM | 6 | Medium | B | 12 | 2036 | 5 | 3 | 3.2 | 30651 | 26728
Roller Shutters | Internal Electric Roller Shutter | Town CQ | 1 | Medium | B | 16 | 2040 | 5 | 3 | 3.2 | 30652 | 29830
Local and Special Ventilation | Unit extract fans | Town BZ | 1 | Medium | DX | 1 | 2025 | 1 | 3 | 2 | 980 | 675
Local and Special Ventilation | Fan - Extract | Town CB | 1 | Medium | B | 1 | 2025 | 5 | 3 | 3.2 | 30653 | 10906
Emergency Lighting | Illuminated Fire Exit Signage | Town BZ | 1 | Urgent | B | 18 | 2042 | 5 | 1 | 2.2 | 8883 | 30716
Fire Safety Systems | Fire Extinguishers - Foam | Town CH | 2 | Urgent | B | 1 | 2025 | 5 | 1 | 2.2 | 8884 | 1856
Lifts | Disabled Lift - Electric | Town CO | 1 | High | B | 1 | 2025 | 5 | 2 | 2.7 | 17339 | 4961
Local and Special Ventilation | Fan - Extract | Town CB | 1 | Medium | B | 1 | 2025 | 5 | 3 | 3.2 | 30654 | 10907
Local and Special Ventilation | Fan - Extract | Town BZ | 1 | Medium | CX | 1 | 2025 | 2 | 3 | 2.3 | 10341 | 2253
Heat Emitters | Gas Fired Unit Heaters | Town CL | 1 | Medium | B | 1 | 2025 | 5 | 3 | 3.2 | 30655 | 10908
Roller Shutters | External Electric Roller Shutter | Town CG | 1 | High | B | 21 | 2045 | 5 | 2 | 2.7 | 17340 | 32740
Fire Safety Systems | Manual and Automatic Doors - Emergency and Panic Escape Doors | Town CB | 1 | Urgent | B | 1 | 2025 | 5 | 1 | 2.2 | 8885 | 1857
General Lighting | General - LED fittings & Luminaires | Town CH | 41 | Medium | B | 12 | 2036 | 5 | 3 | 3.2 | 30656 | 26729
Air Conditioning | Single-Split Evaporator - Split Systems/Heat Pumps - Air-cooled with Direct Expansion Evaporator (DX) | Town CE | 1 | Medium | B | 5 | 2029 | 5 | 3 | 3.2 | 30657 | 15465
Heat Emitters | Gas Fired Natural and Fan Assisted Heaters | Town CH | 1 | Medium | B | 1 | 2025 | 5 | 3 | 3.2 | 30658 | 10909
LV Distribution | Main Distribution Board | Town CR | 1 | High | B | 6 | 2030 | 5 | 2 | 2.7 | 17341 | 17852
Fire Safety Systems | Manual and Automatic Doors - Emergency and Panic Escape Doors | Town CQ | 1 | Urgent | B | 17 | 2041 | 5 | 1 | 2.2 | 8886 | 30226
Emergency Lighting | Self Contained - LED | Town CB | 4 | Urgent | B | 20 | 2044 | 5 | 1 | 2.2 | 8887 | 31552
Fire Safety Systems | Fire Extinguishers - Powder | Town BZ | 2 | Urgent | B | 9 | 2033 | 5 | 1 | 2.2 | 8888 | 21465
Air Conditioning | Multi-Split Condenser - Split Systems/Heat Pumps - Air-cooled with Direct Expansion Evaporator (DX) | Town CH | 1 | Medium | B | 1 | 2025 | 5 | 3 | 3.2 | 30659 | 10910
Local and Special Ventilation | Fan - Window / Wall Mounted | Town CA | 1 | Medium | B | 1 | 2025 | 5 | 3 | 3.2 | 30660 | 10911
LV Distribution | Sub Distribution Board | Town CH | 1 | High | B | 6 | 2030 | 5 | 2 | 2.7 | 17342 | 17853
LV Distribution | Sub Distribution Board | Town CN | 1 | High | B | 6 | 2030 | 5 | 2 | 2.7 | 17343 | 17854
Security Systems | Manual and Automatic Doors - High Security Door | Town CH | 1 | High | B | 21 | 2045 | 5 | 2 | 2.7 | 17344 | 32741
Local and Special Ventilation | Fan - Extract | Town CJ | 1 | Medium | B | 1 | 2025 | 5 | 3 | 3.2 | 30661 | 10912
LV Distribution | Sub Distribution Board | Town CQ | 1 | High | B | 1 | 2025 | 5 | 2 | 2.7 | 17345 | 4962
General Lighting | General - LED fittings & Luminaires | Town BZ | 10 | Medium | B | 16 | 2040 | 5 | 3 | 3.2 | 30662 | 29831
Fire Safety Systems | Manual and Automatic Doors - Emergency and Panic Escape Doors | Town CR | 1 | Urgent | B | 21 | 2045 | 5 | 1 | 2.2 | 8889 | 32415
Barriers & Guardrails | Vehicle Crash Protection Barrier | Town CE | 7 | V Low | D | 1 | 2025 | 3 | 4 | 3.1 | 19657 | 5877
Barriers & Guardrails | Vehicle Crash Protection Barrier | Town CD | 1 | V Low | B | 1 | 2025 | 5 | 4 | 3.7 | 33500 | 12322
Air Conditioning | Single-Split Evaporator - Split Systems/Heat Pumps - Air-cooled with Direct Expansion Evaporator (DX) | Town CQ | 1 | Medium | B | 5 | 2029 | 5 | 3 | 3.2 | 30663 | 15466
LV Distribution | Main Distribution Board | Town CD | 1 | High | B | 1 | 2025 | 5 | 2 | 2.7 | 17346 | 4963
General Lighting | General - LED fittings & Luminaires | Town CB | 4 | Medium | C | 16 | 2040 | 4 | 3 | 2.9 | 18999 | 29295
Fire Safety Systems | Fire Extinguishers - CO2 | Town CJ | 4 | Urgent | B | 6 | 2030 | 5 | 1 | 2.2 | 8890 | 17098
LV Distribution | Sub Distribution Board | Town CB | 1 | High | B | 1 | 2025 | 5 | 2 | 2.7 | 17347 | 4964
Emergency Lighting | Self Contained - LED | Town CB | 2 | Urgent | B | 17 | 2041 | 5 | 1 | 2.2 | 8891 | 30227
Heat Emitters | Radiators - Steel | Town CM | 1 | Medium | B | 1 | 2025 | 5 | 3 | 3.2 | 30664 | 10913
Roller Shutters | External Manual Roller Shutter | Town CH | 1 | High | B | 1 | 2025 | 5 | 2 | 2.7 | 17348 | 4965
General Lighting | General - LED fittings & Luminaires | Town CN | 4 | Medium | B | 12 | 2036 | 5 | 3 | 3.2 | 30665 | 26730
General Lighting | General - LED fittings & Luminaires | Town CH | 6 | Medium | C | 1 | 2025 | 4 | 3 | 2.9 | 19000 | 5812
Fire Safety Systems | Fire Extinguishers - CO2 | Town CD | 1 | Urgent | B | 8 | 2032 | 5 | 1 | 2.2 | 8892 | 20590
Local and Special Ventilation | Fan - Extract | Town CG | 1 | Medium | B | 1 | 2025 | 5 | 3 | 3.2 | 30666 | 10914
Roller Shutters | Internal Electric Roller Shutter | Town CR | 1 | Medium | B | 11 | 2035 | 5 | 3 | 3.2 | 30667 | 25588
Roller Shutters | External Manual Roller Shutter | Town CH | 1 | High | B | 1 | 2025 | 5 | 2 | 2.7 | 17349 | 4966
Emergency Lighting | Self Contained - LED | Town CG | 5 | Urgent | B | 21 | 2045 | 5 | 1 | 2.2 | 8893 | 32416
Fire Safety Systems | Fire Extinguishers - Powder - P50 | Town CH | 1 | Urgent | B | 1 | 2025 | 5 | 1 | 2.2 | 8894 | 1858
External Lighting | General - LED | Town CF | 1 | Medium | B | 1 | 2025 | 5 | 3 | 3.2 | 30668 | 10915
Emergency Lighting | Illuminated Fire Exit Signage | Town CT | 1 | Urgent | B | 1 | 2025 | 5 | 1 | 2.2 | 8895 | 1859
General Lighting | General - LED fittings & Luminaires | Town CH | 11 | Medium | B | 12 | 2036 | 5 | 3 | 3.2 | 30669 | 26731
Heat Emitters | Gas Fired Radiant Heaters | Town CL | 1 | Medium | DX | 1 | 2025 | 1 | 3 | 2 | 981 | 676
Boiler | Atmospheric Gas Burner/Condensing Combination Boiler (domestic type) | Town CJ | 1 | High | B | 6 | 2030 | 5 | 2 | 2.7 | 17350 | 17855
General Lighting | General - LED fittings & Luminaires | Town CB | 2 | Medium | C | 16 | 2040 | 4 | 3 | 2.9 | 19001 | 29296
External Doors | Entrance Doors | Town CB | 1 | High | B | 1 | 2025 | 5 | 2 | 2.7 | 17351 | 4967
Fire Safety Systems | Fire Extinguishers - Foam | Town BZ | 7 | Urgent | B | 9 | 2033 | 5 | 1 | 2.2 | 8896 | 21466
Air Conditioning | Single-Split Evaporator - Split Systems/Heat Pumps - Air-cooled with Direct Expansion Evaporator (DX) | Town CO | 1 | Medium | B | 1 | 2025 | 5 | 3 | 3.2 | 30670 | 10916
LV Distribution | Sub Distribution Board | Town CH | 1 | High | B | 15 | 2039 | 5 | 2 | 2.7 | 17352 | 28292
External Doors | Entrance Doors | Town CE | 1 | High | B | 18 | 2042 | 5 | 2 | 2.7 | 17353 | 30877
Local and Special Ventilation | Fan - Extract | Town CB | 1 | Medium | B | 1 | 2025 | 5 | 3 | 3.2 | 30671 | 10917
External Lighting | General - LED | Town CK | 3 | Medium | B | 5 | 2029 | 5 | 3 | 3.2 | 30672 | 15467
Access Control | Door Lock / Keypad / Manual | Town CO | 2 | Medium | B | 1 | 2025 | 5 | 3 | 3.2 | 30673 | 10918
Emergency Lighting | Self Contained - LED | Town CM | 3 | Urgent | B | 11 | 2035 | 5 | 1 | 2.2 | 8897 | 23955
LV Distribution | Sub Distribution Board | Town CD | 1 | High | B | 1 | 2025 | 5 | 2 | 2.7 | 17354 | 4968
Local and Special Ventilation | Fan - Extract | Town CJ | 1 | Medium | B | 11 | 2035 | 5 | 3 | 3.2 | 30674 | 25589
Roller Shutters | External Manual Roller Shutter | Town CK | 1 | High | B | 1 | 2025 | 5 | 2 | 2.7 | 17355 | 4969
LV Distribution | Sub Distribution Board | Town BZ | 1 | High | B | 19 | 2043 | 5 | 2 | 2.7 | 17356 | 31259
Barriers & Guardrails | Vehicle Crash Protection Barrier | Town BZ | 1 | V Low | B | 1 | 2025 | 5 | 4 | 3.7 | 33501 | 12323
External Doors | Entrance Doors | Town CE | 1 | High | B | 18 | 2042 | 5 | 2 | 2.7 | 17357 | 30878
Fire Safety Systems | Fire Alarm Panel / Repeater | Town BZ | 1 | Urgent | B | 7 | 2031 | 5 | 1 | 2.2 | 8898 | 19485
Emergency Lighting | Self Contained - LED | Town CN | 2 | Urgent | B | 17 | 2041 | 5 | 1 | 2.2 | 8899 | 30228
Fire Safety Systems | Fire Extinguishers - Foam | Town BZ | 10 | Urgent | B | 9 | 2033 | 5 | 1 | 2.2 | 8900 | 21467
Local Hot Water | Instantaneous Electric Water Heater - Non-Drinking Water | Town CF | 1 | Medium | B | 1 | 2025 | 5 | 3 | 3.2 | 30675 | 10919
LV Distribution | Sub Distribution Board | Town CB | 1 | High | B | 1 | 2025 | 5 | 2 | 2.7 | 17358 | 4970
Heat Emitters | Electric Heaters | Town BZ | 6 | Medium | B | 1 | 2025 | 5 | 3 | 3.2 | 30676 | 10920
External Lighting | General - LED | Town CB | 2 | Medium | B | 7 | 2031 | 5 | 3 | 3.2 | 30677 | 20149
Local and Special Ventilation | Fan - Extract | Town CR | 1 | Medium | B | 1 | 2025 | 5 | 3 | 3.2 | 30678 | 10921
Multi-System Controls | Instrumental Control Panel | Town CH | 1 | Medium | B | 16 | 2040 | 5 | 3 | 3.2 | 30679 | 29832
Security Systems | Manual and Automatic Doors - High Security Door | Town CF | 1 | High | B | 11 | 2035 | 5 | 2 | 2.7 | 17359 | 24757
Roller Shutters | Internal Electric Roller Shutter | Town CM | 1 | Medium | B | 11 | 2035 | 5 | 3 | 3.2 | 30680 | 25590
Roller Shutters | External Electric Roller Shutter | Town CH | 1 | High | B | 4 | 2028 | 5 | 2 | 2.7 | 17360 | 14004
Heat Emitters | Electric Heaters | Town CH | 1 | Medium | B | 1 | 2025 | 5 | 3 | 3.2 | 30681 | 10922
Barriers & Guardrails | Vehicle Crash Protection Barrier | Town BZ | 1 | V Low | C | 1 | 2025 | 4 | 4 | 3.4 | 32427 | 11705
Local and Special Ventilation | Fan - Extract | Town CG | 1 | Medium | B | 1 | 2025 | 5 | 3 | 3.2 | 30682 | 10923
Roller Shutters | External Electric Roller Shutter | Town BZ | 1 | High | B | 9 | 2033 | 5 | 2 | 2.7 | 17361 | 21642
Roller Shutters | External Manual Roller Shutter | Town CM | 1 | High | B | 1 | 2025 | 5 | 2 | 2.7 | 17362 | 4971
General Lighting | General - LED fittings & Luminaires | Town BZ | 19 | Medium | B | 16 | 2040 | 5 | 3 | 3.2 | 30683 | 29833
Fire Safety Systems | Manual and Automatic Doors - Emergency and Panic Escape Doors | Town CE | 1 | Urgent | B | 9 | 2033 | 5 | 1 | 2.2 | 8901 | 21468
Air Conditioning | Single-Split Evaporator - Split Systems/Heat Pumps - Air-cooled with Direct Expansion Evaporator (DX) | Town CJ | 1 | Medium | B | 2 | 2026 | 5 | 3 | 3.2 | 30684 | 13191
Air Conditioning | Single-Split Evaporator - Split Systems/Heat Pumps - Air-cooled with Direct Expansion Evaporator (DX) | Town CQ | 1 | Medium | B | 8 | 2032 | 5 | 3 | 3.2 | 30685 | 21123
Local and Special Ventilation | Fan - Extract | Town BZ | 1 | Medium | DX | 1 | 2025 | 1 | 3 | 2 | 982 | 677
Roller Shutters | External Manual Roller Shutter | Town CC | 1 | High | B | 1 | 2025 | 5 | 2 | 2.7 | 17363 | 4972
Emergency Lighting | Self Contained - LED | Town BZ | 2 | Urgent | B | 23 | 2047 | 5 | 1 | 2.2 | 8902 | 33149
Central Ventilation Systems | Fan - General Ventilation | Town CI | 1 | Low | B | 1 | 2025 | 5 | 4 | 3.7 | 33502 | 12324
Fire Safety Systems | Manual and Automatic Doors - Emergency and Panic Escape Doors | Town BZ | 1 | Urgent | B | 31 | 2055 | 5 | 1 | 2.2 | 8903 | 33775
Roller Shutters | External Manual Roller Shutter | Town CB | 1 | High | B | 1 | 2025 | 5 | 2 | 2.7 | 17364 | 4973
Emergency Lighting | Illuminated Fire Exit Signage | Town CP | 2 | Urgent | B | 16 | 2040 | 5 | 1 | 2.2 | 8904 | 29002
LV Distribution | Main Distribution Board | Town BZ | 1 | High | B | 12 | 2036 | 5 | 2 | 2.7 | 17365 | 26258
Fire Safety Systems | Fire Alarm System | Town CA | 1 | Urgent | B | 1 | 2025 | 5 | 1 | 2.2 | 8905 | 1860
Access Control | Door Lock / Keypad / Manual | Town CG | 1 | Medium | B | 11 | 2035 | 5 | 3 | 3.2 | 30686 | 25591
Hot Water Distribution | Direct fired Water Heaters | Town CT | 1 | Low | B | 1 | 2025 | 5 | 4 | 3.7 | 33503 | 12325
Roller Shutters | Internal Electric Roller Shutter | Town CO | 1 | Medium | C | 1 | 2025 | 4 | 3 | 2.9 | 19002 | 5813
Local and Special Ventilation | Fan - Extract | Town CJ | 1 | Medium | B | 1 | 2025 | 5 | 3 | 3.2 | 30687 | 10924
Fire Safety Systems | Fire Extinguishers - Foam | Town CG | 2 | Urgent | B | 6 | 2030 | 5 | 1 | 2.2 | 8906 | 17099
General Lighting | General - LED fittings & Luminaires | Town CH | 8 | Medium | B | 12 | 2036 | 5 | 3 | 3.2 | 30688 | 26732
General Lighting | General - LED fittings & Luminaires | Town CD | 1 | Medium | C | 1 | 2025 | 4 | 3 | 2.9 | 19003 | 5814
Hot Water Distribution | Hot water cylinders Domestic Type | Town CL | 1 | Low | B | 1 | 2025 | 5 | 4 | 3.7 | 33504 | 12326
LV Distribution | Main Distribution Board | Town CD | 1 | High | B | 1 | 2025 | 5 | 2 | 2.7 | 17366 | 4974
Central Heating & Cooling | Fan - Axial | Town CN | 1 | Medium | B | 1 | 2025 | 5 | 3 | 3.2 | 30689 | 10925
Security Systems | Manual and Automatic Doors - High Security Door | Town CM | 1 | High | B | 11 | 2035 | 5 | 2 | 2.7 | 17367 | 24758
Barriers & Guardrails | Vehicle Crash Protection Barrier | Town CD | 1 | V Low | B | 1 | 2025 | 5 | 4 | 3.7 | 33505 | 12327
Fire Safety Systems | Automatic Fire Dampers | Town CB | 1 | Urgent | B | 1 | 2025 | 5 | 1 | 2.2 | 8907 | 1861
Emergency Lighting | Self Contained - Non LED | Town CQ | 7 | Urgent | B | 11 | 2035 | 5 | 1 | 2.2 | 8908 | 23956
Specialist Lighting | Illuminated External Signs | Town CH | 2 | Medium | B | 6 | 2030 | 5 | 3 | 3.2 | 30690 | 18987
Security Systems | Manual and Automatic Doors - High Security Door | Town CH | 1 | High | B | 11 | 2035 | 5 | 2 | 2.7 | 17368 | 24759
Local and Special Ventilation | Fan - Hazardous Area Extract | Town CH | 1 | Medium | B | 1 | 2025 | 5 | 3 | 3.2 | 30691 | 10926
Heat Emitters | Electric Overdoor Air Curtain/Heater | Town CB | 1 | Medium | B | 1 | 2025 | 5 | 3 | 3.2 | 30692 | 10927
Security Systems | Manual and Automatic Doors - High Security Door | Town CB | 1 | High | B | 11 | 2035 | 5 | 2 | 2.7 | 17369 | 24760
Fire Safety Systems | Automatic Fire Dampers | Town CB | 1 | Urgent | B | 1 | 2025 | 5 | 1 | 2.2 | 8909 | 1862
Heat Emitters | Radiators - Steel | Town CD | 4 | Medium | D | 1 | 2025 | 3 | 3 | 2.6 | 11244 | 2713
Local Hot Water | Instantaneous Electric Water Heater - Non-Drinking Water | Town CD | 1 | Medium | B | 1 | 2025 | 5 | 3 | 3.2 | 30693 | 10928
Roller Shutters | External Manual Roller Shutter | Town CD | 1 | High | B | 1 | 2025 | 5 | 2 | 2.7 | 17370 | 4975
Heat Emitters | Radiators - Steel | Town CB | 3 | Medium | B | 1 | 2025 | 5 | 3 | 3.2 | 30694 | 10929
Air Conditioning | Single-Split Evaporator - Split Systems/Heat Pumps - Air-cooled with Direct Expansion Evaporator (DX) | Town DD | 1 | Medium | B | 7 | 2031 | 5 | 3 | 3.2 | 30695 | 20150
Local and Special Ventilation | Fan - General Ventilation | Town DF | 1 | Medium | B | 1 | 2025 | 5 | 3 | 3.2 | 30696 | 10930
Fire Safety Systems | Manual and Automatic Doors - Emergency and Panic Escape Doors | Town DI | 1 | Urgent | B | 6 | 2030 | 5 | 1 | 2.2 | 8910 | 17100
External Doors | Entrance Doors | Town CZ | 1 | High | B | 6 | 2030 | 5 | 2 | 2.7 | 17371 | 17856
Roller Shutters | External Manual Roller Shutter | Town DE | 1 | High | B | 1 | 2025 | 5 | 2 | 2.7 | 17372 | 4976
Roller Shutters | Internal Electric Roller Shutter | Town CV | 1 | Medium | B | 16 | 2040 | 5 | 3 | 3.2 | 30697 | 29834
External Doors | Entrance Doors | Town DF | 1 | High | B | 6 | 2030 | 5 | 2 | 2.7 | 17373 | 17857
Roller Shutters | Internal Electric Roller Shutter | Town DJ | 1 | Medium | B | 10 | 2034 | 5 | 3 | 3.2 | 30698 | 23105
External Doors | Entrance Doors | Town DA | 1 | High | B | 26 | 2050 | 5 | 2 | 2.7 | 17374 | 33529
Air Conditioning | Single-Split Condenser - Split Systems/Heat Pumps - Air-cooled with Direct Expansion Evaporator (DX) | Town CZ | 1 | Medium | D | 1 | 2025 | 3 | 3 | 2.6 | 11245 | 2714
Fire Safety Systems | Manual and Automatic Doors - Emergency and Panic Escape Doors | Town CX | 1 | Urgent | B | 31 | 2055 | 5 | 1 | 2.2 | 8911 | 33776
Emergency Lighting | Illuminated Fire Exit Signage | Town DG | 1 | Urgent | B | 1 | 2025 | 5 | 1 | 2.2 | 8912 | 1863
Emergency Lighting | Self Contained - LED | Town CX | 15 | Urgent | B | 21 | 2045 | 5 | 1 | 2.2 | 8913 | 32417
Heat Emitters | Electric Heaters | Town CG | 3 | Medium | B | 1 | 2025 | 5 | 3 | 3.2 | 30699 | 10931
LV Distribution | Sub Distribution Board | Town DH | 1 | High | B | 1 | 2025 | 5 | 2 | 2.7 | 17375 | 4977
Local and Special Ventilation | Fan - Axial | Town CZ | 1 | Medium | B | 4 | 2028 | 5 | 3 | 3.2 | 30700 | 14228
Heat Emitters | Electric Heaters | Town DB | 6 | Medium | B | 1 | 2025 | 5 | 3 | 3.2 | 30701 | 10932
Emergency Lighting | Self Contained - LED | Town CG | 2 | Urgent | B | 21 | 2045 | 5 | 1 | 2.2 | 8914 | 32418
Local and Special Ventilation | Fan - Extract | Town DA | 1 | Medium | B | 6 | 2030 | 5 | 3 | 3.2 | 30702 | 18988
General Lighting | General - LED fittings & Luminaires | Town CV | 4 | Medium | B | 11 | 2035 | 5 | 3 | 3.2 | 30703 | 25592
Roller Shutters | Internal Electric Roller Shutter | Town CX | 1 | Medium | B | 21 | 2045 | 5 | 3 | 3.2 | 30704 | 32807
Roller Shutters | External Electric Roller Shutter | Town CG | 1 | High | B | 1 | 2025 | 5 | 2 | 2.7 | 17376 | 4978
Fire Safety Systems | Manual and Automatic Doors - Emergency and Panic Escape Doors | Town CZ | 1 | Urgent | B | 21 | 2045 | 5 | 1 | 2.2 | 8915 | 32419
AHU - Internal | Central Air Conditioning - Gas Fired | Town CY | 1 | Medium | B | 11 | 2035 | 5 | 3 | 3.2 | 30705 | 25593
Fire Safety Systems | Manual and Automatic Doors - Emergency and Panic Escape Doors | Town CZ | 1 | Urgent | B | 21 | 2045 | 5 | 1 | 2.2 | 8916 | 32420
Roller Shutters | External Manual Roller Shutter | Town DH | 1 | High | B | 1 | 2025 | 5 | 2 | 2.7 | 17377 | 4979
Emergency Lighting | Self Contained - LED | Town DG | 10 | Urgent | B | 24 | 2048 | 5 | 1 | 2.2 | 8917 | 33249
External Doors | Entrance Doors | Town CY | 1 | High | C | 1 | 2025 | 4 | 2 | 2.4 | 10749 | 2527
Emergency Lighting | Self Contained - Non LED | Town CY | 6 | Urgent | B | 11 | 2035 | 5 | 1 | 2.2 | 8918 | 23957
External Lighting | General - LED | Town DI | 5 | Medium | B | 12 | 2036 | 5 | 3 | 3.2 | 30706 | 26733
Emergency Lighting | Illuminated Fire Exit Signage | Town DL | 1 | Urgent | B | 16 | 2040 | 5 | 1 | 2.2 | 8919 | 29003
Fire Safety Systems | Fire Extinguishers - Foam | Town CU | 6 | Urgent | B | 7 | 2031 | 5 | 1 | 2.2 | 8920 | 19486
Emergency Lighting | Illuminated Fire Exit Signage | Town CZ | 4 | Urgent | B | 16 | 2040 | 5 | 1 | 2.2 | 8921 | 29004
Emergency Lighting | Illuminated Fire Exit Signage | Town CX | 1 | Urgent | B | 17 | 2041 | 5 | 1 | 2.2 | 8922 | 30229
Fire Safety Systems | Fire Extinguishers - CO2 | Town DC | 1 | Urgent | B | 6 | 2030 | 5 | 1 | 2.2 | 8923 | 17101
Local Hot Water | Instantaneous Electric Water Heater - Non-Drinking Water | Town DI | 1 | Medium | B | 5 | 2029 | 5 | 3 | 3.2 | 30707 | 15468
Heat Emitters | Gas Fired Radiant Heaters | Town CZ | 1 | Medium | B | 1 | 2025 | 5 | 3 | 3.2 | 30708 | 10933
External Lighting | General - Non LED | Town DH | 3 | Medium | CX | 1 | 2025 | 2 | 3 | 2.3 | 10342 | 2254
Local and Special Ventilation | Fan - Window / Wall Mounted | Town CZ | 1 | Medium | B | 1 | 2025 | 5 | 3 | 3.2 | 30709 | 10934
Emergency Lighting | Self Contained - LED | Town CU | 1 | Urgent | B | 22 | 2046 | 5 | 1 | 2.2 | 8924 | 32987
LV Distribution | Main Distribution Board | Town CV | 1 | High | C | 6 | 2030 | 4 | 2 | 2.4 | 10750 | 17340
Fire Safety Systems | Smoke Extract - Control Panel | Town DF | 1 | Urgent | B | 1 | 2025 | 5 | 1 | 2.2 | 8925 | 1864
Fire Safety Systems | Smoke Extract - Control Panel | Town DF | 1 | Urgent | B | 1 | 2025 | 5 | 1 | 2.2 | 8926 | 1865
Roller Shutters | External Manual Roller Shutter | Town CY | 1 | High | B | 1 | 2025 | 5 | 2 | 2.7 | 17378 | 4980
Emergency Lighting | Self Contained - LED | Town DC | 14 | Urgent | B | 21 | 2045 | 5 | 1 | 2.2 | 8927 | 32421
Local Hot Water | Instantaneous Electric Water Heater - Non-Drinking Water | Town DH | 1 | Medium | B | 1 | 2025 | 5 | 3 | 3.2 | 30710 | 10935
External Doors | Entrance Doors | Town DJ | 1 | High | B | 26 | 2050 | 5 | 2 | 2.7 | 17379 | 33530
Emergency Lighting | Self Contained - Non LED | Town CZ | 9 | Urgent | B | 17 | 2041 | 5 | 1 | 2.2 | 8928 | 30230
Emergency Lighting | Illuminated Fire Exit Signage | Town CV | 3 | Urgent | B | 16 | 2040 | 5 | 1 | 2.2 | 8929 | 29005
Emergency Lighting | Self Contained - LED | Town DI | 4 | Urgent | B | 22 | 2046 | 5 | 1 | 2.2 | 8930 | 32988
LV Distribution | Main Distribution Board | Town CU | 1 | High | B | 2 | 2026 | 5 | 2 | 2.7 | 17380 | 12954
Security Systems | Manual and Automatic Doors - High Security Door | Town DG | 1 | High | B | 28 | 2052 | 5 | 2 | 2.7 | 17381 | 33630
Emergency Lighting | Illuminated Fire Exit Signage | Town DC | 1 | Urgent | B | 16 | 2040 | 5 | 1 | 2.2 | 8931 | 29006
Roller Shutters | External Electric Roller Shutter | Town CY | 1 | High | B | 11 | 2035 | 5 | 2 | 2.7 | 17382 | 24761
Emergency Lighting | Self Contained - Non LED | Town CY | 5 | Urgent | B | 4 | 2028 | 5 | 1 | 2.2 | 8932 | 13873
Fire Safety Systems | Fire Extinguishers - Powder | Town CV | 1 | Urgent | B | 6 | 2030 | 5 | 1 | 2.2 | 8933 | 17102
Multi-System Controls | Instrumental Control Panel | Town DA | 1 | Medium | B | 1 | 2025 | 5 | 3 | 3.2 | 30711 | 10936
Fire Safety Systems | Fire Alarm Panel / Repeater | Town CU | 1 | Urgent | B | 1 | 2025 | 5 | 1 | 2.2 | 8934 | 1866
General Lighting | General - LED fittings & Luminaires | Town DK | 33 | Medium | B | 15 | 2039 | 5 | 3 | 3.2 | 30712 | 28527
Emergency Lighting | Self Contained - LED | Town DC | 21 | Urgent | B | 21 | 2045 | 5 | 1 | 2.2 | 8935 | 32422
LV Distribution | Sub Distribution Board | Town CG | 1 | High | B | 1 | 2025 | 5 | 2 | 2.7 | 17383 | 4981
LV Distribution | Main Distribution Board | Town DC | 1 | High | B | 7 | 2031 | 5 | 2 | 2.7 | 17384 | 19692
Fire Safety Systems | Manual and Automatic Doors - Emergency and Panic Escape Doors | Town CV | 1 | Urgent | B | 26 | 2050 | 5 | 1 | 2.2 | 8936 | 33472
LV Distribution | Sub Distribution Board | Town DL | 1 | High | B | 6 | 2030 | 5 | 2 | 2.7 | 17385 | 17858
Roller Shutters | Internal Electric Roller Shutter | Town DJ | 1 | Medium | B | 20 | 2044 | 5 | 3 | 3.2 | 30713 | 31687
Fire Safety Systems | Fire Extinguishers - CO2 | Town DH | 2 | Urgent | B | 9 | 2033 | 5 | 1 | 2.2 | 8937 | 21469
LV Distribution | Main Distribution Board | Town DC | 1 | High | B | 7 | 2031 | 5 | 2 | 2.7 | 17386 | 19693
Emergency Lighting | Self Contained - LED | Town CZ | 7 | Urgent | B | 21 | 2045 | 5 | 1 | 2.2 | 8938 | 32423
Local and Special Ventilation | Fan - Extract | Town DA | 1 | Medium | B | 1 | 2025 | 5 | 3 | 3.2 | 30714 | 10937
Roller Shutters | External Electric Roller Shutter | Town CG | 1 | High | B | 1 | 2025 | 5 | 2 | 2.7 | 17387 | 4982
Fire Safety Systems | Fire Extinguishers - Powder | Town DK | 3 | Urgent | B | 7 | 2031 | 5 | 1 | 2.2 | 8939 | 19487
General Lighting | General - LED fittings & Luminaires | Town CH | 11 | Medium | B | 12 | 2036 | 5 | 3 | 3.2 | 30715 | 26734
General Lighting | General - LED fittings & Luminaires | Town CV | 14 | Medium | B | 15 | 2039 | 5 | 3 | 3.2 | 30716 | 28528
Roller Shutters | External Electric Roller Shutter | Town CZ | 1 | High | B | 6 | 2030 | 5 | 2 | 2.7 | 17388 | 17859
External Lighting | General - LED | Town DE | 2 | Medium | B | 12 | 2036 | 5 | 3 | 3.2 | 30717 | 26735
General Lighting | General - LED fittings & Luminaires | Town DE | 32 | Medium | B | 1 | 2025 | 5 | 3 | 3.2 | 30718 | 10938
General Lighting | General - LED fittings & Luminaires | Town CG | 22 | Medium | B | 1 | 2025 | 5 | 3 | 3.2 | 30719 | 10939
Emergency Lighting | Illuminated Fire Exit Signage | Town CY | 1 | Urgent | B | 1 | 2025 | 5 | 1 | 2.2 | 8940 | 1867
General Lighting | General - LED fittings & Luminaires | Town CV | 6 | Medium | B | 11 | 2035 | 5 | 3 | 3.2 | 30720 | 25594
LV Distribution | Main Distribution Board | Town DK | 1 | High | C | 1 | 2025 | 4 | 2 | 2.4 | 10751 | 2528
BMS | BMS Control Panel | Town DC | 1 | High | A | 8 | 2032 | 6 | 2 | 3 | 19627 | 20792
Barriers & Guardrails | Vehicle Crash Protection Barrier | Town DG | 1 | V Low | B | 1 | 2025 | 5 | 4 | 3.7 | 33506 | 12328
Boiler | Atmospheric Gas Burner Boiler - Small and/or Wall Hung for Light Commercial Installation | Town CY | 1 | Medium | B | 6 | 2030 | 5 | 3 | 3.2 | 30721 | 18989
Fire Safety Systems | Manual and Automatic Doors - Emergency and Panic Escape Doors | Town DD | 1 | Urgent | B | 27 | 2051 | 5 | 1 | 2.2 | 8941 | 33555
LV Distribution | Main Distribution Board | Town CV | 1 | High | B | 11 | 2035 | 5 | 2 | 2.7 | 17389 | 24762
Multi-System Controls | Control Panel - Electrical Services (excluding Electrical Controllers and Pneumatic Relays) | Town DC | 1 | Medium | B | 1 | 2025 | 5 | 3 | 3.2 | 30722 | 10940
General Lighting | General - LED fittings & Luminaires | Town DG | 100 | Medium | B | 19 | 2043 | 5 | 3 | 3.2 | 30723 | 31375
Emergency Lighting | Self Contained - Non LED | Town DG | 4 | Urgent | B | 1 | 2025 | 5 | 1 | 2.2 | 8942 | 1868
Boiler | Combination Atmospheric Burner Gas Boiler | Town DG | 1 | High | B | 9 | 2033 | 5 | 2 | 2.7 | 17390 | 21643
Fire Safety Systems | Fire Alarm System | Town CZ | 1 | Urgent | B | 11 | 2035 | 5 | 1 | 2.2 | 8943 | 23958
Fire Safety Systems | Fire Extinguishers - Foam | Town DG | 2 | Urgent | B | 6 | 2030 | 5 | 1 | 2.2 | 8944 | 17103
Roller Shutters | External Manual Roller Shutter | Town CH | 1 | High | B | 1 | 2025 | 5 | 2 | 2.7 | 17391 | 4983
Emergency Lighting | Self Contained - LED | Town DF | 9 | Urgent | B | 22 | 2046 | 5 | 1 | 2.2 | 8945 | 32989
Fire Safety Systems | Fire Blanket | Town CV | 1 | Urgent | B | 4 | 2028 | 5 | 1 | 2.2 | 8946 | 13874
Local and Special Ventilation | Fan - Bifurcated | Town DC | 1 | Medium | B | 2 | 2026 | 5 | 3 | 3.2 | 30724 | 13192
Emergency Lighting | Self Contained - LED | Town CH | 2 | Urgent | B | 8 | 2032 | 5 | 1 | 2.2 | 8947 | 20591
Emergency Lighting | Self Contained - LED | Town CY | 1 | Urgent | B | 22 | 2046 | 5 | 1 | 2.2 | 8948 | 32990
LV Distribution | Sub Distribution Board | Town DB | 1 | High | D | 1 | 2025 | 3 | 2 | 2.1 | 1318 | 888
LV Distribution | Sub Distribution Board | Town DA | 1 | High | B | 16 | 2040 | 5 | 2 | 2.7 | 17392 | 29254
Fire Safety Systems | Fire Extinguishers - Powder | Town CZ | 3 | Urgent | B | 8 | 2032 | 5 | 1 | 2.2 | 8949 | 20592
LV Distribution | Main Distribution Board | Town CV | 1 | High | B | 6 | 2030 | 5 | 2 | 2.7 | 17393 | 17860
Roller Shutters | External Manual Roller Shutter | Town DH | 1 | High | B | 1 | 2025 | 5 | 2 | 2.7 | 17394 | 4984
External Doors | Entrance Doors | Town DL | 1 | High | B | 19 | 2043 | 5 | 2 | 2.7 | 17395 | 31260
Local and Special Ventilation | Fan - Window / Wall Mounted | Town CZ | 1 | Medium | D | 1 | 2025 | 3 | 3 | 2.6 | 11246 | 2715
Local Hot Water | Package Electric Water Heaters - Non-Drinking Water | Town CZ | 1 | Medium | B | 8 | 2032 | 5 | 3 | 3.2 | 30725 | 21124
Local and Special Ventilation | Fan - Window / Wall Mounted | Town CY | 1 | Medium | B | 11 | 2035 | 5 | 3 | 3.2 | 30726 | 25595
External Doors | Entrance Doors | Town CW | 1 | High | B | 32 | 2056 | 5 | 2 | 2.7 | 17396 | 33834
Local and Special Ventilation | Fan - Axial | Town DG | 1 | Medium | B | 1 | 2025 | 5 | 3 | 3.2 | 30727 | 10941
Fire Safety Systems | Fire Extinguishers - CO2 | Town CZ | 2 | Urgent | B | 9 | 2033 | 5 | 1 | 2.2 | 8950 | 21470
Local and Special Ventilation | Unit extract fans | Town DH | 1 | Medium | B | 1 | 2025 | 5 | 3 | 3.2 | 30728 | 10942
Emergency Lighting | Self Contained - LED | Town DA | 1 | Urgent | B | 21 | 2045 | 5 | 1 | 2.2 | 8951 | 32424
Emergency Lighting | Illuminated Fire Exit Signage | Town CW | 2 | Urgent | B | 16 | 2040 | 5 | 1 | 2.2 | 8952 | 29007
Local and Special Ventilation | Fan - Axial | Town DD | 1 | Medium | B | 7 | 2031 | 5 | 3 | 3.2 | 30729 | 20151
External Lighting | General - LED | Town CU | 2 | Medium | B | 12 | 2036 | 5 | 3 | 3.2 | 30730 | 26736
Fire Safety Systems | Fire Extinguishers - CO2 | Town CU | 4 | Urgent | B | 3 | 2027 | 5 | 1 | 2.2 | 8953 | 13308
Air Conditioning | Single-Split Condenser - Split Systems/Heat Pumps - Air-cooled with Direct Expansion Evaporator (DX) | Town DD | 1 | Medium | B | 7 | 2031 | 5 | 3 | 3.2 | 30731 | 20152
External Doors | Entrance Doors | Town DG | 1 | High | B | 1 | 2025 | 5 | 2 | 2.7 | 17397 | 4985
External Doors | Entrance Doors | Town CV | 1 | High | B | 21 | 2045 | 5 | 2 | 2.7 | 17398 | 32742
General Lighting | General - LED fittings & Luminaires | Town DD | 30 | Medium | B | 16 | 2040 | 5 | 3 | 3.2 | 30732 | 29835
General Lighting | General - LED fittings & Luminaires | Town CV | 17 | Medium | B | 11 | 2035 | 5 | 3 | 3.2 | 30733 | 25596
Fire Safety Systems | Manual and Automatic Doors - Emergency and Panic Escape Doors | Town DF | 1 | Urgent | D | 6 | 2030 | 3 | 1 | 1.6 | 467 | 15699
Local Hot Water | Instantaneous Electric Water Heater - Non-Drinking Water | Town DE | 1 | Medium | B | 1 | 2025 | 5 | 3 | 3.2 | 30734 | 10943
Heat Emitters | Gas Fired Unit Heaters | Town DL | 1 | Medium | B | 7 | 2031 | 5 | 3 | 3.2 | 30735 | 20153
Fire Safety Systems | Fire Alarm Panel / Repeater | Town DG | 1 | Urgent | B | 14 | 2038 | 5 | 1 | 2.2 | 8954 | 27393
Emergency Lighting | Self Contained - LED | Town CX | 7 | Urgent | B | 25 | 2049 | 5 | 1 | 2.2 | 8955 | 33337
Local and Special Ventilation | Fan - Centrifugal | Town CU | 1 | Medium | B | 1 | 2025 | 5 | 3 | 3.2 | 30736 | 10944
Roller Shutters | External Electric Roller Shutter | Town CG | 1 | High | B | 11 | 2035 | 5 | 2 | 2.7 | 17399 | 24763
Local and Special Ventilation | Fan - Extract | Town CG | 1 | Medium | B | 1 | 2025 | 5 | 3 | 3.2 | 30737 | 10945
Roller Shutters | External Manual Roller Shutter | Town CH | 1 | High | B | 1 | 2025 | 5 | 2 | 2.7 | 17400 | 4986
Roller Shutters | Internal Electric Roller Shutter | Town DG | 1 | Medium | B | 1 | 2025 | 5 | 3 | 3.2 | 30738 | 10946
External Lighting | General - Non LED | Town CZ | 1 | Medium | D | 1 | 2025 | 3 | 3 | 2.6 | 11247 | 2716
Roller Shutters | External Electric Roller Shutter | Town DI | 1 | High | D | 1 | 2025 | 3 | 2 | 2.1 | 1319 | 889
Roller Shutters | External Electric Roller Shutter | Town CV | 1 | High | B | 11 | 2035 | 5 | 2 | 2.7 | 17401 | 24764
Emergency Lighting | Illuminated Fire Exit Signage | Town CY | 2 | Urgent | B | 1 | 2025 | 5 | 1 | 2.2 | 8956 | 1869
Fire Safety Systems | Manual and Automatic Doors - Emergency and Panic Escape Doors | Town CZ | 1 | Urgent | CX | 6 | 2030 | 2 | 1 | 1.3 | 360 | 15691
Roller Shutters | External Electric Roller Shutter | Town DD | 1 | High | B | 17 | 2041 | 5 | 2 | 2.7 | 17402 | 30379
External Doors | Entrance Doors | Town DJ | 1 | High | B | 20 | 2044 | 5 | 2 | 2.7 | 17403 | 31655
LV Distribution | Sub Distribution Board | Town CY | 1 | High | B | 18 | 2042 | 5 | 2 | 2.7 | 17404 | 30879
External Doors | Entrance Doors | Town CV | 1 | High | C | 21 | 2045 | 4 | 2 | 2.4 | 10752 | 32519
Lifts | Disabled Lift - Hydraulic | Town DB | 1 | High | B | 1 | 2025 | 5 | 2 | 2.7 | 17405 | 4987
Roller Shutters | External Electric Roller Shutter | Town DD | 1 | High | B | 17 | 2041 | 5 | 2 | 2.7 | 17406 | 30380
General Lighting | General - LED fittings & Luminaires | Town DB | 68 | Medium | B | 17 | 2041 | 5 | 3 | 3.2 | 30739 | 30572
Fire Safety Systems | Fire Extinguishers - Powder | Town DJ | 1 | Urgent | A | 8 | 2032 | 6 | 1 | 2.5 | 10987 | 20665
Roller Shutters | Internal Electric Roller Shutter | Town DG | 1 | Medium | B | 1 | 2025 | 5 | 3 | 3.2 | 30740 | 10947
Local Hot Water | Package Electric Water Heaters - Non-Drinking Water | Town CG | 1 | Medium | B | 11 | 2035 | 5 | 3 | 3.2 | 30741 | 25597
Roller Shutters | External Electric Roller Shutter | Town CY | 1 | High | B | 11 | 2035 | 5 | 2 | 2.7 | 17407 | 24765
Heat Emitters | Radiators - Steel | Town DG | 3 | Medium | B | 1 | 2025 | 5 | 3 | 3.2 | 30742 | 10948
Fire Safety Systems | Fire Extinguishers - Wet Chemical | Town CV | 1 | Urgent | B | 6 | 2030 | 5 | 1 | 2.2 | 8957 | 17104
LV Distribution | Main Distribution Board | Town CW | 1 | High | B | 17 | 2041 | 5 | 2 | 2.7 | 17408 | 30381
External Doors | Entrance Doors | Town CH | 1 | High | B | 11 | 2035 | 5 | 2 | 2.7 | 17409 | 24766
Heat Emitters | Radiators - Steel | Town CV | 2 | Medium | B | 11 | 2035 | 5 | 3 | 3.2 | 30743 | 25598
Air Conditioning | Single-Split Condenser - Split Systems/Heat Pumps - Air-cooled with Direct Expansion Evaporator (DX) | Town FE | 1 | Medium | B | 1 | 2025 | 5 | 3 | 3.2 | 30744 | 10949
LV Distribution | Main Distribution Board | Town BI | 1 | High | B | 1 | 2025 | 5 | 2 | 2.7 | 17410 | 4988
Roller Shutters | External Manual Roller Shutter | Town FT | 1 | High | DX | 1 | 2025 | 1 | 2 | 1.5 | 410 | 366
LV Distribution | Main Distribution Board | Town FI | 1 | High | B | 10 | 2034 | 5 | 2 | 2.7 | 17411 | 22480
Central Ventilation Systems | Fan - General Ventilation | Town FI | 1 | Low | B | 1 | 2025 | 5 | 4 | 3.7 | 33507 | 12329
Roller Shutters | External Electric Roller Shutter | Town FM | 1 | High | B | 18 | 2042 | 5 | 2 | 2.7 | 17412 | 30880
Fire Safety Systems | Manual and Automatic Doors - Emergency and Panic Escape Doors | Town FB | 1 | Urgent | B | 18 | 2042 | 5 | 1 | 2.2 | 8958 | 30717
Roller Shutters | Internal Electric Roller Shutter | Town FI | 1 | Medium | B | 5 | 2029 | 5 | 3 | 3.2 | 30745 | 15469
External Doors | Entrance Doors | Town FI | 1 | High | B | 10 | 2034 | 5 | 2 | 2.7 | 17413 | 22481
Fire Safety Systems | Fire Alarm System | Town FN | 1 | Urgent | B | 11 | 2035 | 5 | 1 | 2.2 | 8959 | 23959
LV Distribution | Main Distribution Board | Town FU | 1 | High | B | 1 | 2025 | 5 | 2 | 2.7 | 17414 | 4989
LV Distribution | Sub Distribution Board | Town FS | 1 | High | B | 18 | 2042 | 5 | 2 | 2.7 | 17415 | 30881
Local and Special Ventilation | Fan - Axial | Town FS | 1 | Medium | B | 3 | 2027 | 5 | 3 | 3.2 | 30746 | 13666
Roller Shutters | External Electric Roller Shutter | Town FN | 1 | High | B | 10 | 2034 | 5 | 2 | 2.7 | 17416 | 22482
Local Hot Water | Package Electric Water Heaters - Non-Drinking Water | Town FR | 1 | Medium | B | 1 | 2025 | 5 | 3 | 3.2 | 30747 | 10950
Burner | Forced draft gas burner | Town FF | 1 | Medium | A | 14 | 2038 | 6 | 3 | 3.5 | 32615 | 27688
Roller Shutters | External Electric Roller Shutter | Town FF | 1 | High | B | 5 | 2029 | 5 | 2 | 2.7 | 17417 | 14736
Emergency Lighting | Self Contained - Non LED | Town FS | 10 | Urgent | C | 7 | 2031 | 4 | 1 | 1.9 | 743 | 19128
LV Distribution | Main Distribution Board | Town FF | 1 | High | B | 15 | 2039 | 5 | 2 | 2.7 | 17418 | 28293
External Doors | Entrance Doors | Town FP | 1 | High | CX | 1 | 2025 | 2 | 2 | 1.8 | 549 | 443
Local and Special Ventilation | Fan - Window / Wall Mounted | Town FB | 1 | Medium | B | 11 | 2035 | 5 | 3 | 3.2 | 30748 | 25599
Local and Special Ventilation | Fan - Axial | Town FH | 1 | Medium | B | 3 | 2027 | 5 | 3 | 3.2 | 30749 | 13667
Fire Safety Systems | Manual and Automatic Doors - Emergency and Panic Escape Doors | Town FS | 1 | Urgent | B | 21 | 2045 | 5 | 1 | 2.2 | 8960 | 32425
Heat Emitters | Electric Heaters | Town FD | 1 | Medium | B | 3 | 2027 | 5 | 3 | 3.2 | 30750 | 13668
External Lighting | General - Non LED | Town FQ | 1 | Medium | B | 1 | 2025 | 5 | 3 | 3.2 | 30751 | 10951
Fire Safety Systems | Fire Extinguishers - Foam | Town FK | 6 | Urgent | B | 9 | 2033 | 5 | 1 | 2.2 | 8961 | 21471
Fire Safety Systems | Fire Extinguishers - Foam | Town FB | 1 | Urgent | B | 8 | 2032 | 5 | 1 | 2.2 | 8962 | 20593
Fire Safety Systems | Fire Extinguishers - Foam | Town FS | 3 | Urgent | B | 9 | 2033 | 5 | 1 | 2.2 | 8963 | 21472
General Lighting | General - LED fittings & Luminaires | Town FJ | 25 | Medium | B | 1 | 2025 | 5 | 3 | 3.2 | 30752 | 10952
External Doors | Entrance Doors | Town FL | 1 | High | B | 15 | 2039 | 5 | 2 | 2.7 | 17419 | 28294
Central Ventilation Systems | Fan - Extract | Town FN | 1 | Medium | B | 1 | 2025 | 5 | 3 | 3.2 | 30753 | 10953
External Doors | Entrance Doors | Town FG | 1 | High | B | 10 | 2034 | 5 | 2 | 2.7 | 17420 | 22483
Emergency Lighting | Illuminated Fire Exit Signage | Town FU | 6 | Urgent | B | 16 | 2040 | 5 | 1 | 2.2 | 8964 | 29008
Emergency Lighting | Illuminated Fire Exit Signage | Town FH | 11 | Urgent | B | 16 | 2040 | 5 | 1 | 2.2 | 8965 | 29009
External Doors | Manual and Automatic Doors - Auto / Powered Swing Doors | Town FK | 1 | High | C | 21 | 2045 | 4 | 2 | 2.4 | 10753 | 32520
LV Distribution | Sub Distribution Board | Town FH | 1 | High | B | 2 | 2026 | 5 | 2 | 2.7 | 17421 | 12955
External Doors | Entrance Doors | Town FO | 1 | High | B | 20 | 2044 | 5 | 2 | 2.7 | 17422 | 31656
Roller Shutters | External Manual Roller Shutter | Town FM | 1 | High | CX | 1 | 2025 | 2 | 2 | 1.8 | 550 | 444
Local and Special Ventilation | Fan - Axial | Town FB | 1 | Medium | B | 1 | 2025 | 5 | 3 | 3.2 | 30754 | 10954
Local and Special Ventilation | Fan - Axial | Town FS | 1 | Medium | B | 3 | 2027 | 5 | 3 | 3.2 | 30755 | 13669
General Lighting | General - LED fittings & Luminaires | Town FD | 13 | Medium | B | 16 | 2040 | 5 | 3 | 3.2 | 30756 | 29836
Heat Emitters | Electric Heaters | Town FD | 2 | Medium | C | 1 | 2025 | 4 | 3 | 2.9 | 19004 | 5815
Emergency Lighting | Self Contained - LED | Town FB | 1 | Urgent | B | 21 | 2045 | 5 | 1 | 2.2 | 8966 | 32426
Emergency Lighting | Externally Powered - Non LED | Town FQ | 3 | Urgent | B | 1 | 2025 | 5 | 1 | 2.2 | 8967 | 1870
Fire Safety Systems | Fire Extinguishers - CO2 | Town FM | 2 | Urgent | B | 6 | 2030 | 5 | 1 | 2.2 | 8968 | 17105
Central Ventilation Systems | Fan - General Ventilation | Town FI | 1 | Low | B | 1 | 2025 | 5 | 4 | 3.7 | 33508 | 12330
Heat Emitters | Electric Heaters | Town FI | 5 | Medium | B | 3 | 2027 | 5 | 3 | 3.2 | 30757 | 13670
Emergency Lighting | Self Contained - LED | Town BI | 14 | Urgent | B | 22 | 2046 | 5 | 1 | 2.2 | 8969 | 32991
General Lighting | General - LED fittings & Luminaires | Town FS | 1 | Medium | C | 2 | 2026 | 4 | 3 | 2.9 | 19005 | 12987
Central Ventilation Systems | Fan - General Ventilation | Town FI | 1 | Low | B | 1 | 2025 | 5 | 4 | 3.7 | 33509 | 12331
Local and Special Ventilation | Fan - Axial | Town FK | 1 | Medium | DX | 1 | 2025 | 1 | 3 | 2 | 983 | 678
General Lighting | General - LED fittings & Luminaires | Town FI | 43 | Medium | B | 10 | 2034 | 5 | 3 | 3.2 | 30758 | 23106
Emergency Lighting | Illuminated Fire Exit Signage | Town FN | 1 | Urgent | B | 16 | 2040 | 5 | 1 | 2.2 | 8970 | 29010
Fire Safety Systems | Manual and Automatic Doors - Emergency and Panic Escape Doors | Town FB | 1 | Urgent | B | 16 | 2040 | 5 | 1 | 2.2 | 8971 | 29011
Multi-System Controls | Control Panel - Electrical Services (excluding Electrical Controllers and Pneumatic Relays) | Town FK | 1 | Medium | CX | 1 | 2025 | 2 | 3 | 2.3 | 10343 | 2255
Roller Shutters | External Manual Roller Shutter | Town FF | 1 | High | B | 5 | 2029 | 5 | 2 | 2.7 | 17423 | 14737
Roller Shutters | External Electric Roller Shutter | Town FR | 1 | High | B | 8 | 2032 | 5 | 2 | 2.7 | 17424 | 20766
Emergency Lighting | Self Contained - LED | Town FG | 2 | Urgent | B | 23 | 2047 | 5 | 1 | 2.2 | 8972 | 33150
Emergency Lighting | Self Contained - LED | Town FF | 9 | Urgent | B | 21 | 2045 | 5 | 1 | 2.2 | 8973 | 32427
Heat Emitters | Radiators - Steel | Town FS | 4 | Medium | B | 1 | 2025 | 5 | 3 | 3.2 | 30759 | 10955
Heat Emitters | Electric Heaters | Town FQ | 1 | Medium | B | 1 | 2025 | 5 | 3 | 3.2 | 30760 | 10956
Fire Safety Systems | Fire Extinguishers - Powder | Town FT | 3 | Urgent | B | 9 | 2033 | 5 | 1 | 2.2 | 8974 | 21473
LV Distribution | Sub Distribution Board | Town FS | 1 | High | CX | 1 | 2025 | 2 | 2 | 1.8 | 551 | 445
Local Hot Water | Package Electric Water Heaters - Non-Drinking Water | Town FP | 1 | Medium | B | 4 | 2028 | 5 | 3 | 3.2 | 30761 | 14229
General Lighting | General - LED fittings & Luminaires | Town FP | 3 | Medium | C | 2 | 2026 | 4 | 3 | 2.9 | 19006 | 12988
Roller Shutters | Internal Electric Roller Shutter | Town FE | 1 | Medium | B | 11 | 2035 | 5 | 3 | 3.2 | 30762 | 25600
Fire Safety Systems | Manual and Automatic Doors - Emergency and Panic Escape Doors | Town FN | 1 | Urgent | B | 18 | 2042 | 5 | 1 | 2.2 | 8975 | 30718
Heat Emitters | Gas Fired Natural and Fan Assisted Heaters | Town FI | 1 | Medium | B | 1 | 2025 | 5 | 3 | 3.2 | 30763 | 10957
External Doors | Entrance Doors | Town FK | 1 | High | B | 21 | 2045 | 5 | 2 | 2.7 | 17425 | 32743
Roller Shutters | External Electric Roller Shutter | Town FN | 1 | High | B | 10 | 2034 | 5 | 2 | 2.7 | 17426 | 22484
LV Distribution | Sub Distribution Board | Town FE | 1 | High | B | 1 | 2025 | 5 | 2 | 2.7 | 17427 | 4990
Emergency Lighting | Self Contained - LED | Town FS | 1 | Urgent | B | 21 | 2045 | 5 | 1 | 2.2 | 8976 | 32428
Roller Shutters | Internal Electric Roller Shutter | Town FI | 1 | Medium | B | 5 | 2029 | 5 | 3 | 3.2 | 30764 | 15470
Fire Safety Systems | Fire Alarm System | Town FE | 1 | Urgent | B | 1 | 2025 | 5 | 1 | 2.2 | 8977 | 1871
Emergency Lighting | Illuminated Fire Exit Signage | Town FF | 3 | Urgent | B | 16 | 2040 | 5 | 1 | 2.2 | 8978 | 29012
General Lighting | General - LED fittings & Luminaires | Town FH | 6 | Medium | C | 4 | 2028 | 4 | 3 | 2.9 | 19007 | 14020
Roller Shutters | Internal Electric Roller Shutter | Town FE | 1 | Medium | B | 11 | 2035 | 5 | 3 | 3.2 | 30765 | 25601
Fire Safety Systems | Fire Alarm Panel / Repeater | Town FB | 1 | Urgent | B | 1 | 2025 | 5 | 1 | 2.2 | 8979 | 1872
Emergency Lighting | Illuminated Fire Exit Signage | Town FQ | 1 | Urgent | B | 1 | 2025 | 5 | 1 | 2.2 | 8980 | 1873
Fire Safety Systems | Fire Extinguishers - Foam | Town FF | 5 | Urgent | B | 6 | 2030 | 5 | 1 | 2.2 | 8981 | 17106
Fire Safety Systems | Manual and Automatic Doors - Emergency and Panic Escape Doors | Town FG | 1 | Urgent | B | 10 | 2034 | 5 | 1 | 2.2 | 8982 | 22156
Fire Safety Systems | Fire Extinguishers - Foam | Town FT | 3 | Urgent | B | 7 | 2031 | 5 | 1 | 2.2 | 8983 | 19488
Heat Emitters | Electric Heaters | Town FN | 3 | Medium | B | 4 | 2028 | 5 | 3 | 3.2 | 30766 | 14230
Fire Safety Systems | Manual and Automatic Doors - Emergency and Panic Escape Doors | Town FU | 1 | Urgent | B | 15 | 2039 | 5 | 1 | 2.2 | 8984 | 28006
Central Heating & Cooling | Fan - Bifurcated | Town FF | 1 | Medium | B | 1 | 2025 | 5 | 3 | 3.2 | 30767 | 10958
Fire Safety Systems | Manual and Automatic Doors - Emergency and Panic Escape Doors | Town FD | 1 | Urgent | B | 21 | 2045 | 5 | 1 | 2.2 | 8985 | 32429
Roller Shutters | External Manual Roller Shutter | Town BI | 1 | High | B | 1 | 2025 | 5 | 2 | 2.7 | 17428 | 4991
External Lighting | General - LED | Town FM | 2 | Medium | B | 5 | 2029 | 5 | 3 | 3.2 | 30768 | 15471
Fire Safety Systems | Fire Extinguishers - Foam | Town FO | 6 | Urgent | B | 6 | 2030 | 5 | 1 | 2.2 | 8986 | 17107
General Lighting | General - LED fittings & Luminaires | Town FF | 32 | Medium | B | 16 | 2040 | 5 | 3 | 3.2 | 30769 | 29837
Emergency Lighting | Self Contained - LED | Town FR | 7 | Urgent | B | 21 | 2045 | 5 | 1 | 2.2 | 8987 | 32430
Fire Safety Systems | Fire Extinguishers - CO2 | Town FP | 3 | Urgent | B | 8 | 2032 | 5 | 1 | 2.2 | 8988 | 20594
External Lighting | General - Non LED | Town FJ | 6 | Medium | B | 1 | 2025 | 5 | 3 | 3.2 | 30770 | 10959
LV Distribution | Main Distribution Board | Town FM | 1 | High | B | 1 | 2025 | 5 | 2 | 2.7 | 17429 | 4992
LV Distribution | Main Distribution Board | Town FF | 1 | High | B | 12 | 2036 | 5 | 2 | 2.7 | 17430 | 26259
LV Distribution | Main Distribution Board | Town FF | 1 | High | B | 6 | 2030 | 5 | 2 | 2.7 | 17431 | 17861
Multi-System Controls | Motor Control Centre | Town FG | 1 | Low | B | 1 | 2025 | 5 | 4 | 3.7 | 33510 | 12332
Local and Special Ventilation | Unit extract fans | Town FT | 1 | Medium | CX | 1 | 2025 | 2 | 3 | 2.3 | 10344 | 2256
LV Distribution | Sub Distribution Board | Town FT | 1 | High | B | 15 | 2039 | 5 | 2 | 2.7 | 17432 | 28295
Fire Safety Systems | Manual and Automatic Doors - Emergency and Panic Escape Doors | Town FR | 1 | Urgent | B | 10 | 2034 | 5 | 1 | 2.2 | 8989 | 22157
Roller Shutters | External Manual Roller Shutter | Town FC | 1 | High | B | 8 | 2032 | 5 | 2 | 2.7 | 17433 | 20767
Fire Safety Systems | Fire Alarm System | Town FC | 1 | Urgent | B | 6 | 2030 | 5 | 1 | 2.2 | 8990 | 17108
LV Distribution | Sub Distribution Board | Town FD | 1 | High | D | 8 | 2032 | 3 | 2 | 2.1 | 1320 | 20250
Local and Special Ventilation | Fan - Window / Wall Mounted | Town FD | 1 | Medium | DX | 1 | 2025 | 1 | 3 | 2 | 984 | 679
Central Ventilation Systems | Fan - Extract | Town FU | 1 | Medium | B | 1 | 2025 | 5 | 3 | 3.2 | 30771 | 10960
Roller Shutters | External Electric Roller Shutter | Town FN | 1 | High | B | 10 | 2034 | 5 | 2 | 2.7 | 17434 | 22485
Roller Shutters | External Electric Roller Shutter | Town FN | 1 | High | B | 10 | 2034 | 5 | 2 | 2.7 | 17435 | 22486
Local Hot Water | Package Electric Water Heaters - Non-Drinking Water | Town BI | 1 | Medium | B | 2 | 2026 | 5 | 3 | 3.2 | 30772 | 13193
Heat Emitters | Gas Fired Unit Heaters | Town FE | 1 | Medium | B | 1 | 2025 | 5 | 3 | 3.2 | 30773 | 10961
Heat Emitters | Electric Heaters | Town FI | 3 | Medium | CX | 1 | 2025 | 2 | 3 | 2.3 | 10345 | 2257
Heat Emitters | Electric Heaters | Town FR | 7 | Medium | B | 3 | 2027 | 5 | 3 | 3.2 | 30774 | 13671
External Lighting | General - LED | Town FL | 4 | Medium | B | 7 | 2031 | 5 | 3 | 3.2 | 30775 | 20154
Fire Safety Systems | Fire Extinguishers - CO2 | Town FI | 5 | Urgent | B | 6 | 2030 | 5 | 1 | 2.2 | 8991 | 17109
LV Distribution | Sub Distribution Board | Town FE | 1 | High | B | 1 | 2025 | 5 | 2 | 2.7 | 17436 | 4993
Fire Safety Systems | Manual and Automatic Doors - Emergency and Panic Escape Doors | Town FI | 1 | Urgent | B | 15 | 2039 | 5 | 1 | 2.2 | 8992 | 28007
Emergency Lighting | Self Contained - Non LED | Town FS | 3 | Urgent | C | 7 | 2031 | 4 | 1 | 1.9 | 744 | 19129
General Lighting | General - LED fittings & Luminaires | Town FT | 2 | Medium | C | 1 | 2025 | 4 | 3 | 2.9 | 19008 | 5816
Fire Safety Systems | Fire Extinguishers - CO2 | Town FB | 1 | Urgent | B | 8 | 2032 | 5 | 1 | 2.2 | 8993 | 20595
Heat Emitters | Gas Fired Unit Heaters | Town FB | 1 | Medium | B | 8 | 2032 | 5 | 3 | 3.2 | 30776 | 21125
Boiler | Electric Boilers | Town FF | 1 | Medium | B | 13 | 2037 | 5 | 3 | 3.2 | 30777 | 27246
Local and Special Ventilation | Fan - Axial | Town FP | 1 | Medium | B | 1 | 2025 | 5 | 3 | 3.2 | 30778 | 10962
Local and Special Ventilation | Fan - Axial | Town FH | 1 | Medium | B | 1 | 2025 | 5 | 3 | 3.2 | 30779 | 10963
Local and Special Ventilation | Fan - Kitchen Extract | Town FG | 1 | Low | B | 5 | 2029 | 5 | 4 | 3.7 | 33511 | 15677
External Doors | Entrance Doors | Town FP | 1 | High | C | 7 | 2031 | 4 | 2 | 2.4 | 10754 | 19550
External Doors | Entrance Doors | Town FD | 1 | High | B | 27 | 2051 | 5 | 2 | 2.7 | 17437 | 33586
External Doors | Manual and Automatic Doors - Auto / Powered Swing Doors | Town FK | 1 | High | C | 21 | 2045 | 4 | 2 | 2.4 | 10755 | 32521
Access Control | Door Lock / Keypad / Manual | Town FS | 1 | Medium | B | 10 | 2034 | 5 | 3 | 3.2 | 30780 | 23107
External Lighting | General - LED | Town FI | 3 | Medium | B | 10 | 2034 | 5 | 3 | 3.2 | 30781 | 23108
Fire Safety Systems | Fire Extinguishers - CO2 | Town FS | 3 | Urgent | B | 7 | 2031 | 5 | 1 | 2.2 | 8994 | 19489
Air Conditioning | Single-Split Evaporator - Split Systems/Heat Pumps - Air-cooled with Direct Expansion Evaporator (DX) | Town FS | 1 | Medium | DX | 1 | 2025 | 1 | 3 | 2 | 985 | 680
Roller Shutters | External Electric Roller Shutter | Town FP | 1 | High | C | 1 | 2025 | 4 | 2 | 2.4 | 10756 | 2529
Roller Shutters | External Manual Roller Shutter | Town FI | 1 | High | B | 5 | 2029 | 5 | 2 | 2.7 | 17438 | 14738
External Doors | Entrance Doors | Town FP | 1 | High | B | 11 | 2035 | 5 | 2 | 2.7 | 17439 | 24767
General Lighting | General - LED fittings & Luminaires | Town FB | 21 | Medium | B | 16 | 2040 | 5 | 3 | 3.2 | 30782 | 29838
Fire Safety Systems | Fire Extinguishers - CO2 | Town BI | 3 | Urgent | B | 6 | 2030 | 5 | 1 | 2.2 | 8995 | 17110
LV Distribution | Sub Distribution Board | Town FK | 1 | High | D | 10 | 2034 | 3 | 2 | 2.1 | 1321 | 21969
Roller Shutters | Internal Manual Roller Shutter | Town FQ | 1 | Medium | B | 1 | 2025 | 5 | 3 | 3.2 | 30783 | 10964
Barriers & Guardrails | Vehicle Crash Protection Barrier | Town FK | 1 | V Low | B | 10 | 2034 | 5 | 4 | 3.7 | 33512 | 23227
Fire Safety Systems | Fire Extinguishers - Foam | Town BI | 5 | Urgent | B | 6 | 2030 | 5 | 1 | 2.2 | 8996 | 17111
Roller Shutters | External Electric Roller Shutter | Town FH | 1 | High | B | 7 | 2031 | 5 | 2 | 2.7 | 17440 | 19694
Heat Emitters | Gas Fired Unit Heaters | Town FE | 1 | Medium | B | 1 | 2025 | 5 | 3 | 3.2 | 30784 | 10965
Fire Safety Systems | Manual and Automatic Doors - Emergency and Panic Escape Doors | Town FF | 1 | Urgent | B | 15 | 2039 | 5 | 1 | 2.2 | 8997 | 28008
Access Control | Door Lock / Keypad / Manual | Town FK | 1 | Medium | B | 11 | 2035 | 5 | 3 | 3.2 | 30785 | 25602
Fire Safety Systems | Manual and Automatic Doors - Emergency and Panic Escape Doors | Town FE | 1 | Urgent | B | 1 | 2025 | 5 | 1 | 2.2 | 8998 | 1874
Local Hot Water | Package Electric Water Heaters - Non-Drinking Water | Town FT | 1 | Medium | DX | 1 | 2025 | 1 | 3 | 2 | 986 | 681
Heat Emitters | Electric Heaters | Town FH | 2 | Medium | B | 1 | 2025 | 5 | 3 | 3.2 | 30786 | 10966
Local and Special Ventilation | Fan - Extract | Town FB | 1 | Medium | B | 1 | 2025 | 5 | 3 | 3.2 | 30787 | 10967
Air Conditioning | Multi-Split Condenser - Split Systems/Heat Pumps - Air-cooled with Direct Expansion Evaporator (DX) | Town FI | 1 | Medium | B | 5 | 2029 | 5 | 3 | 3.2 | 30788 | 15472
Central Ventilation Systems | Fan - Extract | Town FU | 1 | Medium | B | 1 | 2025 | 5 | 3 | 3.2 | 30789 | 10968
Roller Shutters | External Manual Roller Shutter | Town FE | 1 | High | B | 11 | 2035 | 5 | 2 | 2.7 | 17441 | 24768
Central Ventilation Systems | Fan - General Ventilation | Town FG | 1 | Low | B | 1 | 2025 | 5 | 4 | 3.7 | 33513 | 12333
Local and Special Ventilation | Fan - Window / Wall Mounted | Town FS | 1 | Medium | B | 5 | 2029 | 5 | 3 | 3.2 | 30790 | 15473
Local and Special Ventilation | Fan - Kitchen Extract | Town FI | 1 | Low | CX | 5 | 2029 | 2 | 4 | 2.8 | 18356 | 14775
Roller Shutters | External Manual Roller Shutter | Town FI | 1 | High | B | 5 | 2029 | 5 | 2 | 2.7 | 17442 | 14739
Roller Shutters | External Manual Roller Shutter | Town FF | 1 | High | B | 5 | 2029 | 5 | 2 | 2.7 | 17443 | 14740
Boiler | Atmospheric Gas Burner Boiler - Small and/or Wall Hung for Light Commercial Installation | Town FE | 1 | Medium | B | 1 | 2025 | 5 | 3 | 3.2 | 30791 | 10969
Local and Special Ventilation | Fan - Window / Wall Mounted | Town FP | 1 | Medium | B | 11 | 2035 | 5 | 3 | 3.2 | 30792 | 25603
External Doors | Entrance Doors | Town FN | 1 | High | B | 15 | 2039 | 5 | 2 | 2.7 | 17444 | 28296
Local Hot Water | Instantaneous Electric Water Heater - Non-Drinking Water | Town FI | 1 | Medium | B | 11 | 2035 | 5 | 3 | 3.2 | 30793 | 25604
External Doors | Entrance Doors | Town FC | 1 | High | B | 25 | 2049 | 5 | 2 | 2.7 | 17445 | 33434
Roller Shutters | External Manual Roller Shutter | Town FT | 1 | High | DX | 1 | 2025 | 1 | 2 | 1.5 | 411 | 367
General Lighting | General - LED fittings & Luminaires | Town FI | 40 | Medium | B | 17 | 2041 | 5 | 3 | 3.2 | 30794 | 30573
General Lighting | General - LED fittings & Luminaires | Town FT | 7 | Medium | B | 15 | 2039 | 5 | 3 | 3.2 | 30795 | 28529
General Lighting | General - LED fittings & Luminaires | Town FH | 15 | Medium | B | 16 | 2040 | 5 | 3 | 3.2 | 30796 | 29839
Fire Safety Systems | Fire Extinguishers - Foam | Town FI | 4 | Urgent | B | 6 | 2030 | 5 | 1 | 2.2 | 8999 | 17112
Local and Special Ventilation | Fan - Axial | Town FB | 1 | Medium | B | 1 | 2025 | 5 | 3 | 3.2 | 30797 | 10970
Local Hot Water | Package Electric Water Heaters - Non-Drinking Water | Town FB | 1 | Medium | D | 8 | 2032 | 3 | 3 | 2.6 | 11248 | 20669
Local and Special Ventilation | Fan - Axial | Town FH | 1 | Medium | B | 1 | 2025 | 5 | 3 | 3.2 | 30798 | 10971
Roller Shutters | Internal Manual Roller Shutter | Town FJ | 1 | Medium | B | 1 | 2025 | 5 | 3 | 3.2 | 30799 | 10972
Fire Safety Systems | Fire Alarm Panel / Repeater | Town FT | 1 | Urgent | B | 10 | 2034 | 5 | 1 | 2.2 | 9000 | 22158
External Lighting | General - LED | Town FC | 2 | Medium | B | 1 | 2025 | 5 | 3 | 3.2 | 30800 | 10973
LV Distribution | Sub Distribution Board | Town GA | 1 | High | D | 1 | 2025 | 3 | 2 | 2.1 | 1322 | 890
Local Hot Water | Instantaneous Electric Water Heater - Non-Drinking Water | Town FW | 1 | Medium | D | 1 | 2025 | 3 | 3 | 2.6 | 11249 | 2717
Emergency Lighting | Illuminated Fire Exit Signage | Town GA | 1 | Urgent | B | 12 | 2036 | 5 | 1 | 2.2 | 9001 | 26107
General Lighting | General - LED fittings & Luminaires | Town GA | 2 | Medium | B | 1 | 2025 | 5 | 3 | 3.2 | 30801 | 10974
Local and Special Ventilation | Fan - Extract | Town FY | 1 | Medium | B | 6 | 2030 | 5 | 3 | 3.2 | 30802 | 18990
LV Distribution | Sub Distribution Board | Town FY | 1 | High | B | 1 | 2025 | 5 | 2 | 2.7 | 17446 | 4994
External Doors | Manual and Automatic Doors - Auto / Powered Sliding Doors | Town AR | 1 | High | B | 21 | 2045 | 5 | 2 | 2.7 | 17447 | 32744
Emergency Lighting | Illuminated Fire Exit Signage | Town FW | 2 | Urgent | B | 13 | 2037 | 5 | 1 | 2.2 | 9002 | 26896
General Lighting | General - LED fittings & Luminaires | Town FY | 8 | Medium | B | 16 | 2040 | 5 | 3 | 3.2 | 30803 | 29840
Local and Special Ventilation | Fan - Extract | Town FW | 1 | Medium | B | 8 | 2032 | 5 | 3 | 3.2 | 30804 | 21126
LV Distribution | Sub Distribution Board | Town GA | 1 | High | B | 1 | 2025 | 5 | 2 | 2.7 | 17448 | 4995
Central Heating | Fan - Mixed Flow | Town GA | 1 | High | B | 1 | 2025 | 5 | 2 | 2.7 | 17449 | 4996
Barriers & Guardrails | Vehicle Crash Protection Barrier | Town FW | 1 | V Low | B | 1 | 2025 | 5 | 4 | 3.7 | 33514 | 12334
BMS | BMS Control Panel | Town GC | 1 | High | B | 1 | 2025 | 5 | 2 | 2.7 | 17450 | 4997
Roller Shutters | External Electric Roller Shutter | Town GF | 1 | High | B | 1 | 2025 | 5 | 2 | 2.7 | 17451 | 4998
Boiler | Atmospheric Gas Burner Boiler - Small and/or Wall Hung for Domestic Installation | Town GA | 1 | Medium | B | 1 | 2025 | 5 | 3 | 3.2 | 30805 | 10975
Multi-System Controls | Control Panel - Electrical Services (excluding Electrical Controllers and Pneumatic Relays) | Town FX | 1 | Medium | B | 5 | 2029 | 5 | 3 | 3.2 | 30806 | 15474
External Doors | Entrance Doors | Town GD | 1 | High | B | 11 | 2035 | 5 | 2 | 2.7 | 17452 | 24769
Roller Shutters | Internal Electric Roller Shutter | Town GI | 1 | Medium | B | 21 | 2045 | 5 | 3 | 3.2 | 30807 | 32808
Local and Special Ventilation | Fan - Axial | Town GD | 1 | Medium | B | 1 | 2025 | 5 | 3 | 3.2 | 30808 | 10976
Heat Emitters | Radiators - Steel | Town FZ | 6 | Medium | B | 1 | 2025 | 5 | 3 | 3.2 | 30809 | 10977
Emergency Lighting | Self Contained - Non LED | Town FW | 17 | Urgent | B | 22 | 2046 | 5 | 1 | 2.2 | 9003 | 32992
Emergency Lighting | Illuminated Fire Exit Signage | Town GC | 7 | Urgent | B | 11 | 2035 | 5 | 1 | 2.2 | 9004 | 23960
General Lighting | General - LED fittings & Luminaires | Town GD | 6 | Medium | B | 12 | 2036 | 5 | 3 | 3.2 | 30810 | 26737
Local and Special Ventilation | Fan - Window / Wall Mounted | Town GH | 1 | Medium | B | 1 | 2025 | 5 | 3 | 3.2 | 30811 | 10978
LV Distribution | Sub Distribution Board | Town E | 1 | High | D | 8 | 2032 | 3 | 2 | 2.1 | 1323 | 20251
Roller Shutters | External Electric Roller Shutter | Town GG | 1 | High | B | 11 | 2035 | 5 | 2 | 2.7 | 17453 | 24770
Roller Shutters | External Electric Roller Shutter | Town FW | 1 | High | B | 18 | 2042 | 5 | 2 | 2.7 | 17454 | 30882
Fire Safety Systems | Fire Alarm System | Town FZ | 1 | Urgent | B | 11 | 2035 | 5 | 1 | 2.2 | 9005 | 23961
Fire Safety Systems | Fire Extinguishers - CO2 | Town FW | 7 | Urgent | B | 6 | 2030 | 5 | 1 | 2.2 | 9006 | 17113
Local and Special Ventilation | Fan - Axial | Town GG | 1 | Medium | B | 1 | 2025 | 5 | 3 | 3.2 | 30812 | 10979
Barriers & Guardrails | Vehicle Crash Protection Barrier | Town FW | 1 | V Low | B | 1 | 2025 | 5 | 4 | 3.7 | 33515 | 12335
Emergency Lighting | Self Contained - LED | Town FY | 16 | Urgent | B | 21 | 2045 | 5 | 1 | 2.2 | 9007 | 32431
General Lighting | General - LED fittings & Luminaires | Town FW | 8 | Medium | B | 17 | 2041 | 5 | 3 | 3.2 | 30813 | 30574
LV Distribution | Sub Distribution Board | Town FW | 1 | High | B | 13 | 2037 | 5 | 2 | 2.7 | 17455 | 27033
LV Distribution | Sub Distribution Board | Town GG | 1 | High | B | 1 | 2025 | 5 | 2 | 2.7 | 17456 | 4999
Local and Special Ventilation | Fan - Window / Wall Mounted | Town FX | 1 | Medium | B | 9 | 2033 | 5 | 3 | 3.2 | 30814 | 21885
Local and Special Ventilation | Fan - Axial | Town GG | 1 | Medium | B | 1 | 2025 | 5 | 3 | 3.2 | 30815 | 10980
General Lighting | General - LED fittings & Luminaires | Town GA | 2 | Medium | B | 12 | 2036 | 5 | 3 | 3.2 | 30816 | 26738
Local and Special Ventilation | Fan - Axial | Town AR | 1 | Medium | B | 1 | 2025 | 5 | 3 | 3.2 | 30817 | 10981
Local and Special Ventilation | Fan - Axial | Town GA | 1 | Medium | B | 1 | 2025 | 5 | 3 | 3.2 | 30818 | 10982
Fire Safety Systems | Fire Alarm System | Town GC | 1 | Urgent | B | 6 | 2030 | 5 | 1 | 2.2 | 9008 | 17114
Emergency Lighting | Self Contained - Non LED | Town GA | 2 | Urgent | B | 1 | 2025 | 5 | 1 | 2.2 | 9009 | 1875
Emergency Lighting | Self Contained - Non LED | Town GD | 1 | Urgent | B | 1 | 2025 | 5 | 1 | 2.2 | 9010 | 1876
Local and Special Ventilation | Fan - Window / Wall Mounted | Town FX | 1 | Medium | B | 10 | 2034 | 5 | 3 | 3.2 | 30819 | 23109
Communication Systems | PA System | Town FW | 1 | Medium | B | 16 | 2040 | 5 | 3 | 3.2 | 30820 | 29841
Fire Safety Systems | Manual and Automatic Doors - Emergency and Panic Escape Doors | Town FX | 1 | Urgent | B | 17 | 2041 | 5 | 1 | 2.2 | 9011 | 30231
Barriers & Guardrails | Vehicle Crash Protection Barrier | Town FW | 1 | V Low | B | 1 | 2025 | 5 | 4 | 3.7 | 33516 | 12336
Local and Special Ventilation | Fan - Extract | Town FW | 1 | Medium | B | 1 | 2025 | 5 | 3 | 3.2 | 30821 | 10983
Fire Safety Systems | Fire Alarm System | Town GD | 1 | Urgent | B | 1 | 2025 | 5 | 1 | 2.2 | 9012 | 1877
Air Conditioning | Multi-Split Evaporator - Split Systems/Heat Pumps - Air-cooled with Direct Expansion Evaporator (DX) | Town FY | 1 | Medium | B | 10 | 2034 | 5 | 3 | 3.2 | 30822 | 23110
Local and Special Ventilation | Fan - Window / Wall Mounted | Town GD | 1 | Medium | B | 1 | 2025 | 5 | 3 | 3.2 | 30823 | 10984
Local and Special Ventilation | Fan - Axial | Town FX | 1 | Medium | B | 1 | 2025 | 5 | 3 | 3.2 | 30824 | 10985
General Lighting | General - LED fittings & Luminaires | Town GE | 21 | Medium | B | 16 | 2040 | 5 | 3 | 3.2 | 30825 | 29842
Heat Emitters | Electric Heaters | Town GA | 1 | Medium | B | 1 | 2025 | 5 | 3 | 3.2 | 30826 | 10986
Air Conditioning | Multi-Split Evaporator - Split Systems/Heat Pumps - Air-cooled with Direct Expansion Evaporator (DX) | Town FY | 1 | Medium | B | 10 | 2034 | 5 | 3 | 3.2 | 30827 | 23111
Local and Special Ventilation | Fan - Window / Wall Mounted | Town GA | 1 | Medium | B | 1 | 2025 | 5 | 3 | 3.2 | 30828 | 10987
Local Hot Water | Instantaneous Electric Water Heater - Non-Drinking Water | Town GA | 1 | Medium | B | 1 | 2025 | 5 | 3 | 3.2 | 30829 | 10988
External Doors | Entrance Doors | Town FX | 1 | High | C | 17 | 2041 | 4 | 2 | 2.4 | 10757 | 30270
External Doors | Entrance Doors | Town FX | 1 | High | B | 16 | 2040 | 5 | 2 | 2.7 | 17457 | 29255
Heat Emitters | Gas Fired Natural and Fan Assisted Heaters | Town AR | 1 | Medium | B | 1 | 2025 | 5 | 3 | 3.2 | 30830 | 10989
Local and Special Ventilation | Fan - Axial | Town GC | 1 | Medium | B | 6 | 2030 | 5 | 3 | 3.2 | 30831 | 18991
Roller Shutters | External Electric Roller Shutter | Town FV | 1 | High | B | 12 | 2036 | 5 | 2 | 2.7 | 17458 | 26260
External Doors | Entrance Doors | Town GA | 1 | High | B | 11 | 2035 | 5 | 2 | 2.7 | 17459 | 24771
Emergency Lighting | Illuminated Fire Exit Signage | Town GI | 1 | Urgent | B | 17 | 2041 | 5 | 1 | 2.2 | 9013 | 30232
General Lighting | General - LED fittings & Luminaires | Town GA | 6 | Medium | B | 12 | 2036 | 5 | 3 | 3.2 | 30832 | 26739
External Doors | Entrance Doors | Town AR | 1 | High | C | 11 | 2035 | 4 | 2 | 2.4 | 10758 | 24063
Barriers & Guardrails | Vehicle Crash Protection Barrier | Town FW | 1 | V Low | B | 8 | 2032 | 5 | 4 | 3.7 | 33517 | 21194
Roller Shutters | External Electric Roller Shutter | Town GF | 1 | High | B | 1 | 2025 | 5 | 2 | 2.7 | 17460 | 5000
General Lighting | General - LED fittings & Luminaires | Town FZ | 25 | Medium | B | 17 | 2041 | 5 | 3 | 3.2 | 30833 | 30575
Fire Safety Systems | Fire Extinguishers - CO2 | Town GH | 5 | Urgent | B | 6 | 2030 | 5 | 1 | 2.2 | 9014 | 17115
Heat Emitters | Electric Heaters | Town FW | 4 | Medium | B | 1 | 2025 | 5 | 3 | 3.2 | 30834 | 10990
External Lighting | General - LED | Town AR | 4 | Medium | C | 1 | 2025 | 4 | 3 | 2.9 | 19009 | 5817
Local and Special Ventilation | Fan - Axial | Town GG | 1 | Medium | B | 1 | 2025 | 5 | 3 | 3.2 | 30835 | 10991
Local and Special Ventilation | Fan - Extract | Town GE | 1 | Medium | B | 1 | 2025 | 5 | 3 | 3.2 | 30836 | 10992
General Lighting | General - LED fittings & Luminaires | Town AR | 14 | Medium | B | 6 | 2030 | 5 | 3 | 3.2 | 30837 | 18992
External Doors | Entrance Doors | Town GA | 1 | High | B | 11 | 2035 | 5 | 2 | 2.7 | 17461 | 24772
Fire Safety Systems | Fire Extinguishers - CO2 | Town FZ | 2 | Urgent | B | 6 | 2030 | 5 | 1 | 2.2 | 9015 | 17116
Air Conditioning | Single-Split Condenser - Split Systems/Heat Pumps - Air-cooled with Direct Expansion Evaporator (DX) | Town FX | 1 | Medium | B | 1 | 2025 | 5 | 3 | 3.2 | 30838 | 10993
LV Distribution | Sub Distribution Board | Town GD | 1 | High | B | 1 | 2025 | 5 | 2 | 2.7 | 17462 | 5001
Emergency Lighting | Illuminated Fire Exit Signage | Town GA | 2 | Urgent | B | 12 | 2036 | 5 | 1 | 2.2 | 9016 | 26108
Fire Safety Systems | Fire Extinguishers - CO2 | Town GA | 4 | Urgent | B | 2 | 2026 | 5 | 1 | 2.2 | 9017 | 12784
External Doors | Manual and Automatic Doors - Auto / Powered Sliding Doors | Town FW | 1 | High | B | 23 | 2047 | 5 | 2 | 2.7 | 17463 | 33216
Multi-System Controls | Instrumental Control Panel | Town GA | 1 | Medium | B | 1 | 2025 | 5 | 3 | 3.2 | 30839 | 10994
General Lighting | General - LED fittings & Luminaires | Town FX | 1 | Medium | B | 16 | 2040 | 5 | 3 | 3.2 | 30840 | 29843
Local and Special Ventilation | Fan - Axial | Town GG | 1 | Medium | B | 1 | 2025 | 5 | 3 | 3.2 | 30841 | 10995
External Doors | Entrance Doors | Town E | 1 | High | B | 23 | 2047 | 5 | 2 | 2.7 | 17464 | 33217
Fire Safety Systems | Fire Extinguishers - Powder | Town FZ | 3 | Urgent | B | 6 | 2030 | 5 | 1 | 2.2 | 9018 | 17117
Fire Safety Systems | Fire Extinguishers - Powder | Town AR | 2 | Urgent | B | 6 | 2030 | 5 | 1 | 2.2 | 9019 | 17118
Fire Safety Systems | Manual and Automatic Doors - Emergency and Panic Escape Doors | Town GG | 1 | Urgent | B | 14 | 2038 | 5 | 1 | 2.2 | 9020 | 27394
Boiler | Atmospheric Gas Burner Boiler - Small and/or Wall Hung for Light Commercial Installation | Town FX | 1 | Medium | B | 6 | 2030 | 5 | 3 | 3.2 | 30842 | 18993
Local and Special Ventilation | Fan - Axial | Town AR | 1 | Medium | B | 1 | 2025 | 5 | 3 | 3.2 | 30843 | 10996
Local and Special Ventilation | Fan - Axial | Town GD | 1 | Medium | B | 1 | 2025 | 5 | 3 | 3.2 | 30844 | 10997
LV Distribution | Sub Distribution Board | Town GG | 1 | High | B | 1 | 2025 | 5 | 2 | 2.7 | 17465 | 5002
LV Distribution | Main Distribution Board | Town GC | 1 | High | B | 6 | 2030 | 5 | 2 | 2.7 | 17466 | 17862
Roller Shutters | External Window Shutters - Electric | Town GE | 1 | Medium | B | 6 | 2030 | 5 | 3 | 3.2 | 30845 | 18994
Roller Shutters | Internal Manual Roller Shutter | Town FY | 1 | Medium | B | 21 | 2045 | 5 | 3 | 3.2 | 30846 | 32809
General Lighting | General - LED fittings & Luminaires | Town FX | 76 | Medium | B | 16 | 2040 | 5 | 3 | 3.2 | 30847 | 29844
LV Distribution | Main Distribution Board | Town AR | 1 | High | B | 6 | 2030 | 5 | 2 | 2.7 | 17467 | 17863
Boiler | Atmospheric Gas Burner Boiler - Small and/or Wall Hung for Domestic Installation | Town GD | 1 | Medium | B | 2 | 2026 | 5 | 3 | 3.2 | 30848 | 13194
Local and Special Ventilation | Fan - Extract | Town GE | 1 | Medium | B | 1 | 2025 | 5 | 3 | 3.2 | 30849 | 10998
General Lighting | General - LED fittings & Luminaires | Town GC | 70 | Medium | B | 16 | 2040 | 5 | 3 | 3.2 | 30850 | 29845
General Lighting | General - LED fittings & Luminaires | Town GD | 54 | Medium | B | 12 | 2036 | 5 | 3 | 3.2 | 30851 | 26740
Local and Special Ventilation | Unit extract fans | Town FV | 1 | Medium | C | 2 | 2026 | 4 | 3 | 2.9 | 19010 | 12989
External Doors | Entrance Doors | Town GI | 1 | High | B | 11 | 2035 | 5 | 2 | 2.7 | 17468 | 24773
Roller Shutters | External Manual Roller Shutter | Town GA | 1 | High | B | 1 | 2025 | 5 | 2 | 2.7 | 17469 | 5003
General Lighting | General - LED fittings & Luminaires | Town AR | 14 | Medium | B | 6 | 2030 | 5 | 3 | 3.2 | 30852 | 18995
Emergency Lighting | Self Contained - LED | Town GD | 3 | Urgent | B | 17 | 2041 | 5 | 1 | 2.2 | 9021 | 30233
LV Distribution | Sub Distribution Board | Town FX | 1 | High | D | 1 | 2025 | 3 | 2 | 2.1 | 1324 | 891
Local and Special Ventilation | Unit extract fans | Town FV | 1 | Medium | D | 2 | 2026 | 3 | 3 | 2.6 | 11250 | 12856
External Doors | Manual and Automatic Doors - Auto / Powered Sliding Doors | Town GH | 1 | High | B | 21 | 2045 | 5 | 2 | 2.7 | 17470 | 32745
Fire Safety Systems | Fire Alarm System | Town GI | 1 | Urgent | A | 13 | 2037 | 6 | 1 | 2.5 | 10988 | 26928
Local and Special Ventilation | Fan - Extract | Town FY | 1 | Medium | B | 6 | 2030 | 5 | 3 | 3.2 | 30853 | 18996
Roller Shutters | External Electric Roller Shutter | Town FV | 1 | High | B | 12 | 2036 | 5 | 2 | 2.7 | 17471 | 26261
General Lighting | General - LED fittings & Luminaires | Town GI | 30 | Medium | B | 10 | 2034 | 5 | 3 | 3.2 | 30854 | 23112
Emergency Lighting | Illuminated Fire Exit Signage | Town GG | 1 | Urgent | D | 1 | 2025 | 3 | 1 | 1.6 | 468 | 383
Heat Emitters | Gas Fired Natural and Fan Assisted Heaters | Town GA | 1 | Medium | B | 7 | 2031 | 5 | 3 | 3.2 | 30855 | 20155
Fire Safety Systems | Manual and Automatic Doors - Emergency and Panic Escape Doors | Town FY | 1 | Urgent | B | 31 | 2055 | 5 | 1 | 2.2 | 9022 | 33777
Barriers & Guardrails | Vehicle Crash Protection Barrier | Town FW | 1 | V Low | B | 8 | 2032 | 5 | 4 | 3.7 | 33518 | 21195
Fire Safety Systems | Fire Extinguishers - Foam | Town GI | 1 | Urgent | B | 6 | 2030 | 5 | 1 | 2.2 | 9023 | 17119
Air Conditioning | Single-Split Condenser - Split Systems/Heat Pumps - Air-cooled with Direct Expansion Evaporator (DX) | Town FW | 1 | Medium | B | 12 | 2036 | 5 | 3 | 3.2 | 30856 | 26741
External Doors | Entrance Doors | Town FX | 1 | High | B | 17 | 2041 | 5 | 2 | 2.7 | 17472 | 30382
Local and Special Ventilation | Fan - Axial | Town AR | 1 | Medium | B | 1 | 2025 | 5 | 3 | 3.2 | 30857 | 10999
Barriers & Guardrails | Vehicle Crash Protection Barrier | Town FW | 1 | V Low | B | 8 | 2032 | 5 | 4 | 3.7 | 33519 | 21196
Fire Safety Systems | Fire Extinguishers - Foam | Town FY | 3 | Urgent | B | 6 | 2030 | 5 | 1 | 2.2 | 9024 | 17120
Air Conditioning | Single-Split Condenser - Split Systems/Heat Pumps - Air-cooled with Direct Expansion Evaporator (DX) | Town GG | 1 | Medium | B | 6 | 2030 | 5 | 3 | 3.2 | 30858 | 18997
General Lighting | General - LED fittings & Luminaires | Town AR | 10 | Medium | B | 6 | 2030 | 5 | 3 | 3.2 | 30859 | 18998
Barriers & Guardrails | Vehicle Crash Protection Barrier | Town FW | 1 | V Low | B | 1 | 2025 | 5 | 4 | 3.7 | 33520 | 12337
Heat Emitters | Radiators - Steel | Town GA | 1 | Medium | B | 1 | 2025 | 5 | 3 | 3.2 | 30860 | 11000
Multi-System Controls | Instrumental Control Panel | Town GD | 1 | Medium | B | 1 | 2025 | 5 | 3 | 3.2 | 30861 | 11001
Heat Emitters | Radiators - Steel | Town GD | 1 | Medium | B | 1 | 2025 | 5 | 3 | 3.2 | 30862 | 11002
LV Distribution | Main Distribution Board | Town FW | 1 | High | C | 1 | 2025 | 4 | 2 | 2.4 | 10759 | 2530
Local and Special Ventilation | Fan - Axial | Town AR | 1 | Medium | B | 1 | 2025 | 5 | 3 | 3.2 | 30863 | 11003
External Doors | Entrance Doors | Town GC | 1 | High | B | 21 | 2045 | 5 | 2 | 2.7 | 17473 | 32746
Local Hot Water | Instantaneous Electric Water Heater - Non-Drinking Water | Town FW | 1 | Medium | C | 1 | 2025 | 4 | 3 | 2.9 | 19011 | 5818
LV Distribution | Sub Distribution Board | Town GA | 1 | High | B | 1 | 2025 | 5 | 2 | 2.7 | 17474 | 5004
Access Control | Door Lock / Keypad / Manual | Town FX | 1 | Medium | B | 10 | 2034 | 5 | 3 | 3.2 | 30864 | 23113
Emergency Lighting | Self Contained - LED | Town GD | 9 | Urgent | C | 11 | 2035 | 4 | 1 | 1.9 | 745 | 23304
General Lighting | General - LED fittings & Luminaires | Town GH | 24 | Medium | B | 6 | 2030 | 5 | 3 | 3.2 | 30865 | 18999
Fire Safety Systems | Fire Extinguishers - Foam | Town GD | 2 | Urgent | B | 1 | 2025 | 5 | 1 | 2.2 | 9025 | 1878
Roller Shutters | External Electric Roller Shutter | Town FX | 1 | High | B | 11 | 2035 | 5 | 2 | 2.7 | 17475 | 24774
Roller Shutters | External Manual Roller Shutter | Town GB | 1 | High | B | 1 | 2025 | 5 | 2 | 2.7 | 17476 | 5005
Access Control | Gate Access - Local Lock / Keypad / Manual (External) | Town FW | 2 | Medium | B | 1 | 2025 | 5 | 3 | 3.2 | 30866 | 11004
Air Conditioning | Multi-Split Condenser - Split Systems/Heat Pumps - Air-cooled with Direct Expansion Evaporator (DX) | Town FW | 1 | Medium | B | 12 | 2036 | 5 | 3 | 3.2 | 30867 | 26742
Local and Special Ventilation | Fan - Axial | Town AR | 1 | Medium | B | 1 | 2025 | 5 | 3 | 3.2 | 30868 | 11005
Emergency Lighting | Illuminated Fire Exit Signage | Town GA | 3 | Urgent | B | 12 | 2036 | 5 | 1 | 2.2 | 9026 | 26109
LV Distribution | Sub Distribution Board | Town FW | 1 | High | B | 19 | 2043 | 5 | 2 | 2.7 | 17477 | 31261
Local and Special Ventilation | Fan - Axial | Town GD | 1 | Medium | B | 1 | 2025 | 5 | 3 | 3.2 | 30869 | 11006
Emergency Lighting | Self Contained - LED | Town GC | 9 | Urgent | B | 16 | 2040 | 5 | 1 | 2.2 | 9027 | 29013
Fire Safety Systems | Fire Alarm Panel / Repeater | Town FW | 1 | Urgent | B | 1 | 2025 | 5 | 1 | 2.2 | 9028 | 1879
LV Distribution | Sub Distribution Board | Town E | 1 | High | B | 8 | 2032 | 5 | 2 | 2.7 | 17478 | 20768
Lifts | Disabled Lift - Electric | Town FX | 1 | High | B | 1 | 2025 | 5 | 2 | 2.7 | 17479 | 5006
Roller Shutters | External Manual Roller Shutter | Town GB | 1 | High | B | 11 | 2035 | 5 | 2 | 2.7 | 17480 | 24775
Roller Shutters | External Manual Roller Shutter | Town GA | 1 | High | B | 1 | 2025 | 5 | 2 | 2.7 | 17481 | 5007
Fire Safety Systems | Fire Extinguishers - Foam | Town FV | 4 | Urgent | B | 7 | 2031 | 5 | 1 | 2.2 | 9029 | 19490
General Lighting | General - LED fittings & Luminaires | Town GA | 10 | Medium | B | 1 | 2025 | 5 | 3 | 3.2 | 30870 | 11007
Local and Special Ventilation | Fan - Axial | Town JF | 1 | Medium | B | 1 | 2025 | 5 | 3 | 3.2 | 30871 | 11008
BMS | BMS Control Panel | Town JL | 1 | High | B | 7 | 2031 | 5 | 2 | 2.7 | 17482 | 19695
Air Conditioning | Multi-Split Condenser - Split Systems/Heat Pumps - Air-cooled with Direct Expansion Evaporator (DX) | Town JA | 1 | Medium | B | 1 | 2025 | 5 | 3 | 3.2 | 30872 | 11009
Central Ventilation Systems | Fan - Axial | Town JR | 1 | Medium | B | 5 | 2029 | 5 | 3 | 3.2 | 30873 | 15475
LV Distribution | Sub Distribution Board | Town JR | 1 | High | B | 1 | 2025 | 5 | 2 | 2.7 | 17483 | 5008
Roller Shutters | Internal Electric Roller Shutter | Town JR | 1 | Medium | B | 15 | 2039 | 5 | 3 | 3.2 | 30874 | 28530
Boiler | Atmospheric Gas Burner - Condensing Boiler | Town JS | 1 | High | B | 6 | 2030 | 5 | 2 | 2.7 | 17484 | 17864
Central Ventilation Systems | Fan - General Ventilation | Town JC | 1 | Low | B | 1 | 2025 | 5 | 4 | 3.7 | 33521 | 12338
LV Distribution | Sub Distribution Board | Town JF | 1 | High | B | 18 | 2042 | 5 | 2 | 2.7 | 17485 | 30883
External Doors | Entrance Doors | Town JR | 1 | High | B | 25 | 2049 | 5 | 2 | 2.7 | 17486 | 33435
LV Distribution | Sub Distribution Board | Town JF | 1 | High | CX | 1 | 2025 | 2 | 2 | 1.8 | 552 | 446
External Doors | Entrance Doors | Town JO | 1 | High | B | 11 | 2035 | 5 | 2 | 2.7 | 17487 | 24776
External Doors | Entrance Doors | Town JH | 1 | High | B | 15 | 2039 | 5 | 2 | 2.7 | 17488 | 28297
Roller Shutters | External Electric Roller Shutter | Town JF | 1 | High | B | 21 | 2045 | 5 | 2 | 2.7 | 17489 | 32747
LV Distribution | Sub Distribution Board | Town JE | 1 | High | B | 1 | 2025 | 5 | 2 | 2.7 | 17490 | 5009
Fire Safety Systems | Manual and Automatic Doors - Emergency and Panic Escape Doors | Town JB | 1 | Urgent | B | 11 | 2035 | 5 | 1 | 2.2 | 9030 | 23962
Roller Shutters | External Electric Roller Shutter | Town JO | 1 | High | B | 1 | 2025 | 5 | 2 | 2.7 | 17491 | 5010
LV Distribution | Sub Distribution Board | Town JG | 1 | High | B | 2 | 2026 | 5 | 2 | 2.7 | 17492 | 12956
Access Control | Door Lock / Keypad / Manual | Town JA | 1 | Medium | B | 14 | 2038 | 5 | 3 | 3.2 | 30875 | 27636
Fire Safety Systems | Fire Extinguishers - Foam | Town JK | 1 | Urgent | B | 6 | 2030 | 5 | 1 | 2.2 | 9031 | 17121
Multi-System Controls | Control Panel - Electrical Services (excluding Electrical Controllers and Pneumatic Relays) | Town JH | 1 | Medium | B | 6 | 2030 | 5 | 3 | 3.2 | 30876 | 19000
Emergency Lighting | Self Contained - LED | Town IZ | 6 | Urgent | B | 19 | 2043 | 5 | 1 | 2.2 | 9032 | 31109
Emergency Lighting | Externally Powered - LED | Town JB | 2 | Urgent | B | 19 | 2043 | 5 | 1 | 2.2 | 9033 | 31110
Access Control | Door Lock / Keypad / Manual | Town JF | 1 | Medium | B | 9 | 2033 | 5 | 3 | 3.2 | 30877 | 21886
Heat Emitters | Gas Radiant Tube Heaters | Town JI | 1 | Medium | B | 1 | 2025 | 5 | 3 | 3.2 | 30878 | 11010
General Lighting | General - LED fittings & Luminaires | Town JC | 27 | Medium | B | 16 | 2040 | 5 | 3 | 3.2 | 30879 | 29846
Heat Emitters | Electric Heaters | Town JR | 1 | Medium | B | 2 | 2026 | 5 | 3 | 3.2 | 30880 | 13195
Fire Safety Systems | Fire Extinguishers - Powder | Town JC | 1 | Urgent | B | 6 | 2030 | 5 | 1 | 2.2 | 9034 | 17122
LV Distribution | Sub Distribution Board | Town JJ | 1 | High | B | 10 | 2034 | 5 | 2 | 2.7 | 17493 | 22487
Boiler | Combination Atmospheric Burner Gas Boiler | Town JL | 1 | High | B | 1 | 2025 | 5 | 2 | 2.7 | 17494 | 5011
Access Control | Door Lock / Keypad / Manual | Town JK | 2 | Medium | B | 5 | 2029 | 5 | 3 | 3.2 | 30881 | 15476
Emergency Lighting | Illuminated Fire Exit Signage | Town JF | 3 | Urgent | B | 16 | 2040 | 5 | 1 | 2.2 | 9035 | 29014
General Lighting | General - LED fittings & Luminaires | Town JG | 12 | Medium | B | 13 | 2037 | 5 | 3 | 3.2 | 30882 | 27247
Heat Emitters | Radiators - Steel | Town JL | 3 | Medium | B | 1 | 2025 | 5 | 3 | 3.2 | 30883 | 11011
Fire Safety Systems | Fire Extinguishers - Foam | Town JK | 7 | Urgent | B | 6 | 2030 | 5 | 1 | 2.2 | 9036 | 17123
Fire Safety Systems | Fire Extinguishers - Foam | Town JH | 4 | Urgent | B | 6 | 2030 | 5 | 1 | 2.2 | 9037 | 17124
Central Ventilation Systems | Fan - General Ventilation | Town JA | 1 | Low | B | 1 | 2025 | 5 | 4 | 3.7 | 33522 | 12339
External Doors | Manual and Automatic Doors - Auto / Powered Sliding Doors | Town JJ | 1 | High | B | 30 | 2054 | 5 | 2 | 2.7 | 17495 | 33727
LV Distribution | Sub Distribution Board | Town AH | 1 | High | B | 10 | 2034 | 5 | 2 | 2.7 | 17496 | 22488
Fire Safety Systems | Manual and Automatic Doors - Emergency and Panic Escape Doors | Town JH | 1 | Urgent | B | 25 | 2049 | 5 | 1 | 2.2 | 9038 | 33338
Emergency Lighting | Self Contained - LED | Town JK | 2 | Urgent | B | 23 | 2047 | 5 | 1 | 2.2 | 9039 | 33151
Boiler | Electric Boilers | Town JM | 1 | Medium | B | 1 | 2025 | 5 | 3 | 3.2 | 30884 | 11012
Emergency Lighting | Illuminated Fire Exit Signage | Town JH | 1 | Urgent | B | 18 | 2042 | 5 | 1 | 2.2 | 9040 | 30719
Emergency Lighting | Self Contained - LED | Town JI | 8 | Urgent | B | 23 | 2047 | 5 | 1 | 2.2 | 9041 | 33152
Air Conditioning | Multi-Split Evaporator - Split Systems/Heat Pumps - Air-cooled with Direct Expansion Evaporator (DX) | Town JR | 1 | Medium | B | 4 | 2028 | 5 | 3 | 3.2 | 30885 | 14231
Local and Special Ventilation | Fan - Kitchen Extract | Town JA | 1 | Low | B | 14 | 2038 | 5 | 4 | 3.7 | 33523 | 27703
External Doors | Manual and Automatic Doors - Auto / Powered Swing Doors | Town JI | 1 | High | B | 15 | 2039 | 5 | 2 | 2.7 | 17497 | 28298
Fire Safety Systems | Fire Alarm System | Town JI | 1 | Urgent | B | 1 | 2025 | 5 | 1 | 2.2 | 9042 | 1880
General Lighting | General - LED fittings & Luminaires | Town JI | 77 | Medium | B | 17 | 2041 | 5 | 3 | 3.2 | 30886 | 30576
General Lighting | General - LED fittings & Luminaires | Town JH | 59 | Medium | B | 18 | 2042 | 5 | 3 | 3.2 | 30887 | 30993
Fire Safety Systems | Fire Extinguishers - Foam | Town JJ | 3 | Urgent | B | 9 | 2033 | 5 | 1 | 2.2 | 9043 | 21474
Air Conditioning | Multi-Split Evaporator - Split Systems/Heat Pumps - Air-cooled with Direct Expansion Evaporator (DX) | Town JF | 1 | Medium | B | 3 | 2027 | 5 | 3 | 3.2 | 30888 | 13672
Heat Emitters | Electric Heaters | Town JO | 2 | Medium | B | 1 | 2025 | 5 | 3 | 3.2 | 30889 | 11013
Emergency Lighting | Illuminated Fire Exit Signage | Town JB | 8 | Urgent | B | 11 | 2035 | 5 | 1 | 2.2 | 9044 | 23963
General Lighting | General - LED fittings & Luminaires | Town JM | 39 | Medium | B | 1 | 2025 | 5 | 3 | 3.2 | 30890 | 11014
Air Conditioning | Multi-Split Condenser - Split Systems/Heat Pumps - Air-cooled with Direct Expansion Evaporator (DX) | Town JF | 1 | Medium | B | 3 | 2027 | 5 | 3 | 3.2 | 30891 | 13673
Air Conditioning | Single-Split Condenser - Split Systems/Heat Pumps - Air-cooled with Direct Expansion Evaporator (DX) | Town JP | 1 | Medium | B | 10 | 2034 | 5 | 3 | 3.2 | 30892 | 23114
Access Control | Gate Access - Local Lock / Keypad / Manual (External) | Town JG | 1 | Medium | DX | 1 | 2025 | 1 | 3 | 2 | 987 | 682
Fire Safety Systems | Fire Extinguishers - Foam | Town JG | 3 | Urgent | B | 6 | 2030 | 5 | 1 | 2.2 | 9045 | 17125
Emergency Lighting | Illuminated Fire Exit Signage | Town JK | 5 | Urgent | B | 18 | 2042 | 5 | 1 | 2.2 | 9046 | 30720
General Lighting | General - LED fittings & Luminaires | Town JB | 6 | Medium | B | 11 | 2035 | 5 | 3 | 3.2 | 30893 | 25605
Emergency Lighting | Illuminated Fire Exit Signage | Town JL | 3 | Urgent | B | 10 | 2034 | 5 | 1 | 2.2 | 9047 | 22159
Roller Shutters | External Window Shutters - Manual | Town IX | 1 | Medium | B | 1 | 2025 | 5 | 3 | 3.2 | 30894 | 11015
LV Distribution | Sub Distribution Board | Town IX | 1 | High | B | 1 | 2025 | 5 | 2 | 2.7 | 17498 | 5012
Local and Special Ventilation | Fan - Toilet Extract | Town AH | 1 | Medium | B | 1 | 2025 | 5 | 3 | 3.2 | 30895 | 11016
Local and Special Ventilation | Fan - Toilet Extract | Town JJ | 1 | Medium | B | 8 | 2032 | 5 | 3 | 3.2 | 30896 | 21127
LV Distribution | Main Distribution Board | Town JJ | 1 | High | B | 1 | 2025 | 5 | 2 | 2.7 | 17499 | 5013
Lifts | Disabled Lift - Electric | Town JB | 1 | High | B | 3 | 2027 | 5 | 2 | 2.7 | 17500 | 13393
General Lighting | General - LED fittings & Luminaires | Town JD | 55 | Medium | B | 3 | 2027 | 5 | 3 | 3.2 | 30897 | 13674
General Lighting | General - LED fittings & Luminaires | Town JG | 3 | Medium | B | 13 | 2037 | 5 | 3 | 3.2 | 30898 | 27248
LV Distribution | Main Distribution Board | Town JP | 1 | High | B | 15 | 2039 | 5 | 2 | 2.7 | 17501 | 28299
Fire Safety Systems | Fire Alarm System | Town JG | 1 | Urgent | C | 12 | 2036 | 4 | 1 | 1.9 | 746 | 25927
Roller Shutters | Internal Electric Roller Shutter | Town JK | 1 | Medium | B | 5 | 2029 | 5 | 3 | 3.2 | 30899 | 15477
Emergency Lighting | Self Contained - LED | Town JL | 7 | Urgent | B | 22 | 2046 | 5 | 1 | 2.2 | 9048 | 32993
LV Distribution | Main Distribution Board | Town JJ | 1 | High | B | 10 | 2034 | 5 | 2 | 2.7 | 17502 | 22489
Fire Safety Systems | Fire Alarm System | Town JD | 1 | Urgent | A | 15 | 2039 | 6 | 1 | 2.5 | 10989 | 28063
Access Control | Gate Access - Local Lock / Keypad / Manual (External) | Town JL | 1 | Medium | B | 1 | 2025 | 5 | 3 | 3.2 | 30900 | 11017
Local and Special Ventilation | Fan - Window / Wall Mounted | Town JG | 1 | Medium | B | 1 | 2025 | 5 | 3 | 3.2 | 30901 | 11018
Roller Shutters | External Manual Roller Shutter | Town JF | 1 | High | B | 6 | 2030 | 5 | 2 | 2.7 | 17503 | 17865
Heat Emitters | Electric Heaters | Town JH | 1 | Medium | B | 1 | 2025 | 5 | 3 | 3.2 | 30902 | 11019
Fire Safety Systems | Fire Extinguishers - Foam | Town JJ | 1 | Urgent | B | 7 | 2031 | 5 | 1 | 2.2 | 9049 | 19491
Fire Safety Systems | Fire Extinguishers - Foam | Town AH | 1 | Urgent | B | 5 | 2029 | 5 | 1 | 2.2 | 9050 | 14493
Roller Shutters | Internal Electric Roller Shutter | Town JI | 1 | Medium | B | 1 | 2025 | 5 | 3 | 3.2 | 30903 | 11020
Fire Safety Systems | Manual and Automatic Doors - Emergency and Panic Escape Doors | Town JP | 1 | Urgent | B | 30 | 2054 | 5 | 1 | 2.2 | 9051 | 33696
Emergency Lighting | Self Contained - LED | Town JQ | 1 | Urgent | B | 21 | 2045 | 5 | 1 | 2.2 | 9052 | 32432
General Lighting | General - LED fittings & Luminaires | Town HA | 8 | Medium | B | 16 | 2040 | 5 | 3 | 3.2 | 30904 | 29847
Fire Safety Systems | Fire Extinguishers - CO2 | Town JG | 3 | Urgent | B | 6 | 2030 | 5 | 1 | 2.2 | 9053 | 17126
Local Hot Water | Package Electric Water Heaters - Non-Drinking Water | Town JF | 1 | Medium | CX | 1 | 2025 | 2 | 3 | 2.3 | 10346 | 2258
Local Hot Water | Package Electric Water Heaters - Non-Drinking Water | Town JD | 1 | Medium | B | 1 | 2025 | 5 | 3 | 3.2 | 30905 | 11021
Central Heating | Pressurisation Unit - Gas/Oil Fired Heating System | Town JB | 1 | Low | B | 1 | 2025 | 5 | 4 | 3.7 | 33524 | 12340
Fire Safety Systems | Fire Extinguishers - Foam | Town JQ | 3 | Urgent | B | 6 | 2030 | 5 | 1 | 2.2 | 9054 | 17127
Fire Safety Systems | Fire Extinguishers - CO2 | Town JP | 1 | Urgent | B | 5 | 2029 | 5 | 1 | 2.2 | 9055 | 14494
Heat Emitters | Electric Heaters | Town JP | 1 | Medium | B | 3 | 2027 | 5 | 3 | 3.2 | 30906 | 13675
Air Conditioning | Single-Split Condenser - Split Systems/Heat Pumps - Air-cooled with Direct Expansion Evaporator (DX) | Town JG | 1 | Medium | B | 5 | 2029 | 5 | 3 | 3.2 | 30907 | 15478
Heat Emitters | Fan Convector - Electric | Town JC | 1 | Medium | B | 1 | 2025 | 5 | 3 | 3.2 | 30908 | 11022
Local Hot Water | Package Electric Water Heaters - Non-Drinking Water | Town JP | 1 | Medium | B | 7 | 2031 | 5 | 3 | 3.2 | 30909 | 20156
Fire Safety Systems | Fire Extinguishers - CO2 | Town AH | 4 | Urgent | B | 7 | 2031 | 5 | 1 | 2.2 | 9056 | 19492
Local and Special Ventilation | Fan - Window / Wall Mounted | Town JF | 1 | Medium | C | 11 | 2035 | 4 | 3 | 2.9 | 19012 | 24880
Roller Shutters | Internal Manual Roller Shutter | Town IX | 1 | Medium | B | 1 | 2025 | 5 | 3 | 3.2 | 30910 | 11023
AHU - Internal | Central Ventilation Systems - Ventilation Only | Town JG | 1 | Medium | B | 1 | 2025 | 5 | 3 | 3.2 | 30911 | 11024
Local and Special Ventilation | Fan - Kitchen Window / Wall Mounted | Town JJ | 1 | Medium | B | 5 | 2029 | 5 | 3 | 3.2 | 30912 | 15479
LV Distribution | Sub Distribution Board | Town JE | 1 | High | B | 16 | 2040 | 5 | 2 | 2.7 | 17504 | 29256
LV Distribution | Sub Distribution Board | Town JQ | 1 | High | B | 15 | 2039 | 5 | 2 | 2.7 | 17505 | 28300
Local and Special Ventilation | Fan - Axial | Town IZ | 1 | Medium | B | 6 | 2030 | 5 | 3 | 3.2 | 30913 | 19001
Local and Special Ventilation | Fan - Axial | Town JF | 1 | Medium | B | 1 | 2025 | 5 | 3 | 3.2 | 30914 | 11025
LV Distribution | Sub Distribution Board | Town JA | 1 | High | B | 3 | 2027 | 5 | 2 | 2.7 | 17506 | 13394
Roller Shutters | External Electric Roller Shutter | Town JL | 1 | High | B | 15 | 2039 | 5 | 2 | 2.7 | 17507 | 28301
LV Distribution | Main Distribution Board | Town JI | 1 | High | B | 1 | 2025 | 5 | 2 | 2.7 | 17508 | 5014
LV Distribution | Sub Distribution Board | Town JB | 1 | High | B | 1 | 2025 | 5 | 2 | 2.7 | 17509 | 5015
Heat Emitters | Electric Heaters | Town JC | 2 | Medium | B | 1 | 2025 | 5 | 3 | 3.2 | 30915 | 11026
Fire Safety Systems | Fire Extinguishers - CO2 | Town JI | 2 | Urgent | B | 6 | 2030 | 5 | 1 | 2.2 | 9057 | 17128
Central Ventilation Systems | Fan - General Ventilation | Town JA | 1 | Low | B | 1 | 2025 | 5 | 4 | 3.7 | 33525 | 12341
LV Distribution | Main Distribution Board | Town JK | 1 | High | D | 1 | 2025 | 3 | 2 | 2.1 | 1325 | 892
Lifts | Goods Lift electric | Town JG | 1 | Medium | B | 2 | 2026 | 5 | 3 | 3.2 | 30916 | 13196
Fire Safety Systems | Fire Alarm Panel / Repeater | Town IZ | 1 | Urgent | B | 1 | 2025 | 5 | 1 | 2.2 | 9058 | 1881
General Lighting | General - LED fittings & Luminaires | Town JS | 108 | Medium | B | 15 | 2039 | 5 | 3 | 3.2 | 30917 | 28531
Access Control | Door Lock / Keypad / Manual | Town JE | 1 | Medium | B | 10 | 2034 | 5 | 3 | 3.2 | 30918 | 23115
Heat Emitters | Electric Heaters | Town JT | 1 | Medium | B | 1 | 2025 | 5 | 3 | 3.2 | 30919 | 11027
Local and Special Ventilation | Fan - Axial | Town JF | 1 | Medium | B | 1 | 2025 | 5 | 3 | 3.2 | 30920 | 11028
Local and Special Ventilation | Fan - Window / Wall Mounted | Town JS | 1 | Medium | B | 6 | 2030 | 5 | 3 | 3.2 | 30921 | 19002
General Lighting | General - LED fittings & Luminaires | Town JA | 36 | Medium | B | 16 | 2040 | 5 | 3 | 3.2 | 30922 | 29848
Heat Emitters | Electric Heaters | Town JR | 1 | Medium | B | 1 | 2025 | 5 | 3 | 3.2 | 30923 | 11029
Air Conditioning | Multi-Split Evaporator - Split Systems/Heat Pumps - Air-cooled with Direct Expansion Evaporator (DX) | Town JE | 1 | Medium | B | 11 | 2035 | 5 | 3 | 3.2 | 30924 | 25606
Fire Safety Systems | Fire Alarm System | Town JT | 1 | Urgent | B | 10 | 2034 | 5 | 1 | 2.2 | 9059 | 22160
Local and Special Ventilation | Fan - Axial | Town JF | 1 | Medium | B | 12 | 2036 | 5 | 3 | 3.2 | 30925 | 26743
LV Distribution | Sub Distribution Board | Town JM | 1 | High | B | 1 | 2025 | 5 | 2 | 2.7 | 17510 | 5016
LV Distribution | Main Distribution Board | Town JE | 1 | High | D | 1 | 2025 | 3 | 2 | 2.1 | 1326 | 893
Fire Safety Systems | Fire Alarm System | Town JC | 1 | Urgent | B | 1 | 2025 | 5 | 1 | 2.2 | 9060 | 1882
Fire Safety Systems | Fire Extinguishers - CO2 | Town JB | 2 | Urgent | B | 9 | 2033 | 5 | 1 | 2.2 | 9061 | 21475
Local and Special Ventilation | Fan - Kitchen Extract | Town JE | 1 | Low | B | 5 | 2029 | 5 | 4 | 3.7 | 33526 | 15678
Lightning Protection | System | Town JP | 1 | High | B | 28 | 2052 | 5 | 2 | 2.7 | 17511 | 33631
Fire Safety Systems | Fire Extinguishers - CO2 | Town JK | 4 | Urgent | B | 6 | 2030 | 5 | 1 | 2.2 | 9062 | 17129
Central Ventilation Systems | Fan - General Ventilation | Town AX | 1 | Low | B | 1 | 2025 | 5 | 4 | 3.7 | 33527 | 12342
LV Distribution | Sub Distribution Board | Town JL | 1 | High | B | 1 | 2025 | 5 | 2 | 2.7 | 17512 | 5017
BMS | BMS Control Panel | Town AH | 1 | High | B | 5 | 2029 | 5 | 2 | 2.7 | 17513 | 14741
Access Control | Door Lock / Keypad / Manual | Town JI | 1 | Medium | A | 15 | 2039 | 6 | 3 | 3.5 | 32616 | 28588
Fire Safety Systems | Fire Extinguishers - Foam | Town AX | 6 | Urgent | B | 6 | 2030 | 5 | 1 | 2.2 | 9063 | 17130
Fire Safety Systems | Fire Extinguishers - CO2 | Town JE | 3 | Urgent | B | 6 | 2030 | 5 | 1 | 2.2 | 9064 | 17131
Central Ventilation Systems | Fan - General Ventilation | Town JE | 1 | Low | B | 1 | 2025 | 5 | 4 | 3.7 | 33528 | 12343
Local and Special Ventilation | Fan - Kitchen Extract | Town JE | 1 | Low | B | 1 | 2025 | 5 | 4 | 3.7 | 33529 | 12344
Roller Shutters | Internal Automatic Roller Shutter | Town JG | 1 | High | C | 7 | 2031 | 4 | 2 | 2.4 | 10760 | 19551
Fire Safety Systems | Fire Extinguishers - CO2 | Town JN | 1 | Urgent | B | 9 | 2033 | 5 | 1 | 2.2 | 9065 | 21476
Local Hot Water | Package Electric Water Heaters - Non-Drinking Water | Town JD | 1 | Medium | B | 1 | 2025 | 5 | 3 | 3.2 | 30926 | 11030
Emergency Lighting | Illuminated Fire Exit Signage | Town JT | 2 | Urgent | B | 18 | 2042 | 5 | 1 | 2.2 | 9066 | 30721
External Doors | Manual and Automatic Doors - Auto / Powered Sliding Doors | Town JL | 1 | High | B | 6 | 2030 | 5 | 2 | 2.7 | 17514 | 17866
LV Distribution | Sub Distribution Board | Town JN | 1 | High | B | 1 | 2025 | 5 | 2 | 2.7 | 17515 | 5018
Roller Shutters | Internal Electric Roller Shutter | Town JK | 1 | Medium | B | 13 | 2037 | 5 | 3 | 3.2 | 30927 | 27249
Solar Power Generation | Photovoltaics - Building Connected | Town JP | 1 | Medium | B | 20 | 2044 | 5 | 3 | 3.2 | 30928 | 31688
Fire Safety Systems | Fire Extinguishers - Foam | Town JL | 3 | Urgent | B | 9 | 2033 | 5 | 1 | 2.2 | 9067 | 21477
Fire Safety Systems | Fire Extinguishers - CO2 | Town JL | 2 | Urgent | B | 7 | 2031 | 5 | 1 | 2.2 | 9068 | 19493
Local and Special Ventilation | Fan - Kitchen Extract | Town JE | 1 | Low | B | 5 | 2029 | 5 | 4 | 3.7 | 33530 | 15679
Fire Safety Systems | Fire Alarm System | Town JJ | 1 | Urgent | B | 6 | 2030 | 5 | 1 | 2.2 | 9069 | 17132
Roller Shutters | External Electric Roller Shutter | Town HA | 1 | High | B | 1 | 2025 | 5 | 2 | 2.7 | 17516 | 5019
Emergency Lighting | Self Contained - LED | Town JP | 7 | Urgent | B | 20 | 2044 | 5 | 1 | 2.2 | 9070 | 31553
Emergency Lighting | Self Contained - LED | Town JP | 4 | Urgent | B | 20 | 2044 | 5 | 1 | 2.2 | 9071 | 31554
Fire Safety Systems | Fire Extinguishers - Foam | Town JL | 4 | Urgent | B | 7 | 2031 | 5 | 1 | 2.2 | 9072 | 19494
Fire Safety Systems | Manual and Automatic Doors - Emergency and Panic Escape Doors | Town JG | 1 | Urgent | B | 17 | 2041 | 5 | 1 | 2.2 | 9073 | 30234
Heat Emitters | Electric Heaters | Town JR | 1 | Medium | B | 4 | 2028 | 5 | 3 | 3.2 | 30929 | 14232
LV Distribution | Main Distribution Board | Town JK | 1 | High | D | 1 | 2025 | 3 | 2 | 2.1 | 1327 | 894
Access Control | Door Lock / Keypad / Manual | Town IZ | 1 | Medium | B | 10 | 2034 | 5 | 3 | 3.2 | 30930 | 23116
Roller Shutters | External Window Shutters - Manual | Town JC | 1 | Medium | B | 1 | 2025 | 5 | 3 | 3.2 | 30931 | 11031
Emergency Lighting | Self Contained - LED | Town JS | 11 | Urgent | B | 19 | 2043 | 5 | 1 | 2.2 | 9074 | 31111
Emergency Lighting | Illuminated Fire Exit Signage | Town AH | 6 | Urgent | B | 1 | 2025 | 5 | 1 | 2.2 | 9075 | 1883
General Lighting | General - LED fittings & Luminaires | Town IZ | 5 | Medium | B | 4 | 2028 | 5 | 3 | 3.2 | 30932 | 14233
Central Cooling | Fan - Axial | Town JG | 1 | Medium | B | 1 | 2025 | 5 | 3 | 3.2 | 30933 | 11032
External Doors | Entrance Doors | Town IX | 1 | High | B | 11 | 2035 | 5 | 2 | 2.7 | 17517 | 24777
Roller Shutters | Internal Electric Roller Shutter | Town JQ | 1 | Medium | B | 15 | 2039 | 5 | 3 | 3.2 | 30934 | 28532
Access Control | Door Lock / Keypad / Manual | Town JH | 1 | Medium | B | 10 | 2034 | 5 | 3 | 3.2 | 30935 | 23117
Fire Safety Systems | Manual and Automatic Doors - Emergency and Panic Escape Doors | Town JK | 1 | Urgent | B | 15 | 2039 | 5 | 1 | 2.2 | 9076 | 28009
Fire Safety Systems | Fire Extinguishers - CO2 | Town JF | 3 | Urgent | B | 7 | 2031 | 5 | 1 | 2.2 | 9077 | 19495
Fire Safety Systems | Fire Extinguishers - Foam | Town JA | 1 | Urgent | B | 6 | 2030 | 5 | 1 | 2.2 | 9078 | 17133
Central Ventilation Systems | Fan - General Ventilation | Town JA | 1 | Low | B | 1 | 2025 | 5 | 4 | 3.7 | 33531 | 12345
LV Distribution | Sub Distribution Board | Town JF | 1 | High | B | 9 | 2033 | 5 | 2 | 2.7 | 17518 | 21644
Access Control | Gate Access - Local Lock / Keypad / Manual (External) | Town JL | 1 | Medium | B | 1 | 2025 | 5 | 3 | 3.2 | 30936 | 11033
Emergency Lighting | Illuminated Fire Exit Signage | Town IZ | 2 | Urgent | B | 16 | 2040 | 5 | 1 | 2.2 | 9079 | 29015
External Lighting | General - LED | Town JG | 1 | Medium | B | 12 | 2036 | 5 | 3 | 3.2 | 30937 | 26744
Air Conditioning | Single-Split Condenser - Split Systems/Heat Pumps - Air-cooled with Direct Expansion Evaporator (DX) | Town JH | 1 | Medium | B | 5 | 2029 | 5 | 3 | 3.2 | 30938 | 15480
Air Conditioning | Multi-Split Condenser - Split Systems/Heat Pumps - Air-cooled with Direct Expansion Evaporator (DX) | Town JF | 1 | Medium | B | 3 | 2027 | 5 | 3 | 3.2 | 30939 | 13676
Lifts | Passenger Lift Hydraulic - Electric | Town JA | 1 | Medium | B | 3 | 2027 | 5 | 3 | 3.2 | 30940 | 13677
Local and Special Ventilation | Fan - Window / Wall Mounted | Town JB | 1 | Medium | B | 11 | 2035 | 5 | 3 | 3.2 | 30941 | 25607
Heat Emitters | Gas Fired Natural and Fan Assisted Heaters | Town JT | 1 | Medium | B | 4 | 2028 | 5 | 3 | 3.2 | 30942 | 14234
General Lighting | General - LED fittings & Luminaires | Town HA | 14 | Medium | B | 6 | 2030 | 5 | 3 | 3.2 | 30943 | 19003
LV Distribution | Sub Distribution Board | Town AH | 1 | High | B | 10 | 2034 | 5 | 2 | 2.7 | 17519 | 22490
Local and Special Ventilation | Unit extract fans | Town AH | 1 | Medium | B | 1 | 2025 | 5 | 3 | 3.2 | 30944 | 11034
Emergency Lighting | Self Contained - Non LED | Town JL | 1 | Urgent | B | 15 | 2039 | 5 | 1 | 2.2 | 9080 | 28010
Roller Shutters | Internal Automatic Roller Shutter | Town KI | 1 | High | B | 1 | 2025 | 5 | 2 | 2.7 | 17520 | 5020
Local and Special Ventilation | Fan - Centrifugal | Town JV | 1 | Medium | C | 1 | 2025 | 4 | 3 | 2.9 | 19013 | 5819
Air Conditioning | Multi-Split Condenser - Split Systems/Heat Pumps - Air-cooled with Direct Expansion Evaporator (DX) | Town JX | 1 | Medium | A | 14 | 2038 | 6 | 3 | 3.5 | 32617 | 27689
LV Distribution | Sub Distribution Board | Town KI | 1 | High | B | 1 | 2025 | 5 | 2 | 2.7 | 17521 | 5021
Local and Special Ventilation | Fan - Window / Wall Mounted | Town JW | 1 | Medium | DX | 1 | 2025 | 1 | 3 | 2 | 988 | 683
Air Conditioning | Single-Split Evaporator - Split Systems/Heat Pumps - Air-cooled with Direct Expansion Evaporator (DX) | Town KF | 1 | Medium | B | 1 | 2025 | 5 | 3 | 3.2 | 30945 | 11035
Local and Special Ventilation | Fan - Extract | Town BI | 1 | Medium | B | 1 | 2025 | 5 | 3 | 3.2 | 30946 | 11036
Local and Special Ventilation | Fan - Extract | Town BI | 1 | Medium | B | 1 | 2025 | 5 | 3 | 3.2 | 30947 | 11037
Central Ventilation Systems | Fan - General Ventilation | Town KF | 1 | Low | B | 1 | 2025 | 5 | 4 | 3.7 | 33532 | 12346
Central Ventilation Systems | Fan - General Ventilation | Town EP | 1 | Low | B | 1 | 2025 | 5 | 4 | 3.7 | 33533 | 12347
Local and Special Ventilation | Fan - Kitchen Extract | Town JZ | 1 | Low | A | 13 | 2037 | 6 | 4 | 4 | 33836 | 27320
Barriers & Guardrails | Vehicle Crash Protection Barrier | Town JU | 1 | V Low | B | 1 | 2025 | 5 | 4 | 3.7 | 33534 | 12348
Barriers & Guardrails | Vehicle Crash Protection Barrier | Town JU | 1 | V Low | B | 1 | 2025 | 5 | 4 | 3.7 | 33535 | 12349
LV Distribution | Sub Distribution Board | Town JZ | 1 | High | A | 19 | 2043 | 6 | 2 | 3 | 19628 | 31335
External Doors | Entrance Doors | Town JV | 1 | High | B | 11 | 2035 | 5 | 2 | 2.7 | 17522 | 24778
Fire Safety Systems | Manual and Automatic Doors - Emergency and Panic Escape Doors | Town JZ | 1 | Urgent | B | 25 | 2049 | 5 | 1 | 2.2 | 9081 | 33339
Fire Safety Systems | Manual and Automatic Doors - Emergency and Panic Escape Doors | Town JX | 1 | Urgent | B | 6 | 2030 | 5 | 1 | 2.2 | 9082 | 17134
Air Conditioning | Multi-Split Condenser - Split Systems/Heat Pumps - Air-cooled with Direct Expansion Evaporator (DX) | Town JZ | 1 | Medium | B | 4 | 2028 | 5 | 3 | 3.2 | 30948 | 14235
Fire Safety Systems | Manual and Automatic Doors - Emergency and Panic Escape Doors | Town JY | 1 | Urgent | B | 21 | 2045 | 5 | 1 | 2.2 | 9083 | 32433
Local and Special Ventilation | Fan - Extract | Town JV | 1 | Medium | B | 1 | 2025 | 5 | 3 | 3.2 | 30949 | 11038
LV Distribution | Main Distribution Board | Town JV | 1 | High | B | 1 | 2025 | 5 | 2 | 2.7 | 17523 | 5022
Local and Special Ventilation | Fan - Extract | Town KE | 1 | Medium | B | 11 | 2035 | 5 | 3 | 3.2 | 30950 | 25608
Emergency Lighting | Self Contained - LED | Town JZ | 7 | Urgent | A | 23 | 2047 | 6 | 1 | 2.5 | 10990 | 33178
Access Control | Gate Access - Local Lock / Keypad / Manual (External) | Town JV | 1 | Medium | B | 1 | 2025 | 5 | 3 | 3.2 | 30951 | 11039
Fire Safety Systems | Fire Extinguishers - Foam | Town BI | 4 | Urgent | B | 6 | 2030 | 5 | 1 | 2.2 | 9084 | 17135
External Doors | Entrance Doors | Town JU | 1 | High | B | 11 | 2035 | 5 | 2 | 2.7 | 17524 | 24779
Fire Safety Systems | Fire Extinguishers - Foam | Town JW | 1 | Urgent | B | 9 | 2033 | 5 | 1 | 2.2 | 9085 | 21478
Fire Safety Systems | Fire Extinguishers - Foam | Town JX | 1 | Urgent | B | 7 | 2031 | 5 | 1 | 2.2 | 9086 | 19496
Emergency Lighting | Self Contained - LED | Town KH | 12 | Urgent | B | 21 | 2045 | 5 | 1 | 2.2 | 9087 | 32434
Heat Emitters | Electric Heaters | Town JY | 1 | Medium | B | 1 | 2025 | 5 | 3 | 3.2 | 30952 | 11040
Fire Safety Systems | Fire Extinguishers - CO2 | Town KH | 7 | Urgent | B | 8 | 2032 | 5 | 1 | 2.2 | 9088 | 20596
Fire Safety Systems | Fire Extinguishers - CO2 | Town JV | 4 | Urgent | B | 9 | 2033 | 5 | 1 | 2.2 | 9089 | 21479
Central Ventilation Systems | Fan - General Ventilation | Town JZ | 1 | Low | B | 1 | 2025 | 5 | 4 | 3.7 | 33536 | 12350
Local Hot Water | Package Electric Water Heaters - Non-Drinking Water | Town KB | 1 | Medium | B | 5 | 2029 | 5 | 3 | 3.2 | 30953 | 15481
LV Distribution | Main Distribution Board | Town KJ | 1 | High | B | 1 | 2025 | 5 | 2 | 2.7 | 17525 | 5023
Access Control | Gate Access - Local Lock / Keypad / Manual (External) | Town JV | 1 | Medium | B | 1 | 2025 | 5 | 3 | 3.2 | 30954 | 11041
General Lighting | General - LED fittings & Luminaires | Town KI | 22 | Medium | B | 1 | 2025 | 5 | 3 | 3.2 | 30955 | 11042
Security Systems | Manual and Automatic Doors - High Security Door | Town EP | 1 | High | B | 21 | 2045 | 5 | 2 | 2.7 | 17526 | 32748
Fire Safety Systems | Fire Extinguishers - Foam | Town KJ | 4 | Urgent | B | 6 | 2030 | 5 | 1 | 2.2 | 9090 | 17136
Air Conditioning | Single-Split Evaporator - Split Systems/Heat Pumps - Air-cooled with Direct Expansion Evaporator (DX) | Town KE | 1 | Medium | B | 1 | 2025 | 5 | 3 | 3.2 | 30956 | 11043
Multi-System Controls | Control Panel - Electrical Services (excluding Electrical Controllers and Pneumatic Relays) | Town JV | 1 | Medium | B | 1 | 2025 | 5 | 3 | 3.2 | 30957 | 11044
Local and Special Ventilation | Fan - Extract | Town JW | 1 | Medium | CX | 1 | 2025 | 2 | 3 | 2.3 | 10347 | 2259
Heat Exchangers | Heat Reclaim Unit (Lossnay Type) | Town KG | 1 | Medium | B | 10 | 2034 | 5 | 3 | 3.2 | 30958 | 23118
Central Ventilation Systems | Fan - General Ventilation | Town EP | 1 | Low | B | 1 | 2025 | 5 | 4 | 3.7 | 33537 | 12351
Roller Shutters | Internal Electric Roller Shutter | Town KJ | 1 | Medium | B | 15 | 2039 | 5 | 3 | 3.2 | 30959 | 28533
Emergency Lighting | Illuminated Fire Exit Signage | Town JY | 3 | Urgent | B | 15 | 2039 | 5 | 1 | 2.2 | 9091 | 28011
Emergency Lighting | Illuminated Fire Exit Signage | Town JU | 3 | Urgent | B | 16 | 2040 | 5 | 1 | 2.2 | 9092 | 29016
Security Systems | Manual and Automatic Doors - High Security Door | Town KE | 1 | High | B | 11 | 2035 | 5 | 2 | 2.7 | 17527 | 24780
External Doors | Entrance Doors | Town JZ | 1 | High | B | 15 | 2039 | 5 | 2 | 2.7 | 17528 | 28302
Roller Shutters | External Electric Roller Shutter | Town KA | 1 | High | B | 5 | 2029 | 5 | 2 | 2.7 | 17529 | 14742
Heat Emitters | Electric Heaters | Town JZ | 2 | Medium | B | 6 | 2030 | 5 | 3 | 3.2 | 30960 | 19004
Emergency Lighting | Self Contained - LED | Town KD | 2 | Urgent | B | 15 | 2039 | 5 | 1 | 2.2 | 9093 | 28012
External Lighting | General - LED | Town KE | 8 | Medium | B | 11 | 2035 | 5 | 3 | 3.2 | 30961 | 25609
LV Distribution | Sub Distribution Board | Town EP | 1 | High | B | 1 | 2025 | 5 | 2 | 2.7 | 17530 | 5024
LV Distribution | Sub Distribution Board | Town KG | 1 | High | B | 10 | 2034 | 5 | 2 | 2.7 | 17531 | 22491
Roller Shutters | External Manual Roller Shutter | Town JU | 1 | High | B | 1 | 2025 | 5 | 2 | 2.7 | 17532 | 5025
External Lighting | General - LED | Town KE | 1 | Medium | B | 11 | 2035 | 5 | 3 | 3.2 | 30962 | 25610
Emergency Lighting | Self Contained - Non LED | Town JV | 2 | Urgent | B | 1 | 2025 | 5 | 1 | 2.2 | 9094 | 1884
Emergency Lighting | Illuminated Fire Exit Signage | Town JZ | 5 | Urgent | B | 18 | 2042 | 5 | 1 | 2.2 | 9095 | 30722
Roller Shutters | External Manual Roller Shutter | Town BI | 1 | High | B | 10 | 2034 | 5 | 2 | 2.7 | 17533 | 22492
LV Distribution | Main Distribution Board | Town JU | 1 | High | D | 1 | 2025 | 3 | 2 | 2.1 | 1328 | 895
Heat Emitters | Gas Fired Natural and Fan Assisted Heaters | Town JU | 1 | Medium | B | 1 | 2025 | 5 | 3 | 3.2 | 30963 | 11045
Local and Special Ventilation | Fan - Kitchen Extract | Town JZ | 1 | Low | C | 5 | 2029 | 4 | 4 | 3.4 | 32428 | 15582
Emergency Lighting | Illuminated Fire Exit Signage | Town KB | 6 | Urgent | B | 16 | 2040 | 5 | 1 | 2.2 | 9096 | 29017
Fire Safety Systems | Fire Alarm Panel / Repeater | Town KD | 1 | Urgent | B | 11 | 2035 | 5 | 1 | 2.2 | 9097 | 23964
Barriers & Guardrails | Vehicle Crash Protection Barrier | Town JU | 1 | V Low | B | 1 | 2025 | 5 | 4 | 3.7 | 33538 | 12352
Fire Safety Systems | Fire Alarm System | Town EP | 1 | Urgent | B | 1 | 2025 | 5 | 1 | 2.2 | 9098 | 1885
Emergency Lighting | Self Contained - LED | Town KC | 8 | Urgent | B | 21 | 2045 | 5 | 1 | 2.2 | 9099 | 32435
Central Ventilation Systems | Fan - General Ventilation | Town KF | 1 | Low | B | 1 | 2025 | 5 | 4 | 3.7 | 33539 | 12353
LV Distribution | Sub Distribution Board | Town KD | 1 | High | B | 10 | 2034 | 5 | 2 | 2.7 | 17534 | 22493
Roller Shutters | Internal Manual Roller Shutter | Town KI | 1 | Medium | B | 1 | 2025 | 5 | 3 | 3.2 | 30964 | 11046
Roller Shutters | External Manual Roller Shutter | Town BI | 1 | High | B | 1 | 2025 | 5 | 2 | 2.7 | 17535 | 5026
Roller Shutters | External Manual Roller Shutter | Town BI | 1 | High | B | 1 | 2025 | 5 | 2 | 2.7 | 17536 | 5027
Emergency Lighting | Illuminated Fire Exit Signage | Town KC | 6 | Urgent | B | 16 | 2040 | 5 | 1 | 2.2 | 9100 | 29018
Fire Safety Systems | Fire Extinguishers - CO2 | Town JZ | 2 | Urgent | B | 6 | 2030 | 5 | 1 | 2.2 | 9101 | 17137
Fire Safety Systems | Fire Extinguishers - Foam | Town KI | 1 | Urgent | B | 1 | 2025 | 5 | 1 | 2.2 | 9102 | 1886
Central Ventilation Systems | Fan - General Ventilation | Town JZ | 1 | Low | B | 1 | 2025 | 5 | 4 | 3.7 | 33540 | 12354
LV Distribution | Sub Distribution Board | Town JV | 1 | High | B | 19 | 2043 | 5 | 2 | 2.7 | 17537 | 31262
General Lighting | General - LED fittings & Luminaires | Town JU | 8 | Medium | B | 1 | 2025 | 5 | 3 | 3.2 | 30965 | 11047
Fire Safety Systems | Fire Extinguishers - Foam | Town JV | 5 | Urgent | B | 9 | 2033 | 5 | 1 | 2.2 | 9103 | 21480
Fire Safety Systems | Fire Extinguishers - Water | Town KI | 2 | Urgent | B | 1 | 2025 | 5 | 1 | 2.2 | 9104 | 1887
LV Distribution | Main Distribution Board | Town JX | 1 | High | B | 1 | 2025 | 5 | 2 | 2.7 | 17538 | 5028
Central Heating | Fan - Axial | Town H | 1 | High | B | 2 | 2026 | 5 | 2 | 2.7 | 17539 | 12957
Barriers & Guardrails | Vehicle Crash Protection Barrier | Town JU | 1 | V Low | B | 1 | 2025 | 5 | 4 | 3.7 | 33541 | 12355
Roller Shutters | External Electric Roller Shutter | Town KG | 1 | High | B | 15 | 2039 | 5 | 2 | 2.7 | 17540 | 28303
Local and Special Ventilation | Fan - Kitchen Extract | Town JZ | 1 | Low | C | 5 | 2029 | 4 | 4 | 3.4 | 32429 | 15583
Roller Shutters | External Manual Roller Shutter | Town BI | 1 | High | B | 1 | 2025 | 5 | 2 | 2.7 | 17541 | 5029
Heat Emitters | Electric Heaters | Town JY | 1 | Medium | B | 1 | 2025 | 5 | 3 | 3.2 | 30966 | 11048
LV Distribution | Sub Distribution Board | Town KG | 1 | High | B | 10 | 2034 | 5 | 2 | 2.7 | 17542 | 22494
Central Heating | Fan - Axial | Town KG | 1 | High | B | 5 | 2029 | 5 | 2 | 2.7 | 17543 | 14743
Fire Safety Systems | Manual and Automatic Doors - Emergency and Panic Escape Doors | Town KB | 1 | Urgent | B | 10 | 2034 | 5 | 1 | 2.2 | 9105 | 22161
Roller Shutters | External Manual Roller Shutter | Town BI | 1 | High | B | 1 | 2025 | 5 | 2 | 2.7 | 17544 | 5030
Emergency Lighting | Self Contained - LED | Town JV | 5 | Urgent | B | 21 | 2045 | 5 | 1 | 2.2 | 9106 | 32436
Local and Special Ventilation | Fan - Extract | Town JV | 1 | Medium | B | 1 | 2025 | 5 | 3 | 3.2 | 30967 | 11049
External Lighting | General - Non LED | Town JU | 2 | Medium | B | 1 | 2025 | 5 | 3 | 3.2 | 30968 | 11050
Lightning Protection | System | Town KH | 1 | High | B | 6 | 2030 | 5 | 2 | 2.7 | 17545 | 17867
Heat Emitters | Electric Heaters | Town JW | 1 | Medium | B | 4 | 2028 | 5 | 3 | 3.2 | 30969 | 14236
Fire Safety Systems | Fire Extinguishers - CO2 | Town BI | 2 | Urgent | B | 6 | 2030 | 5 | 1 | 2.2 | 9107 | 17138
Fire Safety Systems | Fire Extinguishers - Foam | Town JV | 4 | Urgent | B | 9 | 2033 | 5 | 1 | 2.2 | 9108 | 21481
Boiler | Electric Boilers | Town KI | 1 | Medium | B | 6 | 2030 | 5 | 3 | 3.2 | 30970 | 19005
General Lighting | General - LED fittings & Luminaires | Town JU | 114 | Medium | B | 16 | 2040 | 5 | 3 | 3.2 | 30971 | 29849
External Lighting | General - LED | Town JY | 2 | Medium | B | 1 | 2025 | 5 | 3 | 3.2 | 30972 | 11051
Central Heating | Fan - Axial | Town H | 1 | High | B | 2 | 2026 | 5 | 2 | 2.7 | 17546 | 12958
Local Hot Water | Package Electric Water Heaters - Non-Drinking Water | Town JZ | 1 | Medium | A | 10 | 2034 | 6 | 3 | 3.5 | 32618 | 23209
Local Hot Water | Instantaneous Electric Water Heater - Non-Drinking Water | Town KD | 1 | Medium | B | 3 | 2027 | 5 | 3 | 3.2 | 30973 | 13678
Roller Shutters | Internal Electric Roller Shutter | Town JZ | 1 | Medium | B | 1 | 2025 | 5 | 3 | 3.2 | 30974 | 11052
Roller Shutters | Internal Manual Roller Shutter | Town JZ | 1 | Medium | B | 1 | 2025 | 5 | 3 | 3.2 | 30975 | 11053
Barriers & Guardrails | Vehicle Crash Protection Barrier | Town JU | 1 | V Low | B | 1 | 2025 | 5 | 4 | 3.7 | 33542 | 12356
Emergency Lighting | Illuminated Fire Exit Signage | Town JU | 7 | Urgent | B | 6 | 2030 | 5 | 1 | 2.2 | 9109 | 17139
Air Conditioning | Multi-Split Evaporator - Split Systems/Heat Pumps - Air-cooled with Direct Expansion Evaporator (DX) | Town KD | 1 | Medium | B | 3 | 2027 | 5 | 3 | 3.2 | 30976 | 13679
Local Hot Water | Instantaneous Electric Water Heater - Non-Drinking Water | Town KJ | 1 | Medium | A | 13 | 2037 | 6 | 3 | 3.5 | 32619 | 27304
LV Distribution | Sub Distribution Board | Town JW | 1 | High | B | 2 | 2026 | 5 | 2 | 2.7 | 17547 | 12959
Central Heating | Fan - Axial | Town KG | 1 | High | B | 5 | 2029 | 5 | 2 | 2.7 | 17548 | 14744
Multi-System Controls | Multi-Input Controllers | Town JX | 1 | Medium | A | 8 | 2032 | 6 | 3 | 3.5 | 32620 | 21173
Barriers & Guardrails | Vehicle Crash Protection Barrier | Town JU | 1 | V Low | B | 1 | 2025 | 5 | 4 | 3.7 | 33543 | 12357
Local and Special Ventilation | Fan - Centrifugal | Town JV | 1 | Medium | B | 1 | 2025 | 5 | 3 | 3.2 | 30977 | 11054
LV Distribution | Sub Distribution Board | Town KI | 1 | High | B | 1 | 2025 | 5 | 2 | 2.7 | 17549 | 5031
LV Distribution | Main Distribution Board | Town JU | 1 | High | B | 16 | 2040 | 5 | 2 | 2.7 | 17550 | 29257
LV Distribution | Sub Distribution Board | Town KD | 1 | High | B | 10 | 2034 | 5 | 2 | 2.7 | 17551 | 22495
Communication Systems | PA System | Town KH | 1 | Medium | B | 1 | 2025 | 5 | 3 | 3.2 | 30978 | 11055
Emergency Lighting | Self Contained - LED | Town JZ | 7 | Urgent | B | 22 | 2046 | 5 | 1 | 2.2 | 9110 | 32994
LV Distribution | Main Distribution Board | Town JV | 1 | High | B | 16 | 2040 | 5 | 2 | 2.7 | 17552 | 29258
Fire Safety Systems | Manual and Automatic Doors - Emergency and Panic Escape Doors | Town KB | 1 | Urgent | B | 10 | 2034 | 5 | 1 | 2.2 | 9111 | 22162
Local and Special Ventilation | Fan - Extract | Town JU | 1 | Medium | CX | 1 | 2025 | 2 | 3 | 2.3 | 10348 | 2260
Local and Special Ventilation | Fan - Centrifugal | Town JV | 1 | Medium | B | 1 | 2025 | 5 | 3 | 3.2 | 30979 | 11056
Emergency Lighting | Self Contained - Non LED | Town H | 2 | Urgent | D | 12 | 2036 | 3 | 1 | 1.6 | 469 | 25909
LV Distribution | Main Distribution Board | Town JV | 1 | High | B | 16 | 2040 | 5 | 2 | 2.7 | 17553 | 29259
Fire Safety Systems | Manual and Automatic Doors - Emergency and Panic Escape Doors | Town KI | 1 | Urgent | B | 1 | 2025 | 5 | 1 | 2.2 | 9112 | 1888
Multi-System Controls | Control Panel - Electrical Services (excluding Electrical Controllers and Pneumatic Relays) | Town KE | 1 | Medium | B | 1 | 2025 | 5 | 3 | 3.2 | 30980 | 11057
Local and Special Ventilation | Unit extract fans | Town KG | 1 | Medium | B | 5 | 2029 | 5 | 3 | 3.2 | 30981 | 15482
External Doors | Entrance Doors | Town KA | 1 | High | B | 5 | 2029 | 5 | 2 | 2.7 | 17554 | 14745
Roller Shutters | Internal Automatic Roller Shutter | Town JX | 1 | High | B | 11 | 2035 | 5 | 2 | 2.7 | 17555 | 24781
External Doors | Manual and Automatic Doors - Auto / Powered Sliding Doors | Town JZ | 1 | High | B | 10 | 2034 | 5 | 2 | 2.7 | 17556 | 22496
General Lighting | General - LED fittings & Luminaires | Town KD | 37 | Medium | B | 10 | 2034 | 5 | 3 | 3.2 | 30982 | 23119
Fire Safety Systems | Manual and Automatic Doors - Emergency and Panic Escape Doors | Town JU | 1 | Urgent | B | 11 | 2035 | 5 | 1 | 2.2 | 9113 | 23965
Roller Shutters | Internal Manual Roller Shutter | Town JZ | 1 | Medium | B | 15 | 2039 | 5 | 3 | 3.2 | 30983 | 28534
Fire Safety Systems | Fire Alarm System | Town BI | 1 | Urgent | B | 9 | 2033 | 5 | 1 | 2.2 | 9114 | 21482
Local and Special Ventilation | Fan - Extract | Town EP | 1 | Medium | B | 1 | 2025 | 5 | 3 | 3.2 | 30984 | 11058
General Lighting | General - LED fittings & Luminaires | Town KI | 21 | Medium | B | 1 | 2025 | 5 | 3 | 3.2 | 30985 | 11059
LV Distribution | Main Distribution Board | Town KE | 1 | High | B | 1 | 2025 | 5 | 2 | 2.7 | 17557 | 5032
LV Distribution | Main Distribution Board | Town JZ | 1 | High | B | 1 | 2025 | 5 | 2 | 2.7 | 17558 | 5033
Barriers & Guardrails | Vehicle Crash Protection Barrier | Town KH | 13 | V Low | B | 1 | 2025 | 5 | 4 | 3.7 | 33544 | 12358
General Lighting | General - LED fittings & Luminaires | Town JW | 10 | Medium | B | 1 | 2025 | 5 | 3 | 3.2 | 30986 | 11060
Emergency Lighting | Self Contained - Non LED | Town KD | 9 | Urgent | B | 13 | 2037 | 5 | 1 | 2.2 | 9115 | 26897
Central Ventilation Systems | Fan - General Ventilation | Town JZ | 1 | Low | B | 1 | 2025 | 5 | 4 | 3.7 | 33545 | 12359
LV Distribution | Sub Distribution Board | Town JZ | 1 | High | B | 15 | 2039 | 5 | 2 | 2.7 | 17559 | 28304
LV Distribution | Main Distribution Board | Town KE | 1 | High | B | 6 | 2030 | 5 | 2 | 2.7 | 17560 | 17868
Fire Safety Systems | Manual and Automatic Doors - Emergency and Panic Escape Doors | Town JZ | 1 | Urgent | B | 25 | 2049 | 5 | 1 | 2.2 | 9116 | 33340
Air Conditioning | Single-Split Condenser - Split Systems/Heat Pumps - Air-cooled with Direct Expansion Evaporator (DX) | Town H | 1 | Medium | B | 2 | 2026 | 5 | 3 | 3.2 | 30987 | 13197
LV Distribution | Sub Distribution Board | Town KB | 1 | High | B | 3 | 2027 | 5 | 2 | 2.7 | 17561 | 13395
Fire Safety Systems | Manual and Automatic Doors - Emergency and Panic Escape Doors | Town BI | 1 | Urgent | B | 10 | 2034 | 5 | 1 | 2.2 | 9117 | 22163
Emergency Lighting | Self Contained - LED | Town ET | 1 | Urgent | B | 20 | 2044 | 5 | 1 | 2.2 | 9118 | 31555
Fire Safety Systems | Fire Extinguishers - CO2 | Town KH | 2 | Urgent | B | 8 | 2032 | 5 | 1 | 2.2 | 9119 | 20597
General Lighting | General - LED fittings & Luminaires | Town KF | 94 | Medium | B | 16 | 2040 | 5 | 3 | 3.2 | 30988 | 29850
External Doors | Manual and Automatic Doors - Auto / Powered Sliding Doors | Town KG | 1 | High | B | 25 | 2049 | 5 | 2 | 2.7 | 17562 | 33436
Roller Shutters | External Electric Roller Shutter | Town KE | 1 | High | B | 1 | 2025 | 5 | 2 | 2.7 | 17563 | 5034
General Lighting | General - LED fittings & Luminaires | Town JU | 31 | Medium | B | 16 | 2040 | 5 | 3 | 3.2 | 30989 | 29851
Air Conditioning | Single-Split Evaporator - Split Systems/Heat Pumps - Air-cooled with Direct Expansion Evaporator (DX) | Town KD | 1 | Medium | B | 4 | 2028 | 5 | 3 | 3.2 | 30990 | 14237
Barriers & Guardrails | Vehicle Crash Protection Barrier | Town JU | 1 | V Low | B | 1 | 2025 | 5 | 4 | 3.7 | 33546 | 12360
LV Distribution | Sub Distribution Board | Town KI | 1 | High | B | 1 | 2025 | 5 | 2 | 2.7 | 17564 | 5035
Boiler | Atmospheric Gas Burner - Condensing Boiler | Town KE | 1 | High | B | 6 | 2030 | 5 | 2 | 2.7 | 17565 | 17869
Roller Shutters | External Manual Roller Shutter | Town JU | 1 | High | B | 1 | 2025 | 5 | 2 | 2.7 | 17566 | 5036
Fire Safety Systems | Fire Alarm System | Town JZ | 1 | Urgent | B | 13 | 2037 | 5 | 1 | 2.2 | 9120 | 26898
Barriers & Guardrails | Vehicle Crash Protection Barrier | Town JU | 1 | V Low | B | 1 | 2025 | 5 | 4 | 3.7 | 33547 | 12361
Heat Emitters | Electric Heaters | Town JU | 1 | Medium | CX | 1 | 2025 | 2 | 3 | 2.3 | 10349 | 2261
Air Conditioning | Single-Split Evaporator - Split Systems/Heat Pumps - Air-cooled with Direct Expansion Evaporator (DX) | Town JU | 1 | Medium | B | 8 | 2032 | 5 | 3 | 3.2 | 30991 | 21128
Boiler | Atmospheric Gas Burner - Free Standing Boiler | Town JX | 1 | Medium | B | 1 | 2025 | 5 | 3 | 3.2 | 30992 | 11061
Fire Safety Systems | Manual and Automatic Doors - Emergency and Panic Escape Doors | Town JW | 1 | Urgent | B | 21 | 2045 | 5 | 1 | 2.2 | 9121 | 32437
Emergency Lighting | Self Contained - LED | Town H | 3 | Urgent | B | 12 | 2036 | 5 | 1 | 2.2 | 9122 | 26110
Heat Emitters | Radiators - Steel | Town JX | 1 | Medium | B | 1 | 2025 | 5 | 3 | 3.2 | 30993 | 11062
Fire Safety Systems | Fire Extinguishers - CO2 | Town JU | 5 | Urgent | B | 1 | 2025 | 5 | 1 | 2.2 | 9123 | 1889
External Doors | Entrance Doors | Town KB | 1 | High | B | 11 | 2035 | 5 | 2 | 2.7 | 17567 | 24782
General Lighting | General - LED fittings & Luminaires | Town JV | 30 | Medium | B | 16 | 2040 | 5 | 3 | 3.2 | 30994 | 29852
Roller Shutters | External Electric Roller Shutter | Town KL | 1 | High | CX | 1 | 2025 | 2 | 2 | 1.8 | 553 | 447
AHU - Internal | Central Heating & Cooling - Electric & DX | Town KN | 1 | Medium | B | 1 | 2025 | 5 | 3 | 3.2 | 30995 | 11063
Barriers & Guardrails | Vehicle Crash Protection Barrier | Town KL | 12 | V Low | B | 1 | 2025 | 5 | 4 | 3.7 | 33548 | 12362
LV Distribution | Sub Distribution Board | Town KV | 1 | High | B | 1 | 2025 | 5 | 2 | 2.7 | 17568 | 5037
Local and Special Ventilation | Fan - Window / Wall Mounted | Town KN | 1 | Medium | B | 8 | 2032 | 5 | 3 | 3.2 | 30996 | 21129
Local Hot Water | Package Electric Water Heaters - Non-Drinking Water | Town KL | 1 | Medium | B | 7 | 2031 | 5 | 3 | 3.2 | 30997 | 20157
Roller Shutters | External Electric Roller Shutter | Town KN | 1 | High | B | 11 | 2035 | 5 | 2 | 2.7 | 17569 | 24783
Roller Shutters | External Electric Roller Shutter | Town KU | 1 | High | B | 8 | 2032 | 5 | 2 | 2.7 | 17570 | 20769
Local and Special Ventilation | Fan - Window / Wall Mounted | Town KO | 1 | Medium | B | 11 | 2035 | 5 | 3 | 3.2 | 30998 | 25611
Fire Safety Systems | Manual and Automatic Doors - Emergency and Panic Escape Doors | Town KR | 1 | Urgent | B | 25 | 2049 | 5 | 1 | 2.2 | 9124 | 33341
Local and Special Ventilation | Fan - Window / Wall Mounted | Town KL | 1 | Medium | B | 7 | 2031 | 5 | 3 | 3.2 | 30999 | 20158
Roller Shutters | Internal Electric Roller Shutter | Town FA | 1 | Medium | B | 11 | 2035 | 5 | 3 | 3.2 | 31000 | 25612
Fire Safety Systems | Manual and Automatic Doors - Emergency and Panic Escape Doors | Town KQ | 1 | Urgent | B | 10 | 2034 | 5 | 1 | 2.2 | 9125 | 22164
LV Distribution | Sub Distribution Board | Town KP | 1 | High | B | 1 | 2025 | 5 | 2 | 2.7 | 17571 | 5038
Roller Shutters | External Manual Roller Shutter | Town FK | 1 | High | B | 1 | 2025 | 5 | 2 | 2.7 | 17572 | 5039
Local and Special Ventilation | Fan - Window / Wall Mounted | Town KM | 1 | Medium | B | 11 | 2035 | 5 | 3 | 3.2 | 31001 | 25613
External Doors | Manual and Automatic Doors - Auto / Powered Sliding Doors | Town FK | 1 | High | B | 25 | 2049 | 5 | 2 | 2.7 | 17573 | 33437
External Doors | Entrance Doors | Town KN | 1 | High | B | 28 | 2052 | 5 | 2 | 2.7 | 17574 | 33632
Fire Safety Systems | Fire Extinguishers - CO2 | Town KP | 1 | Urgent | B | 1 | 2025 | 5 | 1 | 2.2 | 9126 | 1890
General Lighting | General - LED fittings & Luminaires | Town FA | 50 | Medium | B | 1 | 2025 | 5 | 3 | 3.2 | 31002 | 11064
External Lighting | General - LED | Town KK | 1 | Medium | B | 11 | 2035 | 5 | 3 | 3.2 | 31003 | 25614
Emergency Lighting | Self Contained - LED | Town KL | 10 | Urgent | B | 21 | 2045 | 5 | 1 | 2.2 | 9127 | 32438
Emergency Lighting | Externally Powered - Non LED | Town FA | 6 | Urgent | B | 11 | 2035 | 5 | 1 | 2.2 | 9128 | 23966
Boiler | Atmospheric Gas Burner Boiler - Small and/or Wall Hung for Domestic Installation | Town KN | 1 | Medium | B | 1 | 2025 | 5 | 3 | 3.2 | 31004 | 11065
External Doors | Entrance Doors | Town FK | 1 | High | C | 16 | 2040 | 4 | 2 | 2.4 | 10761 | 29074
Roller Shutters | External Electric Roller Shutter | Town BI | 1 | High | B | 8 | 2032 | 5 | 2 | 2.7 | 17575 | 20770
External Lighting | General - Non LED | Town KS | 2 | Medium | B | 1 | 2025 | 5 | 3 | 3.2 | 31005 | 11066
Emergency Lighting | Illuminated Fire Exit Signage | Town KM | 2 | Urgent | B | 16 | 2040 | 5 | 1 | 2.2 | 9129 | 29019
Heat Emitters | Gas Fired Unit Heaters | Town KL | 1 | Medium | B | 1 | 2025 | 5 | 3 | 3.2 | 31006 | 11067
Roller Shutters | Internal Manual Roller Shutter | Town FK | 1 | Medium | B | 11 | 2035 | 5 | 3 | 3.2 | 31007 | 25615
External Lighting | General - Non LED | Town KT | 3 | Medium | B | 1 | 2025 | 5 | 3 | 3.2 | 31008 | 11068
Fire Safety Systems | Fire Extinguishers - CO2 | Town KL | 2 | Urgent | B | 9 | 2033 | 5 | 1 | 2.2 | 9130 | 21483
Fire Safety Systems | Smoke Extract Fan | Town KS | 1 | Urgent | B | 1 | 2025 | 5 | 1 | 2.2 | 9131 | 1891
Central Heating | Fan - Axial | Town KV | 1 | High | B | 5 | 2029 | 5 | 2 | 2.7 | 17576 | 14746
Roller Shutters | External Electric Roller Shutter | Town KL | 1 | High | B | 1 | 2025 | 5 | 2 | 2.7 | 17577 | 5040
Emergency Lighting | Self Contained - LED | Town KS | 10 | Urgent | B | 15 | 2039 | 5 | 1 | 2.2 | 9132 | 28013
Emergency Lighting | Self Contained - LED | Town FK | 2 | Urgent | B | 21 | 2045 | 5 | 1 | 2.2 | 9133 | 32439
Fire Safety Systems | Fire Extinguishers - CO2 | Town FK | 5 | Urgent | B | 5 | 2029 | 5 | 1 | 2.2 | 9134 | 14495
Fire Safety Systems | Manual and Automatic Doors - Emergency and Panic Escape Doors | Town KT | 1 | Urgent | B | 10 | 2034 | 5 | 1 | 2.2 | 9135 | 22165
Fire Safety Systems | Fire Alarm Panel / Repeater | Town KK | 1 | Urgent | B | 11 | 2035 | 5 | 1 | 2.2 | 9136 | 23967
Heat Emitters | Electric Heaters | Town KL | 2 | Medium | B | 2 | 2026 | 5 | 3 | 3.2 | 31009 | 13198
General Lighting | General - LED fittings & Luminaires | Town KL | 5 | Medium | B | 1 | 2025 | 5 | 3 | 3.2 | 31010 | 11069
Local and Special Ventilation | Fan - Window / Wall Mounted | Town KK | 1 | Medium | B | 11 | 2035 | 5 | 3 | 3.2 | 31011 | 25616
Roller Shutters | External Manual Roller Shutter | Town KK | 1 | High | B | 11 | 2035 | 5 | 2 | 2.7 | 17578 | 24784
Heat Emitters | Radiators - Steel | Town KN | 1 | Medium | B | 1 | 2025 | 5 | 3 | 3.2 | 31012 | 11070
Local Hot Water | Instantaneous Electric Water Heater - Non-Drinking Water | Town KK | 1 | Medium | B | 11 | 2035 | 5 | 3 | 3.2 | 31013 | 25617
Fire Safety Systems | Manual and Automatic Doors - Emergency and Panic Escape Doors | Town KL | 1 | Urgent | B | 21 | 2045 | 5 | 1 | 2.2 | 9137 | 32440
Roller Shutters | External Manual Roller Shutter | Town KQ | 1 | High | B | 5 | 2029 | 5 | 2 | 2.7 | 17579 | 14747
External Lighting | General - Non LED | Town KL | 1 | Medium | DX | 1 | 2025 | 1 | 3 | 2 | 989 | 684
Specialist Lighting | Illuminated External Signs | Town KL | 1 | Medium | B | 12 | 2036 | 5 | 3 | 3.2 | 31014 | 26745
Heat Emitters | Electric Heaters | Town KM | 1 | Medium | B | 2 | 2026 | 5 | 3 | 3.2 | 31015 | 13199
Roller Shutters | External Manual Roller Shutter | Town BI | 1 | High | B | 15 | 2039 | 5 | 2 | 2.7 | 17580 | 28305
General Lighting | General - LED fittings & Luminaires | Town KL | 41 | Medium | B | 16 | 2040 | 5 | 3 | 3.2 | 31016 | 29853
Emergency Lighting | Illuminated Fire Exit Signage | Town KP | 2 | Urgent | B | 1 | 2025 | 5 | 1 | 2.2 | 9138 | 1892
Heat Emitters | Electric Heaters | Town KN | 1 | Medium | B | 1 | 2025 | 5 | 3 | 3.2 | 31017 | 11071
Roller Shutters | External Manual Roller Shutter | Town KK | 1 | High | B | 11 | 2035 | 5 | 2 | 2.7 | 17581 | 24785
Roller Shutters | External Manual Roller Shutter | Town KV | 1 | High | B | 1 | 2025 | 5 | 2 | 2.7 | 17582 | 5041
Emergency Lighting | Illuminated Fire Exit Signage | Town KV | 1 | Urgent | C | 1 | 2025 | 4 | 1 | 1.9 | 747 | 482
LV Distribution | Main Distribution Board | Town BI | 1 | High | A | 19 | 2043 | 6 | 2 | 3 | 19629 | 31336
Fire Safety Systems | Manual and Automatic Doors - Emergency and Panic Escape Doors | Town KV | 1 | Urgent | B | 30 | 2054 | 5 | 1 | 2.2 | 9139 | 33697
LV Distribution | Main Distribution Board | Town KR | 1 | High | B | 1 | 2025 | 5 | 2 | 2.7 | 17583 | 5042
Roller Shutters | External Electric Roller Shutter | Town BI | 1 | High | B | 15 | 2039 | 5 | 2 | 2.7 | 17584 | 28306
Fire Safety Systems | Fire Extinguishers - Foam | Town FK | 2 | Urgent | B | 5 | 2029 | 5 | 1 | 2.2 | 9140 | 14496
Roller Shutters | External Electric Roller Shutter | Town BI | 1 | High | B | 8 | 2032 | 5 | 2 | 2.7 | 17585 | 20771
Emergency Lighting | Self Contained - LED | Town KK | 1 | Urgent | B | 21 | 2045 | 5 | 1 | 2.2 | 9141 | 32441
Access Control | Door Lock / Keypad / Manual | Town FK | 1 | Medium | B | 9 | 2033 | 5 | 3 | 3.2 | 31018 | 21887
Local and Special Ventilation | Fan - Window / Wall Mounted | Town KO | 1 | Medium | B | 11 | 2035 | 5 | 3 | 3.2 | 31019 | 25618
Heat Emitters | Electric Overdoor Air Curtain/Heater | Town KO | 1 | Medium | B | 1 | 2025 | 5 | 3 | 3.2 | 31020 | 11072
LV Distribution | Sub Distribution Board | Town FK | 1 | High | B | 14 | 2038 | 5 | 2 | 2.7 | 17586 | 27496
Fire Safety Systems | Fire Extinguishers - CO2 | Town BI | 3 | Urgent | B | 6 | 2030 | 5 | 1 | 2.2 | 9142 | 17140
Fire Safety Systems | Fire Extinguishers - Foam | Town KR | 6 | Urgent | B | 6 | 2030 | 5 | 1 | 2.2 | 9143 | 17141
LV Distribution | Main Switch Panel at Supply Intake | Town KN | 1 | Medium | B | 10 | 2034 | 5 | 3 | 3.2 | 31021 | 23120
Central Heating | Fan - Axial | Town KS | 1 | High | B | 1 | 2025 | 5 | 2 | 2.7 | 17587 | 5043
Heat Emitters | Electric Heaters | Town KT | 2 | Medium | D | 1 | 2025 | 3 | 3 | 2.6 | 11251 | 2718
Emergency Lighting | Self Contained - LED | Town KK | 2 | Urgent | B | 21 | 2045 | 5 | 1 | 2.2 | 9144 | 32442
LV Distribution | Main Distribution Board | Town KR | 1 | High | B | 1 | 2025 | 5 | 2 | 2.7 | 17588 | 5044
Emergency Lighting | Self Contained - LED | Town BI | 13 | Urgent | B | 21 | 2045 | 5 | 1 | 2.2 | 9145 | 32443
Boiler | Electric Boilers | Town FA | 1 | Medium | B | 1 | 2025 | 5 | 3 | 3.2 | 31022 | 11073
Fire Safety Systems | Fire Alarm Panel / Repeater | Town KO | 1 | Urgent | B | 11 | 2035 | 5 | 1 | 2.2 | 9146 | 23968
Fire Safety Systems | Manual and Automatic Doors - Emergency and Panic Escape Doors | Town KN | 1 | Urgent | B | 28 | 2052 | 5 | 1 | 2.2 | 9147 | 33614
Local and Special Ventilation | Fan - Extract | Town KV | 1 | Medium | D | 5 | 2029 | 3 | 3 | 2.6 | 11252 | 14567
Roller Shutters | External Manual Roller Shutter | Town KQ | 1 | High | B | 5 | 2029 | 5 | 2 | 2.7 | 17589 | 14748
Fire Safety Systems | Fire Alarm Panel / Repeater | Town KR | 1 | Urgent | B | 5 | 2029 | 5 | 1 | 2.2 | 9148 | 14497
External Lighting | General - Non LED | Town KV | 2 | Medium | B | 1 | 2025 | 5 | 3 | 3.2 | 31023 | 11074
Emergency Lighting | Illuminated Fire Exit Signage | Town KK | 1 | Urgent | B | 16 | 2040 | 5 | 1 | 2.2 | 9149 | 29020
Fire Safety Systems | Fire Extinguishers - CO2 | Town KP | 3 | Urgent | B | 1 | 2025 | 5 | 1 | 2.2 | 9150 | 1893
Fire Safety Systems | Fire Alarm Panel / Repeater | Town KL | 1 | Urgent | B | 11 | 2035 | 5 | 1 | 2.2 | 9151 | 23969
Boiler | Atmospheric Gas Burner Boiler - Small and/or Wall Hung for Light Commercial Installation | Town FK | 1 | Medium | B | 5 | 2029 | 5 | 3 | 3.2 | 31024 | 15483
Roller Shutters | Internal Manual Roller Shutter | Town FK | 1 | Medium | B | 11 | 2035 | 5 | 3 | 3.2 | 31025 | 25619
Central Heating | Fan - Axial | Town KS | 1 | High | B | 1 | 2025 | 5 | 2 | 2.7 | 17590 | 5045
Heat Emitters | Radiators - Steel | Town FK | 5 | Medium | B | 1 | 2025 | 5 | 3 | 3.2 | 31026 | 11075
Fire Safety Systems | Fire Extinguishers - Foam | Town FK | 1 | Urgent | B | 5 | 2029 | 5 | 1 | 2.2 | 9152 | 14498
General Lighting | General - LED fittings & Luminaires | Town KP | 26 | Medium | B | 1 | 2025 | 5 | 3 | 3.2 | 31027 | 11076
Fire Safety Systems | Fire Extinguishers - Foam | Town FA | 5 | Urgent | B | 1 | 2025 | 5 | 1 | 2.2 | 9153 | 1894
LV Distribution | Sub Distribution Board | Town FA | 1 | High | B | 1 | 2025 | 5 | 2 | 2.7 | 17591 | 5046
External Doors | Entrance Doors | Town KN | 1 | High | B | 21 | 2045 | 5 | 2 | 2.7 | 17592 | 32749
External Doors | Entrance Doors | Town KL | 1 | High | B | 21 | 2045 | 5 | 2 | 2.7 | 17593 | 32750
Heat Emitters | Electric Heaters | Town KL | 1 | Medium | B | 6 | 2030 | 5 | 3 | 3.2 | 31028 | 19006
Fire Safety Systems | Fire Alarm System | Town BI | 1 | Urgent | B | 11 | 2035 | 5 | 1 | 2.2 | 9154 | 23970
LV Distribution | Sub Distribution Board | Town KO | 1 | High | B | 16 | 2040 | 5 | 2 | 2.7 | 17594 | 29260
Heat Emitters | Gas Fired Unit Heaters | Town KT | 1 | Medium | B | 6 | 2030 | 5 | 3 | 3.2 | 31029 | 19007
Local and Special Ventilation | Fan - Window / Wall Mounted | Town FK | 1 | Medium | B | 11 | 2035 | 5 | 3 | 3.2 | 31030 | 25620
Local and Special Ventilation | Fan - Extract | Town KO | 1 | Medium | B | 1 | 2025 | 5 | 3 | 3.2 | 31031 | 11077
Roller Shutters | External Window Shutters - Manual | Town KM | 1 | Medium | B | 14 | 2038 | 5 | 3 | 3.2 | 31032 | 27637
Roller Shutters | External Manual Roller Shutter | Town KK | 1 | High | B | 11 | 2035 | 5 | 2 | 2.7 | 17595 | 24786
Emergency Lighting | Self Contained - Non LED | Town KL | 2 | Urgent | B | 3 | 2027 | 5 | 1 | 2.2 | 9155 | 13309
Fire Safety Systems | Fire Extinguishers - Powder | Town KQ | 3 | Urgent | B | 6 | 2030 | 5 | 1 | 2.2 | 9156 | 17142
LV Distribution | Sub Distribution Board | Town KK | 1 | High | B | 14 | 2038 | 5 | 2 | 2.7 | 17596 | 27497
Fire Safety Systems | Manual and Automatic Doors - Emergency and Panic Escape Doors | Town FA | 1 | Urgent | B | 21 | 2045 | 5 | 1 | 2.2 | 9157 | 32444
Roller Shutters | External Manual Roller Shutter | Town KK | 1 | High | B | 11 | 2035 | 5 | 2 | 2.7 | 17597 | 24787
Roller Shutters | External Manual Roller Shutter | Town FK | 1 | High | B | 1 | 2025 | 5 | 2 | 2.7 | 17598 | 5047
Fire Safety Systems | Manual and Automatic Doors - Emergency and Panic Escape Doors | Town KL | 1 | Urgent | B | 21 | 2045 | 5 | 1 | 2.2 | 9158 | 32445
External Doors | Entrance Doors | Town FK | 1 | High | B | 11 | 2035 | 5 | 2 | 2.7 | 17599 | 24788
Access Control | Door Lock / Keypad / Manual | Town KO | 1 | Medium | B | 6 | 2030 | 5 | 3 | 3.2 | 31033 | 19008
Fire Safety Systems | Fire Extinguishers - CO2 | Town KQ | 2 | Urgent | B | 6 | 2030 | 5 | 1 | 2.2 | 9159 | 17143
LV Distribution | Sub Distribution Board | Town KM | 1 | High | B | 12 | 2036 | 5 | 2 | 2.7 | 17600 | 26262
Heat Emitters | Gas Fired Unit Heaters | Town KL | 1 | Medium | B | 1 | 2025 | 5 | 3 | 3.2 | 31034 | 11078
Lightning Protection | System | Town KO | 1 | High | B | 6 | 2030 | 5 | 2 | 2.7 | 17601 | 17870
Hot Water Distribution | Hot water cylinders | Town KL | 1 | High | B | 23 | 2047 | 5 | 2 | 2.7 | 17602 | 33218
Boiler | Electric Boilers | Town FA | 1 | Medium | B | 6 | 2030 | 5 | 3 | 3.2 | 31035 | 19009
External Lighting | General - LED | Town KM | 4 | Medium | B | 11 | 2035 | 5 | 3 | 3.2 | 31036 | 25621
Roller Shutters | External Manual Roller Shutter | Town FK | 1 | High | B | 1 | 2025 | 5 | 2 | 2.7 | 17603 | 5048
Security Systems | Manual and Automatic Doors - High Security Door | Town KS | 1 | High | B | 32 | 2056 | 5 | 2 | 2.7 | 17604 | 33835
Fire Safety Systems | Fire Alarm Panel / Repeater | Town FK | 1 | Urgent | B | 3 | 2027 | 5 | 1 | 2.2 | 9160 | 13310
Roller Shutters | External Electric Roller Shutter | Town BI | 1 | High | B | 8 | 2032 | 5 | 2 | 2.7 | 17605 | 20772
General Lighting | General - LED fittings & Luminaires | Town KV | 23 | Medium | B | 1 | 2025 | 5 | 3 | 3.2 | 31037 | 11079
Local and Special Ventilation | Fan - General Ventilation | Town KL | 1 | Medium | B | 1 | 2025 | 5 | 3 | 3.2 | 31038 | 11080
Boiler | Electric Boilers | Town FA | 1 | Medium | B | 1 | 2025 | 5 | 3 | 3.2 | 31039 | 11081
Local and Special Ventilation | Fan - Extract | Town BI | 1 | Medium | B | 1 | 2025 | 5 | 3 | 3.2 | 31040 | 11082
Local Hot Water | Package Electric Water Heaters - Non-Drinking Water | Town KL | 1 | Medium | B | 1 | 2025 | 5 | 3 | 3.2 | 31041 | 11083
Roller Shutters | External Manual Roller Shutter | Town KK | 1 | High | A | 23 | 2047 | 6 | 2 | 3 | 19630 | 33228
General Lighting | General - LED fittings & Luminaires | Town KO | 32 | Medium | B | 16 | 2040 | 5 | 3 | 3.2 | 31042 | 29854
Emergency Lighting | Illuminated Fire Exit Signage | Town FK | 3 | Urgent | B | 14 | 2038 | 5 | 1 | 2.2 | 9161 | 27395
Local and Special Ventilation | Fan - General Ventilation | Town KS | 1 | Medium | B | 1 | 2025 | 5 | 3 | 3.2 | 31043 | 11084
Roller Shutters | External Manual Roller Shutter | Town KV | 1 | High | B | 1 | 2025 | 5 | 2 | 2.7 | 17606 | 5049
External Doors | Entrance Doors | Town KN | 1 | High | B | 28 | 2052 | 5 | 2 | 2.7 | 17607 | 33633
Local and Special Ventilation | Fan - Extract | Town KT | 1 | Medium | B | 5 | 2029 | 5 | 3 | 3.2 | 31044 | 15484
LV Distribution | Sub Distribution Board | Town KL | 1 | High | C | 11 | 2035 | 4 | 2 | 2.4 | 10762 | 24064
Fire Safety Systems | Manual and Automatic Doors - Emergency and Panic Escape Doors | Town KR | 1 | Urgent | B | 25 | 2049 | 5 | 1 | 2.2 | 9162 | 33342
External Lighting | General - LED | Town KK | 3 | Medium | B | 11 | 2035 | 5 | 3 | 3.2 | 31045 | 25622
Air Conditioning | Multi-Split Condenser - Split Systems/Heat Pumps - Air-cooled with Direct Expansion Evaporator (DX) | Town FK | 1 | Medium | B | 10 | 2034 | 5 | 3 | 3.2 | 31046 | 23121
Local Hot Water | Instantaneous Electric Water Heater - Non-Drinking Water | Town KR | 1 | Medium | B | 5 | 2029 | 5 | 3 | 3.2 | 31047 | 15485
External Lighting | General - Non LED | Town KL | 2 | Medium | B | 1 | 2025 | 5 | 3 | 3.2 | 31048 | 11085
Air Conditioning | Single-Split Condenser - Split Systems/Heat Pumps - Air-cooled with Direct Expansion Evaporator (DX) | Town KO | 1 | Medium | B | 8 | 2032 | 5 | 3 | 3.2 | 31049 | 21130
Roller Shutters | Internal Manual Roller Shutter | Town GN | 1 | Medium | B | 2 | 2026 | 5 | 3 | 3.2 | 31050 | 13200
LV Distribution | Sub Distribution Board | Town AQ | 1 | High | D | 1 | 2025 | 3 | 2 | 2.1 | 1329 | 896
Local and Special Ventilation | Fan - Window / Wall Mounted | Town AT | 1 | Medium | B | 1 | 2025 | 5 | 3 | 3.2 | 31051 | 11086
Local Hot Water | Instantaneous Electric Water Heater - Non-Drinking Water | Town LG | 1 | Medium | B | 9 | 2033 | 5 | 3 | 3.2 | 31052 | 21888
Local Hot Water | Instantaneous Electric Water Heater - Non-Drinking Water | Town JE | 1 | Medium | B | 12 | 2036 | 5 | 3 | 3.2 | 31053 | 26746
Roller Shutters | External Electric Roller Shutter | Town KY | 1 | High | B | 19 | 2043 | 5 | 2 | 2.7 | 17608 | 31263
Local and Special Ventilation | Fan - Extract | Town AJ | 1 | Medium | B | 1 | 2025 | 5 | 3 | 3.2 | 31054 | 11087
Local Hot Water | Package Electric Water Heaters - Non-Drinking Water | Town KY | 1 | Medium | B | 7 | 2031 | 5 | 3 | 3.2 | 31055 | 20159
Fire Safety Systems | Fire Extinguishers - Foam | Town II | 1 | Urgent | B | 5 | 2029 | 5 | 1 | 2.2 | 9163 | 14499
Central Ventilation Systems | Fan - Extract | Town AP | 1 | Medium | B | 1 | 2025 | 5 | 3 | 3.2 | 31056 | 11088
Local and Special Ventilation | Fan - Extract | Town AJ | 1 | Medium | B | 1 | 2025 | 5 | 3 | 3.2 | 31057 | 11089
Fire Safety Systems | Manual and Automatic Doors - Emergency and Panic Escape Doors | Town CZ | 1 | Urgent | B | 16 | 2040 | 5 | 1 | 2.2 | 9164 | 29021
Heat Emitters | Gas Fired Natural and Fan Assisted Heaters | Town LB | 1 | Medium | B | 1 | 2025 | 5 | 3 | 3.2 | 31058 | 11090
LV Distribution | Sub Distribution Board | Town LD | 1 | High | B | 6 | 2030 | 5 | 2 | 2.7 | 17609 | 17871
Roller Shutters | External Manual Roller Shutter | Town AP | 1 | High | B | 1 | 2025 | 5 | 2 | 2.7 | 17610 | 5050
BMS | BMS Control Panel | Town KX | 1 | High | B | 7 | 2031 | 5 | 2 | 2.7 | 17611 | 19696
Roller Shutters | Internal Electric Roller Shutter | Town AP | 1 | Medium | B | 11 | 2035 | 5 | 3 | 3.2 | 31059 | 25623
Local and Special Ventilation | Fan - Extract | Town KW | 1 | Medium | B | 9 | 2033 | 5 | 3 | 3.2 | 31060 | 21889
Central Ventilation Systems | Fan - Extract | Town LD | 1 | Medium | B | 1 | 2025 | 5 | 3 | 3.2 | 31061 | 11091
Local and Special Ventilation | Fan - Extract | Town KW | 1 | Medium | B | 9 | 2033 | 5 | 3 | 3.2 | 31062 | 21890
Roller Shutters | External Electric Roller Shutter | Town LG | 1 | High | B | 21 | 2045 | 5 | 2 | 2.7 | 17612 | 32751
External Doors | Entrance Doors | Town LB | 1 | High | B | 21 | 2045 | 5 | 2 | 2.7 | 17613 | 32752
External Doors | Entrance Doors | Town LB | 1 | High | B | 11 | 2035 | 5 | 2 | 2.7 | 17614 | 24789
General Lighting | General - LED fittings & Luminaires | Town LF | 27 | Medium | B | 14 | 2038 | 5 | 3 | 3.2 | 31063 | 27638
General Lighting | General - LED fittings & Luminaires | Town KX | 70 | Medium | B | 13 | 2037 | 5 | 3 | 3.2 | 31064 | 27250
Access Control | Gate Access - Local Lock / Keypad / Manual (External) | Town GS | 1 | Medium | B | 1 | 2025 | 5 | 3 | 3.2 | 31065 | 11092
Fire Safety Systems | Fire Extinguishers - CO2 | Town KY | 2 | Urgent | B | 1 | 2025 | 5 | 1 | 2.2 | 9165 | 1895
Local Hot Water | Package Electric Water Heaters - Non-Drinking Water | Town LF | 1 | Medium | B | 2 | 2026 | 5 | 3 | 3.2 | 31066 | 13201
External Lighting | General - Non LED | Town AP | 3 | Medium | B | 1 | 2025 | 5 | 3 | 3.2 | 31067 | 11093
External Lighting | General - LED | Town Z | 4 | Medium | B | 11 | 2035 | 5 | 3 | 3.2 | 31068 | 25624
Roller Shutters | External Manual Roller Shutter | Town GN | 1 | High | B | 2 | 2026 | 5 | 2 | 2.7 | 17615 | 12960
Emergency Lighting | Illuminated Fire Exit Signage | Town AY | 4 | Urgent | B | 12 | 2036 | 5 | 1 | 2.2 | 9166 | 26111
External Lighting | General - LED | Town GN | 7 | Medium | B | 5 | 2029 | 5 | 3 | 3.2 | 31069 | 15486
Emergency Lighting | Self Contained - Non LED | Town GN | 2 | Urgent | B | 2 | 2026 | 5 | 1 | 2.2 | 9167 | 12785
Fire Safety Systems | Fire Extinguishers - Foam | Town JE | 5 | Urgent | B | 6 | 2030 | 5 | 1 | 2.2 | 9168 | 17144
External Lighting | General - LED | Town GS | 1 | Medium | B | 7 | 2031 | 5 | 3 | 3.2 | 31070 | 20160
LV Distribution | Sub Distribution Board | Town KX | 1 | High | B | 2 | 2026 | 5 | 2 | 2.7 | 17616 | 12961
Local and Special Ventilation | Fan - General Ventilation | Town G | 1 | Medium | B | 1 | 2025 | 5 | 3 | 3.2 | 31071 | 11094
Fire Safety Systems | Manual and Automatic Doors - Emergency and Panic Escape Doors | Town AQ | 1 | Urgent | B | 11 | 2035 | 5 | 1 | 2.2 | 9169 | 23971
Roller Shutters | Internal Automatic Roller Shutter | Town KZ | 1 | High | B | 7 | 2031 | 5 | 2 | 2.7 | 17617 | 19697
Heat Emitters | Radiators - Steel | Town LC | 1 | Medium | B | 6 | 2030 | 5 | 3 | 3.2 | 31072 | 19010
Emergency Lighting | Illuminated Fire Exit Signage | Town LG | 2 | Urgent | B | 16 | 2040 | 5 | 1 | 2.2 | 9170 | 29022
External Lighting | General - LED | Town LC | 2 | Medium | B | 1 | 2025 | 5 | 3 | 3.2 | 31073 | 11095
Local and Special Ventilation | Fan - Window / Wall Mounted | Town LC | 1 | Medium | B | 1 | 2025 | 5 | 3 | 3.2 | 31074 | 11096
Lifts | Passenger Lift Hydraulic - Electric | Town KX | 1 | Medium | B | 2 | 2026 | 5 | 3 | 3.2 | 31075 | 13202
Fire Safety Systems | Manual and Automatic Doors - Emergency and Panic Escape Doors | Town GN | 1 | Urgent | B | 12 | 2036 | 5 | 1 | 2.2 | 9171 | 26112
General Lighting | General - LED fittings & Luminaires | Town GN | 38 | Medium | B | 10 | 2034 | 5 | 3 | 3.2 | 31076 | 23122
Emergency Lighting | Illuminated Fire Exit Signage | Town LB | 1 | Urgent | B | 12 | 2036 | 5 | 1 | 2.2 | 9172 | 26113
Specialist Lighting | Illuminated External Signs | Town LB | 1 | Medium | B | 1 | 2025 | 5 | 3 | 3.2 | 31077 | 11097
General Lighting | General - LED fittings & Luminaires | Town AP | 22 | Medium | B | 15 | 2039 | 5 | 3 | 3.2 | 31078 | 28535
External Doors | Entrance Doors | Town AY | 1 | High | B | 1 | 2025 | 5 | 2 | 2.7 | 17618 | 5051
Fire Safety Systems | Fire Extinguishers - Foam | Town LB | 3 | Urgent | B | 1 | 2025 | 5 | 1 | 2.2 | 9173 | 1896
Fire Safety Systems | Fire Extinguishers - CO2 | Town JE | 3 | Urgent | B | 6 | 2030 | 5 | 1 | 2.2 | 9174 | 17145
General Lighting | General - LED fittings & Luminaires | Town AY | 3 | Medium | B | 1 | 2025 | 5 | 3 | 3.2 | 31079 | 11098
Fire Safety Systems | Fire Extinguishers - CO2 | Town AP | 2 | Urgent | B | 5 | 2029 | 5 | 1 | 2.2 | 9175 | 14500
Boiler | Atmospheric Gas Burner Boiler - Small and/or Wall Hung for Domestic Installation | Town Z | 1 | Medium | B | 1 | 2025 | 5 | 3 | 3.2 | 31080 | 11099
Emergency Lighting | Self Contained - Non LED | Town AQ | 4 | Urgent | B | 1 | 2025 | 5 | 1 | 2.2 | 9176 | 1897
Fire Safety Systems | Fire Extinguishers - Foam | Town AQ | 10 | Urgent | B | 2 | 2026 | 5 | 1 | 2.2 | 9177 | 12786
Fire Safety Systems | Fire Alarm Panel / Repeater | Town GN | 1 | Urgent | B | 2 | 2026 | 5 | 1 | 2.2 | 9178 | 12787
Security Systems | Manual and Automatic Doors - High Security Door | Town LH | 1 | High | B | 11 | 2035 | 5 | 2 | 2.7 | 17619 | 24790
Air Conditioning | Single-Split Condenser - Split Systems/Heat Pumps - Air-cooled with Direct Expansion Evaporator (DX) | Town KX | 1 | Medium | B | 1 | 2025 | 5 | 3 | 3.2 | 31081 | 11100
General Lighting | General - LED fittings & Luminaires | Town AP | 85 | Medium | B | 15 | 2039 | 5 | 3 | 3.2 | 31082 | 28536
LV Distribution | Sub Distribution Board | Town G | 1 | High | B | 1 | 2025 | 5 | 2 | 2.7 | 17620 | 5052
Multi-System Controls | Control Panel - Electrical Services (excluding Electrical Controllers and Pneumatic Relays) | Town KX | 1 | Medium | B | 2 | 2026 | 5 | 3 | 3.2 | 31083 | 13203
Fire Safety Systems | Manual and Automatic Doors - Emergency and Panic Escape Doors | Town AQ | 1 | Urgent | B | 11 | 2035 | 5 | 1 | 2.2 | 9179 | 23972
Heat Emitters | Gas Fired Unit Heaters | Town KX | 1 | Medium | A | 15 | 2039 | 6 | 3 | 3.5 | 32621 | 28589
Air Conditioning | Multi-Split Evaporator - Split Systems/Heat Pumps - Air-cooled with Direct Expansion Evaporator (DX) | Town GS | 1 | Medium | B | 1 | 2025 | 5 | 3 | 3.2 | 31084 | 11101
Boiler | Electric Boilers | Town LD | 1 | Medium | B | 6 | 2030 | 5 | 3 | 3.2 | 31085 | 19011
Air Conditioning | Single-Split Evaporator - Split Systems/Heat Pumps - Air-cooled with Direct Expansion Evaporator (DX) | Town LH | 1 | Medium | B | 1 | 2025 | 5 | 3 | 3.2 | 31086 | 11102
Fire Safety Systems | Manual and Automatic Doors - Emergency and Panic Escape Doors | Town AQ | 1 | Urgent | B | 11 | 2035 | 5 | 1 | 2.2 | 9180 | 23973
Roller Shutters | External Electric Roller Shutter | Town AP | 1 | High | B | 11 | 2035 | 5 | 2 | 2.7 | 17621 | 24791
Fire Safety Systems | Fire Extinguishers - Foam | Town LG | 4 | Urgent | B | 6 | 2030 | 5 | 1 | 2.2 | 9181 | 17146
Heat Emitters | Electric Heaters | Town AP | 4 | Medium | B | 1 | 2025 | 5 | 3 | 3.2 | 31087 | 11103
Fire Safety Systems | Fire Extinguishers - Foam | Town LC | 2 | Urgent | B | 1 | 2025 | 5 | 1 | 2.2 | 9182 | 1898
LV Distribution | Main Distribution Board | Town LD | 1 | High | D | 6 | 2030 | 3 | 2 | 2.1 | 1330 | 15736
Local Hot Water | Instantaneous Electric Water Heater - Non-Drinking Water | Town LA | 1 | Medium | C | 1 | 2025 | 4 | 3 | 2.9 | 19014 | 5820
General Lighting | General - LED fittings & Luminaires | Town KY | 22 | Medium | B | 16 | 2040 | 5 | 3 | 3.2 | 31088 | 29855
Emergency Lighting | Self Contained - LED | Town LC | 4 | Urgent | B | 11 | 2035 | 5 | 1 | 2.2 | 9183 | 23974
Air Conditioning | Multi-Split Condenser - Split Systems/Heat Pumps - Air-cooled with Direct Expansion Evaporator (DX) | Town KY | 1 | Medium | B | 8 | 2032 | 5 | 3 | 3.2 | 31089 | 21131
Roller Shutters | External Manual Roller Shutter | Town LB | 1 | High | B | 11 | 2035 | 5 | 2 | 2.7 | 17622 | 24792
Heat Emitters | Radiators - Steel | Town KW | 5 | Medium | D | 1 | 2025 | 3 | 3 | 2.6 | 11253 | 2719
Heat Emitters | Electric Overdoor Air Curtain/Heater | Town JE | 1 | Medium | B | 12 | 2036 | 5 | 3 | 3.2 | 31090 | 26747
General Lighting | General - LED fittings & Luminaires | Town KW | 32 | Medium | B | 1 | 2025 | 5 | 3 | 3.2 | 31091 | 11104
Emergency Lighting | Illuminated Fire Exit Signage | Town AQ | 19 | Urgent | B | 12 | 2036 | 5 | 1 | 2.2 | 9184 | 26114
General Lighting | General - LED fittings & Luminaires | Town GS | 16 | Medium | B | 12 | 2036 | 5 | 3 | 3.2 | 31092 | 26748
Emergency Lighting | Self Contained - LED | Town AP | 7 | Urgent | B | 20 | 2044 | 5 | 1 | 2.2 | 9185 | 31556
LV Distribution | Sub Distribution Board | Town GS | 1 | High | B | 6 | 2030 | 5 | 2 | 2.7 | 17623 | 17872
Heat Emitters | Gas Fired Natural and Fan Assisted Heaters | Town LD | 1 | Medium | B | 10 | 2034 | 5 | 3 | 3.2 | 31093 | 23123
General Lighting | General - LED fittings & Luminaires | Town LC | 2 | Medium | B | 12 | 2036 | 5 | 3 | 3.2 | 31094 | 26749
Local and Special Ventilation | Fan - Axial | Town KY | 1 | Medium | B | 8 | 2032 | 5 | 3 | 3.2 | 31095 | 21132
Roller Shutters | Internal Electric Roller Shutter | Town AT | 1 | Medium | B | 20 | 2044 | 5 | 3 | 3.2 | 31096 | 31689
Roller Shutters | External Manual Roller Shutter | Town AT | 1 | High | B | 11 | 2035 | 5 | 2 | 2.7 | 17624 | 24793
Emergency Lighting | Illuminated Fire Exit Signage | Town LG | 6 | Urgent | B | 16 | 2040 | 5 | 1 | 2.2 | 9186 | 29023
Emergency Lighting | Self Contained - LED | Town LC | 4 | Urgent | B | 11 | 2035 | 5 | 1 | 2.2 | 9187 | 23975
General Lighting | General - LED fittings & Luminaires | Town AT | 4 | Medium | B | 12 | 2036 | 5 | 3 | 3.2 | 31097 | 26750
Local and Special Ventilation | Fan - General Ventilation | Town G | 1 | Medium | B | 1 | 2025 | 5 | 3 | 3.2 | 31098 | 11105
External Doors | Entrance Doors | Town GN | 1 | High | B | 12 | 2036 | 5 | 2 | 2.7 | 17625 | 26263
Emergency Lighting | Illuminated Fire Exit Signage | Town II | 1 | Urgent | B | 8 | 2032 | 5 | 1 | 2.2 | 9188 | 20598
External Lighting | General - LED | Town AY | 2 | Medium | B | 7 | 2031 | 5 | 3 | 3.2 | 31099 | 20161
General Lighting | General - LED fittings & Luminaires | Town KY | 5 | Medium | B | 4 | 2028 | 5 | 3 | 3.2 | 31100 | 14238
Fire Safety Systems | Fire Blanket | Town KX | 1 | Urgent | B | 4 | 2028 | 5 | 1 | 2.2 | 9189 | 13875
LV Distribution | Sub Distribution Board | Town LB | 1 | High | C | 1 | 2025 | 4 | 2 | 2.4 | 10763 | 2531
Emergency Lighting | Illuminated Fire Exit Signage | Town GN | 3 | Urgent | B | 1 | 2025 | 5 | 1 | 2.2 | 9190 | 1899
Heat Emitters | Electric Heaters | Town AT | 1 | Medium | B | 1 | 2025 | 5 | 3 | 3.2 | 31101 | 11106
General Lighting | General - LED fittings & Luminaires | Town LD | 1 | Medium | B | 1 | 2025 | 5 | 3 | 3.2 | 31102 | 11107
Fire Safety Systems | Fire Extinguishers - Foam | Town LC | 2 | Urgent | B | 1 | 2025 | 5 | 1 | 2.2 | 9191 | 1900
Roller Shutters | Internal Electric Roller Shutter | Town AP | 1 | Medium | B | 11 | 2035 | 5 | 3 | 3.2 | 31103 | 25625
Emergency Lighting | Self Contained - LED | Town LF | 17 | Urgent | B | 21 | 2045 | 5 | 1 | 2.2 | 9192 | 32446
General Lighting | General - LED fittings & Luminaires | Town LG | 41 | Medium | B | 18 | 2042 | 5 | 3 | 3.2 | 31104 | 30994
Emergency Lighting | Self Contained - Non LED | Town AP | 2 | Urgent | B | 11 | 2035 | 5 | 1 | 2.2 | 9193 | 23976
Emergency Lighting | Self Contained - LED | Town GS | 1 | Urgent | B | 1 | 2025 | 5 | 1 | 2.2 | 9194 | 1901
Local and Special Ventilation | Unit extract fans | Town GN | 1 | Medium | B | 6 | 2030 | 5 | 3 | 3.2 | 31105 | 19012
Boiler | Atmospheric Gas Burner/Condensing Combination Boiler (domestic type) | Town KX | 1 | High | B | 8 | 2032 | 5 | 2 | 2.7 | 17626 | 20773
Local Hot Water | Instantaneous Electric Water Heater - Non-Drinking Water | Town AP | 1 | Medium | B | 1 | 2025 | 5 | 3 | 3.2 | 31106 | 11108
Emergency Lighting | Illuminated Fire Exit Signage | Town JE | 2 | Urgent | B | 16 | 2040 | 5 | 1 | 2.2 | 9195 | 29024
Air Conditioning | Single-Split Evaporator - Split Systems/Heat Pumps - Air-cooled with Direct Expansion Evaporator (DX) | Town KX | 1 | Medium | B | 1 | 2025 | 5 | 3 | 3.2 | 31107 | 11109
General Lighting | General - LED fittings & Luminaires | Town II | 7 | Medium | B | 8 | 2032 | 5 | 3 | 3.2 | 31108 | 21133
Emergency Lighting | Self Contained - LED | Town LB | 2 | Urgent | B | 17 | 2041 | 5 | 1 | 2.2 | 9196 | 30235
Fire Safety Systems | Fire Extinguishers - Foam | Town LB | 1 | Urgent | B | 1 | 2025 | 5 | 1 | 2.2 | 9197 | 1902
Air Conditioning | Single-Split Condenser - Split Systems/Heat Pumps - Air-cooled with Direct Expansion Evaporator (DX) | Town CZ | 1 | Medium | B | 7 | 2031 | 5 | 3 | 3.2 | 31109 | 20162
Fire Safety Systems | Manual and Automatic Doors - Emergency and Panic Escape Doors | Town LA | 1 | Urgent | C | 1 | 2025 | 4 | 1 | 1.9 | 748 | 483
LV Distribution | Sub Distribution Board | Town KW | 1 | High | B | 1 | 2025 | 5 | 2 | 2.7 | 17627 | 5053
LV Distribution | Sub Distribution Board | Town CZ | 1 | High | B | 12 | 2036 | 5 | 2 | 2.7 | 17628 | 26264
Local and Special Ventilation | Fan - Extract | Town LD | 1 | Medium | B | 7 | 2031 | 5 | 3 | 3.2 | 31110 | 20163
General Lighting | General - LED fittings & Luminaires | Town AT | 3 | Medium | B | 12 | 2036 | 5 | 3 | 3.2 | 31111 | 26751
General Lighting | General - LED fittings & Luminaires | Town GN | 1 | Medium | B | 10 | 2034 | 5 | 3 | 3.2 | 31112 | 23124
LV Distribution | Sub Distribution Board | Town JE | 1 | High | D | 5 | 2029 | 3 | 2 | 2.1 | 1331 | 14297
LV Distribution | Sub Distribution Board | Town KY | 1 | High | B | 13 | 2037 | 5 | 2 | 2.7 | 17629 | 27034
Roller Shutters | External Manual Roller Shutter | Town GN | 1 | High | B | 2 | 2026 | 5 | 2 | 2.7 | 17630 | 12962
Local and Special Ventilation | Fan - General Ventilation | Town LH | 1 | Medium | B | 1 | 2025 | 5 | 3 | 3.2 | 31113 | 11110
Local and Special Ventilation | Fan - Window / Wall Mounted | Town AT | 1 | Medium | B | 1 | 2025 | 5 | 3 | 3.2 | 31114 | 11111
Local and Special Ventilation | Fan - General Ventilation | Town G | 1 | Medium | B | 1 | 2025 | 5 | 3 | 3.2 | 31115 | 11112
Local and Special Ventilation | Unit extract fans | Town AQ | 1 | Medium | B | 7 | 2031 | 5 | 3 | 3.2 | 31116 | 20164
Air Conditioning | Single-Split Condenser - Split Systems/Heat Pumps - Air-cooled with Direct Expansion Evaporator (DX) | Town KW | 1 | Medium | A | 13 | 2037 | 6 | 3 | 3.5 | 32622 | 27305
Multi-System Controls | Control Panel - Electrical Services (excluding Electrical Controllers and Pneumatic Relays) | Town LH | 1 | Medium | B | 1 | 2025 | 5 | 3 | 3.2 | 31117 | 11113
General Lighting | General - LED fittings & Luminaires | Town Z | 25 | Medium | B | 6 | 2030 | 5 | 3 | 3.2 | 31118 | 19013
Heat Emitters | Electric Heaters | Town LA | 2 | Medium | B | 1 | 2025 | 5 | 3 | 3.2 | 31119 | 11114
Heat Emitters | Electric Heaters | Town AT | 1 | Medium | B | 1 | 2025 | 5 | 3 | 3.2 | 31120 | 11115
LV Distribution | Sub Distribution Board | Town KY | 1 | High | D | 13 | 2037 | 3 | 2 | 2.1 | 1332 | 26815
Air Conditioning | Single-Split Evaporator - Split Systems/Heat Pumps - Air-cooled with Direct Expansion Evaporator (DX) | Town AP | 1 | Medium | B | 1 | 2025 | 5 | 3 | 3.2 | 31121 | 11116
Security Systems | Manual and Automatic Doors - High Security Door | Town LD | 1 | High | B | 21 | 2045 | 5 | 2 | 2.7 | 17631 | 32753
Central Ventilation Systems | Fan - Axial | Town LC | 1 | Medium | B | 1 | 2025 | 5 | 3 | 3.2 | 31122 | 11117
Fire Safety Systems | Fire Extinguishers - Foam | Town LF | 2 | Urgent | B | 9 | 2033 | 5 | 1 | 2.2 | 9198 | 21484
Fire Safety Systems | Fire Extinguishers - CO2 | Town KZ | 3 | Urgent | B | 6 | 2030 | 5 | 1 | 2.2 | 9199 | 17147
LV Distribution | Sub Distribution Board | Town KW | 1 | High | B | 1 | 2025 | 5 | 2 | 2.7 | 17632 | 5054
Boiler | Atmospheric Gas Burner/Condensing Combination Boiler (domestic type) | Town LC | 1 | High | B | 6 | 2030 | 5 | 2 | 2.7 | 17633 | 17873
Central Cooling | Fan - Axial | Town KZ | 1 | Medium | B | 1 | 2025 | 5 | 3 | 3.2 | 31123 | 11118
General Lighting | General - LED fittings & Luminaires | Town Z | 3 | Medium | B | 6 | 2030 | 5 | 3 | 3.2 | 31124 | 19014
Fire Safety Systems | Fire Extinguishers - Foam | Town KW | 3 | Urgent | B | 6 | 2030 | 5 | 1 | 2.2 | 9200 | 17148
Local and Special Ventilation | Fan - Window / Wall Mounted | Town AY | 1 | Medium | B | 1 | 2025 | 5 | 3 | 3.2 | 31125 | 11119
LV Distribution | Sub Distribution Board | Town GN | 1 | High | B | 1 | 2025 | 5 | 2 | 2.7 | 17634 | 5055
Roller Shutters | External Manual Roller Shutter | Town LA | 1 | High | B | 1 | 2025 | 5 | 2 | 2.7 | 17635 | 5056
Lifts | Dock and scissor lifts - Dock Levellers | Town AP | 1 | Medium | B | 1 | 2025 | 5 | 3 | 3.2 | 31126 | 11120
External Lighting | General - LED | Town AP | 1 | Medium | B | 7 | 2031 | 5 | 3 | 3.2 | 31127 | 20165
LV Distribution | Sub Distribution Board | Town LE | 1 | High | B | 4 | 2028 | 5 | 2 | 2.7 | 17636 | 14005
Local and Special Ventilation | Fan - General Ventilation | Town LH | 1 | Medium | B | 1 | 2025 | 5 | 3 | 3.2 | 31128 | 11121
Central Ventilation Systems | Fan - Extract | Town AP | 1 | Medium | B | 1 | 2025 | 5 | 3 | 3.2 | 31129 | 11122
Heat Emitters | Gas Fired Natural and Fan Assisted Heaters | Town AT | 1 | Medium | B | 1 | 2025 | 5 | 3 | 3.2 | 31130 | 11123
Local and Special Ventilation | Fan - Window / Wall Mounted | Town LC | 1 | Medium | B | 1 | 2025 | 5 | 3 | 3.2 | 31131 | 11124
Roller Shutters | External Electric Roller Shutter | Town AJ | 1 | High | B | 15 | 2039 | 5 | 2 | 2.7 | 17637 | 28307
Central Ventilation Systems | Fan - Axial | Town LD | 1 | Medium | B | 1 | 2025 | 5 | 3 | 3.2 | 31132 | 11125
Emergency Lighting | Illuminated Fire Exit Signage | Town GN | 2 | Urgent | B | 1 | 2025 | 5 | 1 | 2.2 | 9201 | 1903
General Lighting | General - LED fittings & Luminaires | Town GS | 6 | Medium | B | 12 | 2036 | 5 | 3 | 3.2 | 31133 | 26752
General Lighting | General - LED fittings & Luminaires | Town AP | 26 | Medium | B | 6 | 2030 | 5 | 3 | 3.2 | 31134 | 19015
Heat Emitters | Gas Fired Natural and Fan Assisted Heaters | Town AP | 1 | Medium | B | 10 | 2034 | 5 | 3 | 3.2 | 31135 | 23125
LV Distribution | Sub Distribution Board | Town JE | 1 | High | B | 5 | 2029 | 5 | 2 | 2.7 | 17638 | 14749
LV Distribution | Sub Distribution Board | Town AQ | 1 | High | B | 12 | 2036 | 5 | 2 | 2.7 | 17639 | 26265
Central Ventilation Systems | Fan - Axial | Town GS | 1 | Medium | B | 1 | 2025 | 5 | 3 | 3.2 | 31136 | 11126
General Lighting | General - LED fittings & Luminaires | Town LC | 25 | Medium | B | 12 | 2036 | 5 | 3 | 3.2 | 31137 | 26753
External Lighting | General - LED | Town LG | 1 | Medium | B | 11 | 2035 | 5 | 3 | 3.2 | 31138 | 25626
Fire Safety Systems | Manual and Automatic Doors - Emergency and Panic Escape Doors | Town LD | 1 | Urgent | B | 21 | 2045 | 5 | 1 | 2.2 | 9202 | 32447
Local and Special Ventilation | Fan - General Ventilation | Town LH | 1 | Medium | B | 1 | 2025 | 5 | 3 | 3.2 | 31139 | 11127
Local and Special Ventilation | Fan - General Ventilation | Town LH | 1 | Medium | B | 1 | 2025 | 5 | 3 | 3.2 | 31140 | 11128
Local and Special Ventilation | Unit extract fans | Town AQ | 1 | Medium | CX | 1 | 2025 | 2 | 3 | 2.3 | 10350 | 2262
Security Systems | Manual and Automatic Doors - High Security Door | Town AP | 1 | High | B | 11 | 2035 | 5 | 2 | 2.7 | 17640 | 24794
External Doors | Entrance Doors | Town KY | 1 | High | B | 21 | 2045 | 5 | 2 | 2.7 | 17641 | 32754
Heat Emitters | Electric Heaters | Town LC | 1 | Medium | B | 1 | 2025 | 5 | 3 | 3.2 | 31141 | 11129
Fire Safety Systems | Fire Extinguishers - Powder | Town AP | 2 | Urgent | B | 1 | 2025 | 5 | 1 | 2.2 | 9203 | 1904
Air Conditioning | Multi-Split Evaporator - Split Systems/Heat Pumps - Air-cooled with Direct Expansion Evaporator (DX) | Town GS | 1 | Medium | B | 1 | 2025 | 5 | 3 | 3.2 | 31142 | 11130
BMS | BMS Control Panel | Town LE | 1 | High | B | 7 | 2031 | 5 | 2 | 2.7 | 17642 | 19698
Fire Safety Systems | Fire Extinguishers - Foam | Town II | 1 | Urgent | B | 5 | 2029 | 5 | 1 | 2.2 | 9204 | 14501
Fire Safety Systems | Fire Extinguishers - CO2 | Town AY | 3 | Urgent | B | 2 | 2026 | 5 | 1 | 2.2 | 9205 | 12788
Air Conditioning | Multi-Split Condenser - Split Systems/Heat Pumps - Air-cooled with Direct Expansion Evaporator (DX) | Town LC | 1 | Medium | B | 1 | 2025 | 5 | 3 | 3.2 | 31143 | 11131
Heat Emitters | Gas Fired Unit Heaters | Town LH | 1 | Medium | B | 1 | 2025 | 5 | 3 | 3.2 | 31144 | 11132
Local and Special Ventilation | Fan - Axial | Town KY | 1 | Medium | B | 8 | 2032 | 5 | 3 | 3.2 | 31145 | 21134
General Lighting | General - LED fittings & Luminaires | Town AY | 1 | Medium | B | 1 | 2025 | 5 | 3 | 3.2 | 31146 | 11133
Emergency Lighting | Illuminated Fire Exit Signage | Town LF | 4 | Urgent | B | 16 | 2040 | 5 | 1 | 2.2 | 9206 | 29025
General Lighting | General - LED fittings & Luminaires | Town AP | 17 | Medium | B | 15 | 2039 | 5 | 3 | 3.2 | 31147 | 28537
General Lighting | General - LED fittings & Luminaires | Town AP | 13 | Medium | B | 6 | 2030 | 5 | 3 | 3.2 | 31148 | 19016
Heat Emitters | LTHW Overdoor Air Curtain/Heater | Town AQ | 1 | High | B | 1 | 2025 | 5 | 2 | 2.7 | 17643 | 5057
Local Hot Water | Instantaneous Electric Water Heater - Non-Drinking Water | Town LB | 1 | Medium | B | 1 | 2025 | 5 | 3 | 3.2 | 31149 | 11134
LV Distribution | Sub Distribution Board | Town AP | 1 | High | B | 1 | 2025 | 5 | 2 | 2.7 | 17644 | 5058
General Lighting | General - LED fittings & Luminaires | Town LD | 62 | Medium | B | 15 | 2039 | 5 | 3 | 3.2 | 31150 | 28538
Fire Safety Systems | Fire Extinguishers - CO2 | Town LB | 3 | Urgent | B | 2 | 2026 | 5 | 1 | 2.2 | 9207 | 12789
Heat Emitters | Electric Heaters | Town AP | 5 | Medium | B | 1 | 2025 | 5 | 3 | 3.2 | 31151 | 11135
External Lighting | General - LED | Town KZ | 1 | Medium | B | 11 | 2035 | 5 | 3 | 3.2 | 31152 | 25627
LV Distribution | Sub Distribution Board | Town CZ | 1 | High | D | 18 | 2042 | 3 | 2 | 2.1 | 1333 | 30604
LV Distribution | Sub Distribution Board | Town AP | 1 | High | B | 6 | 2030 | 5 | 2 | 2.7 | 17645 | 17874
LV Distribution | Sub Distribution Board | Town LA | 1 | High | B | 1 | 2025 | 5 | 2 | 2.7 | 17646 | 5059
Local and Special Ventilation | Fan - Axial | Town CZ | 1 | Medium | B | 1 | 2025 | 5 | 3 | 3.2 | 31153 | 11136
LV Distribution | Sub Distribution Board | Town II | 1 | High | B | 1 | 2025 | 5 | 2 | 2.7 | 17647 | 5060
Heat Emitters | Gas Fired Unit Heaters | Town CZ | 1 | Medium | B | 8 | 2032 | 5 | 3 | 3.2 | 31154 | 21135
Local and Special Ventilation | Fan - Hazardous Area Extract | Town AY | 1 | Medium | B | 1 | 2025 | 5 | 3 | 3.2 | 31155 | 11137
Fire Safety Systems | Automatic Fire Dampers | Town LC | 1 | Urgent | B | 1 | 2025 | 5 | 1 | 2.2 | 9208 | 1905
Multi-System Controls | Instrumental Control Panel | Town LC | 1 | Medium | B | 1 | 2025 | 5 | 3 | 3.2 | 31156 | 11138
Air Conditioning | Single-Split Evaporator - Split Systems/Heat Pumps - Air-cooled with Direct Expansion Evaporator (DX) | Town KZ | 1 | Medium | B | 5 | 2029 | 5 | 3 | 3.2 | 31157 | 15487
LV Distribution | Main Distribution Board | Town AJ | 1 | High | B | 1 | 2025 | 5 | 2 | 2.7 | 17648 | 5061
LV Distribution | Main Distribution Board | Town AP | 1 | High | B | 1 | 2025 | 5 | 2 | 2.7 | 17649 | 5062
Local and Special Ventilation | Fan - Hazardous Area Extract | Town AT | 1 | Medium | B | 1 | 2025 | 5 | 3 | 3.2 | 31158 | 11139
Roller Shutters | External Manual Roller Shutter | Town AP | 1 | High | B | 17 | 2041 | 5 | 2 | 2.7 | 17650 | 30383
Heat Emitters | Electric Overdoor Air Curtain/Heater | Town JE | 1 | Medium | B | 12 | 2036 | 5 | 3 | 3.2 | 31159 | 26754
Fire Safety Systems | Fire Extinguishers - Foam | Town KX | 2 | Urgent | B | 6 | 2030 | 5 | 1 | 2.2 | 9209 | 17149
Access Control | Gate Access - Local Lock / Keypad / Manual (External) | Town KX | 1 | Medium | B | 8 | 2032 | 5 | 3 | 3.2 | 31160 | 21136
External Lighting | General - LED | Town AQ | 9 | Medium | B | 10 | 2034 | 5 | 3 | 3.2 | 31161 | 23126
LV Distribution | Sub Distribution Board | Town GS | 1 | High | B | 6 | 2030 | 5 | 2 | 2.7 | 17651 | 17875
LV Distribution | Sub Distribution Board | Town AT | 1 | High | B | 6 | 2030 | 5 | 2 | 2.7 | 17652 | 17876
Fire Safety Systems | Manual and Automatic Doors - Emergency and Panic Escape Doors | Town KZ | 1 | Urgent | B | 17 | 2041 | 5 | 1 | 2.2 | 9210 | 30236
Emergency Lighting | Illuminated Fire Exit Signage | Town CZ | 11 | Urgent | B | 16 | 2040 | 5 | 1 | 2.2 | 9211 | 29026
Fire Safety Systems | Fire Extinguishers - CO2 | Town LH | 3 | Urgent | B | 6 | 2030 | 5 | 1 | 2.2 | 9212 | 17150
Air Conditioning | Single-Split Condenser - Split Systems/Heat Pumps - Air-cooled with Direct Expansion Evaporator (DX) | Town KZ | 1 | Medium | B | 5 | 2029 | 5 | 3 | 3.2 | 31162 | 15488
Heat Emitters | Electric Heaters | Town KY | 1 | Medium | B | 1 | 2025 | 5 | 3 | 3.2 | 31163 | 11140
General Lighting | General - LED fittings & Luminaires | Town KX | 11 | Medium | B | 13 | 2037 | 5 | 3 | 3.2 | 31164 | 27251
LV Distribution | Sub Distribution Board | Town AQ | 1 | High | D | 1 | 2025 | 3 | 2 | 2.1 | 1334 | 897
LV Distribution | Sub Distribution Board | Town CZ | 1 | High | B | 3 | 2027 | 5 | 2 | 2.7 | 17653 | 13396
Fire Safety Systems | Fire Alarm System | Town KX | 1 | Urgent | B | 5 | 2029 | 5 | 1 | 2.2 | 9213 | 14502
Access Control | Door Lock / Keypad / Manual | Town CZ | 4 | Medium | B | 9 | 2033 | 5 | 3 | 3.2 | 31165 | 21891
External Lighting | General - LED | Town KY | 1 | Medium | B | 8 | 2032 | 5 | 3 | 3.2 | 31166 | 21137
Security Systems | Manual and Automatic Doors - High Security Door | Town LH | 1 | High | B | 11 | 2035 | 5 | 2 | 2.7 | 17654 | 24795
Heat Emitters | Electric Heaters | Town AP | 4 | Medium | B | 1 | 2025 | 5 | 3 | 3.2 | 31167 | 11141
Central Heating & Cooling | Fan - Bifurcated | Town AJ | 1 | Medium | B | 1 | 2025 | 5 | 3 | 3.2 | 31168 | 11142
Local Hot Water | Instantaneous Electric Water Heater - Non-Drinking Water | Town AP | 1 | Medium | B | 1 | 2025 | 5 | 3 | 3.2 | 31169 | 11143
Fire Safety Systems | Fire Extinguishers - CO2 | Town Z | 2 | Urgent | B | 6 | 2030 | 5 | 1 | 2.2 | 9214 | 17151
Local and Special Ventilation | Fan - Axial | Town GS | 1 | Medium | B | 1 | 2025 | 5 | 3 | 3.2 | 31170 | 11144
Fire Safety Systems | Fire Extinguishers - Foam - P50 | Town II | 1 | Urgent | B | 8 | 2032 | 5 | 1 | 2.2 | 9215 | 20599
General Lighting | General - LED fittings & Luminaires | Town HU | 3 | Medium | B | 1 | 2025 | 5 | 3 | 3.2 | 31171 | 11145
Air Conditioning | Multi-Split Condenser - DX Split Systems (With Gas, Electric or Hot Water Heaters) | Town LO | 1 | Medium | B | 1 | 2025 | 5 | 3 | 3.2 | 31172 | 11146
Fire Safety Systems | Manual and Automatic Doors - Emergency and Panic Escape Doors | Town LI | 1 | Urgent | B | 11 | 2035 | 5 | 1 | 2.2 | 9216 | 23977
Roller Shutters | Internal Electric Roller Shutter | Town LK | 1 | Medium | B | 10 | 2034 | 5 | 3 | 3.2 | 31173 | 23127
Roller Shutters | External Manual Roller Shutter | Town LI | 1 | High | B | 7 | 2031 | 5 | 2 | 2.7 | 17655 | 19699
LV Distribution | Main Distribution Board | Town LK | 1 | High | D | 1 | 2025 | 3 | 2 | 2.1 | 1335 | 898
Air Conditioning | Single-Split Evaporator - Split Systems/Heat Pumps - Air-cooled with Direct Expansion Evaporator (DX) | Town LI | 1 | Medium | B | 1 | 2025 | 5 | 3 | 3.2 | 31174 | 11147
LV Distribution | Main Distribution Board | Town A | 1 | High | B | 1 | 2025 | 5 | 2 | 2.7 | 17656 | 5063
Heat Emitters | Gas Fired Unit Heaters | Town IF | 1 | Medium | B | 6 | 2030 | 5 | 3 | 3.2 | 31175 | 19017
Heat Emitters | Electric Overdoor Air Curtain/Heater | Town A | 1 | Medium | B | 1 | 2025 | 5 | 3 | 3.2 | 31176 | 11148
Local Hot Water | Package Electric Water Heaters - Non-Drinking Water | Town LL | 1 | Medium | B | 2 | 2026 | 5 | 3 | 3.2 | 31177 | 13204
Roller Shutters | External Manual Roller Shutter | Town LI | 1 | High | B | 7 | 2031 | 5 | 2 | 2.7 | 17657 | 19700
Local and Special Ventilation | Fan - Extract | Town AQ | 1 | Medium | B | 1 | 2025 | 5 | 3 | 3.2 | 31178 | 11149
External Doors | Entrance Doors | Town A | 1 | High | B | 1 | 2025 | 5 | 2 | 2.7 | 17658 | 5064
Fire Safety Systems | Manual and Automatic Doors - Emergency and Panic Escape Doors | Town LN | 1 | Urgent | B | 19 | 2043 | 5 | 1 | 2.2 | 9217 | 31112
Roller Shutters | External Manual Roller Shutter | Town HU | 1 | High | B | 1 | 2025 | 5 | 2 | 2.7 | 17659 | 5065
LV Distribution | Main Distribution Board | Town A | 1 | High | B | 18 | 2042 | 5 | 2 | 2.7 | 17660 | 30884
Fire Safety Systems | Manual and Automatic Doors - Emergency and Panic Escape Doors | Town LO | 1 | Urgent | B | 19 | 2043 | 5 | 1 | 2.2 | 9218 | 31113
Local and Special Ventilation | Fan - Extract | Town LJ | 1 | Medium | B | 1 | 2025 | 5 | 3 | 3.2 | 31179 | 11150
Security Systems | Manual and Automatic Doors - High Security Door | Town HU | 1 | High | B | 11 | 2035 | 5 | 2 | 2.7 | 17661 | 24796
Fire Safety Systems | Fire Alarm System | Town LL | 1 | Urgent | B | 11 | 2035 | 5 | 1 | 2.2 | 9219 | 23978
Emergency Lighting | Self Contained - LED | Town LK | 7 | Urgent | B | 21 | 2045 | 5 | 1 | 2.2 | 9220 | 32448
Access Control | Gate Access - Local Lock / Keypad / Manual (External) | Town LI | 2 | Medium | B | 7 | 2031 | 5 | 3 | 3.2 | 31180 | 20166
External Lighting | General - LED | Town LI | 7 | Medium | B | 7 | 2031 | 5 | 3 | 3.2 | 31181 | 20167
Roller Shutters | Internal Electric Roller Shutter | Town LK | 1 | Medium | B | 10 | 2034 | 5 | 3 | 3.2 | 31182 | 23128
Emergency Lighting | Illuminated Fire Exit Signage | Town LP | 4 | Urgent | B | 17 | 2041 | 5 | 1 | 2.2 | 9221 | 30237
Fire Safety Systems | Fire Extinguishers - Foam | Town LK | 8 | Urgent | B | 6 | 2030 | 5 | 1 | 2.2 | 9222 | 17152
Heat Emitters | Electric Heaters | Town HU | 1 | Medium | B | 1 | 2025 | 5 | 3 | 3.2 | 31183 | 11151
Air Conditioning | Multi-Split Condenser - Split Systems/Heat Pumps - Air-cooled with Direct Expansion Evaporator (DX) | Town LK | 1 | Medium | B | 5 | 2029 | 5 | 3 | 3.2 | 31184 | 15489
Heat Emitters | Fan Convector - Electric | Town AQ | 1 | Medium | C | 1 | 2025 | 4 | 3 | 2.9 | 19015 | 5821
Local Hot Water | Package Electric Water Heaters - Non-Drinking Water | Town A | 1 | Medium | B | 8 | 2032 | 5 | 3 | 3.2 | 31185 | 21138
Local and Special Ventilation | Fan - Window / Wall Mounted | Town LO | 1 | Medium | B | 8 | 2032 | 5 | 3 | 3.2 | 31186 | 21139
General Lighting | General - LED fittings & Luminaires | Town A | 95 | Medium | B | 16 | 2040 | 5 | 3 | 3.2 | 31187 | 29856
Heat Emitters | Electric Heaters | Town LO | 3 | Medium | B | 1 | 2025 | 5 | 3 | 3.2 | 31188 | 11152
Fire Safety Systems | Fire Extinguishers - CO2 | Town LL | 1 | Urgent | B | 6 | 2030 | 5 | 1 | 2.2 | 9223 | 17153
General Lighting | General - LED fittings & Luminaires | Town IC | 63 | Medium | B | 10 | 2034 | 5 | 3 | 3.2 | 31189 | 23129
General Lighting | General - LED fittings & Luminaires | Town AQ | 9 | Medium | B | 12 | 2036 | 5 | 3 | 3.2 | 31190 | 26755
Fire Safety Systems | Smoke Extract Fan | Town LO | 1 | Urgent | B | 1 | 2025 | 5 | 1 | 2.2 | 9224 | 1906
Roller Shutters | External Manual Roller Shutter | Town IC | 1 | High | D | 11 | 2035 | 3 | 2 | 2.1 | 1336 | 23313
Local Hot Water | Package Electric Water Heaters - Non-Drinking Water | Town LL | 1 | Medium | B | 1 | 2025 | 5 | 3 | 3.2 | 31191 | 11153
Roller Shutters | Internal Electric Roller Shutter | Town P | 1 | Medium | B | 10 | 2034 | 5 | 3 | 3.2 | 31192 | 23130
Local and Special Ventilation | Fan - Centrifugal | Town A | 1 | Medium | CX | 1 | 2025 | 2 | 3 | 2.3 | 10351 | 2263
Air Conditioning | Single-Split Evaporator - Split Systems/Heat Pumps - Air-cooled with Direct Expansion Evaporator (DX) | Town LI | 1 | Medium | B | 5 | 2029 | 5 | 3 | 3.2 | 31193 | 15490
LV Distribution | Main Distribution Board | Town LM | 1 | High | B | 1 | 2025 | 5 | 2 | 2.7 | 17662 | 5066
General Lighting | General - LED fittings & Luminaires | Town A | 14 | Medium | B | 13 | 2037 | 5 | 3 | 3.2 | 31194 | 27252
Access Control | Gate Access - Local Lock / Keypad / Manual (External) | Town LJ | 2 | Medium | C | 1 | 2025 | 4 | 3 | 2.9 | 19016 | 5822
Fire Safety Systems | Fire Extinguishers - CO2 | Town A | 2 | Urgent | B | 8 | 2032 | 5 | 1 | 2.2 | 9225 | 20600
Local Hot Water | Package Electric Water Heaters - Non-Drinking Water | Town LP | 1 | Medium | B | 5 | 2029 | 5 | 3 | 3.2 | 31195 | 15491
Local and Special Ventilation | Fan - Extract | Town A | 1 | Medium | CX | 1 | 2025 | 2 | 3 | 2.3 | 10352 | 2264
Fire Safety Systems | Fire Extinguishers - CO2 | Town HT | 4 | Urgent | B | 6 | 2030 | 5 | 1 | 2.2 | 9226 | 17154
Fire Safety Systems | Fire Extinguishers - Foam | Town IC | 4 | Urgent | A | 10 | 2034 | 6 | 1 | 2.5 | 10991 | 22233
Heat Emitters | Electric Overdoor Air Curtain/Heater | Town HT | 1 | Medium | B | 1 | 2025 | 5 | 3 | 3.2 | 31196 | 11154
Local and Special Ventilation | Fan - Kitchen Extract | Town LK | 1 | Low | B | 10 | 2034 | 5 | 4 | 3.7 | 33549 | 23228
Fire Safety Systems | Fire Alarm Panel / Repeater | Town A | 1 | Urgent | B | 1 | 2025 | 5 | 1 | 2.2 | 9227 | 1907
Local and Special Ventilation | Fan - Centrifugal | Town A | 1 | Medium | B | 1 | 2025 | 5 | 3 | 3.2 | 31197 | 11155
Fire Safety Systems | Fire Extinguishers - Foam | Town LP | 7 | Urgent | B | 6 | 2030 | 5 | 1 | 2.2 | 9228 | 17155
External Lighting | General - LED | Town AQ | 1 | Medium | B | 7 | 2031 | 5 | 3 | 3.2 | 31198 | 20168
Heat Emitters | Gas Fired Radiant Heaters | Town A | 1 | Medium | B | 1 | 2025 | 5 | 3 | 3.2 | 31199 | 11156
Local Hot Water | Instantaneous Electric Water Heater - Non-Drinking Water | Town A | 1 | Medium | B | 8 | 2032 | 5 | 3 | 3.2 | 31200 | 21140
External Doors | Entrance Doors | Town A | 1 | High | B | 11 | 2035 | 5 | 2 | 2.7 | 17663 | 24797
Local Hot Water | Package Electric Water Heaters - Non-Drinking Water | Town AQ | 1 | Medium | B | 1 | 2025 | 5 | 3 | 3.2 | 31201 | 11157
Fire Safety Systems | Manual and Automatic Doors - Emergency and Panic Escape Doors | Town LK | 1 | Urgent | C | 20 | 2044 | 4 | 1 | 1.9 | 749 | 31395
General Lighting | General - LED fittings & Luminaires | Town AQ | 10 | Medium | B | 12 | 2036 | 5 | 3 | 3.2 | 31202 | 26756
Local and Special Ventilation | Fan - Kitchen Extract | Town LK | 1 | Low | B | 7 | 2031 | 5 | 4 | 3.7 | 33550 | 20226
Fire Safety Systems | Fire Alarm System | Town IF | 1 | Urgent | A | 13 | 2037 | 6 | 1 | 2.5 | 10992 | 26929
Emergency Lighting | Self Contained - LED | Town AQ | 18 | Urgent | B | 17 | 2041 | 5 | 1 | 2.2 | 9229 | 30238
Air Conditioning | Single-Split Evaporator - Split Systems/Heat Pumps - Air-cooled with Direct Expansion Evaporator (DX) | Town LI | 1 | Medium | B | 1 | 2025 | 5 | 3 | 3.2 | 31203 | 11158
Emergency Lighting | Self Contained - LED | Town AQ | 2 | Urgent | B | 17 | 2041 | 5 | 1 | 2.2 | 9230 | 30239
Air Conditioning | Multi-Split Condenser - Split Systems/Heat Pumps - Air-cooled with Direct Expansion Evaporator (DX) | Town LK | 1 | Medium | B | 5 | 2029 | 5 | 3 | 3.2 | 31204 | 15492
Heat Emitters | Gas Fired Natural and Fan Assisted Heaters | Town LI | 1 | Medium | DX | 1 | 2025 | 1 | 3 | 2 | 990 | 685
Heat Emitters | Fan Convector - Electric | Town AQ | 1 | Medium | C | 1 | 2025 | 4 | 3 | 2.9 | 19017 | 5823
Heat Emitters | Electric Overdoor Air Curtain/Heater | Town AQ | 1 | Medium | B | 1 | 2025 | 5 | 3 | 3.2 | 31205 | 11159
Heat Emitters | Electric Heaters | Town AQ | 5 | Medium | B | 1 | 2025 | 5 | 3 | 3.2 | 31206 | 11160
AHU - Internal | Central Heating & Cooling - Electric & DX | Town LK | 1 | Medium | CX | 13 | 2037 | 2 | 3 | 2.3 | 10353 | 26908
Fire Safety Systems | Fire Extinguishers - Foam | Town A | 5 | Urgent | B | 6 | 2030 | 5 | 1 | 2.2 | 9231 | 17156
External Doors | Manual and Automatic Doors - Auto / Powered Sliding Doors | Town LI | 1 | High | B | 27 | 2051 | 5 | 2 | 2.7 | 17664 | 33587
Fire Safety Systems | Fire Extinguishers - CO2 | Town AQ | 1 | Urgent | B | 2 | 2026 | 5 | 1 | 2.2 | 9232 | 12790
Fire Safety Systems | Fire Alarm System | Town LK | 1 | Urgent | B | 1 | 2025 | 5 | 1 | 2.2 | 9233 | 1908
Emergency Lighting | Illuminated Fire Exit Signage | Town LL | 1 | Urgent | B | 16 | 2040 | 5 | 1 | 2.2 | 9234 | 29027
Heat Emitters | Gas Fired Natural and Fan Assisted Heaters | Town AQ | 1 | Medium | B | 1 | 2025 | 5 | 3 | 3.2 | 31207 | 11161
Central Ventilation Systems | Fan - General Ventilation | Town P | 1 | Low | B | 1 | 2025 | 5 | 4 | 3.7 | 33551 | 12363
Air Conditioning | Single-Split Evaporator - Split Systems/Heat Pumps - Air-cooled with Direct Expansion Evaporator (DX) | Town LI | 1 | Medium | B | 1 | 2025 | 5 | 3 | 3.2 | 31208 | 11162
External Doors | Manual and Automatic Doors - Auto / Powered Sliding Doors | Town AQ | 1 | High | B | 21 | 2045 | 5 | 2 | 2.7 | 17665 | 32755
Heat Emitters | Gas Fired Unit Heaters | Town LM | 1 | Medium | B | 1 | 2025 | 5 | 3 | 3.2 | 31209 | 11163
LV Distribution | Sub Distribution Board | Town LJ | 1 | High | B | 16 | 2040 | 5 | 2 | 2.7 | 17666 | 29261
LV Distribution | Sub Distribution Board | Town AQ | 1 | High | B | 1 | 2025 | 5 | 2 | 2.7 | 17667 | 5067
LV Distribution | Main Distribution Board | Town LL | 1 | High | B | 12 | 2036 | 5 | 2 | 2.7 | 17668 | 26266
Fire Safety Systems | Fire Extinguishers - CO2 | Town LK | 4 | Urgent | B | 6 | 2030 | 5 | 1 | 2.2 | 9235 | 17157
Local Hot Water | Package Electric Water Heaters - Non-Drinking Water | Town LL | 1 | Medium | B | 1 | 2025 | 5 | 3 | 3.2 | 31210 | 11164
Central Cooling | Fan - Axial | Town LO | 1 | Medium | B | 1 | 2025 | 5 | 3 | 3.2 | 31211 | 11165
Roller Shutters | Internal Automatic Roller Shutter | Town LN | 1 | High | B | 13 | 2037 | 5 | 2 | 2.7 | 17669 | 27035
Emergency Lighting | Self Contained - Non LED | Town P | 8 | Urgent | B | 15 | 2039 | 5 | 1 | 2.2 | 9236 | 28014
Fire Safety Systems | Fire Extinguishers - Foam | Town HU | 3 | Urgent | B | 1 | 2025 | 5 | 1 | 2.2 | 9237 | 1909
Hot Water Distribution | Hot water cylinders Domestic Type | Town AQ | 1 | Low | B | 1 | 2025 | 5 | 4 | 3.7 | 33552 | 12364
LV Distribution | Sub Distribution Board | Town LO | 1 | High | B | 4 | 2028 | 5 | 2 | 2.7 | 17670 | 14006
AHU - Internal | Central Ventilation Systems - Ventilation Only | Town LN | 1 | Medium | B | 3 | 2027 | 5 | 3 | 3.2 | 31212 | 13680
LV Distribution | Main Distribution Board | Town A | 1 | High | B | 15 | 2039 | 5 | 2 | 2.7 | 17671 | 28308
Roller Shutters | External Manual Roller Shutter | Town LI | 1 | High | B | 7 | 2031 | 5 | 2 | 2.7 | 17672 | 19701
Local and Special Ventilation | Fan - Centrifugal | Town A | 1 | Medium | B | 1 | 2025 | 5 | 3 | 3.2 | 31213 | 11166
Emergency Lighting | Self Contained - LED | Town AQ | 5 | Urgent | B | 17 | 2041 | 5 | 1 | 2.2 | 9238 | 30240
Emergency Lighting | Self Contained - LED | Town LI | 1 | Urgent | B | 17 | 2041 | 5 | 1 | 2.2 | 9239 | 30241
Local Hot Water | Package Electric Water Heaters - Non-Drinking Water | Town LL | 1 | Medium | B | 4 | 2028 | 5 | 3 | 3.2 | 31214 | 14239
Lifts | Passenger Lift Hydraulic - Electric | Town P | 1 | Medium | C | 11 | 2035 | 4 | 3 | 2.9 | 19018 | 24881
Multi-System Controls | Instrumental Control Panel | Town LK | 1 | Medium | B | 13 | 2037 | 5 | 3 | 3.2 | 31215 | 27253
Emergency Lighting | Illuminated Fire Exit Signage | Town P | 5 | Urgent | B | 16 | 2040 | 5 | 1 | 2.2 | 9240 | 29028
Fire Safety Systems | Fire Extinguishers - CO2 | Town LN | 1 | Urgent | B | 1 | 2025 | 5 | 1 | 2.2 | 9241 | 1910
Local Hot Water | Instantaneous Electric Water Heater - Non-Drinking Water | Town AQ | 1 | Medium | B | 7 | 2031 | 5 | 3 | 3.2 | 31216 | 20169
Roller Shutters | External Manual Roller Shutter | Town LI | 1 | High | B | 7 | 2031 | 5 | 2 | 2.7 | 17673 | 19702
Local and Special Ventilation | Fan - Extract | Town AQ | 1 | Medium | B | 1 | 2025 | 5 | 3 | 3.2 | 31217 | 11167
General Lighting | General - LED fittings & Luminaires | Town LJ | 17 | Medium | B | 13 | 2037 | 5 | 3 | 3.2 | 31218 | 27254
Fire Safety Systems | Fire Extinguishers - Foam | Town LJ | 1 | Urgent | B | 6 | 2030 | 5 | 1 | 2.2 | 9242 | 17158
Multi-System Controls | Instrumental Control Panel | Town P | 1 | Medium | B | 18 | 2042 | 5 | 3 | 3.2 | 31219 | 30995
Heat Emitters | Electric Heaters | Town A | 3 | Medium | DX | 1 | 2025 | 1 | 3 | 2 | 991 | 686
Fire Safety Systems | Fire Extinguishers - Foam | Town LI | 3 | Urgent | B | 2 | 2026 | 5 | 1 | 2.2 | 9243 | 12791
Central Cooling | Fan - Axial | Town LN | 1 | Medium | B | 3 | 2027 | 5 | 3 | 3.2 | 31220 | 13681
Roller Shutters | Internal Electric Roller Shutter | Town AQ | 1 | Medium | B | 11 | 2035 | 5 | 3 | 3.2 | 31221 | 25628
Roller Shutters | Internal Electric Roller Shutter | Town LM | 1 | Medium | B | 1 | 2025 | 5 | 3 | 3.2 | 31222 | 11168
Fire Safety Systems | Fire Extinguishers - Foam | Town P | 3 | Urgent | B | 6 | 2030 | 5 | 1 | 2.2 | 9244 | 17159
Heat Emitters | Radiators - Steel | Town LM | 4 | Medium | B | 6 | 2030 | 5 | 3 | 3.2 | 31223 | 19018
General Lighting | General - LED fittings & Luminaires | Town A | 24 | Medium | B | 1 | 2025 | 5 | 3 | 3.2 | 31224 | 11169
LV Distribution | Main Distribution Board | Town P | 1 | High | B | 1 | 2025 | 5 | 2 | 2.7 | 17674 | 5068
Security Systems | Manual and Automatic Doors - High Security Door | Town AQ | 1 | High | B | 21 | 2045 | 5 | 2 | 2.7 | 17675 | 32756
Emergency Lighting | Illuminated Fire Exit Signage | Town LI | 3 | Urgent | B | 12 | 2036 | 5 | 1 | 2.2 | 9245 | 26115
Air Conditioning | Single-Split Condenser - Split Systems/Heat Pumps - Air-cooled with Direct Expansion Evaporator (DX) | Town LI | 1 | Medium | B | 5 | 2029 | 5 | 3 | 3.2 | 31225 | 15493
LV Distribution | Main Distribution Board | Town LK | 1 | High | D | 1 | 2025 | 3 | 2 | 2.1 | 1337 | 899
Local and Special Ventilation | Fan - Kitchen Extract | Town LK | 1 | Low | B | 5 | 2029 | 5 | 4 | 3.7 | 33553 | 15680
External Doors | Entrance Doors | Town LL | 1 | High | B | 11 | 2035 | 5 | 2 | 2.7 | 17676 | 24798
Air Conditioning | Single-Split Condenser - Split Systems/Heat Pumps - Air-cooled with Direct Expansion Evaporator (DX) | Town LI | 1 | Medium | B | 5 | 2029 | 5 | 3 | 3.2 | 31226 | 15494
Central Cooling | Fan - Axial | Town LJ | 1 | Medium | B | 1 | 2025 | 5 | 3 | 3.2 | 31227 | 11170
Barriers & Guardrails | Vehicle Crash Protection Barrier | Town A | 1 | V Low | B | 1 | 2025 | 5 | 4 | 3.7 | 33554 | 12365
Roller Shutters | External Electric Roller Shutter | Town LI | 1 | High | B | 7 | 2031 | 5 | 2 | 2.7 | 17677 | 19703
External Lighting | General - LED | Town P | 3 | Medium | B | 11 | 2035 | 5 | 3 | 3.2 | 31228 | 25629
LV Distribution | Main Distribution Board | Town A | 1 | High | B | 19 | 2043 | 5 | 2 | 2.7 | 17678 | 31264
LV Distribution | Sub Distribution Board | Town LI | 1 | High | D | 1 | 2025 | 3 | 2 | 2.1 | 1338 | 900
Fire Safety Systems | Manual and Automatic Doors - Emergency and Panic Escape Doors | Town AQ | 1 | Urgent | B | 11 | 2035 | 5 | 1 | 2.2 | 9246 | 23979
External Doors | Entrance Doors | Town LK | 1 | High | B | 30 | 2054 | 5 | 2 | 2.7 | 17679 | 33728
Local and Special Ventilation | Fan - Extract | Town LL | 1 | Medium | B | 1 | 2025 | 5 | 3 | 3.2 | 31229 | 11171
Fire Safety Systems | Fire Extinguishers - Powder | Town LM | 1 | Urgent | B | 6 | 2030 | 5 | 1 | 2.2 | 9247 | 17160
Local Hot Water | Package Electric Water Heaters - Non-Drinking Water | Town LI | 1 | Medium | B | 7 | 2031 | 5 | 3 | 3.2 | 31230 | 20170
Local and Special Ventilation | Unit extract fans | Town LI | 1 | Medium | B | 1 | 2025 | 5 | 3 | 3.2 | 31231 | 11172
Air Conditioning | Fan - General Ventilation | Town LM | 1 | Medium | B | 1 | 2025 | 5 | 3 | 3.2 | 31232 | 11173
Security Systems | Manual and Automatic Doors - High Security Door | Town LM | 1 | High | B | 31 | 2055 | 5 | 2 | 2.7 | 17680 | 33807
General Lighting | General - LED fittings & Luminaires | Town AQ | 1 | Medium | B | 12 | 2036 | 5 | 3 | 3.2 | 31233 | 26757
Emergency Lighting | Self Contained - Non LED | Town LN | 7 | Urgent | B | 18 | 2042 | 5 | 1 | 2.2 | 9248 | 30723
Central Ventilation Systems | Fan - General Ventilation | Town P | 1 | Low | B | 1 | 2025 | 5 | 4 | 3.7 | 33555 | 12366
Roller Shutters | External Manual Roller Shutter | Town IC | 1 | High | C | 1 | 2025 | 4 | 2 | 2.4 | 10764 | 2532
Roller Shutters | Internal Electric Roller Shutter | Town LK | 1 | Medium | B | 5 | 2029 | 5 | 3 | 3.2 | 31234 | 15495
Local and Special Ventilation | Fan - Window / Wall Mounted | Town LO | 1 | Medium | B | 8 | 2032 | 5 | 3 | 3.2 | 31235 | 21141
Fire Safety Systems | Manual and Automatic Doors - Emergency and Panic Escape Doors | Town LP | 1 | Urgent | B | 25 | 2049 | 5 | 1 | 2.2 | 9249 | 33343
Fire Safety Systems | Fire Alarm Panel / Repeater | Town LI | 1 | Urgent | B | 7 | 2031 | 5 | 1 | 2.2 | 9250 | 19497
Fire Safety Systems | Fire Extinguishers - Powder | Town LL | 1 | Urgent | B | 6 | 2030 | 5 | 1 | 2.2 | 9251 | 17161
Fire Safety Systems | Fire Extinguishers - Powder | Town A | 3 | Urgent | B | 8 | 2032 | 5 | 1 | 2.2 | 9252 | 20601
LV Distribution | Sub Distribution Board | Town HT | 1 | High | B | 1 | 2025 | 5 | 2 | 2.7 | 17681 | 5069
Local and Special Ventilation | Fan - Extract | Town AQ | 1 | Medium | B | 1 | 2025 | 5 | 3 | 3.2 | 31236 | 11174
Emergency Lighting | Self Contained - LED | Town A | 10 | Urgent | B | 21 | 2045 | 5 | 1 | 2.2 | 9253 | 32449
Access Control | Door Lock / Keypad / Manual | Town AQ | 1 | Medium | B | 1 | 2025 | 5 | 3 | 3.2 | 31237 | 11175
Fire Safety Systems | Fire Extinguishers - CO2 | Town AQ | 1 | Urgent | B | 2 | 2026 | 5 | 1 | 2.2 | 9254 | 12792
Fire Safety Systems | Fire Blanket | Town LO | 1 | Urgent | B | 4 | 2028 | 5 | 1 | 2.2 | 9255 | 13876
LV Distribution | Sub Distribution Board | Town P | 1 | High | B | 1 | 2025 | 5 | 2 | 2.7 | 17682 | 5070
LV Distribution | Sub Distribution Board | Town AQ | 1 | High | B | 6 | 2030 | 5 | 2 | 2.7 | 17683 | 17877
Fire Safety Systems | Fire Alarm Panel / Repeater | Town LI | 1 | Urgent | B | 7 | 2031 | 5 | 1 | 2.2 | 9256 | 19498
Local and Special Ventilation | Fan - Centrifugal | Town A | 1 | Medium | B | 1 | 2025 | 5 | 3 | 3.2 | 31238 | 11176
Emergency Lighting | Illuminated Fire Exit Signage | Town A | 2 | Urgent | B | 1 | 2025 | 5 | 1 | 2.2 | 9257 | 1911
Fire Safety Systems | Fire Extinguishers - Foam | Town AQ | 1 | Urgent | B | 2 | 2026 | 5 | 1 | 2.2 | 9258 | 12793
Fire Safety Systems | Fire Extinguishers - CO2 | Town HU | 3 | Urgent | B | 2 | 2026 | 5 | 1 | 2.2 | 9259 | 12794
LV Distribution | Main Distribution Board | Town A | 1 | High | B | 1 | 2025 | 5 | 2 | 2.7 | 17684 | 5071
Roller Shutters | Internal Electric Roller Shutter | Town LK | 1 | Medium | B | 10 | 2034 | 5 | 3 | 3.2 | 31239 | 23131
LV Distribution | Sub Distribution Board | Town LI | 1 | High | B | 12 | 2036 | 5 | 2 | 2.7 | 17685 | 26267
External Doors | Entrance Doors | Town AQ | 1 | High | B | 11 | 2035 | 5 | 2 | 2.7 | 17686 | 24799
Fire Safety Systems | Fire Alarm System | Town HU | 1 | Urgent | B | 1 | 2025 | 5 | 1 | 2.2 | 9260 | 1912
Fire Safety Systems | Fire Extinguishers - Powder | Town AQ | 1 | Urgent | B | 2 | 2026 | 5 | 1 | 2.2 | 9261 | 12795
Security Systems | Manual and Automatic Doors - High Security Door | Town A | 1 | High | B | 1 | 2025 | 5 | 2 | 2.7 | 17687 | 5072
External Lighting | General - LED | Town IF | 8 | Medium | B | 11 | 2035 | 5 | 3 | 3.2 | 31240 | 25630
General Lighting | General - LED fittings & Luminaires | Town HU | 5 | Medium | B | 12 | 2036 | 5 | 3 | 3.2 | 31241 | 26758
Boiler | Atmospheric Gas Burner/Condensing Combination Boiler (domestic type) | Town LM | 1 | High | B | 1 | 2025 | 5 | 2 | 2.7 | 17688 | 5073
Fire Safety Systems | Manual and Automatic Doors - Emergency and Panic Escape Doors | Town AQ | 1 | Urgent | B | 21 | 2045 | 5 | 1 | 2.2 | 9262 | 32450
Local and Special Ventilation | Fan - Centrifugal | Town A | 1 | Medium | B | 1 | 2025 | 5 | 3 | 3.2 | 31242 | 11177
Emergency Lighting | Self Contained - Non LED | Town HU | 2 | Urgent | B | 1 | 2025 | 5 | 1 | 2.2 | 9263 | 1913
Heat Emitters | Electric Heaters | Town HU | 1 | Medium | B | 1 | 2025 | 5 | 3 | 3.2 | 31243 | 11178
Fire Safety Systems | Fire Extinguishers - Foam | Town AQ | 1 | Urgent | B | 2 | 2026 | 5 | 1 | 2.2 | 9264 | 12796
LV Distribution | Sub Distribution Board | Town AQ | 1 | High | B | 15 | 2039 | 5 | 2 | 2.7 | 17689 | 28309
Local and Special Ventilation | Fan - Kitchen Extract | Town LK | 1 | Low | B | 6 | 2030 | 5 | 4 | 3.7 | 33556 | 19112
Fire Safety Systems | Manual and Automatic Doors - Emergency and Panic Escape Doors | Town LL | 1 | Urgent | B | 15 | 2039 | 5 | 1 | 2.2 | 9265 | 28015
General Lighting | General - LED fittings & Luminaires | Town HU | 6 | Medium | B | 6 | 2030 | 5 | 3 | 3.2 | 31244 | 19019
LV Distribution | Sub Distribution Board | Town HU | 1 | High | D | 1 | 2025 | 3 | 2 | 2.1 | 1339 | 901
Local Hot Water | Instantaneous Electric Water Heater - Non-Drinking Water | Town LI | 1 | Medium | B | 7 | 2031 | 5 | 3 | 3.2 | 31245 | 20171
Roller Shutters | External Manual Roller Shutter | Town HU | 1 | High | B | 1 | 2025 | 5 | 2 | 2.7 | 17690 | 5074
Emergency Lighting | Illuminated Fire Exit Signage | Town HU | 3 | Urgent | C | 12 | 2036 | 4 | 1 | 1.9 | 750 | 25928
Fire Safety Systems | Fire Extinguishers - CO2 | Town A | 2 | Urgent | B | 5 | 2029 | 5 | 1 | 2.2 | 9266 | 14503
Central Ventilation Systems | Fan - Extract | Town LI | 1 | Medium | B | 1 | 2025 | 5 | 3 | 3.2 | 31246 | 11179
Heat Emitters | Gas Fired Natural and Fan Assisted Heaters | Town LI | 1 | Medium | B | 1 | 2025 | 5 | 3 | 3.2 | 31247 | 11180
Local and Special Ventilation | Fan - Extract | Town LM | 1 | Medium | B | 11 | 2035 | 5 | 3 | 3.2 | 31248 | 25631
Emergency Lighting | Illuminated Fire Exit Signage | Town LM | 4 | Urgent | B | 16 | 2040 | 5 | 1 | 2.2 | 9267 | 29029
Heat Emitters | Electric Heaters | Town IC | 1 | Medium | B | 3 | 2027 | 5 | 3 | 3.2 | 31249 | 13682
External Doors | Entrance Doors | Town A | 1 | High | B | 1 | 2025 | 5 | 2 | 2.7 | 17691 | 5075
Roller Shutters | External Manual Roller Shutter | Town LI | 1 | High | B | 7 | 2031 | 5 | 2 | 2.7 | 17692 | 19704
External Doors | Entrance Doors | Town HU | 1 | High | B | 11 | 2035 | 5 | 2 | 2.7 | 17693 | 24800
Heat Emitters | Gas Fired Natural and Fan Assisted Heaters | Town A | 1 | Medium | C | 14 | 2038 | 4 | 3 | 2.9 | 19019 | 27514
General Lighting | General - LED fittings & Luminaires | Town A | 17 | Medium | B | 16 | 2040 | 5 | 3 | 3.2 | 31250 | 29857
External Doors | Entrance Doors | Town LQ | 1 | High | D | 9 | 2033 | 3 | 2 | 2.1 | 1340 | 21206
Local and Special Ventilation | Fan - Window / Wall Mounted | Town MF | 1 | Medium | B | 1 | 2025 | 5 | 3 | 3.2 | 31251 | 11181
Local and Special Ventilation | Unit extract fans | Town LX | 1 | Medium | B | 1 | 2025 | 5 | 3 | 3.2 | 31252 | 11182
Air Conditioning | Single-Split Evaporator - Split Systems/Heat Pumps - Air-cooled with Direct Expansion Evaporator (DX) | Town MD | 1 | Medium | C | 13 | 2037 | 4 | 3 | 2.9 | 19020 | 27052
LV Distribution | Sub Distribution Board | Town MF | 1 | High | B | 6 | 2030 | 5 | 2 | 2.7 | 17694 | 17878
LV Distribution | Sub Distribution Board | Town LT | 1 | High | B | 1 | 2025 | 5 | 2 | 2.7 | 17695 | 5076
LV Distribution | Main Distribution Board | Town MK | 1 | High | B | 1 | 2025 | 5 | 2 | 2.7 | 17696 | 5077
LV Distribution | Main Distribution Board | Town MM | 1 | High | B | 6 | 2030 | 5 | 2 | 2.7 | 17697 | 17879
Boiler | Atmospheric Gas Burner Boiler - Small and/or Wall Hung for Domestic Installation | Town LR | 1 | Medium | B | 2 | 2026 | 5 | 3 | 3.2 | 31253 | 13205
LV Distribution | Main Distribution Board | Town JH | 1 | High | B | 9 | 2033 | 5 | 2 | 2.7 | 17698 | 21645
Fire Safety Systems | Fire Alarm System | Town LY | 1 | Urgent | A | 13 | 2037 | 6 | 1 | 2.5 | 10993 | 26930
Heat Emitters | Gas Fired Natural and Fan Assisted Heaters | Town BF | 1 | Medium | C | 1 | 2025 | 4 | 3 | 2.9 | 19021 | 5824
Air Conditioning | Single-Split Evaporator - Split Systems/Heat Pumps - Air-cooled with Direct Expansion Evaporator (DX) | Town LV | 1 | Medium | B | 5 | 2029 | 5 | 3 | 3.2 | 31254 | 15496
LV Distribution | Sub Distribution Board | Town ME | 1 | High | B | 14 | 2038 | 5 | 2 | 2.7 | 17699 | 27498
LV Distribution | Sub Distribution Board | Town MG | 1 | High | B | 15 | 2039 | 5 | 2 | 2.7 | 17700 | 28310
Roller Shutters | External Manual Roller Shutter | Town LZ | 1 | High | B | 1 | 2025 | 5 | 2 | 2.7 | 17701 | 5078
External Doors | Manual and Automatic Doors - Auto / Powered Swing Doors | Town MH | 1 | High | B | 25 | 2049 | 5 | 2 | 2.7 | 17702 | 33438
Roller Shutters | Internal Automatic Roller Shutter | Town LW | 1 | High | B | 22 | 2046 | 5 | 2 | 2.7 | 17703 | 33041
Air Conditioning | Single-Split Condenser - Split Systems/Heat Pumps - Air-cooled with Direct Expansion Evaporator (DX) | Town IH | 1 | Medium | B | 7 | 2031 | 5 | 3 | 3.2 | 31255 | 20172
LV Distribution | Sub Distribution Board | Town LV | 1 | High | B | 4 | 2028 | 5 | 2 | 2.7 | 17704 | 14007
Roller Shutters | External Electric Roller Shutter | Town LT | 1 | High | B | 1 | 2025 | 5 | 2 | 2.7 | 17705 | 5079
General Lighting | General - LED fittings & Luminaires | Town LW | 6 | Medium | B | 16 | 2040 | 5 | 3 | 3.2 | 31256 | 29858
Heat Emitters | Gas Fired Unit Heaters | Town ME | 1 | Medium | B | 3 | 2027 | 5 | 3 | 3.2 | 31257 | 13683
Local and Special Ventilation | Fan - Axial | Town MD | 1 | Medium | C | 1 | 2025 | 4 | 3 | 2.9 | 19022 | 5825
Fire Safety Systems | Fire Extinguishers - CO2 | Town MM | 2 | Urgent | B | 5 | 2029 | 5 | 1 | 2.2 | 9268 | 14504
Fire Safety Systems | Fire Extinguishers - Foam | Town MM | 4 | Urgent | B | 4 | 2028 | 5 | 1 | 2.2 | 9269 | 13877
External Lighting | General - LED | Town MF | 6 | Medium | B | 4 | 2028 | 5 | 3 | 3.2 | 31258 | 14240
Communication Systems | PA System | Town MD | 1 | Medium | D | 1 | 2025 | 3 | 3 | 2.6 | 11254 | 2720
Air Conditioning | Multi-Split Condenser - Split Systems/Heat Pumps - Air-cooled with Direct Expansion Evaporator (DX) | Town MF | 1 | Medium | B | 1 | 2025 | 5 | 3 | 3.2 | 31259 | 11183
Multi-System Controls | Control Panel - Electrical Services (excluding Electrical Controllers and Pneumatic Relays) | Town ME | 1 | Medium | B | 8 | 2032 | 5 | 3 | 3.2 | 31260 | 21142
Local and Special Ventilation | Fan - Axial | Town LT | 1 | Medium | B | 1 | 2025 | 5 | 3 | 3.2 | 31261 | 11184
Heat Emitters | Electric Heaters | Town LT | 1 | Medium | B | 1 | 2025 | 5 | 3 | 3.2 | 31262 | 11185
Central Heating | Fan - Axial | Town LX | 1 | High | B | 1 | 2025 | 5 | 2 | 2.7 | 17706 | 5080
Local and Special Ventilation | Fan - Axial | Town LV | 1 | Medium | B | 9 | 2033 | 5 | 3 | 3.2 | 31263 | 21892
Roller Shutters | External Manual Roller Shutter | Town LZ | 1 | High | B | 1 | 2025 | 5 | 2 | 2.7 | 17707 | 5081
Heat Emitters | Electric Heaters | Town MJ | 2 | Medium | B | 1 | 2025 | 5 | 3 | 3.2 | 31264 | 11186
Multi-System Controls | Instrumental Control Panel | Town MF | 1 | Medium | B | 1 | 2025 | 5 | 3 | 3.2 | 31265 | 11187
General Lighting | General - LED fittings & Luminaires | Town MC | 8 | Medium | B | 8 | 2032 | 5 | 3 | 3.2 | 31266 | 21143
Emergency Lighting | Illuminated Fire Exit Signage | Town LX | 2 | Urgent | B | 10 | 2034 | 5 | 1 | 2.2 | 9270 | 22166
LV Distribution | Sub Distribution Board | Town LY | 1 | High | A | 19 | 2043 | 6 | 2 | 3 | 19631 | 31337
Central Cooling | Fan - Axial | Town LW | 1 | Medium | B | 1 | 2025 | 5 | 3 | 3.2 | 31267 | 11188
Fire Safety Systems | Fire Extinguishers - Foam | Town MD | 4 | Urgent | B | 7 | 2031 | 5 | 1 | 2.2 | 9271 | 19499
Fire Safety Systems | Fire Extinguishers - Powder | Town KP | 1 | Urgent | B | 6 | 2030 | 5 | 1 | 2.2 | 9272 | 17162
Air Conditioning | Single-Split Evaporator - Split Systems/Heat Pumps - Air-cooled with Direct Expansion Evaporator (DX) | Town MB | 1 | Medium | B | 6 | 2030 | 5 | 3 | 3.2 | 31268 | 19020
Fire Safety Systems | Manual and Automatic Doors - Emergency and Panic Escape Doors | Town ME | 1 | Urgent | B | 1 | 2025 | 5 | 1 | 2.2 | 9273 | 1914
Emergency Lighting | Self Contained - LED | Town LZ | 9 | Urgent | B | 15 | 2039 | 5 | 1 | 2.2 | 9274 | 28016
Access Control | Gate Access - Local Lock / Keypad / Manual (External) | Town LX | 1 | Medium | B | 1 | 2025 | 5 | 3 | 3.2 | 31269 | 11189
General Lighting | General - LED fittings & Luminaires | Town MC | 6 | Medium | B | 6 | 2030 | 5 | 3 | 3.2 | 31270 | 19021
Emergency Lighting | Self Contained - LED | Town ML | 5 | Urgent | B | 11 | 2035 | 5 | 1 | 2.2 | 9275 | 23980
Fire Safety Systems | Fire Extinguishers - Foam | Town MF | 2 | Urgent | B | 1 | 2025 | 5 | 1 | 2.2 | 9276 | 1915
Roller Shutters | Internal Electric Roller Shutter | Town IH | 1 | Medium | B | 18 | 2042 | 5 | 3 | 3.2 | 31271 | 30996
External Lighting | General - Non LED | Town ML | 3 | Medium | B | 1 | 2025 | 5 | 3 | 3.2 | 31272 | 11190
Emergency Lighting | Self Contained - LED | Town MH | 6 | Urgent | B | 20 | 2044 | 5 | 1 | 2.2 | 9277 | 31557
Fire Safety Systems | Fire Extinguishers - Foam | Town MH | 4 | Urgent | B | 9 | 2033 | 5 | 1 | 2.2 | 9278 | 21485
Fire Safety Systems | Fire Extinguishers - CO2 | Town LS | 1 | Urgent | B | 9 | 2033 | 5 | 1 | 2.2 | 9279 | 21486
AHU - Internal | Central Heating - Gas Fired (Externally Sourced) | Town LQ | 1 | Medium | B | 1 | 2025 | 5 | 3 | 3.2 | 31273 | 11191
Security Systems | Manual and Automatic Doors - High Security Door | Town MK | 1 | High | B | 11 | 2035 | 5 | 2 | 2.7 | 17708 | 24801
External Doors | Entrance Doors | Town LV | 1 | High | B | 19 | 2043 | 5 | 2 | 2.7 | 17709 | 31265
Fire Safety Systems | Fire Extinguishers - CO2 | Town IH | 5 | Urgent | B | 6 | 2030 | 5 | 1 | 2.2 | 9280 | 17163
Air Conditioning | Single-Split Condenser - Split Systems/Heat Pumps - Air-cooled with Direct Expansion Evaporator (DX) | Town MD | 1 | Medium | B | 13 | 2037 | 5 | 3 | 3.2 | 31274 | 27255
External Doors | Manual and Automatic Doors - Auto / Powered Sliding Doors | Town LR | 1 | High | B | 21 | 2045 | 5 | 2 | 2.7 | 17710 | 32757
Roller Shutters | Internal Automatic Roller Shutter | Town LV | 1 | High | B | 9 | 2033 | 5 | 2 | 2.7 | 17711 | 21646
External Lighting | General - LED | Town LX | 4 | Medium | B | 5 | 2029 | 5 | 3 | 3.2 | 31275 | 15497
Heat Emitters | Radiators - Steel | Town LS | 5 | Medium | B | 1 | 2025 | 5 | 3 | 3.2 | 31276 | 11192
Emergency Lighting | Illuminated Fire Exit Signage | Town MH | 1 | Urgent | B | 16 | 2040 | 5 | 1 | 2.2 | 9281 | 29030
Heat Emitters | Radiators - Steel | Town LX | 3 | Medium | B | 13 | 2037 | 5 | 3 | 3.2 | 31277 | 27256
Fire Safety Systems | Fire Extinguishers - Foam | Town BF | 7 | Urgent | B | 6 | 2030 | 5 | 1 | 2.2 | 9282 | 17164
Roller Shutters | External Electric Roller Shutter | Town LS | 1 | High | B | 1 | 2025 | 5 | 2 | 2.7 | 17712 | 5082
Roller Shutters | External Manual Roller Shutter | Town KP | 1 | High | B | 1 | 2025 | 5 | 2 | 2.7 | 17713 | 5083
Communication Systems | PA System | Town LW | 1 | Medium | B | 1 | 2025 | 5 | 3 | 3.2 | 31278 | 11193
Emergency Lighting | Illuminated Fire Exit Signage | Town MM | 5 | Urgent | B | 8 | 2032 | 5 | 1 | 2.2 | 9283 | 20602
Access Control | Gate Access - Local Lock / Keypad / Manual (External) | Town LX | 2 | Medium | B | 1 | 2025 | 5 | 3 | 3.2 | 31279 | 11194
Emergency Lighting | Self Contained - Non LED | Town MF | 2 | Urgent | B | 1 | 2025 | 5 | 1 | 2.2 | 9284 | 1916
External Lighting | General - LED | Town MH | 1 | Medium | B | 11 | 2035 | 5 | 3 | 3.2 | 31280 | 25632
Heat Emitters | Radiators - Steel | Town MH | 1 | Medium | B | 10 | 2034 | 5 | 3 | 3.2 | 31281 | 23132
External Lighting | General - Non LED | Town ME | 7 | Medium | B | 1 | 2025 | 5 | 3 | 3.2 | 31282 | 11195
General Lighting | General - LED fittings & Luminaires | Town LS | 1 | Medium | B | 16 | 2040 | 5 | 3 | 3.2 | 31283 | 29859
Central Heating & Cooling | Fan - General Ventilation | Town MK | 1 | Medium | B | 1 | 2025 | 5 | 3 | 3.2 | 31284 | 11196
External Doors | Entrance Doors | Town MD | 1 | High | B | 14 | 2038 | 5 | 2 | 2.7 | 17714 | 27499
Fire Safety Systems | Smoke Extract Fan | Town ME | 1 | Urgent | B | 1 | 2025 | 5 | 1 | 2.2 | 9285 | 1917
Emergency Lighting | Self Contained - Non LED | Town LX | 4 | Urgent | B | 1 | 2025 | 5 | 1 | 2.2 | 9286 | 1918
External Lighting | General - LED | Town MK | 2 | Medium | B | 11 | 2035 | 5 | 3 | 3.2 | 31285 | 25633
Heat Emitters | Radiators - Steel | Town LZ | 1 | Medium | B | 11 | 2035 | 5 | 3 | 3.2 | 31286 | 25634
Air Conditioning | Fan - General Ventilation | Town IH | 1 | Medium | B | 11 | 2035 | 5 | 3 | 3.2 | 31287 | 25635
Local and Special Ventilation | Fan - Window / Wall Mounted | Town MG | 1 | Medium | B | 10 | 2034 | 5 | 3 | 3.2 | 31288 | 23133
General Lighting | General - LED fittings & Luminaires | Town MI | 39 | Medium | B | 10 | 2034 | 5 | 3 | 3.2 | 31289 | 23134
Emergency Lighting | Self Contained - LED | Town MD | 4 | Urgent | B | 21 | 2045 | 5 | 1 | 2.2 | 9287 | 32451
Local and Special Ventilation | Fan - Extract | Town MK | 1 | Medium | B | 1 | 2025 | 5 | 3 | 3.2 | 31290 | 11197
General Lighting | General - LED fittings & Luminaires | Town MB | 47 | Medium | B | 16 | 2040 | 5 | 3 | 3.2 | 31291 | 29860
Fire Safety Systems | Fire Extinguishers - CO2 | Town MH | 5 | Urgent | B | 6 | 2030 | 5 | 1 | 2.2 | 9288 | 17165
Emergency Lighting | Illuminated Fire Exit Signage | Town MA | 1 | Urgent | B | 16 | 2040 | 5 | 1 | 2.2 | 9289 | 29031
Fire Safety Systems | Fire Extinguishers - Foam | Town LP | 1 | Urgent | A | 8 | 2032 | 6 | 1 | 2.5 | 10994 | 20666
General Lighting | General - LED fittings & Luminaires | Town MH | 42 | Medium | B | 16 | 2040 | 5 | 3 | 3.2 | 31292 | 29861
Roller Shutters | External Manual Roller Shutter | Town MM | 1 | High | B | 11 | 2035 | 5 | 2 | 2.7 | 17715 | 24802
Emergency Lighting | Self Contained - LED | Town JH | 6 | Urgent | B | 20 | 2044 | 5 | 1 | 2.2 | 9290 | 31558
Heat Emitters | Radiators - Steel | Town MD | 3 | Medium | B | 2 | 2026 | 5 | 3 | 3.2 | 31293 | 13206
Fire Safety Systems | Fire Extinguishers - Foam | Town MD | 9 | Urgent | B | 7 | 2031 | 5 | 1 | 2.2 | 9291 | 19500
Fire Safety Systems | Fire Extinguishers - Foam | Town MG | 4 | Urgent | B | 9 | 2033 | 5 | 1 | 2.2 | 9292 | 21487
Fire Safety Systems | Fire Extinguishers - CO2 | Town LR | 3 | Urgent | B | 2 | 2026 | 5 | 1 | 2.2 | 9293 | 12797
Fire Safety Systems | Fire Extinguishers - CO2 | Town MB | 3 | Urgent | B | 6 | 2030 | 5 | 1 | 2.2 | 9294 | 17166
Central Ventilation Systems | Fan - General Ventilation | Town LP | 1 | Low | A | 14 | 2038 | 6 | 4 | 4 | 33837 | 27714
LV Distribution | Sub Distribution Board | Town ME | 1 | High | B | 1 | 2025 | 5 | 2 | 2.7 | 17716 | 5084
Fire Safety Systems | Fire Alarm System | Town LV | 1 | Urgent | B | 1 | 2025 | 5 | 1 | 2.2 | 9295 | 1919
Emergency Lighting | Illuminated Fire Exit Signage | Town LX | 4 | Urgent | B | 10 | 2034 | 5 | 1 | 2.2 | 9296 | 22167
LV Distribution | Sub Distribution Board | Town LW | 1 | High | D | 1 | 2025 | 3 | 2 | 2.1 | 1341 | 902
Boiler | Atmospheric Gas Burner Boiler - Small and/or Wall Hung for Light Commercial Installation | Town MD | 1 | Medium | B | 2 | 2026 | 5 | 3 | 3.2 | 31294 | 13207
Central Ventilation Systems | Fan - Axial | Town MF | 1 | Medium | B | 1 | 2025 | 5 | 3 | 3.2 | 31295 | 11198
Roller Shutters | Internal Automatic Roller Shutter | Town LV | 1 | High | B | 9 | 2033 | 5 | 2 | 2.7 | 17717 | 21647
External Doors | Entrance Doors | Town MJ | 1 | High | CX | 7 | 2031 | 2 | 2 | 1.8 | 554 | 19123
Heat Emitters | Gas Fired Natural and Fan Assisted Heaters | Town MH | 1 | Medium | B | 5 | 2029 | 5 | 3 | 3.2 | 31296 | 15498
Specialist Lighting | Illuminated External Signs | Town KP | 1 | Medium | B | 1 | 2025 | 5 | 3 | 3.2 | 31297 | 11199
LV Distribution | Main Distribution Board | Town LT | 1 | High | B | 1 | 2025 | 5 | 2 | 2.7 | 17718 | 5085
Local and Special Ventilation | Fan - Axial | Town MC | 1 | Medium | B | 1 | 2025 | 5 | 3 | 3.2 | 31298 | 11200
LV Distribution | Sub Distribution Board | Town MF | 1 | High | B | 6 | 2030 | 5 | 2 | 2.7 | 17719 | 17880
Local Hot Water | Instantaneous Electric Water Heater - Non-Drinking Water | Town KP | 1 | Medium | B | 7 | 2031 | 5 | 3 | 3.2 | 31299 | 20173
Roller Shutters | External Manual Roller Shutter | Town BF | 1 | High | B | 1 | 2025 | 5 | 2 | 2.7 | 17720 | 5086
Central Heating | Fan - Axial | Town LX | 1 | High | B | 1 | 2025 | 5 | 2 | 2.7 | 17721 | 5087
Emergency Lighting | Self Contained - LED | Town MF | 3 | Urgent | B | 11 | 2035 | 5 | 1 | 2.2 | 9297 | 23981
Air Conditioning | Single-Split Evaporator - Split Systems/Heat Pumps - Air-cooled with Direct Expansion Evaporator (DX) | Town MD | 1 | Medium | C | 13 | 2037 | 4 | 3 | 2.9 | 19023 | 27053
Fire Safety Systems | Manual and Automatic Doors - Emergency and Panic Escape Doors | Town LV | 1 | Urgent | B | 19 | 2043 | 5 | 1 | 2.2 | 9298 | 31114
Fire Safety Systems | Fire Extinguishers - Foam | Town LX | 4 | Urgent | B | 8 | 2032 | 5 | 1 | 2.2 | 9299 | 20603
Roller Shutters | External Manual Roller Shutter | Town BF | 1 | High | B | 1 | 2025 | 5 | 2 | 2.7 | 17722 | 5088
Local and Special Ventilation | Unit extract fans | Town MH | 1 | Medium | B | 5 | 2029 | 5 | 3 | 3.2 | 31300 | 15499
Communication Systems | PA System | Town LV | 1 | Medium | B | 4 | 2028 | 5 | 3 | 3.2 | 31301 | 14241
BMS | BMS Control Panel | Town MB | 1 | High | B | 7 | 2031 | 5 | 2 | 2.7 | 17723 | 19705
Roller Shutters | External Manual Roller Shutter | Town MC | 1 | High | B | 20 | 2044 | 5 | 2 | 2.7 | 17724 | 31657
General Lighting | General - LED fittings & Luminaires | Town MK | 43 | Medium | B | 6 | 2030 | 5 | 3 | 3.2 | 31302 | 19022
Emergency Lighting | Self Contained - LED | Town MI | 2 | Urgent | B | 15 | 2039 | 5 | 1 | 2.2 | 9300 | 28017
Fire Safety Systems | Fire Extinguishers - Foam | Town LQ | 1 | Urgent | B | 6 | 2030 | 5 | 1 | 2.2 | 9301 | 17167
Local and Special Ventilation | Fan - Kitchen Window / Wall Mounted | Town MG | 1 | Medium | B | 10 | 2034 | 5 | 3 | 3.2 | 31303 | 23135
Roller Shutters | External Electric Roller Shutter | Town BF | 1 | High | B | 11 | 2035 | 5 | 2 | 2.7 | 17725 | 24803
External Lighting | General - Non LED | Town KP | 6 | Medium | B | 1 | 2025 | 5 | 3 | 3.2 | 31304 | 11201
Emergency Lighting | Illuminated Fire Exit Signage | Town MD | 3 | Urgent | B | 16 | 2040 | 5 | 1 | 2.2 | 9302 | 29032
Local Hot Water | Instantaneous Electric Water Heater - Non-Drinking Water | Town MG | 1 | Medium | B | 10 | 2034 | 5 | 3 | 3.2 | 31305 | 23136
Roller Shutters | External Electric Roller Shutter | Town MA | 1 | High | B | 13 | 2037 | 5 | 2 | 2.7 | 17726 | 27036
Multi-System Controls | Motor Control Centre | Town LP | 1 | Low | B | 1 | 2025 | 5 | 4 | 3.7 | 33557 | 12367
Emergency Lighting | Self Contained - LED | Town LR | 1 | Urgent | B | 11 | 2035 | 5 | 1 | 2.2 | 9303 | 23982
Heat Emitters | Electric Heaters | Town JH | 1 | Medium | B | 3 | 2027 | 5 | 3 | 3.2 | 31306 | 13684
Central Cooling | Fan - Axial | Town MB | 1 | Medium | B | 1 | 2025 | 5 | 3 | 3.2 | 31307 | 11202
Emergency Lighting | Illuminated Fire Exit Signage | Town MF | 2 | Urgent | B | 12 | 2036 | 5 | 1 | 2.2 | 9304 | 26116
Fire Safety Systems | Fire Extinguishers - Foam | Town LY | 1 | Urgent | B | 6 | 2030 | 5 | 1 | 2.2 | 9305 | 17168
Fire Safety Systems | Fire Extinguishers - Foam | Town MK | 4 | Urgent | B | 6 | 2030 | 5 | 1 | 2.2 | 9306 | 17169
External Lighting | General - LED | Town MM | 1 | Medium | B | 9 | 2033 | 5 | 3 | 3.2 | 31308 | 21893
Emergency Lighting | Self Contained - LED | Town LZ | 1 | Urgent | B | 15 | 2039 | 5 | 1 | 2.2 | 9307 | 28018
Local and Special Ventilation | Fan - Kitchen Window / Wall Mounted | Town MG | 1 | Medium | B | 10 | 2034 | 5 | 3 | 3.2 | 31309 | 23137
Multi-System Controls | Control Panel - Electrical Services (excluding Electrical Controllers and Pneumatic Relays) | Town MK | 1 | Medium | B | 6 | 2030 | 5 | 3 | 3.2 | 31310 | 19023
Air Conditioning | Multi-Split Condenser - Split Systems/Heat Pumps - Air-cooled with Direct Expansion Evaporator (DX) | Town MF | 1 | Medium | B | 1 | 2025 | 5 | 3 | 3.2 | 31311 | 11203
Fire Safety Systems | Fire Alarm Panel / Repeater | Town LZ | 1 | Urgent | B | 11 | 2035 | 5 | 1 | 2.2 | 9308 | 23983
Local and Special Ventilation | Fan - Window / Wall Mounted | Town LW | 1 | Medium | B | 1 | 2025 | 5 | 3 | 3.2 | 31312 | 11204
Central Cooling | Fan - Axial | Town LV | 1 | Medium | B | 1 | 2025 | 5 | 3 | 3.2 | 31313 | 11205
LV Distribution | Main Distribution Board | Town LS | 1 | High | B | 16 | 2040 | 5 | 2 | 2.7 | 17727 | 29262
Roller Shutters | External Manual Roller Shutter | Town MI | 1 | High | B | 1 | 2025 | 5 | 2 | 2.7 | 17728 | 5089
AHU - Internal | Central Air Conditioning - Gas Fired | Town LX | 1 | Medium | B | 1 | 2025 | 5 | 3 | 3.2 | 31314 | 11206
General Lighting | General - LED fittings & Luminaires | Town ME | 108 | Medium | B | 10 | 2034 | 5 | 3 | 3.2 | 31315 | 23138
Emergency Lighting | Self Contained - LED | Town MM | 4 | Urgent | B | 19 | 2043 | 5 | 1 | 2.2 | 9309 | 31115
LV Distribution | Sub Distribution Board | Town LQ | 1 | High | D | 1 | 2025 | 3 | 2 | 2.1 | 1342 | 903
Fire Safety Systems | Manual and Automatic Doors - Emergency and Panic Escape Doors | Town LS | 1 | Urgent | B | 1 | 2025 | 5 | 1 | 2.2 | 9310 | 1920
Local and Special Ventilation | Fan - Axial | Town MA | 1 | Medium | B | 3 | 2027 | 5 | 3 | 3.2 | 31316 | 13685
Central Ventilation Systems | Fan - Axial | Town LR | 1 | Medium | B | 1 | 2025 | 5 | 3 | 3.2 | 31317 | 11207
Burner | Forced draft gas burner | Town MB | 1 | Medium | B | 1 | 2025 | 5 | 3 | 3.2 | 31318 | 11208
General Lighting | General - LED fittings & Luminaires | Town MF | 6 | Medium | B | 12 | 2036 | 5 | 3 | 3.2 | 31319 | 26759
Local Hot Water | Package Electric Water Heaters - Non-Drinking Water | Town MA | 1 | Medium | B | 7 | 2031 | 5 | 3 | 3.2 | 31320 | 20174
Multi-System Controls | Control Panel - Electrical Services (excluding Electrical Controllers and Pneumatic Relays) | Town LX | 1 | Medium | B | 1 | 2025 | 5 | 3 | 3.2 | 31321 | 11209
General Lighting | General - LED fittings & Luminaires | Town LY | 40 | Medium | B | 16 | 2040 | 5 | 3 | 3.2 | 31322 | 29862
Emergency Lighting | Externally Powered - LED | Town MC | 2 | Urgent | B | 22 | 2046 | 5 | 1 | 2.2 | 9311 | 32995
LV Distribution | Sub Distribution Board | Town LZ | 1 | High | D | 13 | 2037 | 3 | 2 | 2.1 | 1343 | 26816
Heat Emitters | Gas Fired Unit Heaters | Town LZ | 1 | Medium | B | 3 | 2027 | 5 | 3 | 3.2 | 31323 | 13686
Fire Safety Systems | Fire Dampers - Fusible Link | Town LW | 1 | Urgent | B | 1 | 2025 | 5 | 1 | 2.2 | 9312 | 1921
Access Control | Door Lock / Keypad / Manual | Town MD | 1 | Medium | B | 11 | 2035 | 5 | 3 | 3.2 | 31324 | 25636
LV Distribution | Sub Distribution Board | Town MM | 1 | High | B | 6 | 2030 | 5 | 2 | 2.7 | 17729 | 17881
Central Cooling | Fan - Axial | Town LU | 1 | Medium | B | 1 | 2025 | 5 | 3 | 3.2 | 31325 | 11210
Central Heating | Fan - Axial | Town ME | 1 | High | B | 3 | 2027 | 5 | 2 | 2.7 | 17730 | 13397
Fire Safety Systems | Fire Extinguishers - CO2 | Town LU | 5 | Urgent | B | 6 | 2030 | 5 | 1 | 2.2 | 9313 | 17170
Air Conditioning | Single-Split Condenser - Split Systems/Heat Pumps - Air-cooled with Direct Expansion Evaporator (DX) | Town LZ | 1 | Medium | B | 5 | 2029 | 5 | 3 | 3.2 | 31326 | 15500
LV Distribution | Sub Distribution Board | Town LW | 1 | High | C | 1 | 2025 | 4 | 2 | 2.4 | 10765 | 2533
Boiler | Atmospheric Gas Burner Boiler - Small and/or Wall Hung for Domestic Installation | Town MF | 1 | Medium | B | 2 | 2026 | 5 | 3 | 3.2 | 31327 | 13208
Central Heating | Fan - Axial | Town LX | 1 | High | B | 1 | 2025 | 5 | 2 | 2.7 | 17731 | 5090
Local and Special Ventilation | Fan - Centrifugal | Town LS | 1 | Medium | B | 1 | 2025 | 5 | 3 | 3.2 | 31328 | 11211
Security Systems | Manual and Automatic Doors - High Security Door | Town LU | 1 | High | B | 23 | 2047 | 5 | 2 | 2.7 | 17732 | 33219
Fire Safety Systems | Manual and Automatic Doors - Emergency and Panic Escape Doors | Town MH | 1 | Urgent | B | 11 | 2035 | 5 | 1 | 2.2 | 9314 | 23984
Emergency Lighting | Illuminated Fire Exit Signage | Town MB | 3 | Urgent | B | 13 | 2037 | 5 | 1 | 2.2 | 9315 | 26899
General Lighting | General - LED fittings & Luminaires | Town LU | 4 | Medium | B | 1 | 2025 | 5 | 3 | 3.2 | 31329 | 11212
LV Distribution | Sub Distribution Board | Town MD | 1 | High | B | 17 | 2041 | 5 | 2 | 2.7 | 17733 | 30384
Roller Shutters | Internal Electric Roller Shutter | Town MH | 1 | Medium | B | 15 | 2039 | 5 | 3 | 3.2 | 31330 | 28539
LV Distribution | Sub Distribution Board | Town LV | 1 | High | B | 10 | 2034 | 5 | 2 | 2.7 | 17734 | 22497
LV Distribution | Sub Distribution Board | Town MD | 1 | High | C | 1 | 2025 | 4 | 2 | 2.4 | 10766 | 2534
Local Hot Water | Instantaneous Electric Water Heater - Non-Drinking Water | Town MI | 1 | Medium | B | 9 | 2033 | 5 | 3 | 3.2 | 31331 | 21894
Emergency Lighting | Self Contained - LED | Town MA | 7 | Urgent | B | 19 | 2043 | 5 | 1 | 2.2 | 9316 | 31116
Fire Safety Systems | Fire Extinguishers - CO2 | Town KP | 1 | Urgent | B | 2 | 2026 | 5 | 1 | 2.2 | 9317 | 12798
Local Hot Water | Instantaneous Electric Water Heater - Non-Drinking Water | Town KP | 1 | Medium | B | 7 | 2031 | 5 | 3 | 3.2 | 31332 | 20175
Roller Shutters | Internal Automatic Roller Shutter | Town LU | 1 | High | B | 1 | 2025 | 5 | 2 | 2.7 | 17735 | 5091
Emergency Lighting | Self Contained - LED | Town MH | 1 | Urgent | B | 20 | 2044 | 5 | 1 | 2.2 | 9318 | 31559
Fire Safety Systems | Fire Extinguishers - Foam | Town LT | 3 | Urgent | B | 1 | 2025 | 5 | 1 | 2.2 | 9319 | 1922
Heat Emitters | Electric Overdoor Air Curtain/Heater | Town LS | 1 | Medium | B | 1 | 2025 | 5 | 3 | 3.2 | 31333 | 11213
Fire Safety Systems | Manual and Automatic Doors - Emergency and Panic Escape Doors | Town MK | 1 | Urgent | B | 11 | 2035 | 5 | 1 | 2.2 | 9320 | 23985
Fire Safety Systems | Fire Alarm Panel / Repeater | Town LX | 1 | Urgent | B | 11 | 2035 | 5 | 1 | 2.2 | 9321 | 23986
General Lighting | General - LED fittings & Luminaires | Town KP | 6 | Medium | B | 16 | 2040 | 5 | 3 | 3.2 | 31334 | 29863
General Lighting | General - LED fittings & Luminaires | Town ML | 15 | Medium | B | 12 | 2036 | 5 | 3 | 3.2 | 31335 | 26760
Heat Emitters | Radiators - Steel | Town MB | 3 | Medium | B | 1 | 2025 | 5 | 3 | 3.2 | 31336 | 11214
Air Conditioning | Multi-Split Evaporator - Split Systems/Heat Pumps - Air-cooled with Direct Expansion Evaporator (DX) | Town LP | 1 | Medium | B | 11 | 2035 | 5 | 3 | 3.2 | 31337 | 25637
Air Conditioning | Single-Split Condenser - Split Systems/Heat Pumps - Air-cooled with Direct Expansion Evaporator (DX) | Town MH | 1 | Medium | B | 11 | 2035 | 5 | 3 | 3.2 | 31338 | 25638
Security Systems | Manual and Automatic Doors - High Security Door | Town IH | 1 | High | B | 28 | 2052 | 5 | 2 | 2.7 | 17736 | 33634
External Lighting | General - LED | Town LR | 1 | Medium | B | 10 | 2034 | 5 | 3 | 3.2 | 31339 | 23139
LV Distribution | Sub Distribution Board | Town IH | 1 | High | B | 13 | 2037 | 5 | 2 | 2.7 | 17737 | 27037
Fire Safety Systems | Fire Extinguishers - Powder | Town LZ | 2 | Urgent | B | 9 | 2033 | 5 | 1 | 2.2 | 9322 | 21488
Fire Safety Systems | Fire Extinguishers - Foam | Town MF | 3 | Urgent | B | 1 | 2025 | 5 | 1 | 2.2 | 9323 | 1923
Fire Safety Systems | Fire Alarm Panel / Repeater | Town MA | 1 | Urgent | B | 9 | 2033 | 5 | 1 | 2.2 | 9324 | 21489
General Lighting | General - LED fittings & Luminaires | Town MA | 12 | Medium | B | 14 | 2038 | 5 | 3 | 3.2 | 31340 | 27639
Emergency Lighting | Illuminated Fire Exit Signage | Town MK | 2 | Urgent | B | 16 | 2040 | 5 | 1 | 2.2 | 9325 | 29033
Emergency Lighting | Illuminated Fire Exit Signage | Town JH | 2 | Urgent | B | 15 | 2039 | 5 | 1 | 2.2 | 9326 | 28019
Local and Special Ventilation | Fan - Centrifugal | Town MB | 1 | Medium | B | 3 | 2027 | 5 | 3 | 3.2 | 31341 | 13687
Emergency Lighting | Illuminated Fire Exit Signage | Town LZ | 3 | Urgent | B | 10 | 2034 | 5 | 1 | 2.2 | 9327 | 22168
General Lighting | General - LED fittings & Luminaires | Town KP | 2 | Medium | B | 1 | 2025 | 5 | 3 | 3.2 | 31342 | 11215
Emergency Lighting | Self Contained - LED | Town LP | 14 | Urgent | A | 23 | 2047 | 6 | 1 | 2.5 | 10995 | 33179
External Doors | Manual and Automatic Doors - Auto / Powered Swing Doors | Town LU | 1 | High | D | 8 | 2032 | 3 | 2 | 2.1 | 1344 | 20252
External Doors | Manual and Automatic Doors - Auto / Powered Swing Doors | Town LU | 1 | High | D | 8 | 2032 | 3 | 2 | 2.1 | 1345 | 20253
External Doors | Entrance Doors | Town LQ | 1 | High | D | 9 | 2033 | 3 | 2 | 2.1 | 1346 | 21207
Local and Special Ventilation | Fan - Kitchen Extract | Town LP | 1 | Low | B | 5 | 2029 | 5 | 4 | 3.7 | 33558 | 15681
Multi-System Controls | Instrumental Control Panel | Town LR | 1 | Medium | B | 16 | 2040 | 5 | 3 | 3.2 | 31343 | 29864
Heat Emitters | Electric Heaters | Town LY | 4 | Medium | B | 1 | 2025 | 5 | 3 | 3.2 | 31344 | 11216
Emergency Lighting | Self Contained - LED | Town MB | 4 | Urgent | B | 21 | 2045 | 5 | 1 | 2.2 | 9328 | 32452
LV Distribution | Sub Distribution Board | Town NC | 1 | High | B | 1 | 2025 | 5 | 2 | 2.7 | 17738 | 5092
External Doors | Entrance Doors | Town MX | 1 | High | B | 8 | 2032 | 5 | 2 | 2.7 | 17739 | 20774
General Lighting | General - LED fittings & Luminaires | Town EK | 1 | Medium | C | 1 | 2025 | 4 | 3 | 2.9 | 19024 | 5826
Boiler | Atmospheric Gas Burner Boiler - Small and/or Wall Hung for Domestic Installation | Town MT | 1 | Medium | B | 4 | 2028 | 5 | 3 | 3.2 | 31345 | 14242
Roller Shutters | External Manual Roller Shutter | Town EK | 1 | High | B | 1 | 2025 | 5 | 2 | 2.7 | 17740 | 5093
Local Hot Water | Instantaneous Electric Water Heater - Non-Drinking Water | Town MW | 1 | Medium | B | 3 | 2027 | 5 | 3 | 3.2 | 31346 | 13688
Roller Shutters | External Manual Roller Shutter | Town H | 1 | High | B | 1 | 2025 | 5 | 2 | 2.7 | 17741 | 5094
Heat Emitters | Electric Overdoor Air Curtain/Heater | Town LX | 1 | Medium | B | 1 | 2025 | 5 | 3 | 3.2 | 31347 | 11217
Local and Special Ventilation | Fan - General Ventilation | Town MO | 1 | Medium | B | 1 | 2025 | 5 | 3 | 3.2 | 31348 | 11218
Roller Shutters | External Window Shutters - Electric | Town EK | 1 | Medium | CX | 1 | 2025 | 2 | 3 | 2.3 | 10354 | 2265
Heat Emitters | Gas Fired Unit Heaters | Town MY | 1 | Medium | B | 4 | 2028 | 5 | 3 | 3.2 | 31349 | 14243
Local and Special Ventilation | Fan - General Ventilation | Town MX | 1 | Medium | B | 1 | 2025 | 5 | 3 | 3.2 | 31350 | 11219
Roller Shutters | External Manual Roller Shutter | Town NB | 1 | High | B | 1 | 2025 | 5 | 2 | 2.7 | 17742 | 5095
Emergency Lighting | Self Contained - LED | Town MX | 2 | Urgent | B | 21 | 2045 | 5 | 1 | 2.2 | 9329 | 32453
Heat Emitters | Electric Heaters | Town MW | 1 | Medium | B | 1 | 2025 | 5 | 3 | 3.2 | 31351 | 11220
Fire Safety Systems | Fire Extinguishers - Foam | Town DN | 2 | Urgent | B | 6 | 2030 | 5 | 1 | 2.2 | 9330 | 17171
Fire Safety Systems | Fire Extinguishers - Foam | Town MW | 1 | Urgent | B | 8 | 2032 | 5 | 1 | 2.2 | 9331 | 20604
Fire Safety Systems | Fire Extinguishers - CO2 | Town MP | 2 | Urgent | B | 8 | 2032 | 5 | 1 | 2.2 | 9332 | 20605
General Lighting | General - LED fittings & Luminaires | Town MV | 4 | Medium | B | 5 | 2029 | 5 | 3 | 3.2 | 31352 | 15501
LV Distribution | Sub Distribution Board | Town MY | 1 | High | D | 6 | 2030 | 3 | 2 | 2.1 | 1347 | 15737
LV Distribution | Sub Distribution Board | Town EK | 1 | High | B | 1 | 2025 | 5 | 2 | 2.7 | 17743 | 5096
LV Distribution | Main Distribution Board | Town MP | 1 | High | B | 6 | 2030 | 5 | 2 | 2.7 | 17744 | 17882
External Doors | Entrance Doors | Town JC | 1 | High | B | 1 | 2025 | 5 | 2 | 2.7 | 17745 | 5097
Access Control | Gate Access - Local Lock / Keypad / Manual (External) | Town MO | 1 | Medium | B | 1 | 2025 | 5 | 3 | 3.2 | 31353 | 11221
Access Control | Door Lock / Keypad / Manual | Town DN | 1 | Medium | B | 5 | 2029 | 5 | 3 | 3.2 | 31354 | 15502
Fire Safety Systems | Fire Extinguishers - CO2 | Town EK | 1 | Urgent | B | 2 | 2026 | 5 | 1 | 2.2 | 9333 | 12799
Roller Shutters | External Manual Roller Shutter | Town MX | 1 | High | D | 1 | 2025 | 3 | 2 | 2.1 | 1348 | 904
Local and Special Ventilation | Fan - Extract | Town JC | 1 | Medium | B | 1 | 2025 | 5 | 3 | 3.2 | 31355 | 11222
Emergency Lighting | Illuminated Fire Exit Signage | Town DN | 4 | Urgent | B | 17 | 2041 | 5 | 1 | 2.2 | 9334 | 30242
General Lighting | General - LED fittings & Luminaires | Town JC | 9 | Medium | B | 16 | 2040 | 5 | 3 | 3.2 | 31356 | 29865
Local Hot Water | Instantaneous Electric Water Heater - Non-Drinking Water | Town JC | 1 | Medium | B | 11 | 2035 | 5 | 3 | 3.2 | 31357 | 25639
Fire Safety Systems | Manual and Automatic Doors - Emergency and Panic Escape Doors | Town MX | 1 | Urgent | D | 1 | 2025 | 3 | 1 | 1.6 | 470 | 384
Security Systems | Manual and Automatic Doors - High Security Door | Town JC | 1 | High | B | 21 | 2045 | 5 | 2 | 2.7 | 17746 | 32758
General Lighting | General - LED fittings & Luminaires | Town H | 36 | Medium | B | 10 | 2034 | 5 | 3 | 3.2 | 31358 | 23140
Emergency Lighting | Self Contained - LED | Town DN | 6 | Urgent | B | 22 | 2046 | 5 | 1 | 2.2 | 9335 | 32996
Emergency Lighting | Illuminated Fire Exit Signage | Town EK | 3 | Urgent | B | 1 | 2025 | 5 | 1 | 2.2 | 9336 | 1924
Emergency Lighting | Self Contained - LED | Town MO | 2 | Urgent | B | 22 | 2046 | 5 | 1 | 2.2 | 9337 | 32997
Heat Emitters | Electric Heaters | Town MQ | 2 | Medium | B | 4 | 2028 | 5 | 3 | 3.2 | 31359 | 14244
Heat Emitters | Radiators - Steel | Town JC | 3 | Medium | B | 6 | 2030 | 5 | 3 | 3.2 | 31360 | 19024
Local Hot Water | Instantaneous Electric Water Heater - Non-Drinking Water | Town EK | 1 | Medium | B | 13 | 2037 | 5 | 3 | 3.2 | 31361 | 27257
Central Ventilation Systems | Fan - General Ventilation | Town DN | 1 | Low | B | 1 | 2025 | 5 | 4 | 3.7 | 33559 | 12368
LV Distribution | Sub Distribution Board | Town MZ | 1 | High | B | 1 | 2025 | 5 | 2 | 2.7 | 17747 | 5098
External Doors | Manual and Automatic Doors - Auto / Powered Sliding Doors | Town MV | 1 | High | B | 20 | 2044 | 5 | 2 | 2.7 | 17748 | 31658
Local and Special Ventilation | Fan - Extract | Town MU | 1 | Medium | B | 1 | 2025 | 5 | 3 | 3.2 | 31362 | 11223
Emergency Lighting | Self Contained - Non LED | Town EK | 8 | Urgent | B | 1 | 2025 | 5 | 1 | 2.2 | 9338 | 1925
Emergency Lighting | Self Contained - LED | Town EK | 6 | Urgent | B | 17 | 2041 | 5 | 1 | 2.2 | 9339 | 30243
Fire Safety Systems | Fire Extinguishers - Foam | Town MV | 3 | Urgent | B | 6 | 2030 | 5 | 1 | 2.2 | 9340 | 17172
Emergency Lighting | Self Contained - LED | Town JC | 9 | Urgent | B | 21 | 2045 | 5 | 1 | 2.2 | 9341 | 32454
General Lighting | General - LED fittings & Luminaires | Town H | 5 | Medium | B | 1 | 2025 | 5 | 3 | 3.2 | 31363 | 11224
Fire Safety Systems | Fire Extinguishers - CO2 | Town MZ | 3 | Urgent | B | 7 | 2031 | 5 | 1 | 2.2 | 9342 | 19501
Roller Shutters | External Manual Roller Shutter | Town MS | 1 | High | B | 1 | 2025 | 5 | 2 | 2.7 | 17749 | 5099
General Lighting | General - LED fittings & Luminaires | Town JC | 104 | Medium | B | 16 | 2040 | 5 | 3 | 3.2 | 31364 | 29866
Emergency Lighting | Self Contained - Non LED | Town MQ | 8 | Urgent | B | 6 | 2030 | 5 | 1 | 2.2 | 9343 | 17173
Fire Safety Systems | Fire Extinguishers - CO2 | Town DN | 1 | Urgent | B | 7 | 2031 | 5 | 1 | 2.2 | 9344 | 19502
Fire Safety Systems | Fire Extinguishers - CO2 | Town EK | 4 | Urgent | B | 2 | 2026 | 5 | 1 | 2.2 | 9345 | 12800
Air Conditioning | Single-Split Evaporator - Split Systems/Heat Pumps - Air-cooled with Direct Expansion Evaporator (DX) | Town JC | 1 | Medium | B | 1 | 2025 | 5 | 3 | 3.2 | 31365 | 11225
LV Distribution | Sub Distribution Board | Town MR | 1 | High | B | 1 | 2025 | 5 | 2 | 2.7 | 17750 | 5100
Local and Special Ventilation | Fan - Extract | Town NC | 1 | Medium | B | 1 | 2025 | 5 | 3 | 3.2 | 31366 | 11226
Central Cooling | Fan - Axial | Town MQ | 1 | Medium | B | 1 | 2025 | 5 | 3 | 3.2 | 31367 | 11227
BMS | BMS Control Panel | Town JC | 1 | High | B | 6 | 2030 | 5 | 2 | 2.7 | 17751 | 17883
External Lighting | General - Non LED | Town MZ | 3 | Medium | B | 1 | 2025 | 5 | 3 | 3.2 | 31368 | 11228
Fire Safety Systems | Fire Extinguishers - Foam | Town MO | 5 | Urgent | B | 8 | 2032 | 5 | 1 | 2.2 | 9346 | 20606
Heat Emitters | Electric Overdoor Air Curtain/Heater | Town LX | 1 | Medium | B | 1 | 2025 | 5 | 3 | 3.2 | 31369 | 11229
Roller Shutters | Internal Automatic Roller Shutter | Town MV | 1 | High | B | 10 | 2034 | 5 | 2 | 2.7 | 17752 | 22498
LV Distribution | Sub Distribution Board | Town MO | 1 | High | C | 1 | 2025 | 4 | 2 | 2.4 | 10767 | 2535
Heat Emitters | Gas Fired Unit Heaters | Town MX | 1 | Medium | B | 10 | 2034 | 5 | 3 | 3.2 | 31370 | 23141
Fire Safety Systems | Fire Alarm System | Town MQ | 1 | Urgent | B | 11 | 2035 | 5 | 1 | 2.2 | 9347 | 23987
Roller Shutters | External Electric Roller Shutter | Town JC | 1 | High | B | 1 | 2025 | 5 | 2 | 2.7 | 17753 | 5101
Air Conditioning | Multi-Split Condenser - Split Systems/Heat Pumps - Air-cooled with Direct Expansion Evaporator (DX) | Town DN | 1 | Medium | B | 5 | 2029 | 5 | 3 | 3.2 | 31371 | 15503
Fire Safety Systems | Manual and Automatic Doors - Emergency and Panic Escape Doors | Town MN | 1 | Urgent | B | 21 | 2045 | 5 | 1 | 2.2 | 9348 | 32455
External Doors | Entrance Doors | Town JC | 1 | High | B | 11 | 2035 | 5 | 2 | 2.7 | 17754 | 24804
Local Hot Water | Package Electric Water Heaters - Non-Drinking Water | Town MY | 1 | Medium | B | 6 | 2030 | 5 | 3 | 3.2 | 31372 | 19025
Local and Special Ventilation | Fan - Extract | Town JC | 1 | Medium | B | 1 | 2025 | 5 | 3 | 3.2 | 31373 | 11230
Emergency Lighting | Illuminated Fire Exit Signage | Town MX | 2 | Urgent | B | 14 | 2038 | 5 | 1 | 2.2 | 9349 | 27396
Emergency Lighting | Illuminated Fire Exit Signage | Town MS | 2 | Urgent | B | 16 | 2040 | 5 | 1 | 2.2 | 9350 | 29034
Air Conditioning | Multi-Split Evaporator - Split Systems/Heat Pumps - Air-cooled with Direct Expansion Evaporator (DX) | Town MV | 1 | Medium | B | 8 | 2032 | 5 | 3 | 3.2 | 31374 | 21144
Central Ventilation Systems | Fan - General Ventilation | Town JC | 1 | Low | B | 1 | 2025 | 5 | 4 | 3.7 | 33560 | 12369
General Lighting | General - LED fittings & Luminaires | Town MR | 5 | Medium | B | 15 | 2039 | 5 | 3 | 3.2 | 31375 | 28540
Roller Shutters | Internal Electric Roller Shutter | Town EK | 1 | Medium | B | 1 | 2025 | 5 | 3 | 3.2 | 31376 | 11231
Local and Special Ventilation | Fan - Extract | Town JC | 1 | Medium | B | 1 | 2025 | 5 | 3 | 3.2 | 31377 | 11232
Emergency Lighting | Illuminated Fire Exit Signage | Town H | 1 | Urgent | B | 10 | 2034 | 5 | 1 | 2.2 | 9351 | 22169
Fire Safety Systems | Manual and Automatic Doors - Emergency and Panic Escape Doors | Town EK | 1 | Urgent | B | 31 | 2055 | 5 | 1 | 2.2 | 9352 | 33778
Emergency Lighting | Illuminated Fire Exit Signage | Town NC | 1 | Urgent | B | 16 | 2040 | 5 | 1 | 2.2 | 9353 | 29035
Roller Shutters | External Window Shutters - Electric | Town EK | 1 | Medium | B | 1 | 2025 | 5 | 3 | 3.2 | 31378 | 11233
Central Cooling | Fan - Axial | Town MQ | 1 | Medium | B | 1 | 2025 | 5 | 3 | 3.2 | 31379 | 11234
General Lighting | General - LED fittings & Luminaires | Town JC | 8 | Medium | B | 6 | 2030 | 5 | 3 | 3.2 | 31380 | 19026
Access Control | Gate Access - Local Lock / Keypad / Manual (External) | Town EK | 1 | Medium | B | 1 | 2025 | 5 | 3 | 3.2 | 31381 | 11235
Heat Emitters | Electric Heaters | Town MW | 1 | Medium | B | 1 | 2025 | 5 | 3 | 3.2 | 31382 | 11236
Heat Emitters | Radiators - Steel | Town MT | 1 | Medium | B | 14 | 2038 | 5 | 3 | 3.2 | 31383 | 27640
External Doors | Entrance Doors | Town EK | 1 | High | B | 11 | 2035 | 5 | 2 | 2.7 | 17755 | 24805
Roller Shutters | Internal Automatic Roller Shutter | Town MQ | 1 | High | B | 16 | 2040 | 5 | 2 | 2.7 | 17756 | 29263
Emergency Lighting | Self Contained - LED | Town MX | 6 | Urgent | B | 21 | 2045 | 5 | 1 | 2.2 | 9354 | 32456
Roller Shutters | External Electric Roller Shutter | Town GB | 1 | High | B | 1 | 2025 | 5 | 2 | 2.7 | 17757 | 5102
LV Distribution | Sub Distribution Board | Town NP | 1 | High | D | 18 | 2042 | 3 | 2 | 2.1 | 1349 | 30605
LV Distribution | Main Distribution Board | Town O | 1 | High | B | 6 | 2030 | 5 | 2 | 2.7 | 17758 | 17884
Local and Special Ventilation | Unit extract fans | Town GB | 1 | Medium | B | 7 | 2031 | 5 | 3 | 3.2 | 31384 | 20176
Heat Emitters | Gas Radiant Tube Heaters | Town NH | 1 | Medium | B | 3 | 2027 | 5 | 3 | 3.2 | 31385 | 13689
Local and Special Ventilation | Fan - Axial | Town NP | 1 | Medium | B | 1 | 2025 | 5 | 3 | 3.2 | 31386 | 11237
Local and Special Ventilation | Fan - Window / Wall Mounted | Town NP | 1 | Medium | B | 4 | 2028 | 5 | 3 | 3.2 | 31387 | 14245
Roller Shutters | External Electric Roller Shutter | Town NE | 1 | High | B | 5 | 2029 | 5 | 2 | 2.7 | 17759 | 14750
General Lighting | General - LED fittings & Luminaires | Town ND | 2 | Medium | B | 16 | 2040 | 5 | 3 | 3.2 | 31388 | 29867
Fire Safety Systems | Fire Extinguishers - Foam | Town MU | 4 | Urgent | B | 6 | 2030 | 5 | 1 | 2.2 | 9355 | 17174
Fire Safety Systems | Fire Extinguishers - Foam | Town NJ | 1 | Urgent | B | 8 | 2032 | 5 | 1 | 2.2 | 9356 | 20607
Fire Safety Systems | Fire Extinguishers - CO2 | Town NR | 4 | Urgent | B | 6 | 2030 | 5 | 1 | 2.2 | 9357 | 17175
AHU - Internal | Central Heating & Cooling - Electric & DX | Town FA | 1 | Medium | B | 6 | 2030 | 5 | 3 | 3.2 | 31389 | 19027
Emergency Lighting | Illuminated Fire Exit Signage | Town NE | 2 | Urgent | B | 1 | 2025 | 5 | 1 | 2.2 | 9358 | 1926
Emergency Lighting | Illuminated Fire Exit Signage | Town NM | 2 | Urgent | B | 1 | 2025 | 5 | 1 | 2.2 | 9359 | 1927
Fire Safety Systems | Fire Extinguishers - Foam | Town ND | 1 | Urgent | B | 6 | 2030 | 5 | 1 | 2.2 | 9360 | 17176
Emergency Lighting | Self Contained - LED | Town NE | 1 | Urgent | B | 16 | 2040 | 5 | 1 | 2.2 | 9361 | 29036
Air Conditioning | Single-Split Condenser - Split Systems/Heat Pumps - Air-cooled with Direct Expansion Evaporator (DX) | Town NP | 1 | Medium | B | 4 | 2028 | 5 | 3 | 3.2 | 31390 | 14246
Local and Special Ventilation | Fan - Extract | Town NK | 1 | Medium | B | 1 | 2025 | 5 | 3 | 3.2 | 31391 | 11238
Heat Emitters | Radiators - Steel | Town NH | 4 | Medium | B | 5 | 2029 | 5 | 3 | 3.2 | 31392 | 15504
Specialist Lighting | Illuminated External Signs | Town NK | 1 | Medium | B | 1 | 2025 | 5 | 3 | 3.2 | 31393 | 11239
Fire Safety Systems | Fire Extinguishers - Foam | Town ND | 4 | Urgent | B | 6 | 2030 | 5 | 1 | 2.2 | 9362 | 17177
Heat Emitters | Gas Fired Unit Heaters | Town NJ | 1 | Medium | B | 6 | 2030 | 5 | 3 | 3.2 | 31394 | 19028
LV Distribution | Sub Distribution Board | Town O | 1 | High | B | 6 | 2030 | 5 | 2 | 2.7 | 17760 | 17885
Heat Emitters | Electric Overdoor Air Curtain/Heater | Town NF | 1 | Medium | B | 11 | 2035 | 5 | 3 | 3.2 | 31395 | 25640
Roller Shutters | External Manual Roller Shutter | Town O | 1 | High | B | 1 | 2025 | 5 | 2 | 2.7 | 17761 | 5103
Emergency Lighting | Self Contained - LED | Town GB | 6 | Urgent | D | 15 | 2039 | 3 | 1 | 1.6 | 471 | 27716
Fire Safety Systems | Manual and Automatic Doors - Emergency and Panic Escape Doors | Town NE | 1 | Urgent | B | 1 | 2025 | 5 | 1 | 2.2 | 9363 | 1928
Roller Shutters | External Manual Roller Shutter | Town NI | 1 | High | B | 1 | 2025 | 5 | 2 | 2.7 | 17762 | 5104
Fire Safety Systems | Manual and Automatic Doors - Emergency and Panic Escape Doors | Town ND | 1 | Urgent | B | 15 | 2039 | 5 | 1 | 2.2 | 9364 | 28020
Heat Emitters | Electric Heaters | Town NL | 3 | Medium | B | 1 | 2025 | 5 | 3 | 3.2 | 31396 | 11240
Heat Emitters | Electric Overdoor Air Curtain/Heater | Town NQ | 1 | Medium | B | 12 | 2036 | 5 | 3 | 3.2 | 31397 | 26761
LV Distribution | Sub Distribution Board | Town NP | 1 | High | B | 10 | 2034 | 5 | 2 | 2.7 | 17763 | 22499
Emergency Lighting | Self Contained - LED | Town NJ | 5 | Urgent | B | 21 | 2045 | 5 | 1 | 2.2 | 9365 | 32457
Roller Shutters | External Manual Roller Shutter | Town NI | 1 | High | B | 1 | 2025 | 5 | 2 | 2.7 | 17764 | 5105
Emergency Lighting | Illuminated Fire Exit Signage | Town NR | 2 | Urgent | B | 16 | 2040 | 5 | 1 | 2.2 | 9366 | 29037
General Lighting | General - LED fittings & Luminaires | Town BI | 35 | Medium | B | 1 | 2025 | 5 | 3 | 3.2 | 31398 | 11241
Fire Safety Systems | Fire Extinguishers - CO2 | Town NO | 3 | Urgent | B | 7 | 2031 | 5 | 1 | 2.2 | 9367 | 19503
Local and Special Ventilation | Fan - Window / Wall Mounted | Town NJ | 1 | Medium | B | 11 | 2035 | 5 | 3 | 3.2 | 31399 | 25641
Fire Safety Systems | Fire Alarm Panel / Repeater | Town NE | 1 | Urgent | B | 1 | 2025 | 5 | 1 | 2.2 | 9368 | 1929
Local and Special Ventilation | Fan - Axial | Town NP | 1 | Medium | CX | 1 | 2025 | 2 | 3 | 2.3 | 10355 | 2266
Security Systems | Manual and Automatic Doors - High Security Door | Town NK | 1 | High | B | 6 | 2030 | 5 | 2 | 2.7 | 17765 | 17886
Roller Shutters | Internal Electric Roller Shutter | Town NM | 1 | Medium | B | 22 | 2046 | 5 | 3 | 3.2 | 31400 | 33053
Fire Safety Systems | Fire Alarm System | Town NN | 1 | Urgent | B | 13 | 2037 | 5 | 1 | 2.2 | 9369 | 26900
LV Distribution | Sub Distribution Board | Town FA | 1 | High | D | 6 | 2030 | 3 | 2 | 2.1 | 1350 | 15738
External Doors | Entrance Doors | Town NM | 1 | High | B | 1 | 2025 | 5 | 2 | 2.7 | 17766 | 5106
Emergency Lighting | Self Contained - LED | Town NJ | 6 | Urgent | B | 21 | 2045 | 5 | 1 | 2.2 | 9370 | 32458
Fire Safety Systems | Fire Extinguishers - Foam | Town BI | 2 | Urgent | B | 6 | 2030 | 5 | 1 | 2.2 | 9371 | 17178
LV Distribution | Sub Distribution Board | Town NH | 1 | High | A | 18 | 2042 | 6 | 2 | 3 | 19632 | 30917
Local and Special Ventilation | Fan - Window / Wall Mounted | Town IZ | 1 | Medium | B | 8 | 2032 | 5 | 3 | 3.2 | 31401 | 21145
Barriers & Guardrails | Vehicle Crash Protection Barrier | Town NE | 1 | V Low | B | 1 | 2025 | 5 | 4 | 3.7 | 33561 | 12370
Fire Safety Systems | Manual and Automatic Doors - Emergency and Panic Escape Doors | Town NI | 1 | Urgent | B | 6 | 2030 | 5 | 1 | 2.2 | 9372 | 17179
Barriers & Guardrails | Vehicle Crash Protection Barrier | Town NJ | 18 | V Low | B | 1 | 2025 | 5 | 4 | 3.7 | 33562 | 12371
External Doors | Entrance Doors | Town NL | 1 | High | B | 1 | 2025 | 5 | 2 | 2.7 | 17767 | 5107
Barriers & Guardrails | Vehicle Crash Protection Barrier | Town NJ | 18 | V Low | B | 1 | 2025 | 5 | 4 | 3.7 | 33563 | 12372
Foul Drainage | Sump Pumps-Extended Shaft | Town NS | 1 | High | B | 6 | 2030 | 5 | 2 | 2.7 | 17768 | 17887
Roller Shutters | Internal Electric Roller Shutter | Town NK | 1 | Medium | B | 1 | 2025 | 5 | 3 | 3.2 | 31402 | 11242
Roller Shutters | Internal Electric Roller Shutter | Town NR | 1 | Medium | B | 1 | 2025 | 5 | 3 | 3.2 | 31403 | 11243
Roller Shutters | External Electric Roller Shutter | Town IZ | 1 | High | B | 7 | 2031 | 5 | 2 | 2.7 | 17769 | 19706
Access Control | Gate Access - Local Lock / Keypad / Manual (External) | Town NE | 1 | Medium | B | 1 | 2025 | 5 | 3 | 3.2 | 31404 | 11244
Emergency Lighting | Self Contained - Non LED | Town NI | 2 | Urgent | B | 15 | 2039 | 5 | 1 | 2.2 | 9373 | 28021
Fire Safety Systems | Fire Extinguishers - Water | Town ND | 1 | Urgent | B | 6 | 2030 | 5 | 1 | 2.2 | 9374 | 17180
External Lighting | General - LED | Town NE | 6 | Medium | B | 11 | 2035 | 5 | 3 | 3.2 | 31405 | 25642
Central Ventilation Systems | Fan - General Ventilation | Town NH | 1 | Low | B | 1 | 2025 | 5 | 4 | 3.7 | 33564 | 12373
Local and Special Ventilation | Fan - Axial | Town NJ | 1 | Medium | B | 1 | 2025 | 5 | 3 | 3.2 | 31406 | 11245
Fire Safety Systems | Manual and Automatic Doors - Emergency and Panic Escape Doors | Town NI | 1 | Urgent | B | 6 | 2030 | 5 | 1 | 2.2 | 9375 | 17181
Local and Special Ventilation | Fan - Extract | Town ND | 1 | Medium | B | 1 | 2025 | 5 | 3 | 3.2 | 31407 | 11246
Fire Safety Systems | Fire Extinguishers - CO2 | Town IZ | 4 | Urgent | B | 5 | 2029 | 5 | 1 | 2.2 | 9376 | 14505
Air Conditioning | Single-Split Condenser - Split Systems/Heat Pumps - Air-cooled with Direct Expansion Evaporator (DX) | Town NE | 1 | Medium | B | 8 | 2032 | 5 | 3 | 3.2 | 31408 | 21146
LV Distribution | Sub Distribution Board | Town NE | 1 | High | B | 19 | 2043 | 5 | 2 | 2.7 | 17770 | 31266
Local and Special Ventilation | Fan - Extract | Town BI | 1 | Medium | B | 1 | 2025 | 5 | 3 | 3.2 | 31409 | 11247
Emergency Lighting | Self Contained - Non LED | Town NO | 1 | Urgent | D | 1 | 2025 | 3 | 1 | 1.6 | 472 | 385
Fire Safety Systems | Fire Extinguishers - Foam | Town NE | 4 | Urgent | B | 7 | 2031 | 5 | 1 | 2.2 | 9377 | 19504
Emergency Lighting | Illuminated Fire Exit Signage | Town GB | 5 | Urgent | D | 10 | 2034 | 3 | 1 | 1.6 | 473 | 21944
General Lighting | General - LED fittings & Luminaires | Town NS | 44 | Medium | B | 17 | 2041 | 5 | 3 | 3.2 | 31410 | 30577
Hot Water Distribution | Hot water cylinders | Town ND | 1 | High | B | 1 | 2025 | 5 | 2 | 2.7 | 17771 | 5108
Fire Safety Systems | Fire Extinguishers - CO2 | Town O | 4 | Urgent | B | 6 | 2030 | 5 | 1 | 2.2 | 9378 | 17182
Heat Emitters | Gas Fired Unit Heaters | Town GB | 1 | Medium | B | 1 | 2025 | 5 | 3 | 3.2 | 31411 | 11248
External Doors | Manual and Automatic Doors - Auto / Powered Sliding Doors | Town FA | 1 | High | B | 21 | 2045 | 5 | 2 | 2.7 | 17772 | 32759
Barriers & Guardrails | Vehicle Crash Protection Barrier | Town NE | 1 | V Low | B | 1 | 2025 | 5 | 4 | 3.7 | 33565 | 12374
Heat Emitters | Electric Overdoor Air Curtain/Heater | Town NN | 1 | Medium | B | 13 | 2037 | 5 | 3 | 3.2 | 31412 | 27258
Roller Shutters | External Electric Roller Shutter | Town NQ | 1 | High | B | 1 | 2025 | 5 | 2 | 2.7 | 17773 | 5109
Fire Safety Systems | Fire Extinguishers - Foam | Town GB | 1 | Urgent | B | 8 | 2032 | 5 | 1 | 2.2 | 9379 | 20608
LV Distribution | Sub Distribution Board | Town NO | 1 | High | B | 13 | 2037 | 5 | 2 | 2.7 | 17774 | 27038
Local Hot Water | Package Electric Water Heaters - Non-Drinking Water | Town IZ | 1 | Medium | B | 8 | 2032 | 5 | 3 | 3.2 | 31413 | 21147
Fire Safety Systems | Manual and Automatic Doors - Emergency and Panic Escape Doors | Town NN | 1 | Urgent | B | 20 | 2044 | 5 | 1 | 2.2 | 9380 | 31560
Heat Emitters | Gas Fired Natural and Fan Assisted Heaters | Town NN | 1 | Medium | B | 8 | 2032 | 5 | 3 | 3.2 | 31414 | 21148
Local Hot Water | Package Electric Water Heaters - Non-Drinking Water | Town MU | 1 | Medium | B | 4 | 2028 | 5 | 3 | 3.2 | 31415 | 14247
Local and Special Ventilation | Fan - Window / Wall Mounted | Town IZ | 1 | Medium | DX | 1 | 2025 | 1 | 3 | 2 | 992 | 687
External Doors | Entrance Doors | Town NM | 1 | High | B | 32 | 2056 | 5 | 2 | 2.7 | 17775 | 33836
Heat Emitters | Electric Heaters | Town NE | 2 | Medium | CX | 1 | 2025 | 2 | 3 | 2.3 | 10356 | 2267
Fire Safety Systems | Fire Extinguishers - CO2 | Town NS | 4 | Urgent | B | 6 | 2030 | 5 | 1 | 2.2 | 9381 | 17183
Fire Safety Systems | Fire Extinguishers - Foam | Town NK | 9 | Urgent | B | 7 | 2031 | 5 | 1 | 2.2 | 9382 | 19505
Air Conditioning | Single-Split Condenser - Split Systems/Heat Pumps - Air-cooled with Direct Expansion Evaporator (DX) | Town NR | 1 | Medium | B | 1 | 2025 | 5 | 3 | 3.2 | 31416 | 11249
LV Distribution | Sub Distribution Board | Town NJ | 1 | High | B | 1 | 2025 | 5 | 2 | 2.7 | 17776 | 5110
Barriers & Guardrails | Vehicle Crash Protection Barrier | Town NE | 1 | V Low | B | 1 | 2025 | 5 | 4 | 3.7 | 33566 | 12375
Heat Emitters | Gas Fired Unit Heaters | Town NR | 1 | Medium | B | 1 | 2025 | 5 | 3 | 3.2 | 31417 | 11250
Roller Shutters | External Manual Roller Shutter | Town NT | 1 | High | B | 1 | 2025 | 5 | 2 | 2.7 | 17777 | 5111
Fire Safety Systems | Fire Extinguishers - Foam | Town NI | 7 | Urgent | B | 10 | 2034 | 5 | 1 | 2.2 | 9383 | 22170
LV Distribution | Sub Distribution Board | Town NE | 1 | High | B | 18 | 2042 | 5 | 2 | 2.7 | 17778 | 30885
Local Hot Water | Instantaneous Electric Water Heater - Non-Drinking Water | Town NO | 1 | Medium | B | 7 | 2031 | 5 | 3 | 3.2 | 31418 | 20177
AHU - Internal | Central Heating & Cooling - Electric & DX | Town NZ | 1 | Medium | B | 1 | 2025 | 5 | 3 | 3.2 | 31419 | 11251
LV Distribution | Sub Distribution Board | Town NW | 1 | High | B | 1 | 2025 | 5 | 2 | 2.7 | 17779 | 5112
LV Distribution | Main Distribution Board | Town EJ | 1 | High | B | 10 | 2034 | 5 | 2 | 2.7 | 17780 | 22500
Air Conditioning | Single-Split Condenser - Split Systems/Heat Pumps - Air-cooled with Direct Expansion Evaporator (DX) | Town NZ | 1 | Medium | B | 6 | 2030 | 5 | 3 | 3.2 | 31420 | 19029
Local Hot Water | Instantaneous Electric Water Heater - Non-Drinking Water | Town NU | 1 | Medium | B | 10 | 2034 | 5 | 3 | 3.2 | 31421 | 23142
Roller Shutters | External Manual Roller Shutter | Town NW | 1 | High | B | 15 | 2039 | 5 | 2 | 2.7 | 17781 | 28311
Fire Safety Systems | Fire Extinguishers - Powder | Town NX | 3 | Urgent | B | 6 | 2030 | 5 | 1 | 2.2 | 9384 | 17184
Fire Safety Systems | Fire Extinguishers - Foam | Town NX | 1 | Urgent | B | 6 | 2030 | 5 | 1 | 2.2 | 9385 | 17185
LV Distribution | Sub Distribution Board | Town NY | 1 | High | B | 14 | 2038 | 5 | 2 | 2.7 | 17782 | 27500
Central Heating | Fan - Axial | Town NW | 1 | High | B | 5 | 2029 | 5 | 2 | 2.7 | 17783 | 14751
General Lighting | General - LED fittings & Luminaires | Town NZ | 71 | Medium | B | 17 | 2041 | 5 | 3 | 3.2 | 31422 | 30578
Local and Special Ventilation | Unit extract fans | Town NU | 1 | Medium | D | 1 | 2025 | 3 | 3 | 2.6 | 11255 | 2721
Multi-System Controls | Control Panel - Electrical Services (excluding Electrical Controllers and Pneumatic Relays) | Town NZ | 1 | Medium | B | 1 | 2025 | 5 | 3 | 3.2 | 31423 | 11252
Fire Safety Systems | Manual and Automatic Doors - Emergency and Panic Escape Doors | Town NW | 1 | Urgent | B | 25 | 2049 | 5 | 1 | 2.2 | 9386 | 33344
External Lighting | General - LED | Town EX | 4 | Medium | B | 11 | 2035 | 5 | 3 | 3.2 | 31424 | 25643
Fire Safety Systems | Fire Extinguishers - Foam | Town EX | 5 | Urgent | B | 6 | 2030 | 5 | 1 | 2.2 | 9387 | 17186
General Lighting | General - LED fittings & Luminaires | Town NW | 54 | Medium | B | 10 | 2034 | 5 | 3 | 3.2 | 31425 | 23143
General Lighting | General - LED fittings & Luminaires | Town NU | 33 | Medium | B | 10 | 2034 | 5 | 3 | 3.2 | 31426 | 23144
Fire Safety Systems | Fire Extinguishers - Water | Town EJ | 2 | Urgent | B | 6 | 2030 | 5 | 1 | 2.2 | 9388 | 17187
External Lighting | General - LED | Town NX | 1 | Medium | B | 11 | 2035 | 5 | 3 | 3.2 | 31427 | 25644
Fire Safety Systems | Fire Extinguishers - Powder | Town NW | 1 | Urgent | B | 9 | 2033 | 5 | 1 | 2.2 | 9389 | 21490
LV Distribution | Sub Distribution Board | Town NU | 1 | High | B | 14 | 2038 | 5 | 2 | 2.7 | 17784 | 27501
LV Distribution | Sub Distribution Board | Town NX | 1 | High | B | 1 | 2025 | 5 | 2 | 2.7 | 17785 | 5113
Heat Emitters | Gas Fired Natural and Fan Assisted Heaters | Town NY | 1 | Medium | B | 1 | 2025 | 5 | 3 | 3.2 | 31428 | 11253
Local Hot Water | Package Electric Water Heaters - Non-Drinking Water | Town EJ | 1 | Medium | CX | 8 | 2032 | 2 | 3 | 2.3 | 10357 | 20642
Access Control | Door Lock / Keypad / Manual | Town NU | 3 | Medium | B | 5 | 2029 | 5 | 3 | 3.2 | 31429 | 15505
General Lighting | General - LED fittings & Luminaires | Town EX | 55 | Medium | B | 16 | 2040 | 5 | 3 | 3.2 | 31430 | 29868
Local Hot Water | Package Electric Water Heaters - Non-Drinking Water | Town NX | 1 | Medium | B | 1 | 2025 | 5 | 3 | 3.2 | 31431 | 11254
Roller Shutters | External Window Shutters - Manual | Town EX | 1 | Medium | B | 1 | 2025 | 5 | 3 | 3.2 | 31432 | 11255
General Lighting | General - LED fittings & Luminaires | Town NX | 53 | Medium | B | 16 | 2040 | 5 | 3 | 3.2 | 31433 | 29869
Fire Safety Systems | Fire Extinguishers - CO2 | Town NW | 6 | Urgent | A | 10 | 2034 | 6 | 1 | 2.5 | 10996 | 22234
Local Hot Water | Package Electric Water Heaters - Non-Drinking Water | Town EX | 1 | Medium | B | 1 | 2025 | 5 | 3 | 3.2 | 31434 | 11256
Heat Emitters | Electric Overdoor Air Curtain/Heater | Town NW | 1 | Medium | B | 5 | 2029 | 5 | 3 | 3.2 | 31435 | 15506
Fire Safety Systems | Fire Extinguishers - CO2 | Town NY | 1 | Urgent | B | 7 | 2031 | 5 | 1 | 2.2 | 9390 | 19506
Air Conditioning | Single-Split Evaporator - Split Systems/Heat Pumps - Air-cooled with Direct Expansion Evaporator (DX) | Town NZ | 1 | Medium | B | 5 | 2029 | 5 | 3 | 3.2 | 31436 | 15507
Roller Shutters | Internal Electric Roller Shutter | Town NX | 1 | Medium | B | 1 | 2025 | 5 | 3 | 3.2 | 31437 | 11257
External Doors | Entrance Doors | Town OA | 1 | High | B | 15 | 2039 | 5 | 2 | 2.7 | 17786 | 28312
Local and Special Ventilation | Fan - Extract | Town EX | 1 | Medium | B | 1 | 2025 | 5 | 3 | 3.2 | 31438 | 11258
Emergency Lighting | Self Contained - Non LED | Town NW | 1 | Urgent | B | 1 | 2025 | 5 | 1 | 2.2 | 9391 | 1930
LV Distribution | Main Distribution Board | Town NX | 1 | High | B | 1 | 2025 | 5 | 2 | 2.7 | 17787 | 5114
Roller Shutters | External Electric Roller Shutter | Town NX | 1 | High | B | 1 | 2025 | 5 | 2 | 2.7 | 17788 | 5115
Emergency Lighting | Illuminated Fire Exit Signage | Town NV | 7 | Urgent | B | 17 | 2041 | 5 | 1 | 2.2 | 9392 | 30244
Central Ventilation Systems | Fan - General Ventilation | Town OK | 1 | Low | B | 1 | 2025 | 5 | 4 | 3.7 | 33567 | 12376
Air Conditioning | Multi-Split Condenser - Split Systems/Heat Pumps - Air-cooled with Direct Expansion Evaporator (DX) | Town OF | 1 | Medium | CX | 1 | 2025 | 2 | 3 | 2.3 | 10358 | 2268
Local Hot Water | Package Electric Water Heaters - Non-Drinking Water | Town OM | 1 | Medium | B | 1 | 2025 | 5 | 3 | 3.2 | 31439 | 11259
LV Distribution | Main Distribution Board | Town AJ | 1 | High | B | 3 | 2027 | 5 | 2 | 2.7 | 17789 | 13398
Local and Special Ventilation | Fan - Kitchen Extract | Town OL | 1 | Low | B | 10 | 2034 | 5 | 4 | 3.7 | 33568 | 23229
Lifts | Passenger Lift Hydraulic - Electric | Town OF | 1 | Medium | B | 2 | 2026 | 5 | 3 | 3.2 | 31440 | 13209
Local and Special Ventilation | Fan - Kitchen Extract | Town OE | 1 | Low | B | 1 | 2025 | 5 | 4 | 3.7 | 33569 | 12377
Roller Shutters | External Electric Roller Shutter | Town OD | 1 | High | B | 5 | 2029 | 5 | 2 | 2.7 | 17790 | 14752
LV Distribution | Main Distribution Board | Town AJ | 1 | High | B | 3 | 2027 | 5 | 2 | 2.7 | 17791 | 13399
Boiler | Atmospheric Gas Burner Boiler - Small and/or Wall Hung for Domestic Installation | Town OH | 1 | Medium | A | 9 | 2033 | 6 | 3 | 3.5 | 32623 | 21935
Burner | Forced draft gas burner | Town OB | 1 | Medium | B | 1 | 2025 | 5 | 3 | 3.2 | 31441 | 11260
Roller Shutters | Internal Electric Roller Shutter | Town OE | 1 | Medium | B | 1 | 2025 | 5 | 3 | 3.2 | 31442 | 11261
Roller Shutters | External Electric Roller Shutter | Town FD | 1 | High | B | 3 | 2027 | 5 | 2 | 2.7 | 17792 | 13400
External Doors | Entrance Doors | Town FD | 1 | High | B | 21 | 2045 | 5 | 2 | 2.7 | 17793 | 32760
Fire Safety Systems | Manual and Automatic Doors - Emergency and Panic Escape Doors | Town FT | 1 | Urgent | B | 21 | 2045 | 5 | 1 | 2.2 | 9393 | 32459
Fire Safety Systems | Fire Extinguishers - Powder | Town OM | 2 | Urgent | B | 6 | 2030 | 5 | 1 | 2.2 | 9394 | 17188
Heat Emitters | Radiators - Steel | Town OG | 1 | Medium | B | 10 | 2034 | 5 | 3 | 3.2 | 31443 | 23145
LV Distribution | Sub Distribution Board | Town FL | 1 | High | B | 19 | 2043 | 5 | 2 | 2.7 | 17794 | 31267
External Doors | Entrance Doors | Town OI | 1 | High | B | 15 | 2039 | 5 | 2 | 2.7 | 17795 | 28313
Emergency Lighting | Illuminated Fire Exit Signage | Town OC | 4 | Urgent | B | 16 | 2040 | 5 | 1 | 2.2 | 9395 | 29038
Fire Safety Systems | Fire Extinguishers - Foam | Town OE | 2 | Urgent | B | 6 | 2030 | 5 | 1 | 2.2 | 9396 | 17189
LV Distribution | Sub Distribution Board | Town FT | 1 | High | B | 18 | 2042 | 5 | 2 | 2.7 | 17796 | 30886
Roller Shutters | External Manual Roller Shutter | Town OI | 1 | High | B | 1 | 2025 | 5 | 2 | 2.7 | 17797 | 5116
Emergency Lighting | Illuminated Fire Exit Signage | Town FD | 3 | Urgent | B | 16 | 2040 | 5 | 1 | 2.2 | 9397 | 29039
Emergency Lighting | Self Contained - Non LED | Town FD | 1 | Urgent | CX | 3 | 2027 | 2 | 1 | 1.3 | 361 | 13252
Heat Emitters | Radiators - Steel | Town OL | 3 | Medium | B | 5 | 2029 | 5 | 3 | 3.2 | 31444 | 15508
Fire Safety Systems | Fire Extinguishers - CO2 | Town OE | 2 | Urgent | B | 6 | 2030 | 5 | 1 | 2.2 | 9398 | 17190
LV Distribution | Main Distribution Board | Town KB | 1 | High | B | 10 | 2034 | 5 | 2 | 2.7 | 17798 | 22501
Multi-System Controls | Control Panel - Electrical Services (excluding Electrical Controllers and Pneumatic Relays) | Town FL | 1 | Medium | B | 5 | 2029 | 5 | 3 | 3.2 | 31445 | 15509
Local and Special Ventilation | Fan - Extract | Town OI | 1 | Medium | B | 1 | 2025 | 5 | 3 | 3.2 | 31446 | 11262
Emergency Lighting | Illuminated Fire Exit Signage | Town OM | 3 | Urgent | B | 16 | 2040 | 5 | 1 | 2.2 | 9399 | 29040
Access Control | Door Lock / Keypad / Manual | Town FD | 1 | Medium | B | 10 | 2034 | 5 | 3 | 3.2 | 31447 | 23146
Heat Emitters | Radiators - Steel | Town OC | 5 | Medium | B | 10 | 2034 | 5 | 3 | 3.2 | 31448 | 23147
LV Distribution | Sub Distribution Board | Town AJ | 1 | High | B | 3 | 2027 | 5 | 2 | 2.7 | 17799 | 13401
Fire Safety Systems | Manual and Automatic Doors - Emergency and Panic Escape Doors | Town OJ | 1 | Urgent | B | 20 | 2044 | 5 | 1 | 2.2 | 9400 | 31561
Access Control | Door Lock / Keypad / Manual | Town OL | 2 | Medium | B | 5 | 2029 | 5 | 3 | 3.2 | 31449 | 15510
Fire Safety Systems | Fire Extinguishers - Foam | Town OF | 2 | Urgent | B | 6 | 2030 | 5 | 1 | 2.2 | 9401 | 17191
Emergency Lighting | Illuminated Fire Exit Signage | Town OG | 3 | Urgent | A | 19 | 2043 | 6 | 1 | 2.5 | 10997 | 31132
General Lighting | General - LED fittings & Luminaires | Town OJ | 31 | Medium | B | 12 | 2036 | 5 | 3 | 3.2 | 31450 | 26762
Fire Safety Systems | Fire Extinguishers - CO2 | Town OO | 2 | Urgent | A | 10 | 2034 | 6 | 1 | 2.5 | 10998 | 22235
LV Distribution | Main Distribution Board | Town OG | 1 | High | B | 10 | 2034 | 5 | 2 | 2.7 | 17800 | 22502
Emergency Lighting | Illuminated Fire Exit Signage | Town AJ | 4 | Urgent | B | 16 | 2040 | 5 | 1 | 2.2 | 9402 | 29041
Emergency Lighting | Self Contained - LED | Town OC | 17 | Urgent | B | 22 | 2046 | 5 | 1 | 2.2 | 9403 | 32998
Central Heating & Cooling | Fan - Bifurcated | Town OC | 1 | Medium | B | 1 | 2025 | 5 | 3 | 3.2 | 31451 | 11263
Fire Safety Systems | Fire Extinguishers - Foam | Town OQ | 6 | Urgent | B | 7 | 2031 | 5 | 1 | 2.2 | 9404 | 19507
Heat Emitters | Gas Radiant Tube Heaters | Town OD | 1 | Medium | B | 1 | 2025 | 5 | 3 | 3.2 | 31452 | 11264
Local Hot Water | Package Electric Water Heaters - Non-Drinking Water | Town OI | 1 | Medium | B | 9 | 2033 | 5 | 3 | 3.2 | 31453 | 21895
Specialist Lighting | Illuminated External Signs | Town ON | 12 | Medium | B | 9 | 2033 | 5 | 3 | 3.2 | 31454 | 21896
LV Distribution | Main Distribution Board | Town FL | 1 | High | B | 10 | 2034 | 5 | 2 | 2.7 | 17801 | 22503
Local Hot Water | Instantaneous Electric Water Heater - Non-Drinking Water | Town OP | 1 | Medium | B | 1 | 2025 | 5 | 3 | 3.2 | 31455 | 11265
Lifts | Disabled Lift - Electric | Town FD | 1 | High | B | 1 | 2025 | 5 | 2 | 2.7 | 17802 | 5117
General Lighting | General - LED fittings & Luminaires | Town LL | 11 | Medium | B | 17 | 2041 | 5 | 3 | 3.2 | 31456 | 30579
General Lighting | General - LED fittings & Luminaires | Town OH | 97 | Medium | B | 10 | 2034 | 5 | 3 | 3.2 | 31457 | 23148
LV Distribution | Main Distribution Board | Town KB | 1 | High | B | 9 | 2033 | 5 | 2 | 2.7 | 17803 | 21648
Central Ventilation Systems | Fan - General Ventilation | Town FR | 1 | Low | B | 1 | 2025 | 5 | 4 | 3.7 | 33570 | 12378
Fire Safety Systems | Fire Alarm System | Town LL | 1 | Urgent | B | 12 | 2036 | 5 | 1 | 2.2 | 9405 | 26117
Emergency Lighting | Illuminated Fire Exit Signage | Town FR | 8 | Urgent | B | 16 | 2040 | 5 | 1 | 2.2 | 9406 | 29042
Fire Safety Systems | Fire Extinguishers - Foam | Town OE | 4 | Urgent | B | 6 | 2030 | 5 | 1 | 2.2 | 9407 | 17192
Emergency Lighting | Self Contained - LED | Town OP | 4 | Urgent | A | 25 | 2049 | 6 | 1 | 2.5 | 10999 | 33363
Heat Emitters | Gas Fired Unit Heaters | Town FT | 1 | Medium | DX | 1 | 2025 | 1 | 3 | 2 | 993 | 688
Hot Water Distribution | Hot water cylinders Domestic Type | Town OE | 1 | Low | B | 13 | 2037 | 5 | 4 | 3.7 | 33571 | 27313
Local and Special Ventilation | Fan - Window / Wall Mounted | Town FD | 1 | Medium | B | 9 | 2033 | 5 | 3 | 3.2 | 31458 | 21897
External Doors | Manual and Automatic Doors - Auto / Powered Sliding Doors | Town OE | 1 | High | B | 26 | 2050 | 5 | 2 | 2.7 | 17804 | 33531
Fire Safety Systems | Fire Blanket | Town OF | 1 | Urgent | B | 4 | 2028 | 5 | 1 | 2.2 | 9408 | 13878
Fire Safety Systems | Fire Extinguishers - Foam | Town OE | 2 | Urgent | B | 6 | 2030 | 5 | 1 | 2.2 | 9409 | 17193
Heat Emitters | Gas Fired Natural and Fan Assisted Heaters | Town OE | 1 | Medium | A | 13 | 2037 | 6 | 3 | 3.5 | 32624 | 27306
Air Conditioning | Multi-Split Evaporator - Split Systems/Heat Pumps - Air-cooled with Direct Expansion Evaporator (DX) | Town FD | 1 | Medium | B | 7 | 2031 | 5 | 3 | 3.2 | 31459 | 20178
Heat Emitters | Gas Fired Natural and Fan Assisted Heaters | Town OK | 1 | Medium | B | 8 | 2032 | 5 | 3 | 3.2 | 31460 | 21149
LV Distribution | Sub Distribution Board | Town FR | 1 | High | B | 10 | 2034 | 5 | 2 | 2.7 | 17805 | 22504
General Lighting | General - LED fittings & Luminaires | Town OO | 3 | Medium | B | 17 | 2041 | 5 | 3 | 3.2 | 31461 | 30580
Boiler | Atmospheric Gas Burner/Condensing Combination Boiler (domestic type) | Town OJ | 1 | High | B | 2 | 2026 | 5 | 2 | 2.7 | 17806 | 12963
Fire Safety Systems | Manual and Automatic Doors - Emergency and Panic Escape Doors | Town OH | 1 | Urgent | B | 24 | 2048 | 5 | 1 | 2.2 | 9410 | 33250
Fire Safety Systems | Fire Extinguishers - Foam | Town KB | 2 | Urgent | B | 6 | 2030 | 5 | 1 | 2.2 | 9411 | 17194
Emergency Lighting | Self Contained - LED | Town OP | 6 | Urgent | A | 25 | 2049 | 6 | 1 | 2.5 | 11000 | 33364
LV Distribution | Sub Distribution Board | Town FT | 1 | High | D | 1 | 2025 | 3 | 2 | 2.1 | 1351 | 905
Central Ventilation Systems | Fan - General Ventilation | Town OJ | 1 | Low | B | 7 | 2031 | 5 | 4 | 3.7 | 33572 | 20227
Fire Safety Systems | Fire Alarm System | Town OL | 1 | Urgent | A | 14 | 2038 | 6 | 1 | 2.5 | 11001 | 27428
General Lighting | General - LED fittings & Luminaires | Town FT | 2 | Medium | B | 3 | 2027 | 5 | 3 | 3.2 | 31462 | 13690
Local and Special Ventilation | Fan - General Ventilation | Town ON | 1 | Medium | B | 4 | 2028 | 5 | 3 | 3.2 | 31463 | 14248
Roller Shutters | External Manual Roller Shutter | Town OR | 1 | High | B | 1 | 2025 | 5 | 2 | 2.7 | 17807 | 5118
Roller Shutters | External Manual Roller Shutter | Town FD | 1 | High | B | 1 | 2025 | 5 | 2 | 2.7 | 17808 | 5119
Access Control | Door Lock / Keypad / Manual | Town OF | 1 | Medium | B | 1 | 2025 | 5 | 3 | 3.2 | 31464 | 11266
LV Distribution | Main Distribution Board | Town FR | 1 | High | B | 10 | 2034 | 5 | 2 | 2.7 | 17809 | 22505
Fire Safety Systems | Manual and Automatic Doors - Emergency and Panic Escape Doors | Town OE | 1 | Urgent | B | 20 | 2044 | 5 | 1 | 2.2 | 9412 | 31562
Fire Safety Systems | Fire Extinguishers - CO2 | Town OF | 2 | Urgent | B | 6 | 2030 | 5 | 1 | 2.2 | 9413 | 17195
Heat Emitters | Radiators - Steel | Town OH | 1 | Medium | B | 6 | 2030 | 5 | 3 | 3.2 | 31465 | 19030
Roller Shutters | Internal Electric Roller Shutter | Town OH | 1 | Medium | B | 11 | 2035 | 5 | 3 | 3.2 | 31466 | 25645
Roller Shutters | External Manual Roller Shutter | Town FD | 1 | High | B | 1 | 2025 | 5 | 2 | 2.7 | 17810 | 5120
Emergency Lighting | Self Contained - LED | Town OG | 14 | Urgent | B | 22 | 2046 | 5 | 1 | 2.2 | 9414 | 32999
Emergency Lighting | Externally Powered - Non LED | Town OR | 7 | Urgent | B | 1 | 2025 | 5 | 1 | 2.2 | 9415 | 1931
Air Conditioning | Single-Split Evaporator - Split Systems/Heat Pumps - Air-cooled with Direct Expansion Evaporator (DX) | Town FT | 1 | Medium | CX | 1 | 2025 | 2 | 3 | 2.3 | 10359 | 2269
External Doors | Manual and Automatic Doors - Auto / Powered Sliding Doors | Town FT | 1 | High | C | 28 | 2052 | 4 | 2 | 2.4 | 10768 | 33615
Central Ventilation Systems | Fan - General Ventilation | Town OK | 1 | Low | B | 1 | 2025 | 5 | 4 | 3.7 | 33573 | 12379
Central Heating & Cooling | Fan - Bifurcated | Town FR | 1 | Medium | B | 1 | 2025 | 5 | 3 | 3.2 | 31467 | 11267
Heat Emitters | Radiators - Steel | Town OH | 1 | Medium | B | 9 | 2033 | 5 | 3 | 3.2 | 31468 | 21898
LV Distribution | Main Distribution Board | Town AJ | 1 | High | B | 3 | 2027 | 5 | 2 | 2.7 | 17811 | 13402
External Doors | Entrance Doors | Town OE | 1 | High | B | 11 | 2035 | 5 | 2 | 2.7 | 17812 | 24806
Fire Safety Systems | Fire Extinguishers - Foam | Town OE | 3 | Urgent | B | 6 | 2030 | 5 | 1 | 2.2 | 9416 | 17196
LV Distribution | Sub Distribution Board | Town OS | 1 | High | B | 1 | 2025 | 5 | 2 | 2.7 | 17813 | 5121
Local Hot Water | Instantaneous Electric Water Heater - Non-Drinking Water | Town OU | 1 | Medium | B | 1 | 2025 | 5 | 3 | 3.2 | 31469 | 11268
LV Distribution | Sub Distribution Board | Town KP | 1 | High | B | 1 | 2025 | 5 | 2 | 2.7 | 17814 | 5122
LV Distribution | Sub Distribution Board | Town PE | 1 | High | B | 12 | 2036 | 5 | 2 | 2.7 | 17815 | 26268
Fire Safety Systems | Manual and Automatic Doors - Emergency and Panic Escape Doors | Town PD | 1 | Urgent | B | 21 | 2045 | 5 | 1 | 2.2 | 9417 | 32460
Local and Special Ventilation | Fan - Centrifugal | Town PB | 1 | Medium | B | 6 | 2030 | 5 | 3 | 3.2 | 31470 | 19031
Fire Safety Systems | Manual and Automatic Doors - Emergency and Panic Escape Doors | Town OT | 1 | Urgent | B | 6 | 2030 | 5 | 1 | 2.2 | 9418 | 17197
LV Distribution | Main Distribution Board | Town OW | 1 | High | B | 1 | 2025 | 5 | 2 | 2.7 | 17816 | 5123
Roller Shutters | External Electric Roller Shutter | Town PC | 1 | High | B | 10 | 2034 | 5 | 2 | 2.7 | 17817 | 22506
Local and Special Ventilation | Fan - Centrifugal | Town OZ | 1 | Medium | B | 1 | 2025 | 5 | 3 | 3.2 | 31471 | 11269
General Lighting | General - LED fittings & Luminaires | Town PG | 72 | Medium | B | 18 | 2042 | 5 | 3 | 3.2 | 31472 | 30997
LV Distribution | Main Distribution Board | Town OW | 1 | High | D | 1 | 2025 | 3 | 2 | 2.1 | 1352 | 906
General Lighting | General - LED fittings & Luminaires | Town DK | 8 | Medium | CX | 1 | 2025 | 2 | 3 | 2.3 | 10360 | 2270
Emergency Lighting | Self Contained - LED | Town OY | 8 | Urgent | B | 21 | 2045 | 5 | 1 | 2.2 | 9419 | 32461
Heat Emitters | Radiators - Steel | Town OS | 3 | Medium | B | 6 | 2030 | 5 | 3 | 3.2 | 31473 | 19032
External Doors | Entrance Doors | Town OS | 1 | High | B | 11 | 2035 | 5 | 2 | 2.7 | 17818 | 24807
Heat Emitters | Electric Heaters | Town PD | 1 | Medium | CX | 1 | 2025 | 2 | 3 | 2.3 | 10361 | 2271
Fire Safety Systems | Fire Extinguishers - CO2 | Town PG | 2 | Urgent | B | 9 | 2033 | 5 | 1 | 2.2 | 9420 | 21491
Fire Safety Systems | Fire Extinguishers - Foam | Town KP | 1 | Urgent | B | 1 | 2025 | 5 | 1 | 2.2 | 9421 | 1932
Roller Shutters | External Electric Roller Shutter | Town PG | 1 | High | B | 15 | 2039 | 5 | 2 | 2.7 | 17819 | 28314
Fire Safety Systems | Manual and Automatic Doors - Emergency and Panic Escape Doors | Town PG | 1 | Urgent | B | 6 | 2030 | 5 | 1 | 2.2 | 9422 | 17198
Heat Emitters | Electric Heaters | Town OS | 1 | Medium | B | 1 | 2025 | 5 | 3 | 3.2 | 31474 | 11270
Fire Safety Systems | Manual and Automatic Doors - Emergency and Panic Escape Doors | Town OW | 1 | Urgent | B | 11 | 2035 | 5 | 1 | 2.2 | 9423 | 23988
LV Distribution | Sub Distribution Board | Town OW | 1 | High | A | 19 | 2043 | 6 | 2 | 3 | 19633 | 31338
Emergency Lighting | Self Contained - LED | Town PC | 3 | Urgent | B | 21 | 2045 | 5 | 1 | 2.2 | 9424 | 32462
General Lighting | General - LED fittings & Luminaires | Town KP | 31 | Medium | B | 1 | 2025 | 5 | 3 | 3.2 | 31475 | 11271
General Lighting | General - LED fittings & Luminaires | Town PF | 10 | Medium | B | 2 | 2026 | 5 | 3 | 3.2 | 31476 | 13210
Fire Safety Systems | Fire Extinguishers - Foam | Town OY | 5 | Urgent | B | 6 | 2030 | 5 | 1 | 2.2 | 9425 | 17199
Fire Safety Systems | Fire Extinguishers - Foam | Town OS | 5 | Urgent | B | 6 | 2030 | 5 | 1 | 2.2 | 9426 | 17200
Fire Safety Systems | Manual and Automatic Doors - Emergency and Panic Escape Doors | Town KP | 1 | Urgent | B | 11 | 2035 | 5 | 1 | 2.2 | 9427 | 23989
External Lighting | General - Non LED | Town OU | 2 | Medium | B | 1 | 2025 | 5 | 3 | 3.2 | 31477 | 11272
LV Distribution | Main Distribution Board | Town PG | 1 | High | B | 1 | 2025 | 5 | 2 | 2.7 | 17820 | 5124
General Lighting | General - LED fittings & Luminaires | Town OU | 4 | Medium | C | 1 | 2025 | 4 | 3 | 2.9 | 19025 | 5827
Central Ventilation Systems | Fan - Extract | Town OS | 1 | Medium | B | 1 | 2025 | 5 | 3 | 3.2 | 31478 | 11273
Local and Special Ventilation | Fan - Extract | Town OU | 1 | Medium | B | 1 | 2025 | 5 | 3 | 3.2 | 31479 | 11274
Emergency Lighting | Illuminated Fire Exit Signage | Town OX | 3 | Urgent | B | 17 | 2041 | 5 | 1 | 2.2 | 9428 | 30245
Emergency Lighting | Illuminated Fire Exit Signage | Town PD | 2 | Urgent | A | 18 | 2042 | 6 | 1 | 2.5 | 11002 | 30749
LV Distribution | Sub Distribution Board | Town OU | 1 | High | B | 1 | 2025 | 5 | 2 | 2.7 | 17821 | 5125
Emergency Lighting | Self Contained - LED | Town OZ | 2 | Urgent | B | 18 | 2042 | 5 | 1 | 2.2 | 9429 | 30724
External Lighting | General - LED | Town PE | 4 | Medium | B | 10 | 2034 | 5 | 3 | 3.2 | 31480 | 23149
Air Conditioning | Single-Split Condenser - Split Systems/Heat Pumps - Air-cooled with Direct Expansion Evaporator (DX) | Town OV | 1 | Medium | B | 8 | 2032 | 5 | 3 | 3.2 | 31481 | 21150
Air Conditioning | Single-Split Evaporator - Split Systems/Heat Pumps - Air-cooled with Direct Expansion Evaporator (DX) | Town OV | 1 | Medium | B | 8 | 2032 | 5 | 3 | 3.2 | 31482 | 21151
LV Distribution | Sub Distribution Board | Town OY | 1 | High | B | 1 | 2025 | 5 | 2 | 2.7 | 17822 | 5126
Central Ventilation Systems | Fan - General Ventilation | Town OX | 1 | Low | B | 1 | 2025 | 5 | 4 | 3.7 | 33574 | 12380
Emergency Lighting | Illuminated Fire Exit Signage | Town OZ | 4 | Urgent | B | 16 | 2040 | 5 | 1 | 2.2 | 9430 | 29043
Heat Emitters | Electric Heaters | Town OU | 4 | Medium | B | 1 | 2025 | 5 | 3 | 3.2 | 31483 | 11275
Fire Safety Systems | Fire Extinguishers - CO2 | Town KP | 3 | Urgent | B | 1 | 2025 | 5 | 1 | 2.2 | 9431 | 1933
Local and Special Ventilation | Fan - Kitchen Extract | Town OW | 1 | Low | B | 5 | 2029 | 5 | 4 | 3.7 | 33575 | 15682
External Doors | Entrance Doors | Town KP | 1 | High | B | 1 | 2025 | 5 | 2 | 2.7 | 17823 | 5127
External Doors | Entrance Doors | Town OU | 1 | High | B | 1 | 2025 | 5 | 2 | 2.7 | 17824 | 5128
General Lighting | General - LED fittings & Luminaires | Town OY | 14 | Medium | B | 6 | 2030 | 5 | 3 | 3.2 | 31484 | 19033
General Lighting | General - LED fittings & Luminaires | Town PG | 66 | Medium | B | 10 | 2034 | 5 | 3 | 3.2 | 31485 | 23150
Fire Safety Systems | Fire Extinguishers - Powder | Town KP | 2 | Urgent | B | 1 | 2025 | 5 | 1 | 2.2 | 9432 | 1934
Heat Emitters | Gas Fired Unit Heaters | Town OY | 1 | Medium | B | 1 | 2025 | 5 | 3 | 3.2 | 31486 | 11276
Fire Safety Systems | Fire Alarm Panel / Repeater | Town PG | 1 | Urgent | B | 10 | 2034 | 5 | 1 | 2.2 | 9433 | 22171
General Lighting | General - LED fittings & Luminaires | Town OV | 22 | Medium | B | 18 | 2042 | 5 | 3 | 3.2 | 31487 | 30998
External Lighting | General - LED | Town PF | 1 | Medium | B | 11 | 2035 | 5 | 3 | 3.2 | 31488 | 25646
Heat Emitters | Electric Heaters | Town PD | 1 | Medium | B | 1 | 2025 | 5 | 3 | 3.2 | 31489 | 11277
Air Conditioning | Multi-Split Condenser - Split Systems/Heat Pumps - Air-cooled with Direct Expansion Evaporator (DX) | Town OX | 1 | Medium | B | 1 | 2025 | 5 | 3 | 3.2 | 31490 | 11278
Heat Emitters | Gas Fired Natural and Fan Assisted Heaters | Town OV | 1 | Medium | B | 1 | 2025 | 5 | 3 | 3.2 | 31491 | 11279
External Doors | Entrance Doors | Town OY | 1 | High | B | 11 | 2035 | 5 | 2 | 2.7 | 17825 | 24808
Heat Emitters | Electric Heaters | Town OW | 3 | Medium | B | 1 | 2025 | 5 | 3 | 3.2 | 31492 | 11280
External Lighting | General - Non LED | Town PF | 1 | Medium | B | 1 | 2025 | 5 | 3 | 3.2 | 31493 | 11281
Emergency Lighting | Self Contained - LED | Town OU | 16 | Urgent | B | 20 | 2044 | 5 | 1 | 2.2 | 9434 | 31563
Boiler | Electric Boilers | Town KP | 1 | Medium | B | 1 | 2025 | 5 | 3 | 3.2 | 31494 | 11282
External Doors | Entrance Doors | Town OU | 1 | High | B | 11 | 2035 | 5 | 2 | 2.7 | 17826 | 24809
General Lighting | General - LED fittings & Luminaires | Town OT | 30 | Medium | B | 16 | 2040 | 5 | 3 | 3.2 | 31495 | 29870
Burner | Forced draft gas burner | Town OU | 1 | Medium | B | 1 | 2025 | 5 | 3 | 3.2 | 31496 | 11283
Heat Emitters | Gas Fired Unit Heaters | Town OT | 1 | Medium | B | 8 | 2032 | 5 | 3 | 3.2 | 31497 | 21152
Local Hot Water | Instantaneous Electric Water Heater - Non-Drinking Water | Town PD | 1 | Medium | B | 1 | 2025 | 5 | 3 | 3.2 | 31498 | 11284
Fire Safety Systems | Fire Alarm System | Town OW | 1 | Urgent | A | 14 | 2038 | 6 | 1 | 2.5 | 11003 | 27429
Emergency Lighting | Self Contained - LED | Town OX | 4 | Urgent | B | 22 | 2046 | 5 | 1 | 2.2 | 9435 | 33000
Local Hot Water | Instantaneous Electric Water Heater - Non-Drinking Water | Town PI | 1 | Medium | B | 7 | 2031 | 5 | 3 | 3.2 | 31499 | 20179
LV Distribution | Sub Distribution Board | Town PR | 1 | High | B | 16 | 2040 | 5 | 2 | 2.7 | 17827 | 29264
LV Distribution | Sub Distribution Board | Town PO | 1 | High | B | 3 | 2027 | 5 | 2 | 2.7 | 17828 | 13403
Boiler | Electric Boilers | Town KP | 1 | Medium | B | 1 | 2025 | 5 | 3 | 3.2 | 31500 | 11285
Air Conditioning | Multi-Split Condenser - Split Systems/Heat Pumps - Air-cooled with Direct Expansion Evaporator (DX) | Town KQ | 1 | Medium | B | 2 | 2026 | 5 | 3 | 3.2 | 31501 | 13211
LV Distribution | Sub Distribution Board | Town PL | 1 | High | B | 6 | 2030 | 5 | 2 | 2.7 | 17829 | 17888
Roller Shutters | External Manual Roller Shutter | Town PH | 1 | High | B | 16 | 2040 | 5 | 2 | 2.7 | 17830 | 29265
Local and Special Ventilation | Fan - Window / Wall Mounted | Town PO | 1 | Medium | B | 11 | 2035 | 5 | 3 | 3.2 | 31502 | 25647
Local and Special Ventilation | Fan - Extract | Town PI | 1 | Medium | B | 7 | 2031 | 5 | 3 | 3.2 | 31503 | 20180
AHU - Internal | Central Air Conditioning - Electric & DX | Town PK | 1 | High | A | 19 | 2043 | 6 | 2 | 3 | 19634 | 31339
Heat Emitters | Unit Heaters | Town PH | 1 | Medium | B | 1 | 2025 | 5 | 3 | 3.2 | 31504 | 11286
Fire Safety Systems | Manual and Automatic Doors - Emergency and Panic Escape Doors | Town OW | 1 | Urgent | B | 25 | 2049 | 5 | 1 | 2.2 | 9436 | 33345
Emergency Lighting | Illuminated Fire Exit Signage | Town PN | 9 | Urgent | A | 18 | 2042 | 6 | 1 | 2.5 | 11004 | 30750
External Lighting | General - LED | Town PS | 1 | Medium | B | 7 | 2031 | 5 | 3 | 3.2 | 31505 | 20181
LV Distribution | Sub Distribution Board | Town PO | 1 | High | B | 3 | 2027 | 5 | 2 | 2.7 | 17831 | 13404
Roller Shutters | Internal Electric Roller Shutter | Town PL | 1 | Medium | B | 1 | 2025 | 5 | 3 | 3.2 | 31506 | 11287
General Lighting | General - LED fittings & Luminaires | Town PR | 3 | Medium | B | 16 | 2040 | 5 | 3 | 3.2 | 31507 | 29871
Roller Shutters | External Electric Roller Shutter | Town PH | 1 | High | B | 1 | 2025 | 5 | 2 | 2.7 | 17832 | 5129
Local and Special Ventilation | Fan - Axial | Town PO | 1 | Medium | B | 1 | 2025 | 5 | 3 | 3.2 | 31508 | 11288
Fire Safety Systems | Fire Alarm Panel / Repeater | Town PO | 1 | Urgent | B | 6 | 2030 | 5 | 1 | 2.2 | 9437 | 17201
LV Distribution | Sub Distribution Board | Town PP | 1 | High | B | 1 | 2025 | 5 | 2 | 2.7 | 17833 | 5130
Boiler | Atmospheric Gas Burner/Condensing Combination Boiler | Town PM | 1 | Medium | B | 6 | 2030 | 5 | 3 | 3.2 | 31509 | 19034
Fire Safety Systems | Fire Extinguishers - CO2 | Town PS | 1 | Urgent | B | 2 | 2026 | 5 | 1 | 2.2 | 9438 | 12801
Emergency Lighting | Self Contained - LED | Town PL | 13 | Urgent | B | 17 | 2041 | 5 | 1 | 2.2 | 9439 | 30246
Heat Emitters | Radiators - Steel | Town PQ | 3 | Medium | B | 10 | 2034 | 5 | 3 | 3.2 | 31510 | 23151
Emergency Lighting | Self Contained - LED | Town PJ | 10 | Urgent | B | 22 | 2046 | 5 | 1 | 2.2 | 9440 | 33001
General Lighting | General - LED fittings & Luminaires | Town PO | 30 | Medium | B | 15 | 2039 | 5 | 3 | 3.2 | 31511 | 28541
Emergency Lighting | Self Contained - LED | Town PO | 5 | Urgent | B | 21 | 2045 | 5 | 1 | 2.2 | 9441 | 32463
Emergency Lighting | Self Contained - LED | Town PQ | 8 | Urgent | A | 23 | 2047 | 6 | 1 | 2.5 | 11005 | 33180
Heat Emitters | Fan Convector - Electric | Town PI | 1 | Medium | CX | 1 | 2025 | 2 | 3 | 2.3 | 10362 | 2272
Roller Shutters | External Manual Roller Shutter | Town OW | 1 | High | B | 15 | 2039 | 5 | 2 | 2.7 | 17834 | 28315
Access Control | Gate Access - Local Lock / Keypad / Manual (External) | Town PS | 1 | Medium | B | 1 | 2025 | 5 | 3 | 3.2 | 31512 | 11289
Fire Safety Systems | Fire Extinguishers - Foam | Town PL | 1 | Urgent | B | 2 | 2026 | 5 | 1 | 2.2 | 9442 | 12802
LV Distribution | Main Distribution Board | Town PN | 1 | High | B | 10 | 2034 | 5 | 2 | 2.7 | 17835 | 22507
Communication Systems | PA System | Town FK | 1 | Medium | B | 6 | 2030 | 5 | 3 | 3.2 | 31513 | 19035
Local and Special Ventilation | Fan - Extract | Town KQ | 1 | Medium | B | 1 | 2025 | 5 | 3 | 3.2 | 31514 | 11290
Roller Shutters | Internal Electric Roller Shutter | Town OW | 1 | Medium | B | 15 | 2039 | 5 | 3 | 3.2 | 31515 | 28542
Heat Emitters | Electric Overdoor Air Curtain/Heater | Town PI | 1 | Medium | B | 1 | 2025 | 5 | 3 | 3.2 | 31516 | 11291
LV Distribution | Sub Distribution Board | Town PI | 1 | High | D | 1 | 2025 | 3 | 2 | 2.1 | 1353 | 907
LV Distribution | Main Distribution Board | Town PN | 1 | High | B | 1 | 2025 | 5 | 2 | 2.7 | 17836 | 5131
Roller Shutters | External Manual Roller Shutter | Town PI | 1 | High | B | 1 | 2025 | 5 | 2 | 2.7 | 17837 | 5132
Central Heating & Cooling | Fan - Bifurcated | Town PK | 1 | Medium | B | 1 | 2025 | 5 | 3 | 3.2 | 31517 | 11292
Central Heating & Cooling | Fan - Bifurcated | Town KQ | 1 | Medium | B | 2 | 2026 | 5 | 3 | 3.2 | 31518 | 13212
Emergency Lighting | Illuminated Fire Exit Signage | Town KP | 3 | Urgent | B | 1 | 2025 | 5 | 1 | 2.2 | 9443 | 1935
Specialist Lighting | Illuminated External Signs | Town PO | 1 | Medium | B | 6 | 2030 | 5 | 3 | 3.2 | 31519 | 19036
Emergency Lighting | Illuminated Fire Exit Signage | Town PL | 1 | Urgent | B | 12 | 2036 | 5 | 1 | 2.2 | 9444 | 26118
Fire Safety Systems | Fire Extinguishers - Foam | Town OW | 5 | Urgent | B | 6 | 2030 | 5 | 1 | 2.2 | 9445 | 17202
External Lighting | General - LED | Town PL | 2 | Medium | B | 7 | 2031 | 5 | 3 | 3.2 | 31520 | 20182
Central Ventilation Systems | Fan - General Ventilation | Town OW | 1 | Low | B | 1 | 2025 | 5 | 4 | 3.7 | 33576 | 12381
Roller Shutters | External Manual Roller Shutter | Town PL | 1 | High | B | 1 | 2025 | 5 | 2 | 2.7 | 17838 | 5133
Air Conditioning | Single-Split Condenser - Split Systems/Heat Pumps - Air-cooled with Direct Expansion Evaporator (DX) | Town PP | 1 | Medium | B | 1 | 2025 | 5 | 3 | 3.2 | 31521 | 11293
External Doors | Manual and Automatic Doors - Auto / Powered Sliding Doors | Town PL | 1 | High | B | 21 | 2045 | 5 | 2 | 2.7 | 17839 | 32761
Local and Special Ventilation | Fan - Window / Wall Mounted | Town PP | 1 | Medium | B | 9 | 2033 | 5 | 3 | 3.2 | 31522 | 21899
Roller Shutters | External Manual Roller Shutter | Town PS | 1 | High | B | 1 | 2025 | 5 | 2 | 2.7 | 17840 | 5134
LV Distribution | Sub Distribution Board | Town PH | 1 | High | B | 14 | 2038 | 5 | 2 | 2.7 | 17841 | 27502
Heat Emitters | Electric Overdoor Air Curtain/Heater | Town PM | 1 | Medium | B | 1 | 2025 | 5 | 3 | 3.2 | 31523 | 11294
Emergency Lighting | Self Contained - Non LED | Town PO | 4 | Urgent | B | 5 | 2029 | 5 | 1 | 2.2 | 9446 | 14506
LV Distribution | Sub Distribution Board | Town OW | 1 | High | B | 15 | 2039 | 5 | 2 | 2.7 | 17842 | 28316
Heat Emitters | Unit Heaters | Town PP | 1 | Medium | B | 6 | 2030 | 5 | 3 | 3.2 | 31524 | 19037
Access Control | Gate Access - Local Lock / Keypad / Manual (External) | Town PL | 1 | Medium | B | 1 | 2025 | 5 | 3 | 3.2 | 31525 | 11295
Emergency Lighting | Illuminated Fire Exit Signage | Town FK | 3 | Urgent | B | 16 | 2040 | 5 | 1 | 2.2 | 9447 | 29044
General Lighting | General - LED fittings & Luminaires | Town PS | 18 | Medium | B | 12 | 2036 | 5 | 3 | 3.2 | 31526 | 26763
LV Distribution | Main Distribution Board | Town PJ | 1 | High | B | 1 | 2025 | 5 | 2 | 2.7 | 17843 | 5135
Fire Safety Systems | Manual and Automatic Doors - Emergency and Panic Escape Doors | Town PS | 1 | Urgent | B | 27 | 2051 | 5 | 1 | 2.2 | 9448 | 33556
General Lighting | General - LED fittings & Luminaires | Town PI | 10 | Medium | B | 12 | 2036 | 5 | 3 | 3.2 | 31527 | 26764
Emergency Lighting | Self Contained - LED | Town PS | 2 | Urgent | B | 20 | 2044 | 5 | 1 | 2.2 | 9449 | 31564
Fire Safety Systems | Fire Extinguishers - CO2 | Town PM | 5 | Urgent | B | 6 | 2030 | 5 | 1 | 2.2 | 9450 | 17203
AHU - Internal | Central Ventilation Systems - Ventilation Only | Town OW | 1 | Medium | B | 1 | 2025 | 5 | 3 | 3.2 | 31528 | 11296
Local and Special Ventilation | Fan - Window / Wall Mounted | Town FK | 1 | Medium | CX | 9 | 2033 | 2 | 3 | 2.3 | 10363 | 21523
Air Conditioning | Multi-Split Condenser - DX Split Systems (With Gas, Electric or Hot Water Heaters) | Town PS | 1 | Medium | CX | 1 | 2025 | 2 | 3 | 2.3 | 10364 | 2273
LV Distribution | Sub Distribution Board | Town FK | 1 | High | B | 2 | 2026 | 5 | 2 | 2.7 | 17844 | 12964
LV Distribution | Sub Distribution Board | Town PL | 1 | High | B | 1 | 2025 | 5 | 2 | 2.7 | 17845 | 5136
Roller Shutters | External Electric Roller Shutter | Town FK | 1 | High | B | 11 | 2035 | 5 | 2 | 2.7 | 17846 | 24810
Local and Special Ventilation | Fan - Extract | Town PM | 1 | Medium | B | 1 | 2025 | 5 | 3 | 3.2 | 31529 | 11297
Fire Safety Systems | Fire Extinguishers - CO2 | Town PL | 1 | Urgent | B | 2 | 2026 | 5 | 1 | 2.2 | 9451 | 12803
Local and Special Ventilation | Fan - Extract | Town PS | 1 | Medium | D | 1 | 2025 | 3 | 3 | 2.6 | 11256 | 2722
Local Hot Water | Instantaneous Electric Water Heater - Non-Drinking Water | Town PM | 1 | Medium | B | 1 | 2025 | 5 | 3 | 3.2 | 31530 | 11298
Fire Safety Systems | Manual and Automatic Doors - Emergency and Panic Escape Doors | Town PM | 1 | Urgent | B | 1 | 2025 | 5 | 1 | 2.2 | 9452 | 1936
Emergency Lighting | Self Contained - Non LED | Town PL | 3 | Urgent | B | 1 | 2025 | 5 | 1 | 2.2 | 9453 | 1937
Local Hot Water | Package Electric Water Heaters - Non-Drinking Water | Town FK | 1 | Medium | B | 9 | 2033 | 5 | 3 | 3.2 | 31531 | 21900
Security Systems | Manual and Automatic Doors - High Security Door | Town PL | 1 | High | B | 11 | 2035 | 5 | 2 | 2.7 | 17847 | 24811
General Lighting | General - LED fittings & Luminaires | Town PL | 34 | Medium | B | 15 | 2039 | 5 | 3 | 3.2 | 31532 | 28543
General Lighting | General - LED fittings & Luminaires | Town OW | 41 | Medium | B | 17 | 2041 | 5 | 3 | 3.2 | 31533 | 30581
LV Distribution | Main Distribution Board | Town KQ | 1 | High | B | 1 | 2025 | 5 | 2 | 2.7 | 17848 | 5137
Fire Safety Systems | Fire Extinguishers - Foam | Town OW | 2 | Urgent | B | 6 | 2030 | 5 | 1 | 2.2 | 9454 | 17204
Roller Shutters | External Electric Roller Shutter | Town PL | 1 | High | B | 15 | 2039 | 5 | 2 | 2.7 | 17849 | 28317
Roller Shutters | External Manual Roller Shutter | Town OW | 1 | High | B | 10 | 2034 | 5 | 2 | 2.7 | 17850 | 22508
Roller Shutters | External Manual Roller Shutter | Town PI | 1 | High | B | 1 | 2025 | 5 | 2 | 2.7 | 17851 | 5138
Emergency Lighting | Illuminated Fire Exit Signage | Town PN | 4 | Urgent | B | 18 | 2042 | 5 | 1 | 2.2 | 9455 | 30725
General Lighting | General - LED fittings & Luminaires | Town PL | 15 | Medium | C | 1 | 2025 | 4 | 3 | 2.9 | 19026 | 5828
Emergency Lighting | Self Contained - LED | Town PI | 12 | Urgent | B | 17 | 2041 | 5 | 1 | 2.2 | 9456 | 30247
LV Distribution | Sub Distribution Board | Town MB | 1 | High | B | 1 | 2025 | 5 | 2 | 2.7 | 17852 | 5139
External Doors | Manual and Automatic Doors - Auto / Powered Sliding Doors | Town LS | 1 | High | C | 1 | 2025 | 4 | 2 | 2.4 | 10769 | 2536
LV Distribution | Sub Distribution Board | Town MF | 1 | High | B | 6 | 2030 | 5 | 2 | 2.7 | 17853 | 17889
Roller Shutters | External Manual Roller Shutter | Town MI | 1 | High | B | 1 | 2025 | 5 | 2 | 2.7 | 17854 | 5140
Access Control | Gate Access - Local Lock / Keypad / Manual (External) | Town MB | 3 | Medium | B | 11 | 2035 | 5 | 3 | 3.2 | 31534 | 25648
Heat Emitters | Electric Heaters | Town KP | 1 | Medium | B | 1 | 2025 | 5 | 3 | 3.2 | 31535 | 11299
Fire Safety Systems | Fire Extinguishers - CO2 | Town LT | 3 | Urgent | B | 2 | 2026 | 5 | 1 | 2.2 | 9457 | 12804
AHU - Internal | Central Ventilation Systems - Ventilation Only | Town LV | 1 | Medium | B | 1 | 2025 | 5 | 3 | 3.2 | 31536 | 11300
LV Distribution | Sub Distribution Board | Town LT | 1 | High | B | 1 | 2025 | 5 | 2 | 2.7 | 17855 | 5141
Emergency Lighting | Self Contained - LED | Town MK | 10 | Urgent | B | 21 | 2045 | 5 | 1 | 2.2 | 9458 | 32464
Fire Safety Systems | Fire Extinguishers - Foam | Town MB | 2 | Urgent | B | 6 | 2030 | 5 | 1 | 2.2 | 9459 | 17205
AHU - Internal | Central Heating - Gas Fired (Internally Sourced) | Town MB | 1 | Medium | B | 1 | 2025 | 5 | 3 | 3.2 | 31537 | 11301
LV Distribution | Sub Distribution Board | Town ME | 1 | High | B | 1 | 2025 | 5 | 2 | 2.7 | 17856 | 5142
Local Hot Water | Instantaneous Electric Water Heater - Non-Drinking Water | Town BF | 1 | Medium | B | 11 | 2035 | 5 | 3 | 3.2 | 31538 | 25649
LV Distribution | Sub Distribution Board | Town KP | 1 | High | B | 1 | 2025 | 5 | 2 | 2.7 | 17857 | 5143
Heat Emitters | Gas Fired Radiant Heaters | Town MC | 1 | Medium | B | 1 | 2025 | 5 | 3 | 3.2 | 31539 | 11302
Local and Special Ventilation | Fan - Centrifugal | Town LS | 1 | Medium | B | 1 | 2025 | 5 | 3 | 3.2 | 31540 | 11303
General Lighting | General - LED fittings & Luminaires | Town ME | 4 | Medium | B | 10 | 2034 | 5 | 3 | 3.2 | 31541 | 23152
Local and Special Ventilation | Fan - Axial | Town MA | 1 | Medium | B | 3 | 2027 | 5 | 3 | 3.2 | 31542 | 13691
Central Cooling | Fan - Axial | Town LV | 1 | Medium | B | 1 | 2025 | 5 | 3 | 3.2 | 31543 | 11304
External Doors | Entrance Doors | Town MG | 1 | High | B | 30 | 2054 | 5 | 2 | 2.7 | 17858 | 33729
General Lighting | General - LED fittings & Luminaires | Town MJ | 5 | Medium | B | 4 | 2028 | 5 | 3 | 3.2 | 31544 | 14249
General Lighting | General - LED fittings & Luminaires | Town LT | 6 | Medium | B | 1 | 2025 | 5 | 3 | 3.2 | 31545 | 11305
Heat Emitters | Radiators - Steel | Town MF | 1 | Medium | B | 1 | 2025 | 5 | 3 | 3.2 | 31546 | 11306
Roller Shutters | Internal Automatic Roller Shutter | Town LY | 1 | High | B | 8 | 2032 | 5 | 2 | 2.7 | 17859 | 20775
General Lighting | General - LED fittings & Luminaires | Town LV | 56 | Medium | B | 14 | 2038 | 5 | 3 | 3.2 | 31547 | 27641
Emergency Lighting | Self Contained - LED | Town KP | 3 | Urgent | B | 20 | 2044 | 5 | 1 | 2.2 | 9460 | 31565
Emergency Lighting | Self Contained - Non LED | Town MD | 6 | Urgent | B | 7 | 2031 | 5 | 1 | 2.2 | 9461 | 19508
General Lighting | General - LED fittings & Luminaires | Town LW | 77 | Medium | B | 16 | 2040 | 5 | 3 | 3.2 | 31548 | 29872
Fire Safety Systems | Fire Extinguishers - CO2 | Town KP | 1 | Urgent | B | 2 | 2026 | 5 | 1 | 2.2 | 9462 | 12805
LV Distribution | Sub Distribution Board | Town MX | 1 | High | C | 1 | 2025 | 4 | 2 | 2.4 | 10770 | 2537
LV Distribution | Main Distribution Board | Town MP | 1 | High | B | 1 | 2025 | 5 | 2 | 2.7 | 17860 | 5144
Heat Emitters | Gas Fired Natural and Fan Assisted Heaters | Town EK | 1 | Medium | B | 1 | 2025 | 5 | 3 | 3.2 | 31549 | 11307
Fire Safety Systems | Manual and Automatic Doors - Emergency and Panic Escape Doors | Town EK | 1 | Urgent | B | 11 | 2035 | 5 | 1 | 2.2 | 9463 | 23990
Roller Shutters | Internal Electric Roller Shutter | Town EK | 1 | Medium | B | 22 | 2046 | 5 | 3 | 3.2 | 31550 | 33054
Roller Shutters | External Manual Roller Shutter | Town JC | 1 | High | B | 1 | 2025 | 5 | 2 | 2.7 | 17861 | 5145
BMS | BMS Control Panel | Town JC | 1 | High | B | 6 | 2030 | 5 | 2 | 2.7 | 17862 | 17890
Local and Special Ventilation | Fan - Extract | Town EK | 1 | Medium | B | 1 | 2025 | 5 | 3 | 3.2 | 31551 | 11308
LV Distribution | Sub Distribution Board | Town EK | 1 | High | B | 12 | 2036 | 5 | 2 | 2.7 | 17863 | 26269
Central Ventilation Systems | Fan - General Ventilation | Town JC | 1 | Low | B | 1 | 2025 | 5 | 4 | 3.7 | 33577 | 12382
Roller Shutters | External Manual Roller Shutter | Town EK | 1 | High | B | 1 | 2025 | 5 | 2 | 2.7 | 17864 | 5146
Roller Shutters | Internal Automatic Roller Shutter | Town MV | 1 | High | B | 10 | 2034 | 5 | 2 | 2.7 | 17865 | 22509
External Doors | Entrance Doors | Town EK | 1 | High | B | 11 | 2035 | 5 | 2 | 2.7 | 17866 | 24812
Fire Safety Systems | Manual and Automatic Doors - Emergency and Panic Escape Doors | Town JC | 1 | Urgent | B | 21 | 2045 | 5 | 1 | 2.2 | 9464 | 32465
External Lighting | General - LED | Town MY | 3 | Medium | B | 9 | 2033 | 5 | 3 | 3.2 | 31552 | 21901
Heat Emitters | Gas Fired Natural and Fan Assisted Heaters | Town DN | 1 | Medium | B | 8 | 2032 | 5 | 3 | 3.2 | 31553 | 21153
Local Hot Water | Package Electric Water Heaters - Non-Drinking Water | Town MQ | 1 | Medium | B | 8 | 2032 | 5 | 3 | 3.2 | 31554 | 21154
Fire Safety Systems | Fire Alarm System | Town DN | 1 | Urgent | A | 13 | 2037 | 6 | 1 | 2.5 | 11006 | 26931
Heat Emitters | Electric Heaters | Town MR | 1 | Medium | B | 3 | 2027 | 5 | 3 | 3.2 | 31555 | 13692
Central Ventilation Systems | Fan - General Ventilation | Town DN | 1 | Low | B | 1 | 2025 | 5 | 4 | 3.7 | 33578 | 12383
LV Distribution | Sub Distribution Board | Town EK | 1 | High | B | 12 | 2036 | 5 | 2 | 2.7 | 17867 | 26270
Boiler | Atmospheric Gas Burner/Condensing Combination Boiler (domestic type) | Town DN | 1 | High | B | 7 | 2031 | 5 | 2 | 2.7 | 17868 | 19707
Local Hot Water | Package Electric Water Heaters - Non-Drinking Water | Town JC | 1 | Medium | B | 1 | 2025 | 5 | 3 | 3.2 | 31556 | 11309
Heat Emitters | Electric Heaters | Town MR | 1 | Medium | B | 3 | 2027 | 5 | 3 | 3.2 | 31557 | 13693
Fire Safety Systems | Fire Extinguishers - CO2 | Town MT | 5 | Urgent | B | 6 | 2030 | 5 | 1 | 2.2 | 9465 | 17206
LV Distribution | Sub Distribution Board | Town EK | 1 | High | B | 1 | 2025 | 5 | 2 | 2.7 | 17869 | 5147
Fire Safety Systems | Fire Dampers - Fusible Link | Town MQ | 1 | Urgent | B | 4 | 2028 | 5 | 1 | 2.2 | 9466 | 13879
Emergency Lighting | Self Contained - LED | Town MY | 9 | Urgent | B | 19 | 2043 | 5 | 1 | 2.2 | 9467 | 31117
Heat Emitters | Electric Heaters | Town MX | 1 | Medium | B | 1 | 2025 | 5 | 3 | 3.2 | 31558 | 11310
General Lighting | General - LED fittings & Luminaires | Town MP | 13 | Medium | B | 18 | 2042 | 5 | 3 | 3.2 | 31559 | 30999
Central Cooling | Fan - Axial | Town MQ | 1 | Medium | B | 1 | 2025 | 5 | 3 | 3.2 | 31560 | 11311
Fire Safety Systems | Fire Extinguishers - Powder | Town EK | 1 | Urgent | B | 2 | 2026 | 5 | 1 | 2.2 | 9468 | 12806
Hot Water Distribution | Hot water cylinders | Town H | 1 | High | B | 1 | 2025 | 5 | 2 | 2.7 | 17870 | 5148
Emergency Lighting | Self Contained - Non LED | Town MR | 5 | Urgent | B | 11 | 2035 | 5 | 1 | 2.2 | 9469 | 23991
Fire Safety Systems | Fire Extinguishers - Foam | Town MZ | 4 | Urgent | B | 7 | 2031 | 5 | 1 | 2.2 | 9470 | 19509
LV Distribution | Sub Distribution Board | Town NA | 1 | High | A | 18 | 2042 | 6 | 2 | 3 | 19635 | 30918
Heat Emitters | Gas Fired Natural and Fan Assisted Heaters | Town EK | 1 | Medium | B | 1 | 2025 | 5 | 3 | 3.2 | 31561 | 11312
Roller Shutters | External Electric Roller Shutter | Town MO | 1 | High | B | 15 | 2039 | 5 | 2 | 2.7 | 17871 | 28318
Local and Special Ventilation | Fan - General Ventilation | Town MO | 1 | Medium | B | 1 | 2025 | 5 | 3 | 3.2 | 31562 | 11313
Fire Safety Systems | Fire Extinguishers - Foam | Town H | 2 | Urgent | B | 8 | 2032 | 5 | 1 | 2.2 | 9471 | 20609
Fire Safety Systems | Fire Extinguishers - CO2 | Town EK | 2 | Urgent | B | 2 | 2026 | 5 | 1 | 2.2 | 9472 | 12807
Fire Safety Systems | Fire Alarm Panel / Repeater | Town NC | 1 | Urgent | B | 11 | 2035 | 5 | 1 | 2.2 | 9473 | 23992
Local Hot Water | Instantaneous Electric Water Heater - Non-Drinking Water | Town EK | 1 | Medium | B | 10 | 2034 | 5 | 3 | 3.2 | 31563 | 23153
Heat Emitters | Gas Fired Natural and Fan Assisted Heaters | Town MT | 1 | Medium | B | 9 | 2033 | 5 | 3 | 3.2 | 31564 | 21902
Emergency Lighting | Self Contained - LED | Town MS | 12 | Urgent | B | 21 | 2045 | 5 | 1 | 2.2 | 9474 | 32466
LV Distribution | Sub Distribution Board | Town MX | 1 | High | B | 1 | 2025 | 5 | 2 | 2.7 | 17872 | 5149
Emergency Lighting | Self Contained - LED | Town JC | 24 | Urgent | B | 21 | 2045 | 5 | 1 | 2.2 | 9475 | 32467
External Lighting | General - LED | Town EK | 5 | Medium | B | 9 | 2033 | 5 | 3 | 3.2 | 31565 | 21903
Fire Safety Systems | Fire Extinguishers - CO2 | Town NB | 5 | Urgent | B | 9 | 2033 | 5 | 1 | 2.2 | 9476 | 21492
AHU - Internal | Central Air Conditioning - Gas Fired | Town MO | 1 | Medium | B | 1 | 2025 | 5 | 3 | 3.2 | 31566 | 11314
Roller Shutters | External Electric Roller Shutter | Town JC | 1 | High | B | 1 | 2025 | 5 | 2 | 2.7 | 17873 | 5150
Heat Emitters | Radiators - Steel | Town MT | 1 | Medium | B | 14 | 2038 | 5 | 3 | 3.2 | 31567 | 27642
Heat Emitters | Gas Fired Unit Heaters | Town NC | 1 | Medium | B | 6 | 2030 | 5 | 3 | 3.2 | 31568 | 19038
General Lighting | General - LED fittings & Luminaires | Town NA | 2 | Medium | B | 10 | 2034 | 5 | 3 | 3.2 | 31569 | 23154
Emergency Lighting | Self Contained - LED | Town EK | 4 | Urgent | B | 17 | 2041 | 5 | 1 | 2.2 | 9477 | 30248
Roller Shutters | Internal Manual Roller Shutter | Town EK | 1 | Medium | C | 1 | 2025 | 4 | 3 | 2.9 | 19027 | 5829
Fire Safety Systems | Fire Extinguishers - Foam | Town MN | 6 | Urgent | B | 7 | 2031 | 5 | 1 | 2.2 | 9478 | 19510
Roller Shutters | External Electric Roller Shutter | Town MZ | 1 | High | B | 1 | 2025 | 5 | 2 | 2.7 | 17874 | 5151
Fire Safety Systems | Manual and Automatic Doors - Emergency and Panic Escape Doors | Town MX | 1 | Urgent | B | 9 | 2033 | 5 | 1 | 2.2 | 9479 | 21493
Fire Safety Systems | Fire Alarm Panel / Repeater | Town MW | 1 | Urgent | B | 3 | 2027 | 5 | 1 | 2.2 | 9480 | 13311
External Doors | Entrance Doors | Town NA | 1 | High | B | 20 | 2044 | 5 | 2 | 2.7 | 17875 | 31659
Fire Safety Systems | Fire Alarm System | Town H | 1 | Urgent | B | 11 | 2035 | 5 | 1 | 2.2 | 9481 | 23993
LV Distribution | Main Distribution Board | Town DN | 1 | High | B | 5 | 2029 | 5 | 2 | 2.7 | 17876 | 14753
Fire Safety Systems | Manual and Automatic Doors - Emergency and Panic Escape Doors | Town MR | 1 | Urgent | B | 21 | 2045 | 5 | 1 | 2.2 | 9482 | 32468
General Lighting | General - LED fittings & Luminaires | Town MQ | 20 | Medium | B | 16 | 2040 | 5 | 3 | 3.2 | 31570 | 29873
Heat Emitters | Gas Fired Unit Heaters | Town JC | 1 | Medium | B | 1 | 2025 | 5 | 3 | 3.2 | 31571 | 11315
External Lighting | General - Non LED | Town LX | 3 | Medium | B | 1 | 2025 | 5 | 3 | 3.2 | 31572 | 11316
Heat Emitters | Electric Heaters | Town DN | 1 | Medium | B | 5 | 2029 | 5 | 3 | 3.2 | 31573 | 15511
Fire Safety Systems | Fire Extinguishers - CO2 | Town NA | 5 | Urgent | B | 6 | 2030 | 5 | 1 | 2.2 | 9483 | 17207
Heat Emitters | Radiators - Aluminium | Town EK | 3 | Medium | B | 1 | 2025 | 5 | 3 | 3.2 | 31574 | 11317
Heat Emitters | Radiators - Steel | Town MT | 1 | Medium | B | 14 | 2038 | 5 | 3 | 3.2 | 31575 | 27643
LV Distribution | Main Distribution Board | Town NA | 1 | High | A | 18 | 2042 | 6 | 2 | 3 | 19636 | 30919
Local and Special Ventilation | Fan - Axial | Town MX | 1 | Medium | B | 1 | 2025 | 5 | 3 | 3.2 | 31576 | 11318
Security Systems | Manual and Automatic Doors - High Security Door | Town JC | 1 | High | B | 31 | 2055 | 5 | 2 | 2.7 | 17877 | 33808
External Doors | Entrance Doors | Town MT | 1 | High | B | 26 | 2050 | 5 | 2 | 2.7 | 17878 | 33532
LV Distribution | Main Distribution Board | Town MU | 1 | High | B | 1 | 2025 | 5 | 2 | 2.7 | 17879 | 5152
Roller Shutters | External Manual Roller Shutter | Town EK | 1 | High | B | 1 | 2025 | 5 | 2 | 2.7 | 17880 | 5153
Roller Shutters | Internal Electric Roller Shutter | Town MN | 1 | Medium | B | 11 | 2035 | 5 | 3 | 3.2 | 31577 | 25650
Emergency Lighting | Illuminated Fire Exit Signage | Town NA | 1 | Urgent | B | 17 | 2041 | 5 | 1 | 2.2 | 9484 | 30249
Boiler | Atmospheric Gas Burner/Condensing Combination Boiler (domestic type) | Town EK | 1 | High | B | 4 | 2028 | 5 | 2 | 2.7 | 17881 | 14008
Fire Safety Systems | Manual and Automatic Doors - Emergency and Panic Escape Doors | Town EK | 1 | Urgent | B | 11 | 2035 | 5 | 1 | 2.2 | 9485 | 23994
External Doors | Entrance Doors | Town EK | 1 | High | B | 11 | 2035 | 5 | 2 | 2.7 | 17882 | 24813
Access Control | Gate Access - Local Lock / Keypad / Manual (External) | Town EK | 2 | Medium | B | 1 | 2025 | 5 | 3 | 3.2 | 31578 | 11319
Access Control | Door Lock / Keypad / Manual | Town MN | 1 | Medium | B | 10 | 2034 | 5 | 3 | 3.2 | 31579 | 23155
Local and Special Ventilation | Unit extract fans | Town EK | 1 | Medium | CX | 1 | 2025 | 2 | 3 | 2.3 | 10365 | 2274
LV Distribution | Sub Distribution Board | Town JC | 1 | High | B | 6 | 2030 | 5 | 2 | 2.7 | 17883 | 17891
External Doors | Entrance Doors | Town MY | 1 | High | B | 25 | 2049 | 5 | 2 | 2.7 | 17884 | 33439
Local and Special Ventilation | Unit extract fans | Town MS | 1 | Medium | B | 1 | 2025 | 5 | 3 | 3.2 | 31580 | 11320
General Lighting | General - LED fittings & Luminaires | Town EK | 25 | Medium | C | 1 | 2025 | 4 | 3 | 2.9 | 19028 | 5830
Emergency Lighting | Self Contained - Non LED | Town MQ | 1 | Urgent | B | 6 | 2030 | 5 | 1 | 2.2 | 9486 | 17208
Fire Safety Systems | Fire Extinguishers - CO2 | Town MV | 3 | Urgent | B | 6 | 2030 | 5 | 1 | 2.2 | 9487 | 17209
Heat Emitters | Electric Heaters | Town EK | 4 | Medium | B | 1 | 2025 | 5 | 3 | 3.2 | 31581 | 11321
Fire Safety Systems | Fire Extinguishers - Water | Town MP | 1 | Urgent | B | 8 | 2032 | 5 | 1 | 2.2 | 9488 | 20610
Local and Special Ventilation | Fan - Window / Wall Mounted | Town MX | 1 | Medium | B | 5 | 2029 | 5 | 3 | 3.2 | 31582 | 15512
Boiler | Atmospheric Gas Burner - Condensing Boiler | Town NB | 1 | High | B | 13 | 2037 | 5 | 2 | 2.7 | 17885 | 27039
External Doors | Manual and Automatic Doors - Auto / Powered Sliding Doors | Town MN | 1 | High | B | 25 | 2049 | 5 | 2 | 2.7 | 17886 | 33440
BMS | BMS Control Panel | Town MQ | 1 | High | C | 9 | 2033 | 4 | 2 | 2.4 | 10771 | 21529
Roller Shutters | External Manual Roller Shutter | Town EK | 1 | High | B | 1 | 2025 | 5 | 2 | 2.7 | 17887 | 5154
Heat Emitters | Radiators - Aluminium | Town EK | 2 | Medium | B | 1 | 2025 | 5 | 3 | 3.2 | 31583 | 11322
LV Distribution | Sub Distribution Board | Town NM | 1 | High | B | 17 | 2041 | 5 | 2 | 2.7 | 17888 | 30385
Air Conditioning | Single-Split Condenser - Split Systems/Heat Pumps - Air-cooled with Direct Expansion Evaporator (DX) | Town NK | 1 | Medium | B | 10 | 2034 | 5 | 3 | 3.2 | 31584 | 23156
Air Conditioning | Single-Split Evaporator - Split Systems/Heat Pumps - Air-cooled with Direct Expansion Evaporator (DX) | Town NP | 1 | Medium | B | 4 | 2028 | 5 | 3 | 3.2 | 31585 | 14250
Boiler | Combination Atmospheric Burner Gas Boiler | Town NI | 1 | High | B | 7 | 2031 | 5 | 2 | 2.7 | 17889 | 19708
LV Distribution | Sub Distribution Board | Town NI | 1 | High | D | 1 | 2025 | 3 | 2 | 2.1 | 1354 | 908
Fire Safety Systems | Manual and Automatic Doors - Emergency and Panic Escape Doors | Town NE | 1 | Urgent | B | 15 | 2039 | 5 | 1 | 2.2 | 9489 | 28022
Fire Safety Systems | Manual and Automatic Doors - Emergency and Panic Escape Doors | Town MU | 1 | Urgent | B | 13 | 2037 | 5 | 1 | 2.2 | 9490 | 26901
Local and Special Ventilation | Fan - Extract | Town NE | 1 | Medium | CX | 1 | 2025 | 2 | 3 | 2.3 | 10366 | 2275
LV Distribution | Main Distribution Board | Town NK | 1 | High | B | 1 | 2025 | 5 | 2 | 2.7 | 17890 | 5155
Roller Shutters | Internal Manual Roller Shutter | Town NN | 1 | Medium | B | 15 | 2039 | 5 | 3 | 3.2 | 31586 | 28544
Emergency Lighting | Self Contained - LED | Town NO | 9 | Urgent | B | 15 | 2039 | 5 | 1 | 2.2 | 9491 | 28023
Emergency Lighting | Illuminated Fire Exit Signage | Town O | 2 | Urgent | B | 16 | 2040 | 5 | 1 | 2.2 | 9492 | 29045
General Lighting | General - LED fittings & Luminaires | Town FA | 30 | Medium | B | 6 | 2030 | 5 | 3 | 3.2 | 31587 | 19039
Fire Safety Systems | Fire Blanket | Town NJ | 1 | Urgent | B | 4 | 2028 | 5 | 1 | 2.2 | 9493 | 13880
Fire Safety Systems | Fire Alarm System | Town O | 1 | Urgent | B | 1 | 2025 | 5 | 1 | 2.2 | 9494 | 1938
Fire Safety Systems | Fire Extinguishers - Powder | Town BI | 2 | Urgent | B | 6 | 2030 | 5 | 1 | 2.2 | 9495 | 17210
Fire Safety Systems | Fire Extinguishers - Dry Chemical | Town NK | 1 | Urgent | B | 8 | 2032 | 5 | 1 | 2.2 | 9496 | 20611
Central Ventilation Systems | Fan - General Ventilation | Town NS | 1 | Low | B | 8 | 2032 | 5 | 4 | 3.7 | 33579 | 21197
Roller Shutters | External Electric Roller Shutter | Town NJ | 1 | High | B | 6 | 2030 | 5 | 2 | 2.7 | 17891 | 17892
Heat Emitters | Electric Overdoor Air Curtain/Heater | Town NN | 1 | Medium | B | 1 | 2025 | 5 | 3 | 3.2 | 31588 | 11323
External Doors | Entrance Doors | Town NH | 1 | High | B | 10 | 2034 | 5 | 2 | 2.7 | 17892 | 22510
External Doors | Entrance Doors | Town IZ | 1 | High | B | 21 | 2045 | 5 | 2 | 2.7 | 17893 | 32762
Fire Safety Systems | Fire Extinguishers - Foam | Town NJ | 6 | Urgent | B | 6 | 2030 | 5 | 1 | 2.2 | 9497 | 17211
Air Conditioning | Single-Split Evaporator - Split Systems/Heat Pumps - Air-cooled with Direct Expansion Evaporator (DX) | Town NP | 1 | Medium | B | 1 | 2025 | 5 | 3 | 3.2 | 31589 | 11324
Air Conditioning | Single-Split Evaporator - Split Systems/Heat Pumps - Air-cooled with Direct Expansion Evaporator (DX) | Town NJ | 1 | Medium | B | 1 | 2025 | 5 | 3 | 3.2 | 31590 | 11325
Local and Special Ventilation | Fan - Window / Wall Mounted | Town IZ | 1 | Medium | B | 10 | 2034 | 5 | 3 | 3.2 | 31591 | 23157
Emergency Lighting | Self Contained - LED | Town NH | 6 | Urgent | B | 22 | 2046 | 5 | 1 | 2.2 | 9498 | 33002
External Lighting | General - Non LED | Town NF | 4 | Medium | B | 1 | 2025 | 5 | 3 | 3.2 | 31592 | 11326
LV Distribution | Sub Distribution Board | Town NG | 1 | High | B | 1 | 2025 | 5 | 2 | 2.7 | 17894 | 5156
LV Distribution | Sub Distribution Board | Town NP | 1 | High | B | 12 | 2036 | 5 | 2 | 2.7 | 17895 | 26271
Fire Safety Systems | Manual and Automatic Doors - Emergency and Panic Escape Doors | Town NE | 1 | Urgent | B | 1 | 2025 | 5 | 1 | 2.2 | 9499 | 1939
Central Ventilation Systems | Fan - Extract | Town NT | 1 | Medium | B | 1 | 2025 | 5 | 3 | 3.2 | 31593 | 11327
External Doors | Entrance Doors | Town NJ | 1 | High | B | 1 | 2025 | 5 | 2 | 2.7 | 17896 | 5157
Roller Shutters | External Manual Roller Shutter | Town IZ | 1 | High | B | 1 | 2025 | 5 | 2 | 2.7 | 17897 | 5158
External Doors | Entrance Doors | Town NN | 1 | High | B | 10 | 2034 | 5 | 2 | 2.7 | 17898 | 22511
Barriers & Guardrails | Vehicle Crash Protection Barrier | Town NE | 1 | V Low | B | 1 | 2025 | 5 | 4 | 3.7 | 33580 | 12384
General Lighting | General - LED fittings & Luminaires | Town IZ | 68 | Medium | B | 1 | 2025 | 5 | 3 | 3.2 | 31594 | 11328
Emergency Lighting | Illuminated Fire Exit Signage | Town NG | 2 | Urgent | B | 1 | 2025 | 5 | 1 | 2.2 | 9500 | 1940
Fire Safety Systems | Fire Extinguishers - CO2 | Town NN | 4 | Urgent | B | 6 | 2030 | 5 | 1 | 2.2 | 9501 | 17212
Heat Emitters | Radiators - Steel | Town IZ | 5 | Medium | CX | 1 | 2025 | 2 | 3 | 2.3 | 10367 | 2276
Fire Safety Systems | Fire Extinguishers - CO2 | Town NK | 5 | Urgent | B | 7 | 2031 | 5 | 1 | 2.2 | 9502 | 19511
Fire Safety Systems | Fire Extinguishers - Foam | Town NG | 3 | Urgent | B | 1 | 2025 | 5 | 1 | 2.2 | 9503 | 1941
External Doors | Entrance Doors | Town NE | 1 | High | B | 15 | 2039 | 5 | 2 | 2.7 | 17899 | 28319
Fire Safety Systems | Fire Alarm System | Town NL | 1 | Urgent | B | 1 | 2025 | 5 | 1 | 2.2 | 9504 | 1942
External Lighting | General - LED | Town NQ | 2 | Medium | B | 5 | 2029 | 5 | 3 | 3.2 | 31595 | 15513
Boiler | Electric Boilers | Town FA | 1 | Medium | B | 6 | 2030 | 5 | 3 | 3.2 | 31596 | 19040
Local and Special Ventilation | Fan - Centrifugal | Town NE | 1 | Medium | B | 1 | 2025 | 5 | 3 | 3.2 | 31597 | 11329
Emergency Lighting | Self Contained - LED | Town NE | 10 | Urgent | B | 21 | 2045 | 5 | 1 | 2.2 | 9505 | 32469
Air Conditioning | Single-Split Evaporator - Split Systems/Heat Pumps - Air-cooled with Direct Expansion Evaporator (DX) | Town NJ | 1 | Medium | B | 1 | 2025 | 5 | 3 | 3.2 | 31598 | 11330
LV Distribution | Main Distribution Board | Town NK | 1 | High | B | 1 | 2025 | 5 | 2 | 2.7 | 17900 | 5159
Emergency Lighting | Self Contained - Non LED | Town FA | 15 | Urgent | B | 11 | 2035 | 5 | 1 | 2.2 | 9506 | 23995
External Doors | Entrance Doors | Town FA | 1 | High | B | 21 | 2045 | 5 | 2 | 2.7 | 17901 | 32763
Lifts | Disabled Lift - Electric | Town NP | 1 | High | B | 1 | 2025 | 5 | 2 | 2.7 | 17902 | 5160
General Lighting | General - LED fittings & Luminaires | Town NO | 90 | Medium | B | 10 | 2034 | 5 | 3 | 3.2 | 31599 | 23158
Emergency Lighting | Illuminated Fire Exit Signage | Town NK | 3 | Urgent | B | 16 | 2040 | 5 | 1 | 2.2 | 9507 | 29046
Heat Emitters | Electric Heaters | Town MU | 5 | Medium | B | 1 | 2025 | 5 | 3 | 3.2 | 31600 | 11331
Local Hot Water | Instantaneous Electric Water Heater - Non-Drinking Water | Town NI | 1 | Medium | B | 12 | 2036 | 5 | 3 | 3.2 | 31601 | 26765
Local and Special Ventilation | Fan - Axial | Town NP | 1 | Medium | B | 1 | 2025 | 5 | 3 | 3.2 | 31602 | 11332
Fire Safety Systems | Manual and Automatic Doors - Emergency and Panic Escape Doors | Town NJ | 1 | Urgent | B | 27 | 2051 | 5 | 1 | 2.2 | 9508 | 33557
Fire Safety Systems | Fire Extinguishers - CO2 | Town ND | 4 | Urgent | B | 6 | 2030 | 5 | 1 | 2.2 | 9509 | 17213
Fire Safety Systems | Fire Extinguishers - Foam | Town NP | 2 | Urgent | B | 7 | 2031 | 5 | 1 | 2.2 | 9510 | 19512
Fire Safety Systems | Fire Extinguishers - Foam | Town O | 4 | Urgent | B | 6 | 2030 | 5 | 1 | 2.2 | 9511 | 17214
Fire Safety Systems | Fire Extinguishers - CO2 | Town NK | 1 | Urgent | B | 7 | 2031 | 5 | 1 | 2.2 | 9512 | 19513
Roller Shutters | External Window Shutters - Manual | Town MU | 1 | Medium | B | 15 | 2039 | 5 | 3 | 3.2 | 31603 | 28545
Emergency Lighting | Self Contained - Non LED | Town NE | 1 | Urgent | B | 1 | 2025 | 5 | 1 | 2.2 | 9513 | 1943
LV Distribution | Sub Distribution Board | Town NM | 1 | High | B | 1 | 2025 | 5 | 2 | 2.7 | 17903 | 5161
Multi-System Controls | Control Panel - Electrical Services (excluding Electrical Controllers and Pneumatic Relays) | Town NO | 1 | Medium | B | 1 | 2025 | 5 | 3 | 3.2 | 31604 | 11333
Air Conditioning | Multi-Split Evaporator - Split Systems/Heat Pumps - Air-cooled with Direct Expansion Evaporator (DX) | Town FA | 1 | Medium | B | 1 | 2025 | 5 | 3 | 3.2 | 31605 | 11334
Heat Emitters | Radiators - Steel | Town NG | 3 | Medium | B | 1 | 2025 | 5 | 3 | 3.2 | 31606 | 11335
Local and Special Ventilation | Fan - Extract | Town O | 1 | Medium | B | 1 | 2025 | 5 | 3 | 3.2 | 31607 | 11336
External Doors | Manual and Automatic Doors - Auto / Powered Sliding Doors | Town NO | 1 | High | B | 10 | 2034 | 5 | 2 | 2.7 | 17904 | 22512
LV Distribution | Sub Distribution Board | Town IZ | 1 | High | B | 2 | 2026 | 5 | 2 | 2.7 | 17905 | 12965
LV Distribution | Main Distribution Board | Town NK | 1 | High | B | 19 | 2043 | 5 | 2 | 2.7 | 17906 | 31268
Local and Special Ventilation | Fan - Kitchen Extract | Town NS | 1 | Low | B | 10 | 2034 | 5 | 4 | 3.7 | 33581 | 23230
Fire Safety Systems | Fire Alarm Panel / Repeater | Town GB | 1 | Urgent | B | 1 | 2025 | 5 | 1 | 2.2 | 9514 | 1944
Local and Special Ventilation | Unit extract fans | Town GB | 1 | Medium | D | 1 | 2025 | 3 | 3 | 2.6 | 11257 | 2723
Fire Safety Systems | Fire Alarm Panel / Repeater | Town NI | 1 | Urgent | B | 1 | 2025 | 5 | 1 | 2.2 | 9515 | 1945
General Lighting | General - LED fittings & Luminaires | Town NF | 17 | Medium | B | 6 | 2030 | 5 | 3 | 3.2 | 31608 | 19041
Fire Safety Systems | Manual and Automatic Doors - Emergency and Panic Escape Doors | Town NE | 1 | Urgent | B | 15 | 2039 | 5 | 1 | 2.2 | 9516 | 28024
External Doors | Manual and Automatic Doors - Auto / Powered Swing Doors | Town NG | 1 | High | B | 11 | 2035 | 5 | 2 | 2.7 | 17907 | 24814
Emergency Lighting | Self Contained - Non LED | Town NE | 7 | Urgent | B | 5 | 2029 | 5 | 1 | 2.2 | 9517 | 14507
Heat Emitters | Gas Fired Unit Heaters | Town NQ | 1 | Medium | DX | 1 | 2025 | 1 | 3 | 2 | 994 | 689
Roller Shutters | Internal Manual Roller Shutter | Town NG | 1 | Medium | B | 1 | 2025 | 5 | 3 | 3.2 | 31609 | 11337
Roller Shutters | External Electric Roller Shutter | Town NJ | 1 | High | B | 1 | 2025 | 5 | 2 | 2.7 | 17908 | 5162
External Lighting | General - LED | Town NJ | 9 | Medium | B | 11 | 2035 | 5 | 3 | 3.2 | 31610 | 25651
Burner | Forced draft gas burner | Town NE | 1 | Medium | CX | 1 | 2025 | 2 | 3 | 2.3 | 10368 | 2277
Barriers & Guardrails | Vehicle Crash Protection Barrier | Town NE | 1 | V Low | B | 1 | 2025 | 5 | 4 | 3.7 | 33582 | 12385
Central Heating | Fan - Axial | Town NO | 1 | High | B | 1 | 2025 | 5 | 2 | 2.7 | 17909 | 5163
Fire Safety Systems | Manual and Automatic Doors - Emergency and Panic Escape Doors | Town NN | 1 | Urgent | B | 20 | 2044 | 5 | 1 | 2.2 | 9518 | 31566
Fire Safety Systems | Manual and Automatic Doors - Emergency and Panic Escape Doors | Town GB | 1 | Urgent | B | 11 | 2035 | 5 | 1 | 2.2 | 9519 | 23996
Fire Safety Systems | Fire Extinguishers - Foam | Town NG | 3 | Urgent | B | 1 | 2025 | 5 | 1 | 2.2 | 9520 | 1946
Fire Safety Systems | Fire Extinguishers - Foam | Town FA | 3 | Urgent | B | 1 | 2025 | 5 | 1 | 2.2 | 9521 | 1947
Local Hot Water | Package Electric Water Heaters - Non-Drinking Water | Town EJ | 1 | Medium | B | 9 | 2033 | 5 | 3 | 3.2 | 31611 | 21904
Heat Emitters | Gas Fired Natural and Fan Assisted Heaters | Town NV | 1 | Medium | B | 8 | 2032 | 5 | 3 | 3.2 | 31612 | 21155
Roller Shutters | External Electric Roller Shutter | Town NW | 1 | High | B | 15 | 2039 | 5 | 2 | 2.7 | 17910 | 28320
General Lighting | General - LED fittings & Luminaires | Town NU | 136 | Medium | B | 10 | 2034 | 5 | 3 | 3.2 | 31613 | 23159
Fire Safety Systems | Manual and Automatic Doors - Emergency and Panic Escape Doors | Town EJ | 1 | Urgent | B | 10 | 2034 | 5 | 1 | 2.2 | 9522 | 22172
Roller Shutters | External Manual Roller Shutter | Town EX | 1 | High | B | 1 | 2025 | 5 | 2 | 2.7 | 17911 | 5164
General Lighting | General - LED fittings & Luminaires | Town NV | 53 | Medium | B | 17 | 2041 | 5 | 3 | 3.2 | 31614 | 30582
External Lighting | General - LED | Town NV | 2 | Medium | B | 13 | 2037 | 5 | 3 | 3.2 | 31615 | 27259
Emergency Lighting | Self Contained - LED | Town NW | 3 | Urgent | B | 15 | 2039 | 5 | 1 | 2.2 | 9523 | 28025
LV Distribution | Main Distribution Board | Town NZ | 1 | High | B | 1 | 2025 | 5 | 2 | 2.7 | 17912 | 5165
Fire Safety Systems | Fire Alarm System | Town NX | 1 | Urgent | B | 1 | 2025 | 5 | 1 | 2.2 | 9524 | 1948
Heat Emitters | Electric Heaters | Town NU | 1 | Medium | B | 1 | 2025 | 5 | 3 | 3.2 | 31616 | 11338
LV Distribution | Sub Distribution Board | Town NU | 1 | High | B | 1 | 2025 | 5 | 2 | 2.7 | 17913 | 5166
Access Control | Door Lock / Keypad / Manual | Town NU | 3 | Medium | B | 1 | 2025 | 5 | 3 | 3.2 | 31617 | 11339
Emergency Lighting | Illuminated Fire Exit Signage | Town NX | 2 | Urgent | B | 16 | 2040 | 5 | 1 | 2.2 | 9525 | 29047
Heat Emitters | Radiators - Steel | Town NU | 4 | Medium | B | 1 | 2025 | 5 | 3 | 3.2 | 31618 | 11340
Fire Safety Systems | Fire Extinguishers - Powder | Town NX | 1 | Urgent | B | 6 | 2030 | 5 | 1 | 2.2 | 9526 | 17215
Burner | Forced draft gas burner | Town NU | 1 | Medium | B | 5 | 2029 | 5 | 3 | 3.2 | 31619 | 15514
LV Distribution | Sub Distribution Board | Town NV | 1 | High | B | 18 | 2042 | 5 | 2 | 2.7 | 17914 | 30887
Roller Shutters | External Electric Roller Shutter | Town EX | 1 | High | B | 21 | 2045 | 5 | 2 | 2.7 | 17915 | 32764
Fire Safety Systems | Fire Extinguishers - Foam | Town NU | 3 | Urgent | B | 6 | 2030 | 5 | 1 | 2.2 | 9527 | 17216
Fire Safety Systems | Fire Extinguishers - Foam | Town NU | 1 | Urgent | B | 6 | 2030 | 5 | 1 | 2.2 | 9528 | 17217
Fire Safety Systems | Fire Extinguishers - Foam | Town NV | 6 | Urgent | B | 6 | 2030 | 5 | 1 | 2.2 | 9529 | 17218
Local and Special Ventilation | Fan - Kitchen Extract | Town NV | 1 | Low | B | 13 | 2037 | 5 | 4 | 3.7 | 33583 | 27314
Roller Shutters | External Manual Roller Shutter | Town NY | 1 | High | B | 11 | 2035 | 5 | 2 | 2.7 | 17916 | 24815
External Doors | Entrance Doors | Town EJ | 1 | High | B | 25 | 2049 | 5 | 2 | 2.7 | 17917 | 33441
External Doors | Entrance Doors | Town NX | 1 | High | B | 11 | 2035 | 5 | 2 | 2.7 | 17918 | 24816
Emergency Lighting | Self Contained - Non LED | Town NU | 1 | Urgent | B | 1 | 2025 | 5 | 1 | 2.2 | 9530 | 1949
Fire Safety Systems | Manual and Automatic Doors - Emergency and Panic Escape Doors | Town EJ | 1 | Urgent | B | 10 | 2034 | 5 | 1 | 2.2 | 9531 | 22173
Roller Shutters | External Electric Roller Shutter | Town NU | 1 | High | B | 15 | 2039 | 5 | 2 | 2.7 | 17919 | 28321
Emergency Lighting | Self Contained - Non LED | Town NW | 2 | Urgent | B | 1 | 2025 | 5 | 1 | 2.2 | 9532 | 1950
Fire Safety Systems | Fire Alarm System | Town EJ | 1 | Urgent | A | 13 | 2037 | 6 | 1 | 2.5 | 11007 | 26932
General Lighting | General - LED fittings & Luminaires | Town EJ | 23 | Medium | B | 5 | 2029 | 5 | 3 | 3.2 | 31620 | 15515
LV Distribution | Main Distribution Board | Town EJ | 1 | High | B | 10 | 2034 | 5 | 2 | 2.7 | 17920 | 22513
Local and Special Ventilation | Fan - Axial | Town FT | 1 | Medium | B | 1 | 2025 | 5 | 3 | 3.2 | 31621 | 11341
Air Conditioning | Multi-Split Condenser - Split Systems/Heat Pumps - Air-cooled with Direct Expansion Evaporator (DX) | Town FL | 1 | Medium | B | 4 | 2028 | 5 | 3 | 3.2 | 31622 | 14251
LV Distribution | Main Distribution Board | Town OM | 1 | High | B | 1 | 2025 | 5 | 2 | 2.7 | 17921 | 5167
BMS | BMS Control Panel | Town AJ | 1 | High | A | 9 | 2033 | 6 | 2 | 3 | 19637 | 21674
Heat Emitters | Gas Fired Natural and Fan Assisted Heaters | Town OL | 1 | Medium | C | 1 | 2025 | 4 | 3 | 2.9 | 19029 | 5831
Fire Safety Systems | Smoke Extract - Control Panel | Town KB | 1 | Urgent | B | 12 | 2036 | 5 | 1 | 2.2 | 9533 | 26119
Fire Safety Systems | Manual and Automatic Doors - Emergency and Panic Escape Doors | Town OC | 1 | Urgent | B | 10 | 2034 | 5 | 1 | 2.2 | 9534 | 22174
Roller Shutters | External Manual Roller Shutter | Town OM | 1 | High | B | 1 | 2025 | 5 | 2 | 2.7 | 17922 | 5168
External Doors | Entrance Doors | Town OE | 1 | High | B | 20 | 2044 | 5 | 2 | 2.7 | 17923 | 31660
Air Conditioning | Multi-Split Condenser - Split Systems/Heat Pumps - Air-cooled with Direct Expansion Evaporator (DX) | Town FD | 1 | Medium | B | 3 | 2027 | 5 | 3 | 3.2 | 31623 | 13694
Air Conditioning | Multi-Split Evaporator - Split Systems/Heat Pumps - Air-cooled with Direct Expansion Evaporator (DX) | Town KB | 1 | Medium | B | 5 | 2029 | 5 | 3 | 3.2 | 31624 | 15516
Roller Shutters | External Electric Roller Shutter | Town OC | 1 | High | B | 8 | 2032 | 5 | 2 | 2.7 | 17924 | 20776
Local and Special Ventilation | Fan - Kitchen Window / Wall Mounted | Town OG | 1 | Medium | B | 5 | 2029 | 5 | 3 | 3.2 | 31625 | 15517
Local and Special Ventilation | Fan - Kitchen Extract | Town OL | 1 | Low | B | 5 | 2029 | 5 | 4 | 3.7 | 33584 | 15683
Access Control | Door Lock / Keypad / Manual | Town OE | 1 | Medium | B | 6 | 2030 | 5 | 3 | 3.2 | 31626 | 19042
Fire Safety Systems | Fire Extinguishers - Foam | Town OD | 5 | Urgent | B | 6 | 2030 | 5 | 1 | 2.2 | 9535 | 17219
Heat Emitters | Electric Heaters | Town OP | 1 | Medium | B | 3 | 2027 | 5 | 3 | 3.2 | 31627 | 13695
Emergency Lighting | Externally Powered - LED | Town OR | 4 | Urgent | B | 1 | 2025 | 5 | 1 | 2.2 | 9536 | 1951
Local and Special Ventilation | Fan - Extract | Town OF | 1 | Medium | B | 1 | 2025 | 5 | 3 | 3.2 | 31628 | 11342
Local and Special Ventilation | Fan - Kitchen Window / Wall Mounted | Town OO | 1 | Medium | B | 12 | 2036 | 5 | 3 | 3.2 | 31629 | 26766
Roller Shutters | External Manual Roller Shutter | Town OD | 1 | High | B | 5 | 2029 | 5 | 2 | 2.7 | 17925 | 14754
Emergency Lighting | Illuminated Fire Exit Signage | Town FL | 4 | Urgent | B | 16 | 2040 | 5 | 1 | 2.2 | 9537 | 29048
Emergency Lighting | Illuminated Fire Exit Signage | Town OP | 1 | Urgent | A | 20 | 2044 | 6 | 1 | 2.5 | 11008 | 31586
External Lighting | General - LED | Town FT | 1 | Medium | B | 11 | 2035 | 5 | 3 | 3.2 | 31630 | 25652
External Doors | Manual and Automatic Doors - Auto / Powered Sliding Doors | Town FL | 1 | High | B | 28 | 2052 | 5 | 2 | 2.7 | 17926 | 33635
Emergency Lighting | Self Contained - LED | Town LL | 14 | Urgent | B | 21 | 2045 | 5 | 1 | 2.2 | 9538 | 32470
General Lighting | General - LED fittings & Luminaires | Town OE | 6 | Medium | B | 10 | 2034 | 5 | 3 | 3.2 | 31631 | 23160
Fire Safety Systems | Fire Extinguishers - Powder | Town OR | 1 | Urgent | B | 1 | 2025 | 5 | 1 | 2.2 | 9539 | 1952
Air Conditioning | Single-Split Evaporator - Split Systems/Heat Pumps - Air-cooled with Direct Expansion Evaporator (DX) | Town OH | 1 | Medium | B | 13 | 2037 | 5 | 3 | 3.2 | 31632 | 27260
Heat Emitters | Radiators - Steel | Town OG | 1 | Medium | B | 6 | 2030 | 5 | 3 | 3.2 | 31633 | 19043
Local and Special Ventilation | Fan - Window / Wall Mounted | Town OG | 1 | Medium | B | 5 | 2029 | 5 | 3 | 3.2 | 31634 | 15518
Fire Safety Systems | Manual and Automatic Doors - Emergency and Panic Escape Doors | Town FR | 1 | Urgent | B | 15 | 2039 | 5 | 1 | 2.2 | 9540 | 28026
Emergency Lighting | Illuminated Fire Exit Signage | Town OE | 6 | Urgent | B | 17 | 2041 | 5 | 1 | 2.2 | 9541 | 30250
Fire Safety Systems | Fire Extinguishers - Inert Gas | Town AJ | 1 | Urgent | B | 14 | 2038 | 5 | 1 | 2.2 | 9542 | 27397
External Lighting | General - Non LED | Town OR | 4 | Medium | B | 1 | 2025 | 5 | 3 | 3.2 | 31635 | 11343
Air Conditioning | Multi-Split Evaporator - Split Systems/Heat Pumps - Air-cooled with Direct Expansion Evaporator (DX) | Town FD | 1 | Medium | B | 11 | 2035 | 5 | 3 | 3.2 | 31636 | 25653
Roller Shutters | External Manual Roller Shutter | Town OQ | 1 | High | B | 5 | 2029 | 5 | 2 | 2.7 | 17927 | 14755
Emergency Lighting | Self Contained - LED | Town FL | 20 | Urgent | B | 22 | 2046 | 5 | 1 | 2.2 | 9543 | 33003
Heat Emitters | Electric Heaters | Town OP | 1 | Medium | B | 3 | 2027 | 5 | 3 | 3.2 | 31637 | 13696
Heat Emitters | Electric Heaters | Town AJ | 4 | Medium | B | 1 | 2025 | 5 | 3 | 3.2 | 31638 | 11344
External Doors | Manual and Automatic Doors - Auto / Powered Sliding Doors | Town AJ | 1 | High | B | 25 | 2049 | 5 | 2 | 2.7 | 17928 | 33442
Emergency Lighting | Self Contained - Non LED | Town ON | 7 | Urgent | B | 11 | 2035 | 5 | 1 | 2.2 | 9544 | 23997
LV Distribution | Sub Distribution Board | Town OO | 1 | High | C | 10 | 2034 | 4 | 2 | 2.4 | 10772 | 22197
LV Distribution | Main Distribution Board | Town OE | 1 | High | B | 16 | 2040 | 5 | 2 | 2.7 | 17929 | 29266
Local and Special Ventilation | Fan - Axial | Town FT | 1 | Medium | B | 1 | 2025 | 5 | 3 | 3.2 | 31639 | 11345
Emergency Lighting | Self Contained - LED | Town OE | 40 | Urgent | B | 22 | 2046 | 5 | 1 | 2.2 | 9545 | 33004
LV Distribution | Main Distribution Board | Town OE | 1 | High | B | 10 | 2034 | 5 | 2 | 2.7 | 17930 | 22514
Roller Shutters | External Electric Roller Shutter | Town FD | 1 | High | B | 19 | 2043 | 5 | 2 | 2.7 | 17931 | 31269
Fire Safety Systems | Fire Alarm System | Town OM | 1 | Urgent | B | 12 | 2036 | 5 | 1 | 2.2 | 9546 | 26120
General Lighting | General - LED fittings & Luminaires | Town OO | 26 | Medium | B | 11 | 2035 | 5 | 3 | 3.2 | 31640 | 25654
Heat Emitters | Electric Heaters | Town OO | 1 | Medium | B | 5 | 2029 | 5 | 3 | 3.2 | 31641 | 15519
Fire Safety Systems | Manual and Automatic Doors - Emergency and Panic Escape Doors | Town AJ | 1 | Urgent | B | 10 | 2034 | 5 | 1 | 2.2 | 9547 | 22175
Local and Special Ventilation | Fan - Axial | Town OG | 1 | Medium | B | 5 | 2029 | 5 | 3 | 3.2 | 31642 | 15520
Roller Shutters | Internal Electric Roller Shutter | Town OE | 1 | Medium | B | 16 | 2040 | 5 | 3 | 3.2 | 31643 | 29874
General Lighting | General - LED fittings & Luminaires | Town OI | 25 | Medium | B | 16 | 2040 | 5 | 3 | 3.2 | 31644 | 29875
Fire Safety Systems | Fire Extinguishers - Foam | Town FT | 6 | Urgent | B | 9 | 2033 | 5 | 1 | 2.2 | 9548 | 21494
Heat Emitters | Electric Heaters | Town OO | 1 | Medium | B | 5 | 2029 | 5 | 3 | 3.2 | 31645 | 15521
Emergency Lighting | Self Contained - LED | Town OH | 2 | Urgent | B | 15 | 2039 | 5 | 1 | 2.2 | 9549 | 28027
Emergency Lighting | Self Contained - LED | Town FT | 24 | Urgent | B | 21 | 2045 | 5 | 1 | 2.2 | 9550 | 32471
Central Heating & Cooling | Fan - Bifurcated | Town OF | 1 | Medium | B | 1 | 2025 | 5 | 3 | 3.2 | 31646 | 11346
Emergency Lighting | Illuminated Fire Exit Signage | Town OB | 3 | Urgent | B | 17 | 2041 | 5 | 1 | 2.2 | 9551 | 30251
Emergency Lighting | Illuminated Fire Exit Signage | Town FT | 9 | Urgent | B | 16 | 2040 | 5 | 1 | 2.2 | 9552 | 29049
Heat Emitters | Electric Heaters | Town OM | 4 | Medium | B | 1 | 2025 | 5 | 3 | 3.2 | 31647 | 11347
General Lighting | General - LED fittings & Luminaires | Town OG | 4 | Medium | B | 10 | 2034 | 5 | 3 | 3.2 | 31648 | 23161
Fire Safety Systems | Manual and Automatic Doors - Emergency and Panic Escape Doors | Town OD | 1 | Urgent | B | 11 | 2035 | 5 | 1 | 2.2 | 9553 | 23998
External Doors | Manual and Automatic Doors - Auto / Powered Sliding Doors | Town OH | 1 | High | B | 21 | 2045 | 5 | 2 | 2.7 | 17932 | 32765
Roller Shutters | Internal Electric Roller Shutter | Town OL | 1 | Medium | B | 15 | 2039 | 5 | 3 | 3.2 | 31649 | 28546
Local and Special Ventilation | Fan - Extract | Town AJ | 1 | Medium | B | 1 | 2025 | 5 | 3 | 3.2 | 31650 | 11348
Fire Safety Systems | Fire Extinguishers - Powder | Town OI | 2 | Urgent | B | 6 | 2030 | 5 | 1 | 2.2 | 9554 | 17220
Central Heating & Cooling | Fan - Bifurcated | Town OF | 1 | Medium | B | 1 | 2025 | 5 | 3 | 3.2 | 31651 | 11349
Lifts | Passenger Lift Hydraulic - Electric | Town OE | 1 | Medium | B | 11 | 2035 | 5 | 3 | 3.2 | 31652 | 25655
Roller Shutters | External Manual Roller Shutter | Town OM | 1 | High | B | 1 | 2025 | 5 | 2 | 2.7 | 17933 | 5169
General Lighting | General - LED fittings & Luminaires | Town OD | 60 | Medium | B | 16 | 2040 | 5 | 3 | 3.2 | 31653 | 29876
Specialist Lighting | Illuminated External Signs | Town FD | 1 | Medium | B | 6 | 2030 | 5 | 3 | 3.2 | 31654 | 19044
Emergency Lighting | Self Contained - LED | Town KB | 4 | Urgent | B | 22 | 2046 | 5 | 1 | 2.2 | 9555 | 33005
Roller Shutters | External Manual Roller Shutter | Town OE | 1 | High | B | 1 | 2025 | 5 | 2 | 2.7 | 17934 | 5170
Central Heating & Cooling | Fan - Bifurcated | Town FL | 1 | Medium | B | 1 | 2025 | 5 | 3 | 3.2 | 31655 | 11350
Emergency Lighting | Illuminated Fire Exit Signage | Town OB | 3 | Urgent | B | 17 | 2041 | 5 | 1 | 2.2 | 9556 | 30252
External Lighting | General - Non LED | Town OE | 4 | Medium | B | 1 | 2025 | 5 | 3 | 3.2 | 31656 | 11351
Air Conditioning | Single-Split Condenser - Split Systems/Heat Pumps - Air-cooled with Direct Expansion Evaporator (DX) | Town OH | 1 | Medium | A | 13 | 2037 | 6 | 3 | 3.5 | 32625 | 27307
External Doors | Entrance Doors | Town OJ | 1 | High | B | 15 | 2039 | 5 | 2 | 2.7 | 17935 | 28322
Fire Safety Systems | Fire Extinguishers - CO2 | Town OC | 1 | Urgent | B | 6 | 2030 | 5 | 1 | 2.2 | 9557 | 17221
Heat Emitters | Electric Heaters | Town OR | 1 | Medium | CX | 1 | 2025 | 2 | 3 | 2.3 | 10369 | 2278
LV Distribution | Main Distribution Board | Town OF | 1 | High | B | 2 | 2026 | 5 | 2 | 2.7 | 17936 | 12966
Central Ventilation Systems | Fan - General Ventilation | Town OK | 1 | Low | B | 1 | 2025 | 5 | 4 | 3.7 | 33585 | 12386
Local and Special Ventilation | Fan - Kitchen Extract | Town OB | 1 | Low | B | 10 | 2034 | 5 | 4 | 3.7 | 33586 | 23231
Fire Safety Systems | Manual and Automatic Doors - Emergency and Panic Escape Doors | Town OE | 1 | Urgent | B | 11 | 2035 | 5 | 1 | 2.2 | 9558 | 23999
Fire Safety Systems | Fire Extinguishers - CO2 | Town OE | 2 | Urgent | B | 6 | 2030 | 5 | 1 | 2.2 | 9559 | 17222
Local Hot Water | Package Electric Water Heaters - Non-Drinking Water | Town LL | 1 | Medium | B | 7 | 2031 | 5 | 3 | 3.2 | 31657 | 20183
Heat Emitters | Gas Fired Natural and Fan Assisted Heaters | Town OO | 1 | Medium | B | 5 | 2029 | 5 | 3 | 3.2 | 31658 | 15522
Heat Emitters | Gas Fired Unit Heaters | Town AJ | 1 | Medium | B | 10 | 2034 | 5 | 3 | 3.2 | 31659 | 23162
Roller Shutters | External Electric Roller Shutter | Town OI | 1 | High | B | 5 | 2029 | 5 | 2 | 2.7 | 17937 | 14756
Heat Emitters | Electric Heaters | Town OE | 4 | Medium | B | 1 | 2025 | 5 | 3 | 3.2 | 31660 | 11352
LV Distribution | Main Distribution Board | Town OC | 1 | High | B | 1 | 2025 | 5 | 2 | 2.7 | 17938 | 5171
Local and Special Ventilation | Fan - Kitchen Extract | Town OK | 1 | Low | B | 10 | 2034 | 5 | 4 | 3.7 | 33587 | 23232
Central Heating & Cooling | Fan - Bifurcated | Town FR | 1 | Medium | B | 1 | 2025 | 5 | 3 | 3.2 | 31661 | 11353
External Lighting | General - LED | Town OE | 3 | Medium | A | 14 | 2038 | 6 | 3 | 3.5 | 32626 | 27690
Fire Safety Systems | Manual and Automatic Doors - Emergency and Panic Escape Doors | Town OO | 1 | Urgent | B | 25 | 2049 | 5 | 1 | 2.2 | 9560 | 33346
Local and Special Ventilation | Fan - Extract | Town AJ | 1 | Medium | B | 1 | 2025 | 5 | 3 | 3.2 | 31662 | 11354
Central Ventilation Systems | Fan - General Ventilation | Town OK | 1 | Low | B | 1 | 2025 | 5 | 4 | 3.7 | 33588 | 12387
LV Distribution | Sub Distribution Board | Town FD | 1 | High | B | 1 | 2025 | 5 | 2 | 2.7 | 17939 | 5172
External Doors | Entrance Doors | Town OL | 1 | High | B | 25 | 2049 | 5 | 2 | 2.7 | 17940 | 33443
Fire Safety Systems | Fire Alarm System | Town OF | 1 | Urgent | B | 1 | 2025 | 5 | 1 | 2.2 | 9561 | 1953
LV Distribution | Main Distribution Board | Town LL | 1 | High | B | 5 | 2029 | 5 | 2 | 2.7 | 17941 | 14757
Boiler | Electric Boilers | Town OR | 1 | Medium | B | 1 | 2025 | 5 | 3 | 3.2 | 31663 | 11355
External Doors | Entrance Doors | Town OE | 1 | High | B | 10 | 2034 | 5 | 2 | 2.7 | 17942 | 22515
External Lighting | General - Non LED | Town FD | 3 | Medium | CX | 1 | 2025 | 2 | 3 | 2.3 | 10370 | 2279
Air Conditioning | Multi-Split Condenser - Split Systems/Heat Pumps - Air-cooled with Direct Expansion Evaporator (DX) | Town FL | 1 | Medium | B | 4 | 2028 | 5 | 3 | 3.2 | 31664 | 14252
Roller Shutters | Internal Electric Roller Shutter | Town OJ | 1 | Medium | B | 10 | 2034 | 5 | 3 | 3.2 | 31665 | 23163
External Lighting | General - LED | Town OK | 1 | Medium | B | 13 | 2037 | 5 | 3 | 3.2 | 31666 | 27261
Fire Safety Systems | Fire Extinguishers - Foam | Town OB | 1 | Urgent | B | 6 | 2030 | 5 | 1 | 2.2 | 9562 | 17223
Fire Safety Systems | Fire Extinguishers - CO2 | Town FD | 3 | Urgent | B | 8 | 2032 | 5 | 1 | 2.2 | 9563 | 20612
LV Distribution | Main Distribution Board | Town KB | 1 | High | B | 9 | 2033 | 5 | 2 | 2.7 | 17943 | 21649
Local Hot Water | Package Electric Water Heaters - Non-Drinking Water | Town ON | 1 | Medium | B | 8 | 2032 | 5 | 3 | 3.2 | 31667 | 21156
Air Conditioning | Multi-Split Condenser - Split Systems/Heat Pumps - Air-cooled with Direct Expansion Evaporator (DX) | Town OX | 1 | Medium | B | 1 | 2025 | 5 | 3 | 3.2 | 31668 | 11356
Air Conditioning | Single-Split Condenser - Split Systems/Heat Pumps - Air-cooled with Direct Expansion Evaporator (DX) | Town OV | 1 | Medium | B | 8 | 2032 | 5 | 3 | 3.2 | 31669 | 21157
Air Conditioning | Single-Split Condenser - Split Systems/Heat Pumps - Air-cooled with Direct Expansion Evaporator (DX) | Town OZ | 1 | Medium | B | 1 | 2025 | 5 | 3 | 3.2 | 31670 | 11357
LV Distribution | Sub Distribution Board | Town PE | 1 | High | B | 14 | 2038 | 5 | 2 | 2.7 | 17944 | 27503
LV Distribution | Main Distribution Board | Town OX | 1 | High | B | 1 | 2025 | 5 | 2 | 2.7 | 17945 | 5173
LV Distribution | Main Distribution Board | Town OV | 1 | High | B | 4 | 2028 | 5 | 2 | 2.7 | 17946 | 14009
Local and Special Ventilation | Fan - Kitchen Extract | Town OW | 1 | Low | A | 15 | 2039 | 6 | 4 | 4 | 33838 | 28590
Fire Safety Systems | Fire Alarm System | Town OY | 1 | Urgent | B | 1 | 2025 | 5 | 1 | 2.2 | 9564 | 1954
Heat Emitters | Gas Fired Natural and Fan Assisted Heaters | Town PD | 1 | Medium | B | 1 | 2025 | 5 | 3 | 3.2 | 31671 | 11358
Fire Safety Systems | Fire Alarm Panel / Repeater | Town PB | 1 | Urgent | B | 6 | 2030 | 5 | 1 | 2.2 | 9565 | 17224
Fire Safety Systems | Manual and Automatic Doors - Emergency and Panic Escape Doors | Town PF | 1 | Urgent | B | 32 | 2056 | 5 | 1 | 2.2 | 9566 | 33821
Local and Special Ventilation | Fan - Axial | Town PD | 1 | Medium | B | 4 | 2028 | 5 | 3 | 3.2 | 31672 | 14253
Fire Safety Systems | Fire Extinguishers - Foam | Town OW | 2 | Urgent | B | 6 | 2030 | 5 | 1 | 2.2 | 9567 | 17225
General Lighting | General - LED fittings & Luminaires | Town OU | 75 | Medium | B | 15 | 2039 | 5 | 3 | 3.2 | 31673 | 28547
General Lighting | General - LED fittings & Luminaires | Town OW | 46 | Medium | C | 10 | 2034 | 4 | 3 | 2.9 | 19030 | 22539
External Lighting | General - LED | Town OU | 8 | Medium | B | 10 | 2034 | 5 | 3 | 3.2 | 31674 | 23164
Fire Safety Systems | Fire Extinguishers - CO2 | Town OT | 6 | Urgent | B | 6 | 2030 | 5 | 1 | 2.2 | 9568 | 17226
Air Conditioning | Single-Split Condenser - Split Systems/Heat Pumps - Air-cooled with Direct Expansion Evaporator (DX) | Town PG | 1 | Medium | B | 2 | 2026 | 5 | 3 | 3.2 | 31675 | 13213
Roller Shutters | External Electric Roller Shutter | Town PF | 1 | High | B | 11 | 2035 | 5 | 2 | 2.7 | 17947 | 24817
External Lighting | General - Non LED | Town JU | 3 | Medium | B | 1 | 2025 | 5 | 3 | 3.2 | 31676 | 11359
Heat Emitters | Electric Heaters | Town PG | 1 | Medium | B | 1 | 2025 | 5 | 3 | 3.2 | 31677 | 11360
Emergency Lighting | Self Contained - LED | Town OV | 2 | Urgent | B | 23 | 2047 | 5 | 1 | 2.2 | 9569 | 33153
Fire Safety Systems | Fire Extinguishers - CO2 | Town PF | 1 | Urgent | B | 3 | 2027 | 5 | 1 | 2.2 | 9570 | 13312
Roller Shutters | External Electric Roller Shutter | Town OU | 1 | High | B | 1 | 2025 | 5 | 2 | 2.7 | 17948 | 5174
Emergency Lighting | Self Contained - Non LED | Town OU | 4 | Urgent | C | 1 | 2025 | 4 | 1 | 1.9 | 751 | 484
Fire Safety Systems | Fire Extinguishers - Foam | Town OW | 5 | Urgent | B | 6 | 2030 | 5 | 1 | 2.2 | 9571 | 17227
Emergency Lighting | Self Contained - LED | Town PB | 11 | Urgent | B | 16 | 2040 | 5 | 1 | 2.2 | 9572 | 29050
Fire Safety Systems | Fire Extinguishers - Powder | Town PB | 1 | Urgent | B | 6 | 2030 | 5 | 1 | 2.2 | 9573 | 17228
Fire Safety Systems | Fire Extinguishers - Foam | Town OY | 2 | Urgent | B | 6 | 2030 | 5 | 1 | 2.2 | 9574 | 17229
Heat Emitters | Radiators - Steel | Town OV | 5 | Medium | B | 1 | 2025 | 5 | 3 | 3.2 | 31678 | 11361
Air Conditioning | Single-Split Evaporator - Split Systems/Heat Pumps - Air-cooled with Direct Expansion Evaporator (DX) | Town PG | 1 | Medium | B | 5 | 2029 | 5 | 3 | 3.2 | 31679 | 15523
Fire Safety Systems | Manual and Automatic Doors - Emergency and Panic Escape Doors | Town OZ | 1 | Urgent | D | 11 | 2035 | 3 | 1 | 1.6 | 474 | 23247
Fire Safety Systems | Manual and Automatic Doors - Emergency and Panic Escape Doors | Town OT | 1 | Urgent | B | 6 | 2030 | 5 | 1 | 2.2 | 9575 | 17230
Boiler | Atmospheric Gas Burner Boiler - Small and/or Wall Hung for Domestic Installation | Town OY | 1 | Medium | B | 1 | 2025 | 5 | 3 | 3.2 | 31680 | 11362
LV Distribution | Main Distribution Board | Town OV | 1 | High | B | 1 | 2025 | 5 | 2 | 2.7 | 17949 | 5175
General Lighting | General - LED fittings & Luminaires | Town OV | 109 | Medium | B | 16 | 2040 | 5 | 3 | 3.2 | 31681 | 29877
General Lighting | General - LED fittings & Luminaires | Town KP | 32 | Medium | B | 1 | 2025 | 5 | 3 | 3.2 | 31682 | 11363
Roller Shutters | Internal Electric Roller Shutter | Town OW | 1 | Medium | B | 5 | 2029 | 5 | 3 | 3.2 | 31683 | 15524
Access Control | Gate Access - Local Lock / Keypad / Manual (External) | Town PE | 1 | Medium | B | 1 | 2025 | 5 | 3 | 3.2 | 31684 | 11364
Heat Emitters | Electric Heaters | Town OU | 2 | Medium | B | 4 | 2028 | 5 | 3 | 3.2 | 31685 | 14254
Local Hot Water | Instantaneous Electric Water Heater - Non-Drinking Water | Town OW | 1 | Medium | B | 13 | 2037 | 5 | 3 | 3.2 | 31686 | 27262
Roller Shutters | Internal Electric Roller Shutter | Town KP | 1 | Medium | B | 1 | 2025 | 5 | 3 | 3.2 | 31687 | 11365
Heat Emitters | Electric Heaters | Town OU | 3 | Medium | B | 1 | 2025 | 5 | 3 | 3.2 | 31688 | 11366
Fire Safety Systems | Fire Extinguishers - Powder | Town KP | 2 | Urgent | B | 1 | 2025 | 5 | 1 | 2.2 | 9576 | 1955
Heat Emitters | Fan Convector - Electric | Town OU | 1 | Medium | B | 1 | 2025 | 5 | 3 | 3.2 | 31689 | 11367
Local and Special Ventilation | Fan - Kitchen Extract | Town OW | 1 | Low | B | 10 | 2034 | 5 | 4 | 3.7 | 33589 | 23233
Roller Shutters | External Electric Roller Shutter | Town OT | 1 | High | B | 16 | 2040 | 5 | 2 | 2.7 | 17950 | 29267
Boiler | Atmospheric Gas Burner/Condensing Combination Boiler | Town OX | 1 | Medium | B | 2 | 2026 | 5 | 3 | 3.2 | 31690 | 13214
Air Conditioning | Single-Split Condenser - Split Systems/Heat Pumps - Air-cooled with Direct Expansion Evaporator (DX) | Town PG | 1 | Medium | B | 4 | 2028 | 5 | 3 | 3.2 | 31691 | 14255
Air Conditioning | Single-Split Evaporator - Split Systems/Heat Pumps - Air-cooled with Direct Expansion Evaporator (DX) | Town OT | 1 | Medium | B | 7 | 2031 | 5 | 3 | 3.2 | 31692 | 20184
Security Systems | Manual and Automatic Doors - High Security Door | Town OS | 1 | High | B | 11 | 2035 | 5 | 2 | 2.7 | 17951 | 24818
Fire Safety Systems | Fire Alarm Panel / Repeater | Town OZ | 1 | Urgent | B | 8 | 2032 | 5 | 1 | 2.2 | 9577 | 20613
Local and Special Ventilation | Fan - Extract | Town PC | 1 | Medium | B | 5 | 2029 | 5 | 3 | 3.2 | 31693 | 15525
Fire Safety Systems | Fire Extinguishers - CO2 | Town OW | 3 | Urgent | B | 6 | 2030 | 5 | 1 | 2.2 | 9578 | 17231
External Doors | Entrance Doors | Town OX | 1 | High | A | 34 | 2058 | 6 | 2 | 3 | 19638 | 33873
Roller Shutters | Internal Electric Roller Shutter | Town PD | 1 | Medium | B | 11 | 2035 | 5 | 3 | 3.2 | 31694 | 25656
Roller Shutters | Internal Electric Roller Shutter | Town KP | 1 | Medium | B | 1 | 2025 | 5 | 3 | 3.2 | 31695 | 11368
External Doors | Entrance Doors | Town DK | 1 | High | B | 21 | 2045 | 5 | 2 | 2.7 | 17952 | 32766
General Lighting | General - LED fittings & Luminaires | Town PG | 1 | Medium | B | 6 | 2030 | 5 | 3 | 3.2 | 31696 | 19045
LV Distribution | Sub Distribution Board | Town OY | 1 | High | B | 6 | 2030 | 5 | 2 | 2.7 | 17953 | 17893
Local and Special Ventilation | Fan - Extract | Town OT | 1 | Medium | B | 1 | 2025 | 5 | 3 | 3.2 | 31697 | 11369
LV Distribution | Main Distribution Board | Town OV | 1 | High | B | 1 | 2025 | 5 | 2 | 2.7 | 17954 | 5176
Roller Shutters | External Electric Roller Shutter | Town JU | 1 | High | B | 24 | 2048 | 5 | 2 | 2.7 | 17955 | 33270
External Doors | Entrance Doors | Town KP | 1 | High | B | 11 | 2035 | 5 | 2 | 2.7 | 17956 | 24819
Fire Safety Systems | Manual and Automatic Doors - Emergency and Panic Escape Doors | Town PG | 1 | Urgent | B | 6 | 2030 | 5 | 1 | 2.2 | 9579 | 17232
LV Distribution | Sub Distribution Board | Town OT | 1 | High | B | 1 | 2025 | 5 | 2 | 2.7 | 17957 | 5177
Roller Shutters | External Electric Roller Shutter | Town PG | 1 | High | B | 11 | 2035 | 5 | 2 | 2.7 | 17958 | 24820
LV Distribution | Main Distribution Board | Town OV | 1 | High | B | 18 | 2042 | 5 | 2 | 2.7 | 17959 | 30888
External Doors | Entrance Doors | Town PE | 1 | High | B | 21 | 2045 | 5 | 2 | 2.7 | 17960 | 32767
Burner | Forced draft gas burner | Town PJ | 1 | Medium | B | 1 | 2025 | 5 | 3 | 3.2 | 31698 | 11370
Burner | Forced draft gas burner | Town KQ | 1 | Medium | B | 2 | 2026 | 5 | 3 | 3.2 | 31699 | 13215
LV Distribution | Sub Distribution Board | Town PS | 1 | High | B | 1 | 2025 | 5 | 2 | 2.7 | 17961 | 5178
Fire Safety Systems | Fire Alarm Panel / Repeater | Town PP | 1 | Urgent | B | 11 | 2035 | 5 | 1 | 2.2 | 9580 | 24000
Local Hot Water | Package Electric Water Heaters - Non-Drinking Water | Town PL | 1 | Medium | B | 4 | 2028 | 5 | 3 | 3.2 | 31700 | 14256
Heat Emitters | Gas Fired Natural and Fan Assisted Heaters | Town PL | 1 | Medium | B | 7 | 2031 | 5 | 3 | 3.2 | 31701 | 20185
Local and Special Ventilation | Fan - Extract | Town PR | 1 | Medium | B | 1 | 2025 | 5 | 3 | 3.2 | 31702 | 11371
Fire Safety Systems | Manual and Automatic Doors - Emergency and Panic Escape Doors | Town PQ | 1 | Urgent | B | 11 | 2035 | 5 | 1 | 2.2 | 9581 | 24001
Security Systems | Manual and Automatic Doors - High Security Door | Town PM | 1 | High | B | 1 | 2025 | 5 | 2 | 2.7 | 17962 | 5179
Roller Shutters | Internal Electric Roller Shutter | Town PL | 1 | Medium | B | 11 | 2035 | 5 | 3 | 3.2 | 31703 | 25657
Air Conditioning | Multi-Split Evaporator - Split Systems/Heat Pumps - Air-cooled with Direct Expansion Evaporator (DX) | Town PQ | 1 | Medium | B | 8 | 2032 | 5 | 3 | 3.2 | 31704 | 21158
Local and Special Ventilation | Fan - Axial | Town PO | 1 | Medium | B | 1 | 2025 | 5 | 3 | 3.2 | 31705 | 11372
Roller Shutters | External Manual Roller Shutter | Town PI | 1 | High | B | 7 | 2031 | 5 | 2 | 2.7 | 17963 | 19709
Fire Safety Systems | Fire Alarm System | Town OW | 1 | Urgent | B | 5 | 2029 | 5 | 1 | 2.2 | 9582 | 14508
Emergency Lighting | Self Contained - LED | Town OW | 6 | Urgent | B | 22 | 2046 | 5 | 1 | 2.2 | 9583 | 33006
Access Control | Door Lock / Keypad / Manual | Town PM | 1 | Medium | B | 1 | 2025 | 5 | 3 | 3.2 | 31706 | 11373
Fire Safety Systems | Fire Extinguishers - CO2 | Town PK | 4 | Urgent | B | 6 | 2030 | 5 | 1 | 2.2 | 9584 | 17233
Fire Safety Systems | Fire Extinguishers - CO2 | Town PO | 1 | Urgent | B | 6 | 2030 | 5 | 1 | 2.2 | 9585 | 17234
Fire Safety Systems | Fire Extinguishers - CO2 | Town PL | 1 | Urgent | B | 2 | 2026 | 5 | 1 | 2.2 | 9586 | 12808
Fire Safety Systems | Fire Extinguishers - Foam | Town IC | 4 | Urgent | B | 1 | 2025 | 5 | 1 | 2.2 | 9587 | 1956
Local and Special Ventilation | Fan - Extract | Town PI | 1 | Medium | C | 1 | 2025 | 4 | 3 | 2.9 | 19031 | 5832
LV Distribution | Sub Distribution Board | Town PI | 1 | High | B | 1 | 2025 | 5 | 2 | 2.7 | 17964 | 5180
Roller Shutters | Internal Manual Roller Shutter | Town PR | 1 | Medium | B | 11 | 2035 | 5 | 3 | 3.2 | 31707 | 25658
Local Hot Water | Instantaneous Electric Water Heater - Non-Drinking Water | Town OW | 1 | Medium | B | 10 | 2034 | 5 | 3 | 3.2 | 31708 | 23165
General Lighting | General - LED fittings & Luminaires | Town PL | 12 | Medium | B | 12 | 2036 | 5 | 3 | 3.2 | 31709 | 26767
Roller Shutters | Internal Electric Roller Shutter | Town FK | 1 | Medium | B | 9 | 2033 | 5 | 3 | 3.2 | 31710 | 21905
Local Hot Water | Package Electric Water Heaters - Non-Drinking Water | Town PJ | 1 | Medium | B | 7 | 2031 | 5 | 3 | 3.2 | 31711 | 20186
Roller Shutters | External Manual Roller Shutter | Town PN | 1 | High | B | 1 | 2025 | 5 | 2 | 2.7 | 17965 | 5181
Fire Safety Systems | Fire Alarm System | Town OW | 1 | Urgent | B | 13 | 2037 | 5 | 1 | 2.2 | 9588 | 26902
Fire Safety Systems | Fire Extinguishers - Foam | Town PI | 4 | Urgent | B | 2 | 2026 | 5 | 1 | 2.2 | 9589 | 12809
Local and Special Ventilation | Fan - Kitchen Extract | Town OW | 1 | Low | B | 1 | 2025 | 5 | 4 | 3.7 | 33590 | 12388
Lifts | Passenger Lift Hydraulic - Electric | Town OW | 1 | Medium | B | 5 | 2029 | 5 | 3 | 3.2 | 31712 | 15526
General Lighting | General - LED fittings & Luminaires | Town PQ | 57 | Medium | A | 18 | 2042 | 6 | 3 | 3.5 | 32627 | 31026
External Lighting | General - LED | Town PQ | 1 | Medium | B | 12 | 2036 | 5 | 3 | 3.2 | 31713 | 26768
BMS | BMS Control Panel | Town IC | 1 | High | B | 1 | 2025 | 5 | 2 | 2.7 | 17966 | 5182
Heat Emitters | Gas Fired Radiant Heaters | Town PI | 1 | Medium | B | 2 | 2026 | 5 | 3 | 3.2 | 31714 | 13216
Emergency Lighting | Self Contained - LED | Town PL | 14 | Urgent | B | 20 | 2044 | 5 | 1 | 2.2 | 9590 | 31567
Fire Safety Systems | Fire Extinguishers - Foam | Town PN | 4 | Urgent | B | 6 | 2030 | 5 | 1 | 2.2 | 9591 | 17235
Local and Special Ventilation | Fan - Extract | Town KQ | 1 | Medium | B | 1 | 2025 | 5 | 3 | 3.2 | 31715 | 11374
General Lighting | General - LED fittings & Luminaires | Town KP | 51 | Medium | B | 1 | 2025 | 5 | 3 | 3.2 | 31716 | 11375
Fire Safety Systems | Fire Extinguishers - Foam | Town PI | 5 | Urgent | B | 2 | 2026 | 5 | 1 | 2.2 | 9592 | 12810
Heat Emitters | Gas Fired Natural and Fan Assisted Heaters | Town PN | 1 | Medium | B | 5 | 2029 | 5 | 3 | 3.2 | 31717 | 15527
Heat Emitters | Gas Fired Unit Heaters | Town PO | 1 | Medium | B | 7 | 2031 | 5 | 3 | 3.2 | 31718 | 20187
Emergency Lighting | Illuminated Fire Exit Signage | Town PN | 3 | Urgent | A | 18 | 2042 | 6 | 1 | 2.5 | 11009 | 30751
General Lighting | General - LED fittings & Luminaires | Town OW | 4 | Medium | B | 17 | 2041 | 5 | 3 | 3.2 | 31719 | 30583
General Lighting | General - LED fittings & Luminaires | Town PM | 32 | Medium | B | 6 | 2030 | 5 | 3 | 3.2 | 31720 | 19046
External Lighting | General - LED | Town PR | 1 | Medium | B | 11 | 2035 | 5 | 3 | 3.2 | 31721 | 25659
Fire Safety Systems | Fire Alarm Panel / Repeater | Town PI | 1 | Urgent | B | 1 | 2025 | 5 | 1 | 2.2 | 9593 | 1957
Fire Safety Systems | Fire Alarm Panel / Repeater | Town PS | 1 | Urgent | B | 7 | 2031 | 5 | 1 | 2.2 | 9594 | 19514
Fire Safety Systems | Fire Extinguishers - Foam | Town PL | 4 | Urgent | B | 2 | 2026 | 5 | 1 | 2.2 | 9595 | 12811
LV Distribution | Sub Distribution Board | Town PI | 1 | High | B | 1 | 2025 | 5 | 2 | 2.7 | 17967 | 5183
LV Distribution | Main Distribution Board | Town PL | 1 | High | B | 6 | 2030 | 5 | 2 | 2.7 | 17968 | 17894
LV Distribution | Sub Distribution Board | Town PM | 1 | High | B | 1 | 2025 | 5 | 2 | 2.7 | 17969 | 5184
Fire Safety Systems | Manual and Automatic Doors - Emergency and Panic Escape Doors | Town PN | 1 | Urgent | B | 11 | 2035 | 5 | 1 | 2.2 | 9596 | 24002
Boiler | Atmospheric Gas Burner/Condensing Combination Boiler (domestic type) | Town PQ | 1 | High | B | 5 | 2029 | 5 | 2 | 2.7 | 17970 | 14758
Central Ventilation Systems | Fan - Extract | Town PK | 1 | Medium | B | 1 | 2025 | 5 | 3 | 3.2 | 31722 | 11376
Fire Safety Systems | Fire Extinguishers - Water | Town PI | 1 | Urgent | B | 2 | 2026 | 5 | 1 | 2.2 | 9597 | 12812
LV Distribution | Sub Distribution Board | Town OW | 1 | High | A | 19 | 2043 | 6 | 2 | 3 | 19639 | 31340
Local Hot Water | Instantaneous Electric Water Heater - Non-Drinking Water | Town PI | 1 | Medium | B | 7 | 2031 | 5 | 3 | 3.2 | 31723 | 20188
Roller Shutters | Internal Electric Roller Shutter | Town PM | 1 | Medium | B | 1 | 2025 | 5 | 3 | 3.2 | 31724 | 11377
Heat Emitters | Electric Heaters | Town PM | 1 | Medium | B | 1 | 2025 | 5 | 3 | 3.2 | 31725 | 11378
Fire Safety Systems | Fire Extinguishers - Foam | Town KQ | 4 | Urgent | B | 6 | 2030 | 5 | 1 | 2.2 | 9598 | 17236
Heat Emitters | Gas Fired Radiant Heaters | Town PI | 1 | Medium | B | 2 | 2026 | 5 | 3 | 3.2 | 31726 | 13217
General Lighting | General - LED fittings & Luminaires | Town PI | 24 | Medium | B | 12 | 2036 | 5 | 3 | 3.2 | 31727 | 26769
Local and Special Ventilation | Fan - Window / Wall Mounted | Town PR | 1 | Medium | B | 11 | 2035 | 5 | 3 | 3.2 | 31728 | 25660
Heat Emitters | Unit Heaters | Town PP | 1 | Medium | B | 6 | 2030 | 5 | 3 | 3.2 | 31729 | 19047
Fire Safety Systems | Manual and Automatic Doors - Emergency and Panic Escape Doors | Town PO | 1 | Urgent | B | 14 | 2038 | 5 | 1 | 2.2 | 9599 | 27398
Local and Special Ventilation | Fan - Axial | Town FK | 1 | Medium | B | 4 | 2028 | 5 | 3 | 3.2 | 31730 | 14257
External Doors | Entrance Doors | Town OW | 1 | High | B | 15 | 2039 | 5 | 2 | 2.7 | 17971 | 28323
Fire Safety Systems | Manual and Automatic Doors - Emergency and Panic Escape Doors | Town PO | 1 | Urgent | B | 21 | 2045 | 5 | 1 | 2.2 | 9600 | 32472
Air Conditioning | Single-Split Evaporator - Split Systems/Heat Pumps - Air-cooled with Direct Expansion Evaporator (DX) | Town FK | 1 | Medium | B | 10 | 2034 | 5 | 3 | 3.2 | 31731 | 23166
Roller Shutters | External Manual Roller Shutter | Town PH | 1 | High | B | 1 | 2025 | 5 | 2 | 2.7 | 17972 | 5185
Roller Shutters | External Electric Roller Shutter | Town PK | 1 | High | B | 15 | 2039 | 5 | 2 | 2.7 | 17973 | 28324
Fire Safety Systems | Fire Extinguishers - CO2 | Town OW | 1 | Urgent | B | 6 | 2030 | 5 | 1 | 2.2 | 9601 | 17237
Local and Special Ventilation | Fan - Axial | Town PO | 1 | Medium | B | 6 | 2030 | 5 | 3 | 3.2 | 31732 | 19048
Multi-System Controls | Control Panel - Electrical Services (excluding Electrical Controllers and Pneumatic Relays) | Town PS | 1 | Medium | B | 6 | 2030 | 5 | 3 | 3.2 | 31733 | 19049
External Doors | Entrance Doors | Town PL | 1 | High | B | 11 | 2035 | 5 | 2 | 2.7 | 17974 | 24821
Emergency Lighting | Self Contained - LED | Town PO | 12 | Urgent | B | 20 | 2044 | 5 | 1 | 2.2 | 9602 | 31568
LV Distribution | Sub Distribution Board | Town KP | 1 | High | B | 1 | 2025 | 5 | 2 | 2.7 | 17975 | 5186
Boiler | Electrode Boilers | Town IC | 1 | Medium | B | 1 | 2025 | 5 | 3 | 3.2 | 31734 | 11379
Roller Shutters | Internal Manual Roller Shutter | Town KP | 1 | Medium | B | 1 | 2025 | 5 | 3 | 3.2 | 31735 | 11380
Heat Emitters | Radiators - Steel | Town PR | 3 | Medium | B | 11 | 2035 | 5 | 3 | 3.2 | 31736 | 25661
Access Control | Door Lock / Keypad / Manual | Town PO | 1 | Medium | B | 11 | 2035 | 5 | 3 | 3.2 | 31737 | 25662
LV Distribution | Sub Distribution Board | Town PL | 1 | High | B | 1 | 2025 | 5 | 2 | 2.7 | 17976 | 5187
Fire Safety Systems | Fire Alarm Panel / Repeater | Town PH | 1 | Urgent | B | 11 | 2035 | 5 | 1 | 2.2 | 9603 | 24003
Local and Special Ventilation | Fan - Window / Wall Mounted | Town FK | 1 | Medium | B | 9 | 2033 | 5 | 3 | 3.2 | 31738 | 21906
Local and Special Ventilation | Fan - Kitchen Extract | Town PQ | 1 | Low | B | 1 | 2025 | 5 | 4 | 3.7 | 33591 | 12389
Lifts | Disabled Lift - Electric | Town FK | 1 | High | B | 1 | 2025 | 5 | 2 | 2.7 | 17977 | 5188
Fire Safety Systems | Fire Extinguishers - Powder | Town OW | 1 | Urgent | B | 6 | 2030 | 5 | 1 | 2.2 | 9604 | 17238
LV Distribution | Sub Distribution Board | Town PR | 1 | High | B | 6 | 2030 | 5 | 2 | 2.7 | 17978 | 17895
Sanitary | Shower - Booster Pumps | Town PH | 1 | Medium | B | 14 | 2038 | 5 | 3 | 3.2 | 31739 | 27644
Fire Safety Systems | Manual and Automatic Doors - Emergency and Panic Escape Doors | Town FK | 1 | Urgent | B | 21 | 2045 | 5 | 1 | 2.2 | 9605 | 32473
Roller Shutters | External Manual Roller Shutter | Town PS | 1 | High | B | 17 | 2041 | 5 | 2 | 2.7 | 17979 | 30386
Security Systems | Manual and Automatic Doors - High Security Door | Town PS | 1 | High | B | 11 | 2035 | 5 | 2 | 2.7 | 17980 | 24822
General Lighting | General - LED fittings & Luminaires | Town KQ | 67 | Medium | B | 17 | 2041 | 5 | 3 | 3.2 | 31740 | 30584
Heat Emitters | Gas Fired Natural and Fan Assisted Heaters | Town PL | 1 | Medium | CX | 1 | 2025 | 2 | 3 | 2.3 | 10371 | 2280
Local and Special Ventilation | Fan - Axial | Town FK | 1 | Medium | B | 1 | 2025 | 5 | 3 | 3.2 | 31741 | 11381
Security Systems | Manual and Automatic Doors - High Security Door | Town KQ | 1 | High | B | 11 | 2035 | 5 | 2 | 2.7 | 17981 | 24823
Fire Safety Systems | Fire Alarm System | Town KQ | 1 | Urgent | B | 12 | 2036 | 5 | 1 | 2.2 | 9606 | 26121
LV Distribution | Sub Distribution Board | Town PM | 1 | High | B | 1 | 2025 | 5 | 2 | 2.7 | 17982 | 5189
Local Hot Water | Package Electric Water Heaters - Non-Drinking Water | Town PI | 1 | Medium | B | 7 | 2031 | 5 | 3 | 3.2 | 31742 | 20189
Burner | Forced draft gas burner | Town PM | 1 | Medium | B | 1 | 2025 | 5 | 3 | 3.2 | 31743 | 11382
Roller Shutters | External Electric Roller Shutter | Town PS | 1 | High | B | 11 | 2035 | 5 | 2 | 2.7 | 17983 | 24824
Fire Safety Systems | Fire Alarm System | Town OW | 1 | Urgent | B | 13 | 2037 | 5 | 1 | 2.2 | 9607 | 26903
Central Heating | Condensate Pumps | Town PR | 1 | Medium | B | 11 | 2035 | 5 | 3 | 3.2 | 31744 | 25663
Local and Special Ventilation | Fan - Window / Wall Mounted | Town FK | 1 | Medium | CX | 9 | 2033 | 2 | 3 | 2.3 | 10372 | 21524
Fire Safety Systems | Fire Extinguishers - Powder | Town OW | 1 | Urgent | B | 6 | 2030 | 5 | 1 | 2.2 | 9608 | 17239
Fire Safety Systems | Fire Extinguishers - CO2 | Town FK | 2 | Urgent | B | 8 | 2032 | 5 | 1 | 2.2 | 9609 | 20614
Heat Emitters | Gas Fired Unit Heaters | Town PH | 1 | Medium | B | 8 | 2032 | 5 | 3 | 3.2 | 31745 | 21159
Central Heating & Cooling | Fan - Bifurcated | Town PK | 1 | Medium | B | 1 | 2025 | 5 | 3 | 3.2 | 31746 | 11383
Fire Safety Systems | Manual and Automatic Doors - Emergency and Panic Escape Doors | Town PN | 1 | Urgent | B | 11 | 2035 | 5 | 1 | 2.2 | 9610 | 24004
Fire Safety Systems | Fire Extinguishers - CO2 | Town FK | 5 | Urgent | B | 8 | 2032 | 5 | 1 | 2.2 | 9611 | 20615
Local Hot Water | Package Electric Water Heaters - Non-Drinking Water | Town PH | 1 | Medium | B | 6 | 2030 | 5 | 3 | 3.2 | 31747 | 19050
AHU - Internal | Central Air Conditioning - Gas Fired | Town PJ | 1 | Medium | B | 3 | 2027 | 5 | 3 | 3.2 | 31748 | 13697
Roller Shutters | External Window Shutters - Electric | Town PI | 1 | Medium | B | 6 | 2030 | 5 | 3 | 3.2 | 31749 | 19051
LV Distribution | Main Distribution Board | Town QF | 1 | High | D | 1 | 2025 | 3 | 2 | 2.1 | 1355 | 909
Local Hot Water | Package Electric Water Heaters - Non-Drinking Water | Town QE | 1 | Medium | B | 5 | 2029 | 5 | 3 | 3.2 | 31750 | 15528
Local and Special Ventilation | Fan - Extract | Town PU | 1 | Medium | B | 1 | 2025 | 5 | 3 | 3.2 | 31751 | 11384
Emergency Lighting | Illuminated Fire Exit Signage | Town QB | 3 | Urgent | C | 15 | 2039 | 4 | 1 | 1.9 | 752 | 27720
Air Conditioning | Multi-Split Evaporator - Split Systems/Heat Pumps - Air-cooled with Direct Expansion Evaporator (DX) | Town PY | 1 | Medium | B | 1 | 2025 | 5 | 3 | 3.2 | 31752 | 11385
Central Ventilation Systems | Fan - Extract | Town PJ | 1 | Medium | B | 1 | 2025 | 5 | 3 | 3.2 | 31753 | 11386
Roller Shutters | External Manual Roller Shutter | Town PT | 1 | High | B | 1 | 2025 | 5 | 2 | 2.7 | 17984 | 5190
Air Conditioning | Multi-Split Condenser - Split Systems/Heat Pumps - Air-cooled with Direct Expansion Evaporator (DX) | Town PY | 1 | Medium | B | 9 | 2033 | 5 | 3 | 3.2 | 31754 | 21907
Local Hot Water | Package Electric Water Heaters - Non-Drinking Water | Town PX | 1 | Medium | D | 1 | 2025 | 3 | 3 | 2.6 | 11258 | 2724
External Doors | Manual and Automatic Doors - Auto / Powered Sliding Doors | Town PT | 1 | High | B | 11 | 2035 | 5 | 2 | 2.7 | 17985 | 24825
Central Heating & Cooling | Fan - Mixed Flow | Town PJ | 1 | Medium | B | 1 | 2025 | 5 | 3 | 3.2 | 31755 | 11387
LV Distribution | Main Distribution Board | Town QF | 1 | High | B | 1 | 2025 | 5 | 2 | 2.7 | 17986 | 5191
Local Hot Water | Instantaneous Electric Water Heater - Non-Drinking Water | Town PU | 1 | Medium | B | 8 | 2032 | 5 | 3 | 3.2 | 31756 | 21160
Burner | Atmospheric Gas Burner | Town FJ | 1 | Medium | B | 6 | 2030 | 5 | 3 | 3.2 | 31757 | 19052
Fire Safety Systems | Manual and Automatic Doors - Emergency and Panic Escape Doors | Town QB | 1 | Urgent | C | 17 | 2041 | 4 | 1 | 1.9 | 753 | 29982
Fire Safety Systems | Fire Alarm System | Town FJ | 1 | Urgent | B | 1 | 2025 | 5 | 1 | 2.2 | 9612 | 1958
Roller Shutters | Internal Electric Roller Shutter | Town PY | 1 | Medium | B | 5 | 2029 | 5 | 3 | 3.2 | 31758 | 15529
External Doors | Entrance Doors | Town PZ | 1 | High | B | 20 | 2044 | 5 | 2 | 2.7 | 17987 | 31661
External Doors | Entrance Doors | Town PJ | 1 | High | B | 15 | 2039 | 5 | 2 | 2.7 | 17988 | 28325
Fire Safety Systems | Fire Dampers - Fusible Link | Town PT | 1 | Urgent | B | 1 | 2025 | 5 | 1 | 2.2 | 9613 | 1959
Boiler | Atmospheric Gas Burner/Condensing Combination Boiler (domestic type) | Town QB | 1 | High | B | 8 | 2032 | 5 | 2 | 2.7 | 17989 | 20777
Heat Emitters | Gas Fired Unit Heaters | Town PJ | 1 | Medium | B | 9 | 2033 | 5 | 3 | 3.2 | 31759 | 21908
Emergency Lighting | Self Contained - LED | Town PT | 8 | Urgent | B | 17 | 2041 | 5 | 1 | 2.2 | 9614 | 30253
Emergency Lighting | Self Contained - Non LED | Town PW | 6 | Urgent | C | 1 | 2025 | 4 | 1 | 1.9 | 754 | 485
Access Control | Door Lock / Keypad / Manual | Town QC | 1 | Medium | B | 1 | 2025 | 5 | 3 | 3.2 | 31760 | 11388
Heat Emitters | Electric Heaters | Town QJ | 2 | Medium | B | 4 | 2028 | 5 | 3 | 3.2 | 31761 | 14258
Fire Safety Systems | Fire Extinguishers - CO2 | Town FJ | 2 | Urgent | B | 1 | 2025 | 5 | 1 | 2.2 | 9615 | 1960
Emergency Lighting | Illuminated Fire Exit Signage | Town PW | 1 | Urgent | C | 1 | 2025 | 4 | 1 | 1.9 | 755 | 486
Security Systems | Manual and Automatic Doors - High Security Door | Town PT | 1 | High | B | 27 | 2051 | 5 | 2 | 2.7 | 17990 | 33588
External Lighting | General - Non LED | Town PU | 2 | Medium | B | 1 | 2025 | 5 | 3 | 3.2 | 31762 | 11389
External Lighting | General - LED | Town PT | 1 | Medium | B | 10 | 2034 | 5 | 3 | 3.2 | 31763 | 23167
Fire Safety Systems | Fire Extinguishers - Foam | Town QB | 3 | Urgent | B | 2 | 2026 | 5 | 1 | 2.2 | 9616 | 12813
Fire Safety Systems | Manual and Automatic Doors - Emergency and Panic Escape Doors | Town PU | 1 | Urgent | B | 27 | 2051 | 5 | 1 | 2.2 | 9617 | 33558
Local and Special Ventilation | Fan - Extract | Town PT | 1 | Medium | C | 7 | 2031 | 4 | 3 | 2.9 | 19032 | 19730
Fire Safety Systems | Fire Extinguishers - CO2 | Town KB | 3 | Urgent | B | 6 | 2030 | 5 | 1 | 2.2 | 9618 | 17240
Fire Safety Systems | Fire Extinguishers - CO2 | Town PX | 3 | Urgent | B | 2 | 2026 | 5 | 1 | 2.2 | 9619 | 12814
Fire Safety Systems | Fire Extinguishers - Foam | Town QC | 5 | Urgent | B | 1 | 2025 | 5 | 1 | 2.2 | 9620 | 1961
Central Ventilation Systems | Fan - General Ventilation | Town QD | 1 | Low | B | 1 | 2025 | 5 | 4 | 3.7 | 33592 | 12390
LV Distribution | Main Distribution Board | Town PJ | 1 | High | B | 10 | 2034 | 5 | 2 | 2.7 | 17991 | 22516
General Lighting | General - LED fittings & Luminaires | Town QF | 50 | Medium | B | 17 | 2041 | 5 | 3 | 3.2 | 31764 | 30585
General Lighting | General - LED fittings & Luminaires | Town QC | 11 | Medium | B | 6 | 2030 | 5 | 3 | 3.2 | 31765 | 19053
LV Distribution | Sub Distribution Board | Town QC | 1 | High | B | 6 | 2030 | 5 | 2 | 2.7 | 17992 | 17896
LV Distribution | Sub Distribution Board | Town FJ | 1 | High | B | 6 | 2030 | 5 | 2 | 2.7 | 17993 | 17897
Fire Safety Systems | Fire Alarm Panel / Repeater (Vesda) | Town QJ | 1 | Urgent | B | 11 | 2035 | 5 | 1 | 2.2 | 9621 | 24005
Fire Safety Systems | Fire Alarm System | Town PJ | 1 | Urgent | B | 11 | 2035 | 5 | 1 | 2.2 | 9622 | 24006
External Lighting | General - Non LED | Town PX | 1 | Medium | B | 1 | 2025 | 5 | 3 | 3.2 | 31766 | 11390
Access Control | Door Lock / Keypad / Manual | Town PW | 1 | Medium | B | 7 | 2031 | 5 | 3 | 3.2 | 31767 | 20190
Fire Safety Systems | Fire Extinguishers - Foam | Town QA | 6 | Urgent | B | 6 | 2030 | 5 | 1 | 2.2 | 9623 | 17241
Fire Safety Systems | Fire Extinguishers - Foam | Town PW | 3 | Urgent | B | 2 | 2026 | 5 | 1 | 2.2 | 9624 | 12815
LV Distribution | Main Distribution Board | Town QA | 1 | High | B | 15 | 2039 | 5 | 2 | 2.7 | 17994 | 28326
Local Hot Water | Package Electric Water Heaters - Non-Drinking Water | Town QD | 1 | Medium | B | 7 | 2031 | 5 | 3 | 3.2 | 31768 | 20191
External Doors | Entrance Doors | Town PX | 1 | High | B | 11 | 2035 | 5 | 2 | 2.7 | 17995 | 24826
Emergency Lighting | Illuminated Fire Exit Signage | Town QB | 2 | Urgent | B | 15 | 2039 | 5 | 1 | 2.2 | 9625 | 28028
Access Control | Door Lock / Keypad / Manual | Town QB | 1 | Medium | C | 1 | 2025 | 4 | 3 | 2.9 | 19033 | 5833
Emergency Lighting | Externally Powered - Non LED | Town QC | 10 | Urgent | B | 11 | 2035 | 5 | 1 | 2.2 | 9626 | 24007
Air Conditioning | Multi-Split Condenser - Split Systems/Heat Pumps - Air-cooled with Direct Expansion Evaporator (DX) | Town PY | 1 | Medium | C | 1 | 2025 | 4 | 3 | 2.9 | 19034 | 5834
LV Distribution | Sub Distribution Board | Town PT | 1 | High | B | 1 | 2025 | 5 | 2 | 2.7 | 17996 | 5192
Roller Shutters | External Manual Roller Shutter | Town QI | 1 | High | B | 5 | 2029 | 5 | 2 | 2.7 | 17997 | 14759
Access Control | Door Lock / Keypad / Manual | Town QB | 1 | Medium | B | 1 | 2025 | 5 | 3 | 3.2 | 31769 | 11391
General Lighting | General - LED fittings & Luminaires | Town PJ | 6 | Medium | B | 1 | 2025 | 5 | 3 | 3.2 | 31770 | 11392
Emergency Lighting | Self Contained - LED | Town PW | 2 | Urgent | B | 20 | 2044 | 5 | 1 | 2.2 | 9627 | 31569
Local and Special Ventilation | Unit extract fans | Town QJ | 1 | Medium | B | 1 | 2025 | 5 | 3 | 3.2 | 31771 | 11393
Fire Safety Systems | Manual and Automatic Doors - Emergency and Panic Escape Doors | Town QJ | 1 | Urgent | B | 11 | 2035 | 5 | 1 | 2.2 | 9628 | 24008
Local and Special Ventilation | Fan - Extract | Town PU | 1 | Medium | B | 7 | 2031 | 5 | 3 | 3.2 | 31772 | 20192
Local and Special Ventilation | Fan - Extract | Town PU | 1 | Medium | B | 7 | 2031 | 5 | 3 | 3.2 | 31773 | 20193
Heat Emitters | Radiators - Aluminium | Town PW | 3 | Medium | B | 1 | 2025 | 5 | 3 | 3.2 | 31774 | 11394
Heat Emitters | Radiators - Steel | Town PJ | 5 | Medium | B | 1 | 2025 | 5 | 3 | 3.2 | 31775 | 11395
Air Conditioning | Single-Split Evaporator - Split Systems/Heat Pumps - Air-cooled with Direct Expansion Evaporator (DX) | Town PU | 1 | Medium | D | 7 | 2031 | 3 | 3 | 2.6 | 11259 | 19555
Heat Emitters | Electric Heaters | Town KB | 3 | Medium | B | 3 | 2027 | 5 | 3 | 3.2 | 31776 | 13698
Heat Emitters | Radiators - Steel | Town PJ | 4 | Medium | B | 1 | 2025 | 5 | 3 | 3.2 | 31777 | 11396
Emergency Lighting | Self Contained - LED | Town PT | 3 | Urgent | B | 20 | 2044 | 5 | 1 | 2.2 | 9629 | 31570
Heat Emitters | Electric Heaters | Town FJ | 3 | Medium | B | 1 | 2025 | 5 | 3 | 3.2 | 31778 | 11397
Fire Safety Systems | Fire Extinguishers - CO2 | Town FJ | 1 | Urgent | B | 1 | 2025 | 5 | 1 | 2.2 | 9630 | 1962
Heat Emitters | Electric Heaters | Town PX | 5 | Medium | CX | 1 | 2025 | 2 | 3 | 2.3 | 10373 | 2281
General Lighting | General - LED fittings & Luminaires | Town PT | 33 | Medium | B | 1 | 2025 | 5 | 3 | 3.2 | 31779 | 11398
Emergency Lighting | Illuminated Fire Exit Signage | Town PT | 3 | Urgent | B | 15 | 2039 | 5 | 1 | 2.2 | 9631 | 28029
Fire Safety Systems | Fire Extinguishers - Powder | Town QG | 2 | Urgent | B | 5 | 2029 | 5 | 1 | 2.2 | 9632 | 14509
General Lighting | General - LED fittings & Luminaires | Town PJ | 6 | Medium | B | 1 | 2025 | 5 | 3 | 3.2 | 31780 | 11399
Heat Emitters | Electric Heaters | Town PW | 3 | Medium | B | 6 | 2030 | 5 | 3 | 3.2 | 31781 | 19054
Fire Safety Systems | Fire Extinguishers - Foam | Town PU | 3 | Urgent | B | 2 | 2026 | 5 | 1 | 2.2 | 9633 | 12816
Roller Shutters | External Electric Roller Shutter | Town PU | 1 | High | B | 18 | 2042 | 5 | 2 | 2.7 | 17998 | 30889
Roller Shutters | External Manual Roller Shutter | Town KB | 1 | High | B | 10 | 2034 | 5 | 2 | 2.7 | 17999 | 22517
Fire Safety Systems | Fire Alarm Panel / Repeater | Town PT | 1 | Urgent | B | 7 | 2031 | 5 | 1 | 2.2 | 9634 | 19515
Local and Special Ventilation | Fan - Extract | Town PT | 1 | Medium | CX | 1 | 2025 | 2 | 3 | 2.3 | 10374 | 2282
External Lighting | General - LED | Town QI | 7 | Medium | B | 5 | 2029 | 5 | 3 | 3.2 | 31782 | 15530
Boiler | Atmospheric Gas Burner/Condensing Combination Boiler (domestic type) | Town PY | 1 | High | B | 3 | 2027 | 5 | 2 | 2.7 | 18000 | 13405
Roller Shutters | External Manual Roller Shutter | Town FJ | 1 | High | B | 1 | 2025 | 5 | 2 | 2.7 | 18001 | 5193
Roller Shutters | External Manual Roller Shutter | Town PJ | 1 | High | B | 10 | 2034 | 5 | 2 | 2.7 | 18002 | 22518
Local and Special Ventilation | Fan - Extract | Town PX | 1 | Medium | B | 1 | 2025 | 5 | 3 | 3.2 | 31783 | 11400
General Lighting | General - LED fittings & Luminaires | Town QJ | 32 | Medium | B | 16 | 2040 | 5 | 3 | 3.2 | 31784 | 29878
External Doors | Manual and Automatic Doors - Auto / Powered Sliding Doors | Town QB | 1 | High | B | 16 | 2040 | 5 | 2 | 2.7 | 18003 | 29268
Boiler | Electric Boilers | Town PJ | 1 | Medium | B | 10 | 2034 | 5 | 3 | 3.2 | 31785 | 23168
General Lighting | General - LED fittings & Luminaires | Town PU | 28 | Medium | C | 6 | 2030 | 4 | 3 | 2.9 | 19035 | 17950
Fire Safety Systems | Fire Extinguishers - CO2 | Town PU | 2 | Urgent | B | 2 | 2026 | 5 | 1 | 2.2 | 9635 | 12817
External Doors | Entrance Doors | Town QA | 1 | High | B | 30 | 2054 | 5 | 2 | 2.7 | 18004 | 33730
Fire Safety Systems | Fire Dampers - Fusible Link | Town PT | 1 | Urgent | B | 1 | 2025 | 5 | 1 | 2.2 | 9636 | 1963
External Doors | Entrance Doors | Town QC | 1 | High | B | 21 | 2045 | 5 | 2 | 2.7 | 18005 | 32768
Emergency Lighting | Self Contained - LED | Town QE | 5 | Urgent | B | 22 | 2046 | 5 | 1 | 2.2 | 9637 | 33007
Air Conditioning | Multi-Split Evaporator - Split Systems/Heat Pumps - Air-cooled with Direct Expansion Evaporator (DX) | Town PY | 1 | Medium | B | 9 | 2033 | 5 | 3 | 3.2 | 31786 | 21909
LV Distribution | Main Distribution Board | Town KB | 1 | High | B | 6 | 2030 | 5 | 2 | 2.7 | 18006 | 17898
Local and Special Ventilation | Fan - Kitchen Extract | Town PY | 1 | Low | B | 5 | 2029 | 5 | 4 | 3.7 | 33593 | 15684
Local and Special Ventilation | Fan - Kitchen Extract | Town PW | 1 | Low | B | 1 | 2025 | 5 | 4 | 3.7 | 33594 | 12391
External Doors | Entrance Doors | Town FJ | 1 | High | B | 21 | 2045 | 5 | 2 | 2.7 | 18007 | 32769
Air Conditioning | Multi-Split Evaporator - Split Systems/Heat Pumps - Air-cooled with Direct Expansion Evaporator (DX) | Town QF | 1 | Medium | CX | 1 | 2025 | 2 | 3 | 2.3 | 10375 | 2283
Emergency Lighting | Self Contained - LED | Town QB | 2 | Urgent | B | 20 | 2044 | 5 | 1 | 2.2 | 9638 | 31571
General Lighting | General - LED fittings & Luminaires | Town FJ | 56 | Medium | B | 1 | 2025 | 5 | 3 | 3.2 | 31787 | 11401
Boiler | Atmospheric Gas Burner/Condensing Combination Boiler (domestic type) | Town PR | 1 | High | B | 1 | 2025 | 5 | 2 | 2.7 | 18008 | 5194
Roller Shutters | External Electric Roller Shutter | Town PJ | 1 | High | B | 10 | 2034 | 5 | 2 | 2.7 | 18009 | 22519
Heat Emitters | Radiators - Aluminium | Town QB | 4 | Medium | B | 1 | 2025 | 5 | 3 | 3.2 | 31788 | 11402
Fire Safety Systems | Fire Extinguishers - Foam | Town PT | 2 | Urgent | B | 2 | 2026 | 5 | 1 | 2.2 | 9639 | 12818
Fire Safety Systems | Fire Dampers - Fusible Link | Town PT | 1 | Urgent | B | 1 | 2025 | 5 | 1 | 2.2 | 9640 | 1964
Roller Shutters | Internal Electric Roller Shutter | Town FJ | 1 | Medium | B | 1 | 2025 | 5 | 3 | 3.2 | 31789 | 11403
Roller Shutters | External Electric Roller Shutter | Town PU | 1 | High | B | 18 | 2042 | 5 | 2 | 2.7 | 18010 | 30890
General Lighting | General - LED fittings & Luminaires | Town QE | 5 | Medium | B | 17 | 2041 | 5 | 3 | 3.2 | 31790 | 30586
Heat Emitters | Radiators - Aluminium | Town PT | 7 | Medium | B | 12 | 2036 | 5 | 3 | 3.2 | 31791 | 26770
Fire Safety Systems | Fire Extinguishers - CO2 | Town PW | 2 | Urgent | B | 2 | 2026 | 5 | 1 | 2.2 | 9641 | 12819
External Lighting | General - LED | Town PT | 9 | Medium | B | 7 | 2031 | 5 | 3 | 3.2 | 31792 | 20194
Fire Safety Systems | Fire Extinguishers - CO2 | Town FJ | 4 | Urgent | B | 1 | 2025 | 5 | 1 | 2.2 | 9642 | 1965
Fire Safety Systems | Manual and Automatic Doors - Emergency and Panic Escape Doors | Town PT | 1 | Urgent | C | 21 | 2045 | 4 | 1 | 1.9 | 756 | 31713
Roller Shutters | External Electric Roller Shutter | Town PU | 1 | High | B | 18 | 2042 | 5 | 2 | 2.7 | 18011 | 30891
Roller Shutters | External Manual Roller Shutter | Town PV | 1 | High | CX | 1 | 2025 | 2 | 2 | 1.8 | 555 | 448
External Lighting | General - Non LED | Town PV | 3 | Medium | B | 5 | 2029 | 5 | 3 | 3.2 | 31793 | 15531
Fire Safety Systems | Fire Extinguishers - CO2 | Town QI | 2 | Urgent | B | 6 | 2030 | 5 | 1 | 2.2 | 9643 | 17242
Emergency Lighting | Self Contained - LED | Town PT | 10 | Urgent | B | 17 | 2041 | 5 | 1 | 2.2 | 9644 | 30254
Fire Safety Systems | Manual and Automatic Doors - Emergency and Panic Escape Doors | Town FJ | 1 | Urgent | B | 21 | 2045 | 5 | 1 | 2.2 | 9645 | 32474
Burner | Forced draft gas burner | Town PX | 1 | Medium | B | 1 | 2025 | 5 | 3 | 3.2 | 31794 | 11404
Boiler | Combination Atmospheric Burner Gas Boiler | Town PT | 1 | High | B | 1 | 2025 | 5 | 2 | 2.7 | 18012 | 5195
General Lighting | General - LED fittings & Luminaires | Town PT | 9 | Medium | C | 12 | 2036 | 4 | 3 | 2.9 | 19036 | 26300
LV Distribution | Main Distribution Board | Town PJ | 1 | High | D | 14 | 2038 | 3 | 2 | 2.1 | 1356 | 27326
Central Ventilation Systems | Fan - Extract | Town PJ | 1 | Medium | B | 5 | 2029 | 5 | 3 | 3.2 | 31795 | 15532
Access Control | Gate Access - Local Lock / Keypad / Manual (External) | Town PX | 1 | Medium | B | 1 | 2025 | 5 | 3 | 3.2 | 31796 | 11405
General Lighting | General - LED fittings & Luminaires | Town PU | 10 | Medium | B | 12 | 2036 | 5 | 3 | 3.2 | 31797 | 26771
Fire Safety Systems | Manual and Automatic Doors - Emergency and Panic Escape Doors | Town QA | 1 | Urgent | B | 25 | 2049 | 5 | 1 | 2.2 | 9646 | 33347
Local Hot Water | Electric Water Heater (Drinking Water) - Instantaneous Potable Combination Hot, Chilled and Carbonated Water Tap (Fluorinated Gas) | Town PV | 1 | Low | A | 14 | 2038 | 6 | 4 | 4 | 33839 | 27715
Fire Safety Systems | Fire Alarm Panel / Repeater | Town PU | 1 | Urgent | B | 1 | 2025 | 5 | 1 | 2.2 | 9647 | 1966
Fire Safety Systems | Fire Extinguishers - Foam | Town QG | 3 | Urgent | B | 5 | 2029 | 5 | 1 | 2.2 | 9648 | 14510
Roller Shutters | External Manual Roller Shutter | Town PT | 1 | High | C | 1 | 2025 | 4 | 2 | 2.4 | 10773 | 2538
Fire Safety Systems | Fire Dampers - Fusible Link | Town PT | 1 | Urgent | B | 1 | 2025 | 5 | 1 | 2.2 | 9649 | 1967
Fire Safety Systems | Fire Dampers - Fusible Link | Town PT | 1 | Urgent | B | 1 | 2025 | 5 | 1 | 2.2 | 9650 | 1968
Roller Shutters | External Manual Roller Shutter | Town PJ | 1 | High | B | 10 | 2034 | 5 | 2 | 2.7 | 18013 | 22520
General Lighting | General - LED fittings & Luminaires | Town PW | 8 | Medium | B | 15 | 2039 | 5 | 3 | 3.2 | 31798 | 28548
Hot Water Distribution | Hot water cylinders | Town KB | 1 | High | B | 5 | 2029 | 5 | 2 | 2.7 | 18014 | 14760
Local and Special Ventilation | Fan - Window / Wall Mounted | Town QA | 1 | Medium | B | 10 | 2034 | 5 | 3 | 3.2 | 31799 | 23169
General Lighting | General - LED fittings & Luminaires | Town PT | 29 | Medium | C | 15 | 2039 | 4 | 3 | 2.9 | 19037 | 28340
Air Conditioning | Multi-Split Condenser - Split Systems/Heat Pumps - Air-cooled with Direct Expansion Evaporator (DX) | Town PY | 1 | Medium | B | 9 | 2033 | 5 | 3 | 3.2 | 31800 | 21910
Roller Shutters | Internal Manual Roller Shutter | Town QD | 1 | Medium | B | 1 | 2025 | 5 | 3 | 3.2 | 31801 | 11406
Emergency Lighting | Illuminated Fire Exit Signage | Town PY | 4 | Urgent | B | 17 | 2041 | 5 | 1 | 2.2 | 9651 | 30255
Air Conditioning | Single-Split Condenser - Split Systems/Heat Pumps - Air-cooled with Direct Expansion Evaporator (DX) | Town PU | 1 | Medium | B | 7 | 2031 | 5 | 3 | 3.2 | 31802 | 20195
External Doors | Manual and Automatic Doors - Auto / Powered Sliding Doors | Town QC | 1 | High | B | 21 | 2045 | 5 | 2 | 2.7 | 18015 | 32770
Local Hot Water | Package Electric Water Heaters - Non-Drinking Water | Town PZ | 1 | Medium | B | 5 | 2029 | 5 | 3 | 3.2 | 31803 | 15533
Fire Safety Systems | Manual and Automatic Doors - Emergency and Panic Escape Doors | Town PT | 1 | Urgent | B | 27 | 2051 | 5 | 1 | 2.2 | 9652 | 33559
Heat Emitters | Gas Fired Natural and Fan Assisted Heaters | Town PU | 1 | Medium | B | 7 | 2031 | 5 | 3 | 3.2 | 31804 | 20196
AHU - Internal | Central Air Conditioning - Gas Fired | Town PX | 1 | Medium | B | 1 | 2025 | 5 | 3 | 3.2 | 31805 | 11407
Fire Safety Systems | Manual and Automatic Doors - Emergency and Panic Escape Doors | Town PV | 1 | Urgent | B | 11 | 2035 | 5 | 1 | 2.2 | 9653 | 24009
Local Hot Water | Package Electric Water Heaters - Non-Drinking Water | Town QJ | 1 | Medium | B | 7 | 2031 | 5 | 3 | 3.2 | 31806 | 20197
Roller Shutters | Internal Manual Roller Shutter | Town KP | 1 | Medium | B | 1 | 2025 | 5 | 3 | 3.2 | 31807 | 11408
General Lighting | General - LED fittings & Luminaires | Town KB | 31 | Medium | B | 16 | 2040 | 5 | 3 | 3.2 | 31808 | 29879
Local Hot Water | Instantaneous Electric Water Heater - Non-Drinking Water | Town QJ | 1 | Medium | B | 10 | 2034 | 5 | 3 | 3.2 | 31809 | 23170
Hot Water Distribution | Hot water cylinders | Town PJ | 1 | High | B | 5 | 2029 | 5 | 2 | 2.7 | 18016 | 14761
Central Ventilation Systems | Fan - Extract | Town PJ | 1 | Medium | B | 5 | 2029 | 5 | 3 | 3.2 | 31810 | 15534
Fire Safety Systems | Fire Extinguishers - CO2 | Town PX | 2 | Urgent | B | 2 | 2026 | 5 | 1 | 2.2 | 9654 | 12820
Air Conditioning | Single-Split Condenser - Split Systems/Heat Pumps - Air-cooled with Direct Expansion Evaporator (DX) | Town QC | 1 | Medium | B | 1 | 2025 | 5 | 3 | 3.2 | 31811 | 11409
Roller Shutters | Internal Electric Roller Shutter | Town QA | 1 | Medium | B | 20 | 2044 | 5 | 3 | 3.2 | 31812 | 31690
External Doors | Entrance Doors | Town FJ | 1 | High | B | 11 | 2035 | 5 | 2 | 2.7 | 18017 | 24827
Fire Safety Systems | Fire Alarm System | Town PJ | 1 | Urgent | B | 11 | 2035 | 5 | 1 | 2.2 | 9655 | 24010
Fire Safety Systems | Manual and Automatic Doors - Emergency and Panic Escape Doors | Town E | 1 | Urgent | DX | 16 | 2040 | 1 | 1 | 1 | 17 | 28592
Local and Special Ventilation | Unit extract fans | Town UT | 1 | Medium | C | 1 | 2025 | 4 | 3 | 2.9 | 19038 | 5835
Heat Emitters | Electric Overdoor Air Curtain/Heater | Town E | 1 | Medium | B | 3 | 2027 | 5 | 3 | 3.2 | 31813 | 13699
LV Distribution | Sub Distribution Board | Town NO | 1 | High | B | 14 | 2038 | 5 | 2 | 2.7 | 18018 | 27504
Heat Emitters | Gas Fired Natural and Fan Assisted Heaters | Town HV | 1 | Medium | B | 7 | 2031 | 5 | 3 | 3.2 | 31814 | 20198
LV Distribution | Sub Distribution Board | Town NO | 1 | High | B | 1 | 2025 | 5 | 2 | 2.7 | 18019 | 5196
LV Distribution | Sub Distribution Board | Town GZ | 1 | High | B | 1 | 2025 | 5 | 2 | 2.7 | 18020 | 5197
Fire Safety Systems | Manual and Automatic Doors - Emergency and Panic Escape Doors | Town RA | 1 | Urgent | B | 6 | 2030 | 5 | 1 | 2.2 | 9656 | 17243
Fire Safety Systems | Manual and Automatic Doors - Emergency and Panic Escape Doors | Town RA | 1 | Urgent | B | 6 | 2030 | 5 | 1 | 2.2 | 9657 | 17244
LV Distribution | Sub Distribution Board | Town QP | 1 | High | C | 1 | 2025 | 4 | 2 | 2.4 | 10774 | 2539
LV Distribution | Main Distribution Board | Town QX | 1 | High | B | 15 | 2039 | 5 | 2 | 2.7 | 18021 | 28327
Air Conditioning | Single-Split Condenser - Split Systems/Heat Pumps - Air-cooled with Direct Expansion Evaporator (DX) | Town QR | 1 | Medium | B | 10 | 2034 | 5 | 3 | 3.2 | 31815 | 23171
LV Distribution | Sub Distribution Board | Town QP | 1 | High | C | 1 | 2025 | 4 | 2 | 2.4 | 10775 | 2540
Boiler | Atmospheric Gas Burner Boiler - Small and/or Wall Hung for Domestic Installation | Town QZ | 1 | Medium | B | 6 | 2030 | 5 | 3 | 3.2 | 31816 | 19055
Local Hot Water | Instantaneous Electric Water Heater - Non-Drinking Water | Town QW | 1 | Medium | D | 1 | 2025 | 3 | 3 | 2.6 | 11260 | 2725
LV Distribution | Sub Distribution Board | Town QL | 1 | High | B | 6 | 2030 | 5 | 2 | 2.7 | 18022 | 17899
Roller Shutters | Internal Manual Roller Shutter | Town QL | 1 | Medium | B | 1 | 2025 | 5 | 3 | 3.2 | 31817 | 11410
External Doors | Manual and Automatic Doors - Auto / Powered Sliding Doors | Town QY | 1 | High | B | 6 | 2030 | 5 | 2 | 2.7 | 18023 | 17900
LV Distribution | Sub Distribution Board | Town QZ | 1 | High | B | 6 | 2030 | 5 | 2 | 2.7 | 18024 | 17901
Local and Special Ventilation | Unit extract fans | Town HV | 1 | Medium | B | 1 | 2025 | 5 | 3 | 3.2 | 31818 | 11411
Local and Special Ventilation | Unit extract fans | Town QS | 1 | Medium | DX | 1 | 2025 | 1 | 3 | 2 | 995 | 690
Roller Shutters | External Manual Roller Shutter | Town QL | 1 | High | B | 1 | 2025 | 5 | 2 | 2.7 | 18025 | 5198
Heat Emitters | Radiators - Steel | Town QL | 5 | Medium | CX | 1 | 2025 | 2 | 3 | 2.3 | 10376 | 2284
Local and Special Ventilation | Fan - Kitchen General Ventilation | Town E | 1 | Medium | B | 1 | 2025 | 5 | 3 | 3.2 | 31819 | 11412
Roller Shutters | External Manual Roller Shutter | Town RC | 1 | High | DX | 1 | 2025 | 1 | 2 | 1.5 | 412 | 368
Fire Safety Systems | Internal Roller Shutter- Fire Rated | Town QQ | 1 | Urgent | B | 20 | 2044 | 5 | 1 | 2.2 | 9658 | 31572
Fire Safety Systems | Fire Extinguishers - Foam | Town NO | 2 | Urgent | B | 5 | 2029 | 5 | 1 | 2.2 | 9659 | 14511
Fire Safety Systems | Fire Extinguishers - Foam | Town QV | 5 | Urgent | B | 8 | 2032 | 5 | 1 | 2.2 | 9660 | 20616
LV Distribution | Sub Distribution Board | Town GZ | 1 | High | B | 1 | 2025 | 5 | 2 | 2.7 | 18026 | 5199
Roller Shutters | Internal Manual Roller Shutter | Town QN | 1 | Medium | B | 1 | 2025 | 5 | 3 | 3.2 | 31820 | 11413
Roller Shutters | External Window Shutters - Electric | Town QN | 1 | Medium | B | 1 | 2025 | 5 | 3 | 3.2 | 31821 | 11414
BMS | BMS Control Panel | Town QL | 1 | High | B | 4 | 2028 | 5 | 2 | 2.7 | 18027 | 14010
General Lighting | General - LED fittings & Luminaires | Town QP | 7 | Medium | C | 1 | 2025 | 4 | 3 | 2.9 | 19039 | 5836
Emergency Lighting | Self Contained - Non LED | Town RC | 3 | Urgent | B | 15 | 2039 | 5 | 1 | 2.2 | 9661 | 28030
Emergency Lighting | Self Contained - LED | Town GZ | 1 | Urgent | B | 15 | 2039 | 5 | 1 | 2.2 | 9662 | 28031
External Doors | Entrance Doors | Town QU | 1 | High | B | 6 | 2030 | 5 | 2 | 2.7 | 18028 | 17902
Roller Shutters | Internal Electric Roller Shutter | Town QK | 1 | Medium | B | 11 | 2035 | 5 | 3 | 3.2 | 31822 | 25664
BMS | BMS Control Panel | Town QN | 1 | High | B | 6 | 2030 | 5 | 2 | 2.7 | 18029 | 17903
Emergency Lighting | Self Contained - Non LED | Town RA | 11 | Urgent | B | 15 | 2039 | 5 | 1 | 2.2 | 9663 | 28032
Local and Special Ventilation | Fan - Axial | Town QP | 1 | Medium | B | 1 | 2025 | 5 | 3 | 3.2 | 31823 | 11415
Fire Safety Systems | Fire Extinguishers - Foam | Town QY | 1 | Urgent | B | 7 | 2031 | 5 | 1 | 2.2 | 9664 | 19516
Local Hot Water | Instantaneous Electric Water Heater - Non-Drinking Water | Town E | 1 | Medium | D | 1 | 2025 | 3 | 3 | 2.6 | 11261 | 2726
Security Systems | Manual and Automatic Doors - High Security Door | Town NO | 1 | High | B | 16 | 2040 | 5 | 2 | 2.7 | 18030 | 29269
Fire Safety Systems | Fire Extinguishers - CO2 | Town UT | 5 | Urgent | B | 9 | 2033 | 5 | 1 | 2.2 | 9665 | 21495
LV Distribution | Sub Distribution Board | Town QK | 1 | High | D | 18 | 2042 | 3 | 2 | 2.1 | 1357 | 30606
LV Distribution | Sub Distribution Board | Town RA | 1 | High | B | 1 | 2025 | 5 | 2 | 2.7 | 18031 | 5200
Roller Shutters | External Manual Roller Shutter | Town GZ | 1 | High | B | 1 | 2025 | 5 | 2 | 2.7 | 18032 | 5201
Fire Safety Systems | Fire Alarm System | Town E | 1 | Urgent | B | 11 | 2035 | 5 | 1 | 2.2 | 9666 | 24011
LV Distribution | Sub Distribution Board | Town QK | 1 | High | B | 1 | 2025 | 5 | 2 | 2.7 | 18033 | 5202
Roller Shutters | External Automatic Roller Shutter | Town RB | 1 | High | B | 1 | 2025 | 5 | 2 | 2.7 | 18034 | 5203
Local and Special Ventilation | Unit extract fans | Town QY | 1 | Medium | DX | 1 | 2025 | 1 | 3 | 2 | 996 | 691
Fire Safety Systems | Fire Alarm System | Town QX | 1 | Urgent | B | 11 | 2035 | 5 | 1 | 2.2 | 9667 | 24012
Emergency Lighting | Self Contained - LED | Town QN | 8 | Urgent | B | 19 | 2043 | 5 | 1 | 2.2 | 9668 | 31118
External Lighting | General - LED | Town QY | 2 | Medium | B | 5 | 2029 | 5 | 3 | 3.2 | 31824 | 15535
Roller Shutters | External Automatic Roller Shutter | Town QY | 1 | High | B | 1 | 2025 | 5 | 2 | 2.7 | 18035 | 5204
LV Distribution | Sub Distribution Board | Town GZ | 1 | High | B | 1 | 2025 | 5 | 2 | 2.7 | 18036 | 5205
Roller Shutters | External Manual Roller Shutter | Town QK | 1 | High | CX | 1 | 2025 | 2 | 2 | 1.8 | 556 | 449
General Lighting | General - LED fittings & Luminaires | Town RC | 23 | Medium | C | 1 | 2025 | 4 | 3 | 2.9 | 19040 | 5837
Fire Safety Systems | Fire Extinguishers - CO2 | Town RC | 2 | Urgent | B | 9 | 2033 | 5 | 1 | 2.2 | 9669 | 21496
Emergency Lighting | Self Contained - LED | Town QY | 1 | Urgent | B | 15 | 2039 | 5 | 1 | 2.2 | 9670 | 28033
Fire Safety Systems | Manual and Automatic Doors - Emergency and Panic Escape Doors | Town QX | 1 | Urgent | B | 30 | 2054 | 5 | 1 | 2.2 | 9671 | 33698
Local and Special Ventilation | Fan - Axial | Town QR | 1 | Medium | B | 10 | 2034 | 5 | 3 | 3.2 | 31825 | 23172
External Lighting | General - Non LED | Town QY | 2 | Medium | C | 1 | 2025 | 4 | 3 | 2.9 | 19041 | 5838
Hot Water Distribution | Hot water cylinders | Town QY | 1 | High | B | 1 | 2025 | 5 | 2 | 2.7 | 18037 | 5206
LV Distribution | Main Distribution Board | Town QX | 1 | High | B | 10 | 2034 | 5 | 2 | 2.7 | 18038 | 22521
General Lighting | General - LED fittings & Luminaires | Town QS | 11 | Medium | B | 1 | 2025 | 5 | 3 | 3.2 | 31826 | 11416
Roller Shutters | External Manual Roller Shutter | Town QO | 1 | High | B | 11 | 2035 | 5 | 2 | 2.7 | 18039 | 24828
Roller Shutters | Internal Electric Roller Shutter | Town QQ | 1 | Medium | B | 20 | 2044 | 5 | 3 | 3.2 | 31827 | 31691
Emergency Lighting | Illuminated Fire Exit Signage | Town QY | 1 | Urgent | DX | 1 | 2025 | 1 | 1 | 1 | 18 | 10
General Lighting | General - LED fittings & Luminaires | Town QV | 2 | Medium | B | 14 | 2038 | 5 | 3 | 3.2 | 31828 | 27645
External Lighting | General - LED | Town QK | 1 | Medium | A | 13 | 2037 | 6 | 3 | 3.5 | 32628 | 27308
Roller Shutters | Internal Electric Roller Shutter | Town QK | 1 | Medium | C | 1 | 2025 | 4 | 3 | 2.9 | 19042 | 5839
LV Distribution | Sub Distribution Board | Town GZ | 1 | High | B | 15 | 2039 | 5 | 2 | 2.7 | 18040 | 28328
Roller Shutters | Internal Electric Roller Shutter | Town GZ | 1 | Medium | B | 1 | 2025 | 5 | 3 | 3.2 | 31829 | 11417
Fire Safety Systems | Fire Extinguishers - Foam | Town QO | 7 | Urgent | B | 6 | 2030 | 5 | 1 | 2.2 | 9672 | 17245
Heat Emitters | Gas Fired Natural and Fan Assisted Heaters | Town RB | 1 | Medium | B | 1 | 2025 | 5 | 3 | 3.2 | 31830 | 11418
Local and Special Ventilation | Unit extract fans | Town QP | 1 | Medium | B | 5 | 2029 | 5 | 3 | 3.2 | 31831 | 15536
Fire Safety Systems | Fire Alarm Panel / Repeater | Town QS | 1 | Urgent | B | 5 | 2029 | 5 | 1 | 2.2 | 9673 | 14512
General Lighting | General - LED fittings & Luminaires | Town QL | 16 | Medium | D | 20 | 2044 | 3 | 3 | 2.6 | 11262 | 31588
Fire Safety Systems | Fire Extinguishers - CO2 | Town QS | 3 | Urgent | B | 5 | 2029 | 5 | 1 | 2.2 | 9674 | 14513
Local Hot Water | Instantaneous Electric Water Heater - Non-Drinking Water | Town NO | 1 | Medium | CX | 1 | 2025 | 2 | 3 | 2.3 | 10377 | 2285
Local and Special Ventilation | Unit extract fans | Town E | 1 | Medium | B | 1 | 2025 | 5 | 3 | 3.2 | 31832 | 11419
Fire Safety Systems | Fire Alarm Panel / Repeater | Town QR | 1 | Urgent | B | 10 | 2034 | 5 | 1 | 2.2 | 9675 | 22176
Fire Safety Systems | Manual and Automatic Doors - Emergency and Panic Escape Doors | Town E | 1 | Urgent | DX | 11 | 2035 | 1 | 1 | 1 | 19 | 23236
Roller Shutters | Internal Electric Roller Shutter | Town QL | 1 | Medium | B | 11 | 2035 | 5 | 3 | 3.2 | 31833 | 25665
Central Heating | Fan - Axial | Town GZ | 1 | High | CX | 1 | 2025 | 2 | 2 | 1.8 | 557 | 450
Fire Safety Systems | Manual and Automatic Doors - Emergency and Panic Escape Doors | Town UT | 1 | Urgent | D | 8 | 2032 | 3 | 1 | 1.6 | 475 | 20233
Local and Special Ventilation | Fan - Window / Wall Mounted | Town QT | 1 | Medium | B | 2 | 2026 | 5 | 3 | 3.2 | 31834 | 13218
Air Conditioning | Single-Split Condenser - Split Systems/Heat Pumps - Air-cooled with Direct Expansion Evaporator (DX) | Town QX | 1 | Medium | B | 1 | 2025 | 5 | 3 | 3.2 | 31835 | 11420
Roller Shutters | Internal Manual Roller Shutter | Town QL | 1 | Medium | B | 1 | 2025 | 5 | 3 | 3.2 | 31836 | 11421
LV Distribution | Sub Distribution Board | Town QW | 1 | High | B | 1 | 2025 | 5 | 2 | 2.7 | 18041 | 5207
Access Control | Gate Access - Local Lock / Keypad / Manual (External) | Town QS | 1 | Medium | B | 1 | 2025 | 5 | 3 | 3.2 | 31837 | 11422
Fire Safety Systems | Fire Extinguishers - Foam | Town QN | 2 | Urgent | B | 9 | 2033 | 5 | 1 | 2.2 | 9676 | 21497
LV Distribution | Sub Distribution Board | Town QZ | 1 | High | D | 14 | 2038 | 3 | 2 | 2.1 | 1358 | 27327
Roller Shutters | Internal Automatic Roller Shutter | Town QV | 1 | High | B | 1 | 2025 | 5 | 2 | 2.7 | 18042 | 5208
Fire Safety Systems | Fire Extinguishers - Foam | Town QL | 5 | Urgent | B | 7 | 2031 | 5 | 1 | 2.2 | 9677 | 19517
General Lighting | General - LED fittings & Luminaires | Town QY | 1 | Medium | B | 17 | 2041 | 5 | 3 | 3.2 | 31838 | 30587
Roller Shutters | Internal Manual Roller Shutter | Town QL | 1 | Medium | C | 1 | 2025 | 4 | 3 | 2.9 | 19043 | 5840
Fire Safety Systems | Fire Alarm System | Town HV | 1 | Urgent | B | 12 | 2036 | 5 | 1 | 2.2 | 9678 | 26122
Emergency Lighting | Illuminated Fire Exit Signage | Town QQ | 3 | Urgent | B | 15 | 2039 | 5 | 1 | 2.2 | 9679 | 28034
Fire Safety Systems | Fire Extinguishers - Foam | Town QR | 1 | Urgent | B | 5 | 2029 | 5 | 1 | 2.2 | 9680 | 14514
Roller Shutters | External Manual Roller Shutter | Town GZ | 1 | High | B | 1 | 2025 | 5 | 2 | 2.7 | 18043 | 5209
Roller Shutters | External Manual Roller Shutter | Town QK | 1 | High | B | 1 | 2025 | 5 | 2 | 2.7 | 18044 | 5210
LV Distribution | Feeder Pillar | Town QY | 1 | Urgent | B | 1 | 2025 | 5 | 1 | 2.2 | 9681 | 1969
Local and Special Ventilation | Fan - Axial | Town QP | 1 | Medium | B | 1 | 2025 | 5 | 3 | 3.2 | 31839 | 11423
Air Conditioning | Multi-Split Condenser - Split Systems/Heat Pumps - Air-cooled with Direct Expansion Evaporator (DX) | Town QQ | 1 | Medium | B | 11 | 2035 | 5 | 3 | 3.2 | 31840 | 25666
Air Conditioning | Single-Split Evaporator - Split Systems/Heat Pumps - Air-cooled with Direct Expansion Evaporator (DX) | Town QY | 1 | Medium | B | 5 | 2029 | 5 | 3 | 3.2 | 31841 | 15537
LV Distribution | Sub Distribution Board | Town QZ | 1 | High | B | 6 | 2030 | 5 | 2 | 2.7 | 18045 | 17904
Local Hot Water | Instantaneous Electric Water Heater - Non-Drinking Water | Town QV | 1 | Medium | B | 9 | 2033 | 5 | 3 | 3.2 | 31842 | 21911
Local Hot Water | Instantaneous Electric Water Heater - Non-Drinking Water | Town QL | 1 | Medium | B | 1 | 2025 | 5 | 3 | 3.2 | 31843 | 11424
Fire Safety Systems | Fire Extinguishers - CO2 | Town QL | 4 | Urgent | B | 7 | 2031 | 5 | 1 | 2.2 | 9682 | 19518
Roller Shutters | External Electric Roller Shutter | Town RC | 1 | High | B | 22 | 2046 | 5 | 2 | 2.7 | 18046 | 33042
Roller Shutters | External Manual Roller Shutter | Town E | 1 | High | B | 1 | 2025 | 5 | 2 | 2.7 | 18047 | 5211
Local and Special Ventilation | Fan - Window / Wall Mounted | Town QO | 1 | Medium | B | 10 | 2034 | 5 | 3 | 3.2 | 31844 | 23173
Local and Special Ventilation | Unit extract fans | Town NO | 1 | Medium | B | 1 | 2025 | 5 | 3 | 3.2 | 31845 | 11425
LV Distribution | Feeder Pillar | Town QU | 1 | Urgent | B | 1 | 2025 | 5 | 1 | 2.2 | 9683 | 1970
Access Control | Door Lock / Keypad / Manual | Town QQ | 1 | Medium | B | 13 | 2037 | 5 | 3 | 3.2 | 31846 | 27263
Fire Safety Systems | Fire Extinguishers - Foam | Town QP | 2 | Urgent | B | 7 | 2031 | 5 | 1 | 2.2 | 9684 | 19519
Roller Shutters | External Electric Roller Shutter | Town E | 1 | High | B | 13 | 2037 | 5 | 2 | 2.7 | 18048 | 27040
Emergency Lighting | Self Contained - LED | Town E | 10 | Urgent | B | 15 | 2039 | 5 | 1 | 2.2 | 9685 | 28035
Emergency Lighting | Illuminated Fire Exit Signage | Town HV | 2 | Urgent | A | 18 | 2042 | 6 | 1 | 2.5 | 11010 | 30752
Access Control | Gate Access - Local Lock / Keypad / Manual (External) | Town QU | 1 | Medium | B | 1 | 2025 | 5 | 3 | 3.2 | 31847 | 11426
Emergency Lighting | Self Contained - LED | Town HV | 1 | Urgent | A | 23 | 2047 | 6 | 1 | 2.5 | 11011 | 33181
Fire Safety Systems | Fire Extinguishers - CO2 | Town QU | 5 | Urgent | B | 9 | 2033 | 5 | 1 | 2.2 | 9686 | 21498
External Lighting | General - LED | Town HV | 6 | Medium | A | 13 | 2037 | 6 | 3 | 3.5 | 32629 | 27309
Emergency Lighting | Self Contained - LED | Town QM | 15 | Urgent | B | 21 | 2045 | 5 | 1 | 2.2 | 9687 | 32475
Fire Safety Systems | Fire Extinguishers - CO2 | Town QR | 5 | Urgent | B | 5 | 2029 | 5 | 1 | 2.2 | 9688 | 14515
Roller Shutters | External Manual Roller Shutter | Town QW | 1 | High | B | 1 | 2025 | 5 | 2 | 2.7 | 18049 | 5212
Local and Special Ventilation | Fan - Extract | Town QU | 1 | Medium | B | 1 | 2025 | 5 | 3 | 3.2 | 31848 | 11427
Local and Special Ventilation | Unit extract fans | Town GZ | 1 | Medium | D | 1 | 2025 | 3 | 3 | 2.6 | 11263 | 2727
Heat Emitters | Gas Fired Unit Heaters | Town QN | 1 | Medium | B | 1 | 2025 | 5 | 3 | 3.2 | 31849 | 11428
External Doors | Entrance Doors | Town QS | 1 | High | B | 6 | 2030 | 5 | 2 | 2.7 | 18050 | 17905
Local Hot Water | Instantaneous Electric Water Heater - Non-Drinking Water | Town QQ | 1 | Medium | B | 10 | 2034 | 5 | 3 | 3.2 | 31850 | 23174
LV Distribution | Sub Distribution Board | Town QN | 1 | High | B | 1 | 2025 | 5 | 2 | 2.7 | 18051 | 5213
Local and Special Ventilation | Fan - Extract | Town QK | 1 | Medium | C | 1 | 2025 | 4 | 3 | 2.9 | 19044 | 5841
Roller Shutters | External Manual Roller Shutter | Town QW | 1 | High | B | 1 | 2025 | 5 | 2 | 2.7 | 18052 | 5214
Roller Shutters | External Manual Roller Shutter | Town RA | 1 | High | C | 1 | 2025 | 4 | 2 | 2.4 | 10776 | 2541
Local and Special Ventilation | Fan - Axial | Town RA | 1 | Medium | B | 1 | 2025 | 5 | 3 | 3.2 | 31851 | 11429
Heat Emitters | Gas Fired Unit Heaters | Town GZ | 1 | Medium | D | 1 | 2025 | 3 | 3 | 2.6 | 11264 | 2728
Air Conditioning | Multi-Split Condenser - Split Systems/Heat Pumps - Air-cooled with Direct Expansion Evaporator (DX) | Town QZ | 1 | Medium | B | 1 | 2025 | 5 | 3 | 3.2 | 31852 | 11430
LV Distribution | Sub Distribution Board | Town QP | 1 | High | C | 1 | 2025 | 4 | 2 | 2.4 | 10777 | 2542
Local and Special Ventilation | Fan - Extract | Town QK | 1 | Medium | C | 1 | 2025 | 4 | 3 | 2.9 | 19045 | 5842
Fire Safety Systems | Fire Extinguishers - CO2 | Town QP | 3 | Urgent | B | 7 | 2031 | 5 | 1 | 2.2 | 9689 | 19520
Heat Emitters | Gas Fired Natural and Fan Assisted Heaters | Town QY | 1 | Medium | C | 1 | 2025 | 4 | 3 | 2.9 | 19046 | 5843
Roller Shutters | External Manual Roller Shutter | Town NO | 1 | High | B | 6 | 2030 | 5 | 2 | 2.7 | 18053 | 17906
Roller Shutters | External Manual Roller Shutter | Town QO | 1 | High | B | 11 | 2035 | 5 | 2 | 2.7 | 18054 | 24829
External Doors | Manual and Automatic Doors - Auto / Powered Sliding Doors | Town QN | 1 | High | B | 21 | 2045 | 5 | 2 | 2.7 | 18055 | 32771
Heat Emitters | Radiators - Steel | Town QZ | 1 | Medium | B | 3 | 2027 | 5 | 3 | 3.2 | 31853 | 13700
Roller Shutters | Internal Manual Roller Shutter | Town QL | 1 | Medium | B | 9 | 2033 | 5 | 3 | 3.2 | 31854 | 21912
LV Distribution | Sub Distribution Board | Town QS | 1 | High | C | 1 | 2025 | 4 | 2 | 2.4 | 10778 | 2543
Roller Shutters | External Electric Roller Shutter | Town GZ | 1 | High | B | 1 | 2025 | 5 | 2 | 2.7 | 18056 | 5215
Fire Safety Systems | Fire Alarm System | Town QK | 1 | Urgent | B | 11 | 2035 | 5 | 1 | 2.2 | 9690 | 24013
Emergency Lighting | Illuminated Fire Exit Signage | Town RA | 5 | Urgent | B | 10 | 2034 | 5 | 1 | 2.2 | 9691 | 22177
Air Conditioning | Single-Split Condenser - Split Systems/Heat Pumps - Air-cooled with Direct Expansion Evaporator (DX) | Town QR | 1 | Medium | B | 10 | 2034 | 5 | 3 | 3.2 | 31855 | 23175
LV Distribution | Sub Distribution Board | Town QN | 1 | High | B | 1 | 2025 | 5 | 2 | 2.7 | 18057 | 5216
Local and Special Ventilation | Fan - Axial | Town QL | 1 | Medium | B | 1 | 2025 | 5 | 3 | 3.2 | 31856 | 11431
LV Distribution | Sub Distribution Board | Town GZ | 1 | High | B | 1 | 2025 | 5 | 2 | 2.7 | 18058 | 5217
Heat Emitters | Electric Heaters | Town QT | 3 | Medium | B | 3 | 2027 | 5 | 3 | 3.2 | 31857 | 13701
LV Distribution | Sub Distribution Board | Town QN | 1 | High | D | 1 | 2025 | 3 | 2 | 2.1 | 1359 | 910
External Doors | Manual and Automatic Doors - Auto / Powered Sliding Doors | Town QY | 1 | High | B | 6 | 2030 | 5 | 2 | 2.7 | 18059 | 17907
Fire Safety Systems | Smoke Extract Fan | Town GZ | 1 | Urgent | B | 1 | 2025 | 5 | 1 | 2.2 | 9692 | 1971
Local and Special Ventilation | Fan - Axial | Town QY | 1 | Medium | B | 1 | 2025 | 5 | 3 | 3.2 | 31858 | 11432
Emergency Lighting | Self Contained - Non LED | Town QP | 10 | Urgent | B | 15 | 2039 | 5 | 1 | 2.2 | 9693 | 28036
Local and Special Ventilation | Unit extract fans | Town RA | 1 | Medium | B | 1 | 2025 | 5 | 3 | 3.2 | 31859 | 11433
Roller Shutters | Internal Electric Roller Shutter | Town NO | 1 | Medium | B | 6 | 2030 | 5 | 3 | 3.2 | 31860 | 19056
Emergency Lighting | Illuminated Fire Exit Signage | Town E | 3 | Urgent | B | 10 | 2034 | 5 | 1 | 2.2 | 9694 | 22178
Heat Emitters | Electric Heaters | Town RA | 2 | Medium | B | 1 | 2025 | 5 | 3 | 3.2 | 31861 | 11434
Fire Safety Systems | Fire Extinguishers - Foam | Town QL | 2 | Urgent | B | 8 | 2032 | 5 | 1 | 2.2 | 9695 | 20617
LV Distribution | Sub Distribution Board | Town QL | 1 | High | B | 6 | 2030 | 5 | 2 | 2.7 | 18060 | 17908
Local and Special Ventilation | Fan - Extract | Town QK | 1 | Medium | C | 1 | 2025 | 4 | 3 | 2.9 | 19047 | 5844
Local and Special Ventilation | Fan - Axial | Town QP | 1 | Medium | B | 1 | 2025 | 5 | 3 | 3.2 | 31862 | 11435
General Lighting | General - LED fittings & Luminaires | Town QR | 8 | Medium | B | 15 | 2039 | 5 | 3 | 3.2 | 31863 | 28549
Fire Safety Systems | Fire Extinguishers - Foam | Town QQ | 4 | Urgent | B | 5 | 2029 | 5 | 1 | 2.2 | 9696 | 14516
Emergency Lighting | Self Contained - LED | Town NO | 2 | Urgent | B | 15 | 2039 | 5 | 1 | 2.2 | 9697 | 28037
Fire Safety Systems | Fire Extinguishers - CO2 | Town QS | 4 | Urgent | B | 7 | 2031 | 5 | 1 | 2.2 | 9698 | 19521
LV Distribution | Sub Distribution Board | Town QP | 1 | High | D | 1 | 2025 | 3 | 2 | 2.1 | 1360 | 911
LV Distribution | Sub Distribution Board | Town QN | 1 | High | C | 1 | 2025 | 4 | 2 | 2.4 | 10779 | 2544
LV Distribution | Sub Distribution Board | Town QZ | 1 | High | B | 6 | 2030 | 5 | 2 | 2.7 | 18061 | 17909
Fire Safety Systems | Fire Extinguishers - Foam | Town E | 5 | Urgent | B | 6 | 2030 | 5 | 1 | 2.2 | 9699 | 17246
AHU - Internal | Central Heating - Gas Fired (Internally Sourced) | Town QX | 1 | Medium | B | 10 | 2034 | 5 | 3 | 3.2 | 31864 | 23176
LV Distribution | Sub Distribution Board | Town E | 1 | High | B | 1 | 2025 | 5 | 2 | 2.7 | 18062 | 5218
Barriers & Guardrails | Vehicle Crash Protection Barrier | Town QY | 1 | V Low | B | 1 | 2025 | 5 | 4 | 3.7 | 33595 | 12392
External Lighting | General - LED | Town QL | 1 | Medium | B | 1 | 2025 | 5 | 3 | 3.2 | 31865 | 11436
Emergency Lighting | Self Contained - Non LED | Town RB | 2 | Urgent | DX | 1 | 2025 | 1 | 1 | 1 | 20 | 11
LV Distribution | Sub Distribution Board | Town E | 1 | High | B | 8 | 2032 | 5 | 2 | 2.7 | 18063 | 20778
External Doors | Entrance Doors | Town QV | 1 | High | B | 11 | 2035 | 5 | 2 | 2.7 | 18064 | 24830
Boiler | Atmospheric Gas Burner - Condensing Boiler | Town QL | 1 | High | DX | 1 | 2025 | 1 | 2 | 1.5 | 413 | 369
Local and Special Ventilation | Unit extract fans | Town GZ | 1 | Medium | B | 12 | 2036 | 5 | 3 | 3.2 | 31866 | 26772
Access Control | Gate Access - Local Lock / Keypad / Manual (External) | Town QY | 1 | Medium | B | 1 | 2025 | 5 | 3 | 3.2 | 31867 | 11437
LV Distribution | Sub Distribution Board | Town QV | 1 | High | D | 1 | 2025 | 3 | 2 | 2.1 | 1361 | 912
LV Distribution | Sub Distribution Board | Town QS | 1 | High | C | 1 | 2025 | 4 | 2 | 2.4 | 10780 | 2545
Access Control | Gate Access - Local Lock / Keypad / Manual (External) | Town NO | 3 | Medium | B | 1 | 2025 | 5 | 3 | 3.2 | 31868 | 11438
Emergency Lighting | Self Contained - LED | Town QT | 15 | Urgent | B | 20 | 2044 | 5 | 1 | 2.2 | 9700 | 31573
LV Distribution | Sub Distribution Board | Town QN | 1 | High | B | 1 | 2025 | 5 | 2 | 2.7 | 18065 | 5219
Central Heating | Fan - Axial | Town GZ | 1 | High | CX | 1 | 2025 | 2 | 2 | 1.8 | 558 | 451
Local and Special Ventilation | Fan - Axial | Town QY | 1 | Medium | B | 1 | 2025 | 5 | 3 | 3.2 | 31869 | 11439
Roller Shutters | External Manual Roller Shutter | Town QP | 1 | High | C | 1 | 2025 | 4 | 2 | 2.4 | 10781 | 2546
Local Hot Water | Instantaneous Electric Water Heater - Non-Drinking Water | Town QO | 1 | Medium | B | 10 | 2034 | 5 | 3 | 3.2 | 31870 | 23177
Roller Shutters | External Manual Roller Shutter | Town UT | 1 | High | B | 1 | 2025 | 5 | 2 | 2.7 | 18066 | 5220
General Lighting | General - LED fittings & Luminaires | Town QY | 28 | Medium | C | 1 | 2025 | 4 | 3 | 2.9 | 19048 | 5845
General Lighting | General - LED fittings & Luminaires | Town GZ | 23 | Medium | B | 10 | 2034 | 5 | 3 | 3.2 | 31871 | 23178
Fire Safety Systems | Fire Extinguishers - Foam | Town QS | 6 | Urgent | B | 7 | 2031 | 5 | 1 | 2.2 | 9701 | 19522
LV Distribution | Main Distribution Board | Town QX | 1 | High | B | 15 | 2039 | 5 | 2 | 2.7 | 18067 | 28329
LV Distribution | Sub Distribution Board | Town QN | 1 | High | B | 1 | 2025 | 5 | 2 | 2.7 | 18068 | 5221
Local Hot Water | Instantaneous Electric Water Heater - Non-Drinking Water | Town UT | 1 | Medium | B | 9 | 2033 | 5 | 3 | 3.2 | 31872 | 21913
General Lighting | General - LED fittings & Luminaires | Town QS | 5 | Medium | B | 1 | 2025 | 5 | 3 | 3.2 | 31873 | 11440
Fire Safety Systems | Fire Extinguishers - CO2 | Town QO | 3 | Urgent | B | 6 | 2030 | 5 | 1 | 2.2 | 9702 | 17247
Fire Safety Systems | Fire Extinguishers - Foam | Town QZ | 4 | Urgent | B | 6 | 2030 | 5 | 1 | 2.2 | 9703 | 17248
Local Hot Water | Instantaneous Electric Water Heater - Non-Drinking Water | Town QU | 1 | Medium | B | 1 | 2025 | 5 | 3 | 3.2 | 31874 | 11441
LV Distribution | Sub Distribution Board | Town UT | 1 | High | B | 1 | 2025 | 5 | 2 | 2.7 | 18069 | 5222
LV Distribution | Sub Distribution Board | Town HV | 1 | High | B | 13 | 2037 | 5 | 2 | 2.7 | 18070 | 27041
Boiler | Atmospheric Gas Burner/Condensing Combination Boiler (domestic type) | Town QP | 1 | High | B | 1 | 2025 | 5 | 2 | 2.7 | 18071 | 5223
Fire Safety Systems | Manual and Automatic Doors - Emergency and Panic Escape Doors | Town QL | 1 | Urgent | B | 21 | 2045 | 5 | 1 | 2.2 | 9704 | 32476
Emergency Lighting | Self Contained - LED | Town GZ | 15 | Urgent | B | 15 | 2039 | 5 | 1 | 2.2 | 9705 | 28038
Heat Emitters | Gas Fired Unit Heaters | Town RP | 1 | Medium | DX | 9 | 2033 | 1 | 3 | 2 | 997 | 21205
General Lighting | General - LED fittings & Luminaires | Town RL | 5 | Medium | B | 6 | 2030 | 5 | 3 | 3.2 | 31875 | 19057
Heat Emitters | Electric Overdoor Air Curtain/Heater | Town RO | 1 | Medium | DX | 1 | 2025 | 1 | 3 | 2 | 998 | 692
Security Systems | Manual and Automatic Doors - High Security Door | Town RI | 1 | High | B | 11 | 2035 | 5 | 2 | 2.7 | 18072 | 24831
Specialist Lighting | Illuminated External Signs | Town RH | 6 | Medium | CX | 6 | 2030 | 2 | 3 | 2.3 | 10378 | 17324
Emergency Lighting | Self Contained - LED | Town RE | 3 | Urgent | B | 21 | 2045 | 5 | 1 | 2.2 | 9706 | 32477
General Lighting | General - LED fittings & Luminaires | Town RH | 4 | Medium | CX | 1 | 2025 | 2 | 3 | 2.3 | 10379 | 2286
LV Distribution | Main Distribution Board | Town QM | 1 | High | DX | 1 | 2025 | 1 | 2 | 1.5 | 414 | 370
LV Distribution | Sub Distribution Board | Town QM | 1 | High | B | 16 | 2040 | 5 | 2 | 2.7 | 18073 | 29270
Local and Special Ventilation | Fan - Window / Wall Mounted | Town RU | 1 | Medium | DX | 1 | 2025 | 1 | 3 | 2 | 999 | 693
Roller Shutters | External Manual Roller Shutter | Town C | 1 | High | B | 1 | 2025 | 5 | 2 | 2.7 | 18074 | 5224
LV Distribution | Main Distribution Board | Town RI | 1 | High | C | 16 | 2040 | 4 | 2 | 2.4 | 10782 | 29075
LV Distribution | Main Distribution Board | Town RL | 1 | High | B | 1 | 2025 | 5 | 2 | 2.7 | 18075 | 5225
Local and Special Ventilation | Fan - Extract | Town RP | 1 | Medium | B | 9 | 2033 | 5 | 3 | 3.2 | 31876 | 21914
Local and Special Ventilation | Fan - Axial | Town RH | 1 | Medium | B | 13 | 2037 | 5 | 3 | 3.2 | 31877 | 27264
Barriers & Guardrails | Vehicle Crash Protection Barrier | Town RL | 1 | V Low | B | 1 | 2025 | 5 | 4 | 3.7 | 33596 | 12393
Barriers & Guardrails | Vehicle Crash Protection Barrier | Town RI | 1 | V Low | B | 1 | 2025 | 5 | 4 | 3.7 | 33597 | 12394
Air Conditioning | Single-Split Evaporator - Split Systems/Heat Pumps - Air-cooled with Direct Expansion Evaporator (DX) | Town RH | 1 | Medium | B | 13 | 2037 | 5 | 3 | 3.2 | 31878 | 27265
Local and Special Ventilation | Fan - Window / Wall Mounted | Town QM | 1 | Medium | B | 9 | 2033 | 5 | 3 | 3.2 | 31879 | 21915
Local and Special Ventilation | Fan - Window / Wall Mounted | Town RP | 1 | Medium | B | 9 | 2033 | 5 | 3 | 3.2 | 31880 | 21916
Air Conditioning | Single-Split Evaporator - Split Systems/Heat Pumps - Air-cooled with Direct Expansion Evaporator (DX) | Town QM | 1 | Medium | B | 1 | 2025 | 5 | 3 | 3.2 | 31881 | 11442
Communication Systems | PA System | Town RL | 1 | Medium | B | 1 | 2025 | 5 | 3 | 3.2 | 31882 | 11443
Air Conditioning | Single-Split Evaporator - Split Systems/Heat Pumps - Air-cooled with Direct Expansion Evaporator (DX) | Town RO | 1 | Medium | B | 1 | 2025 | 5 | 3 | 3.2 | 31883 | 11444
LV Distribution | Sub Distribution Board | Town QM | 1 | High | B | 14 | 2038 | 5 | 2 | 2.7 | 18076 | 27505
Local and Special Ventilation | Fan - Window / Wall Mounted | Town RO | 1 | Medium | B | 10 | 2034 | 5 | 3 | 3.2 | 31884 | 23179
Heat Emitters | Electric Heaters | Town RL | 2 | Medium | B | 1 | 2025 | 5 | 3 | 3.2 | 31885 | 11445
Roller Shutters | External Electric Roller Shutter | Town RH | 1 | High | DX | 6 | 2030 | 1 | 2 | 1.5 | 415 | 15693
Local and Special Ventilation | Fan - Extract | Town RT | 1 | Medium | B | 1 | 2025 | 5 | 3 | 3.2 | 31886 | 11446
Local and Special Ventilation | Fan - Window / Wall Mounted | Town RO | 1 | Medium | B | 6 | 2030 | 5 | 3 | 3.2 | 31887 | 19058
Local and Special Ventilation | Fan - Extract | Town RO | 1 | Medium | B | 1 | 2025 | 5 | 3 | 3.2 | 31888 | 11447
Fire Safety Systems | Manual and Automatic Doors - Emergency and Panic Escape Doors | Town QM | 1 | Urgent | B | 29 | 2053 | 5 | 1 | 2.2 | 9707 | 33645
Roller Shutters | External Electric Roller Shutter | Town RH | 1 | High | DX | 6 | 2030 | 1 | 2 | 1.5 | 416 | 15694
External Doors | Entrance Doors | Town RL | 1 | High | B | 11 | 2035 | 5 | 2 | 2.7 | 18077 | 24832
LV Distribution | Main Distribution Board | Town RL | 1 | High | D | 1 | 2025 | 3 | 2 | 2.1 | 1362 | 913
Local and Special Ventilation | Fan - Extract | Town RK | 1 | Medium | B | 1 | 2025 | 5 | 3 | 3.2 | 31889 | 11448
Heat Emitters | Electric Overdoor Air Curtain/Heater | Town RP | 1 | Medium | B | 1 | 2025 | 5 | 3 | 3.2 | 31890 | 11449
Barriers & Guardrails | Vehicle Crash Protection Barrier | Town RL | 1 | V Low | B | 1 | 2025 | 5 | 4 | 3.7 | 33598 | 12395
External Doors | Entrance Doors | Town C | 1 | High | B | 1 | 2025 | 5 | 2 | 2.7 | 18078 | 5226
Roller Shutters | External Manual Roller Shutter | Town RK | 1 | High | B | 11 | 2035 | 5 | 2 | 2.7 | 18079 | 24833
Local Hot Water | Instantaneous Electric Water Heater - Non-Drinking Water | Town RN | 1 | Medium | B | 12 | 2036 | 5 | 3 | 3.2 | 31891 | 26773
General Lighting | General - LED fittings & Luminaires | Town RG | 15 | Medium | B | 16 | 2040 | 5 | 3 | 3.2 | 31892 | 29880
General Lighting | General - LED fittings & Luminaires | Town RI | 30 | Medium | B | 19 | 2043 | 5 | 3 | 3.2 | 31893 | 31376
Emergency Lighting | Self Contained - Non LED | Town RH | 15 | Urgent | B | 11 | 2035 | 5 | 1 | 2.2 | 9708 | 24014
Fire Safety Systems | Fire Extinguishers - CO2 | Town RT | 2 | Urgent | B | 6 | 2030 | 5 | 1 | 2.2 | 9709 | 17249
Fire Safety Systems | Fire Extinguishers - CO2 | Town RG | 5 | Urgent | B | 7 | 2031 | 5 | 1 | 2.2 | 9710 | 19523
Air Conditioning | Multi-Split Condenser - Split Systems/Heat Pumps - Air-cooled with Direct Expansion Evaporator (DX) | Town RR | 1 | Medium | B | 1 | 2025 | 5 | 3 | 3.2 | 31894 | 11450
LV Distribution | Sub Distribution Board | Town CQ | 1 | High | CX | 4 | 2028 | 2 | 2 | 1.8 | 559 | 13742
Heat Emitters | Gas Fired Unit Heaters | Town RO | 1 | Medium | B | 11 | 2035 | 5 | 3 | 3.2 | 31895 | 25667
External Doors | Manual and Automatic Doors - Auto / Powered Sliding Doors | Town RJ | 1 | High | B | 6 | 2030 | 5 | 2 | 2.7 | 18080 | 17910
Heat Emitters | Electric Heaters | Town RM | 1 | Medium | A | 7 | 2031 | 6 | 3 | 3.5 | 32630 | 20214
Emergency Lighting | Self Contained - LED | Town QM | 3 | Urgent | B | 21 | 2045 | 5 | 1 | 2.2 | 9711 | 32478
Lifts | Disabled Lift - Electric | Town RG | 1 | High | C | 1 | 2025 | 4 | 2 | 2.4 | 10783 | 2547
Heat Emitters | Electric Overdoor Air Curtain/Heater | Town RQ | 1 | Medium | B | 6 | 2030 | 5 | 3 | 3.2 | 31896 | 19059
Local and Special Ventilation | Fan - General Ventilation | Town RU | 1 | Medium | B | 6 | 2030 | 5 | 3 | 3.2 | 31897 | 19060
Heat Emitters | Electric Overdoor Air Curtain/Heater | Town QM | 1 | Medium | B | 9 | 2033 | 5 | 3 | 3.2 | 31898 | 21917
Roller Shutters | Internal Manual Roller Shutter | Town RP | 1 | Medium | B | 19 | 2043 | 5 | 3 | 3.2 | 31899 | 31377
LV Distribution | Sub Distribution Board | Town RN | 1 | High | B | 16 | 2040 | 5 | 2 | 2.7 | 18081 | 29271
Heat Emitters | Gas Fired Unit Heaters | Town CQ | 1 | Medium | B | 1 | 2025 | 5 | 3 | 3.2 | 31900 | 11451
Fire Safety Systems | Fire Alarm Panel / Repeater | Town RG | 1 | Urgent | B | 1 | 2025 | 5 | 1 | 2.2 | 9712 | 1972
Fire Safety Systems | Fire Alarm Panel / Repeater | Town RR | 1 | Urgent | B | 12 | 2036 | 5 | 1 | 2.2 | 9713 | 26123
Barriers & Guardrails | Vehicle Crash Protection Barrier | Town RI | 1 | V Low | B | 1 | 2025 | 5 | 4 | 3.7 | 33599 | 12396
Emergency Lighting | Self Contained - LED | Town RD | 10 | Urgent | B | 21 | 2045 | 5 | 1 | 2.2 | 9714 | 32479
LV Distribution | Sub Distribution Board | Town RR | 1 | High | B | 1 | 2025 | 5 | 2 | 2.7 | 18082 | 5227
Heat Emitters | Gas Fired Unit Heaters | Town RS | 1 | Medium | B | 1 | 2025 | 5 | 3 | 3.2 | 31901 | 11452
Local and Special Ventilation | Fan - General Ventilation | Town RU | 1 | Medium | B | 6 | 2030 | 5 | 3 | 3.2 | 31902 | 19061
Local Hot Water | Package Electric Water Heaters - Non-Drinking Water | Town RQ | 1 | Medium | B | 3 | 2027 | 5 | 3 | 3.2 | 31903 | 13702
Communication Systems | PA System | Town RD | 1 | Medium | B | 19 | 2043 | 5 | 3 | 3.2 | 31904 | 31378
Emergency Lighting | Illuminated Fire Exit Signage | Town RH | 6 | Urgent | B | 6 | 2030 | 5 | 1 | 2.2 | 9715 | 17250
General Lighting | General - LED fittings & Luminaires | Town RP | 8 | Medium | B | 16 | 2040 | 5 | 3 | 3.2 | 31905 | 29881
Air Conditioning | Single-Split Condenser - Split Systems/Heat Pumps - Air-cooled with Direct Expansion Evaporator (DX) | Town RI | 1 | Medium | B | 1 | 2025 | 5 | 3 | 3.2 | 31906 | 11453
Air Conditioning | Single-Split Condenser - Split Systems/Heat Pumps - Air-cooled with Direct Expansion Evaporator (DX) | Town RE | 1 | Medium | B | 9 | 2033 | 5 | 3 | 3.2 | 31907 | 21918
Local and Special Ventilation | Fan - Extract | Town RG | 1 | Medium | B | 1 | 2025 | 5 | 3 | 3.2 | 31908 | 11454
Local and Special Ventilation | Fan - Extract | Town RM | 1 | Medium | B | 7 | 2031 | 5 | 3 | 3.2 | 31909 | 20199
Emergency Lighting | Illuminated Fire Exit Signage | Town M | 5 | Urgent | B | 16 | 2040 | 5 | 1 | 2.2 | 9716 | 29051
External Lighting | General - Non LED | Town RT | 12 | Medium | CX | 1 | 2025 | 2 | 3 | 2.3 | 10380 | 2287
Heat Emitters | Radiators - Steel | Town RO | 4 | Medium | B | 1 | 2025 | 5 | 3 | 3.2 | 31910 | 11455
Barriers & Guardrails | Vehicle Crash Protection Barrier | Town RD | 1 | V Low | B | 1 | 2025 | 5 | 4 | 3.7 | 33600 | 12397
General Lighting | General - LED fittings & Luminaires | Town CQ | 8 | Medium | B | 16 | 2040 | 5 | 3 | 3.2 | 31911 | 29882
External Lighting | General - Non LED | Town RH | 1 | Medium | B | 1 | 2025 | 5 | 3 | 3.2 | 31912 | 11456
LV Distribution | Main Distribution Board | Town RF | 1 | High | C | 19 | 2043 | 4 | 2 | 2.4 | 10784 | 31125
Roller Shutters | External Manual Roller Shutter | Town RL | 1 | High | B | 1 | 2025 | 5 | 2 | 2.7 | 18083 | 5228
Fire Safety Systems | Fire Extinguishers - Foam | Town RM | 1 | Urgent | B | 6 | 2030 | 5 | 1 | 2.2 | 9717 | 17251
Barriers & Guardrails | Vehicle Crash Protection Barrier | Town RK | 1 | V Low | B | 1 | 2025 | 5 | 4 | 3.7 | 33601 | 12398
Barriers & Guardrails | Vehicle Crash Protection Barrier | Town RE | 1 | V Low | B | 1 | 2025 | 5 | 4 | 3.7 | 33602 | 12399
Local and Special Ventilation | Fan - General Ventilation | Town RH | 1 | Medium | DX | 1 | 2025 | 1 | 3 | 2 | 1000 | 694
Local Hot Water | Instantaneous Electric Water Heater - Non-Drinking Water | Town C | 1 | Medium | B | 1 | 2025 | 5 | 3 | 3.2 | 31913 | 11457
Boiler | Combination Atmospheric Burner Gas Boiler | Town RL | 1 | High | B | 6 | 2030 | 5 | 2 | 2.7 | 18084 | 17911
Boiler | Combination Atmospheric Burner Gas Boiler | Town RE | 1 | High | B | 4 | 2028 | 5 | 2 | 2.7 | 18085 | 14011
AHU - Internal | Central Heating - Gas Fired (Internally Sourced) | Town RR | 1 | Medium | B | 1 | 2025 | 5 | 3 | 3.2 | 31914 | 11458
Local Hot Water | Package Electric Water Heaters - Non-Drinking Water | Town RM | 1 | Medium | A | 11 | 2035 | 6 | 3 | 3.5 | 32631 | 25719
General Lighting | General - LED fittings & Luminaires | Town RI | 61 | Medium | B | 16 | 2040 | 5 | 3 | 3.2 | 31915 | 29883
Emergency Lighting | Illuminated Fire Exit Signage | Town RM | 1 | Urgent | B | 16 | 2040 | 5 | 1 | 2.2 | 9718 | 29052
Access Control | Door Lock / Keypad / Manual | Town RP | 1 | Medium | B | 11 | 2035 | 5 | 3 | 3.2 | 31916 | 25668
Boiler | Atmospheric Gas Burner Boiler - Small and/or Wall Hung for Light Commercial Installation | Town RG | 1 | Medium | DX | 1 | 2025 | 1 | 3 | 2 | 1001 | 695
LV Distribution | Sub Distribution Board | Town RL | 1 | High | B | 19 | 2043 | 5 | 2 | 2.7 | 18086 | 31270
Heat Emitters | Gas Fired Unit Heaters | Town M | 1 | Medium | B | 1 | 2025 | 5 | 3 | 3.2 | 31917 | 11459
LV Distribution | Main Distribution Board | Town RQ | 1 | High | B | 11 | 2035 | 5 | 2 | 2.7 | 18087 | 24834
Fire Safety Systems | Fire Extinguishers - Foam | Town RH | 6 | Urgent | B | 6 | 2030 | 5 | 1 | 2.2 | 9719 | 17252
Air Conditioning | Single-Split Condenser - Split Systems/Heat Pumps - Air-cooled with Direct Expansion Evaporator (DX) | Town RO | 1 | Medium | DX | 1 | 2025 | 1 | 3 | 2 | 1002 | 696
LV Distribution | Sub Distribution Board | Town RL | 1 | High | C | 19 | 2043 | 4 | 2 | 2.4 | 10785 | 31126
Emergency Lighting | Illuminated Fire Exit Signage | Town QM | 1 | Urgent | B | 14 | 2038 | 5 | 1 | 2.2 | 9720 | 27399
Roller Shutters | Internal Manual Roller Shutter | Town RN | 1 | Medium | B | 21 | 2045 | 5 | 3 | 3.2 | 31918 | 32810
AHU - Internal | Central Heating & Cooling - Electric & DX | Town RU | 1 | Medium | B | 1 | 2025 | 5 | 3 | 3.2 | 31919 | 11460
LV Distribution | Main Distribution Board | Town RD | 1 | High | B | 1 | 2025 | 5 | 2 | 2.7 | 18088 | 5229
Heat Emitters | Gas Fired Unit Heaters | Town RM | 1 | Medium | B | 7 | 2031 | 5 | 3 | 3.2 | 31920 | 20200
Local and Special Ventilation | Fan - Window / Wall Mounted | Town RU | 1 | Medium | B | 6 | 2030 | 5 | 3 | 3.2 | 31921 | 19062
Roller Shutters | External Manual Roller Shutter | Town RS | 1 | High | CX | 4 | 2028 | 2 | 2 | 1.8 | 560 | 13743
Emergency Lighting | Illuminated Fire Exit Signage | Town CQ | 3 | Urgent | B | 16 | 2040 | 5 | 1 | 2.2 | 9721 | 29053
Fire Safety Systems | Fire Extinguishers - CO2 | Town CQ | 4 | Urgent | B | 6 | 2030 | 5 | 1 | 2.2 | 9722 | 17253
General Lighting | General - LED fittings & Luminaires | Town RH | 18 | Medium | B | 1 | 2025 | 5 | 3 | 3.2 | 31922 | 11461
Fire Safety Systems | Manual and Automatic Doors - Emergency and Panic Escape Doors | Town RL | 1 | Urgent | B | 1 | 2025 | 5 | 1 | 2.2 | 9723 | 1973
Roller Shutters | Internal Electric Roller Shutter | Town RO | 1 | Medium | B | 11 | 2035 | 5 | 3 | 3.2 | 31923 | 25669
Fire Safety Systems | Fire Extinguishers - CO2 | Town RE | 1 | Urgent | B | 6 | 2030 | 5 | 1 | 2.2 | 9724 | 17254
Emergency Lighting | Self Contained - Non LED | Town RM | 2 | Urgent | B | 17 | 2041 | 5 | 1 | 2.2 | 9725 | 30256
Fire Safety Systems | Fire Extinguishers - Foam | Town QM | 5 | Urgent | B | 6 | 2030 | 5 | 1 | 2.2 | 9726 | 17255
Barriers & Guardrails | Vehicle Crash Protection Barrier | Town RD | 1 | V Low | B | 1 | 2025 | 5 | 4 | 3.7 | 33603 | 12400
Access Control | Door Lock / Keypad / Manual | Town RO | 1 | Medium | B | 11 | 2035 | 5 | 3 | 3.2 | 31924 | 25670
Fire Safety Systems | Fire Extinguishers - CO2 | Town QM | 2 | Urgent | B | 6 | 2030 | 5 | 1 | 2.2 | 9727 | 17256
Roller Shutters | External Manual Roller Shutter | Town RK | 1 | High | B | 11 | 2035 | 5 | 2 | 2.7 | 18089 | 24835
Roller Shutters | External Electric Roller Shutter | Town RU | 1 | High | B | 16 | 2040 | 5 | 2 | 2.7 | 18090 | 29272
Local and Special Ventilation | Fan - Extract | Town RD | 1 | Medium | B | 11 | 2035 | 5 | 3 | 3.2 | 31925 | 25671
Fire Safety Systems | Fire Extinguishers - Foam | Town CQ | 3 | Urgent | B | 6 | 2030 | 5 | 1 | 2.2 | 9728 | 17257
Barriers & Guardrails | Vehicle Crash Protection Barrier | Town RK | 1 | V Low | B | 1 | 2025 | 5 | 4 | 3.7 | 33604 | 12401
Fire Safety Systems | Fire Extinguishers - Foam | Town RD | 3 | Urgent | B | 7 | 2031 | 5 | 1 | 2.2 | 9729 | 19524
Fire Safety Systems | Fire Extinguishers - CO2 | Town RR | 3 | Urgent | B | 7 | 2031 | 5 | 1 | 2.2 | 9730 | 19525
Roller Shutters | Internal Manual Roller Shutter | Town RN | 1 | Medium | B | 21 | 2045 | 5 | 3 | 3.2 | 31926 | 32811
Roller Shutters | External Manual Roller Shutter | Town RL | 1 | High | B | 1 | 2025 | 5 | 2 | 2.7 | 18091 | 5230
Roller Shutters | External Manual Roller Shutter | Town QM | 1 | High | B | 19 | 2043 | 5 | 2 | 2.7 | 18092 | 31271
General Lighting | General - LED fittings & Luminaires | Town RM | 2 | Medium | B | 16 | 2040 | 5 | 3 | 3.2 | 31927 | 29884
Heat Emitters | Gas Fired Natural and Fan Assisted Heaters | Town RG | 1 | Medium | D | 11 | 2035 | 3 | 3 | 2.6 | 11265 | 24070
Air Conditioning | Single-Split Condenser - Split Systems/Heat Pumps - Air-cooled with Direct Expansion Evaporator (DX) | Town RH | 1 | Medium | B | 1 | 2025 | 5 | 3 | 3.2 | 31928 | 11462
LV Distribution | Main Distribution Board | Town RG | 1 | High | C | 1 | 2025 | 4 | 2 | 2.4 | 10786 | 2548
LV Distribution | Sub Distribution Board | Town M | 1 | High | B | 6 | 2030 | 5 | 2 | 2.7 | 18093 | 17912
External Lighting | General - LED | Town RF | 2 | Medium | B | 12 | 2036 | 5 | 3 | 3.2 | 31929 | 26774
Barriers & Guardrails | Vehicle Crash Protection Barrier | Town RD | 1 | V Low | B | 1 | 2025 | 5 | 4 | 3.7 | 33605 | 12402
LV Distribution | Sub Distribution Board | Town RJ | 1 | High | B | 1 | 2025 | 5 | 2 | 2.7 | 18094 | 5231
Heat Emitters | Electric Overdoor Air Curtain/Heater | Town C | 1 | Medium | B | 6 | 2030 | 5 | 3 | 3.2 | 31930 | 19063
Multi-System Controls | Instrumental Control Panel | Town M | 1 | Medium | C | 1 | 2025 | 4 | 3 | 2.9 | 19049 | 5846
Fire Safety Systems | Fire Extinguishers - CO2 | Town RO | 1 | Urgent | B | 5 | 2029 | 5 | 1 | 2.2 | 9731 | 14517
External Drainage | Pumps - Sewage: Compressed Air | Town RL | 1 | High | B | 1 | 2025 | 5 | 2 | 2.7 | 18095 | 5232
Local and Special Ventilation | Fan - General Ventilation | Town RH | 1 | Medium | C | 13 | 2037 | 4 | 3 | 2.9 | 19050 | 27054
Roller Shutters | External Electric Roller Shutter | Town CQ | 1 | High | B | 22 | 2046 | 5 | 2 | 2.7 | 18096 | 33043
Fire Safety Systems | Fire Alarm System | Town RH | 1 | Urgent | B | 1 | 2025 | 5 | 1 | 2.2 | 9732 | 1974
LV Distribution | Main Distribution Board | Town C | 1 | High | B | 19 | 2043 | 5 | 2 | 2.7 | 18097 | 31272
Local and Special Ventilation | Fan - Centrifugal | Town RE | 1 | Medium | B | 1 | 2025 | 5 | 3 | 3.2 | 31931 | 11463
Barriers & Guardrails | Vehicle Crash Protection Barrier | Town RK | 1 | V Low | B | 1 | 2025 | 5 | 4 | 3.7 | 33606 | 12403
Barriers & Guardrails | Vehicle Crash Protection Barrier | Town RE | 1 | V Low | B | 1 | 2025 | 5 | 4 | 3.7 | 33607 | 12404
Local and Special Ventilation | Fan - Centrifugal | Town RE | 1 | Medium | B | 1 | 2025 | 5 | 3 | 3.2 | 31932 | 11464
Emergency Lighting | Illuminated Fire Exit Signage | Town RE | 1 | Urgent | B | 10 | 2034 | 5 | 1 | 2.2 | 9733 | 22179
Fire Safety Systems | Fire Extinguishers - Foam | Town RL | 4 | Urgent | B | 8 | 2032 | 5 | 1 | 2.2 | 9734 | 20618
Fire Safety Systems | Fire Extinguishers - CO2 | Town C | 2 | Urgent | B | 8 | 2032 | 5 | 1 | 2.2 | 9735 | 20619
Hot Water Distribution | Hot water cylinders | Town RH | 1 | High | B | 23 | 2047 | 5 | 2 | 2.7 | 18098 | 33220
Local and Special Ventilation | Fan - General Ventilation | Town RU | 1 | Medium | B | 6 | 2030 | 5 | 3 | 3.2 | 31933 | 19064
Hot Water Distribution | Direct fired Water Heaters | Town RD | 1 | Low | B | 11 | 2035 | 5 | 4 | 3.7 | 33608 | 25729
Access Control | Door Lock / Keypad / Manual | Town RU | 1 | Medium | B | 6 | 2030 | 5 | 3 | 3.2 | 31934 | 19065
Fire Safety Systems | Fire Alarm Panel / Repeater | Town CQ | 1 | Urgent | B | 11 | 2035 | 5 | 1 | 2.2 | 9736 | 24015
Local and Special Ventilation | Fan - Window / Wall Mounted | Town RP | 1 | Medium | B | 9 | 2033 | 5 | 3 | 3.2 | 31935 | 21919
Barriers & Guardrails | Vehicle Crash Protection Barrier | Town RI | 1 | V Low | B | 1 | 2025 | 5 | 4 | 3.7 | 33609 | 12405
Fire Safety Systems | Fire Extinguishers - Foam | Town RM | 5 | Urgent | B | 6 | 2030 | 5 | 1 | 2.2 | 9737 | 17258
Local and Special Ventilation | Fan - Extract | Town C | 1 | Medium | DX | 1 | 2025 | 1 | 3 | 2 | 1003 | 697
General Lighting | General - LED fittings & Luminaires | Town RK | 4 | Medium | B | 6 | 2030 | 5 | 3 | 3.2 | 31936 | 19066
External Lighting | General - LED | Town C | 5 | Medium | B | 14 | 2038 | 5 | 3 | 3.2 | 31937 | 27646
Roller Shutters | External Manual Roller Shutter | Town RM | 1 | High | B | 11 | 2035 | 5 | 2 | 2.7 | 18099 | 24836
Air Conditioning | Single-Split Evaporator - Split Systems/Heat Pumps - Air-cooled with Direct Expansion Evaporator (DX) | Town RG | 1 | Medium | DX | 1 | 2025 | 1 | 3 | 2 | 1004 | 698
Roller Shutters | Internal Manual Roller Shutter | Town RP | 1 | Medium | B | 19 | 2043 | 5 | 3 | 3.2 | 31938 | 31379
Communication Systems | PA System | Town RE | 1 | Medium | B | 16 | 2040 | 5 | 3 | 3.2 | 31939 | 29885
External Doors | Entrance Doors | Town RF | 1 | High | B | 11 | 2035 | 5 | 2 | 2.7 | 18100 | 24837
Lifts | Disabled Lift - Hydraulic | Town RR | 1 | High | B | 1 | 2025 | 5 | 2 | 2.7 | 18101 | 5233
Local Hot Water | Package Electric Water Heaters - Non-Drinking Water | Town RM | 1 | Medium | B | 4 | 2028 | 5 | 3 | 3.2 | 31940 | 14259
Barriers & Guardrails | Vehicle Crash Protection Barrier | Town RL | 1 | V Low | B | 1 | 2025 | 5 | 4 | 3.7 | 33610 | 12406
Fire Safety Systems | Manual and Automatic Doors - Emergency and Panic Escape Doors | Town RH | 1 | Urgent | DX | 16 | 2040 | 1 | 1 | 1 | 21 | 28593
Hot Water Distribution | Hot water cylinders Domestic Type | Town RS | 1 | Low | CX | 1 | 2025 | 2 | 4 | 2.8 | 18357 | 5340
Roller Shutters | External Manual Roller Shutter | Town RE | 1 | High | B | 1 | 2025 | 5 | 2 | 2.7 | 18102 | 5234
External Doors | Entrance Doors | Town CQ | 1 | High | B | 22 | 2046 | 5 | 2 | 2.7 | 18103 | 33044
Local and Special Ventilation | Fan - Axial | Town RT | 1 | Medium | B | 1 | 2025 | 5 | 3 | 3.2 | 31941 | 11465
Local and Special Ventilation | Fan - Window / Wall Mounted | Town CQ | 1 | Medium | B | 7 | 2031 | 5 | 3 | 3.2 | 31942 | 20201
Fire Safety Systems | Fire Alarm System | Town QM | 1 | Urgent | B | 9 | 2033 | 5 | 1 | 2.2 | 9738 | 21499
Fire Safety Systems | Fire Alarm System | Town RH | 1 | Urgent | B | 1 | 2025 | 5 | 1 | 2.2 | 9739 | 1975
Fire Safety Systems | Manual and Automatic Doors - Emergency and Panic Escape Doors | Town RM | 1 | Urgent | B | 21 | 2045 | 5 | 1 | 2.2 | 9740 | 32480
Heat Emitters | Electric Heaters | Town RS | 1 | Medium | B | 4 | 2028 | 5 | 3 | 3.2 | 31943 | 14260
Barriers & Guardrails | Vehicle Crash Protection Barrier | Town RD | 1 | V Low | B | 1 | 2025 | 5 | 4 | 3.7 | 33611 | 12407
Heat Emitters | Gas Radiant Tube Heaters | Town RS | 1 | Medium | DX | 1 | 2025 | 1 | 3 | 2 | 1005 | 699
Local and Special Ventilation | Fan - Extract | Town RL | 1 | Medium | DX | 1 | 2025 | 1 | 3 | 2 | 1006 | 700
Roller Shutters | External Manual Roller Shutter | Town CQ | 1 | High | B | 6 | 2030 | 5 | 2 | 2.7 | 18104 | 17913
Barriers & Guardrails | Vehicle Crash Protection Barrier | Town RL | 1 | V Low | B | 1 | 2025 | 5 | 4 | 3.7 | 33612 | 12408
External Doors | Entrance Doors | Town RP | 1 | High | B | 21 | 2045 | 5 | 2 | 2.7 | 18105 | 32772
Emergency Lighting | Self Contained - LED | Town CQ | 3 | Urgent | B | 21 | 2045 | 5 | 1 | 2.2 | 9741 | 32481
Fire Safety Systems | Fire Extinguishers - Foam | Town RM | 2 | Urgent | B | 6 | 2030 | 5 | 1 | 2.2 | 9742 | 17259
External Lighting | General - LED | Town QM | 1 | Medium | B | 9 | 2033 | 5 | 3 | 3.2 | 31944 | 21920
Local and Special Ventilation | Fan - Extract | Town RG | 1 | Medium | B | 1 | 2025 | 5 | 3 | 3.2 | 31945 | 11466
LV Distribution | Sub Distribution Board | Town RM | 1 | High | CX | 1 | 2025 | 2 | 2 | 1.8 | 561 | 452
Roller Shutters | External Window Shutters - Manual | Town C | 1 | Medium | C | 1 | 2025 | 4 | 3 | 2.9 | 19051 | 5847
Barriers & Guardrails | Vehicle Crash Protection Barrier | Town RL | 1 | V Low | B | 1 | 2025 | 5 | 4 | 3.7 | 33613 | 12409
Fire Safety Systems | Fire Extinguishers - Foam | Town RG | 4 | Urgent | B | 7 | 2031 | 5 | 1 | 2.2 | 9743 | 19526
LV Distribution | Sub Distribution Board | Town M | 1 | High | DX | 1 | 2025 | 1 | 2 | 1.5 | 417 | 371
Central Ventilation Systems | Fan - Extract | Town RL | 1 | Medium | CX | 1 | 2025 | 2 | 3 | 2.3 | 10381 | 2288
Heat Emitters | Gas Fired Unit Heaters | Town M | 1 | Medium | C | 1 | 2025 | 4 | 3 | 2.9 | 19052 | 5848
Heat Emitters | Electric Overdoor Air Curtain/Heater | Town RK | 1 | Medium | B | 1 | 2025 | 5 | 3 | 3.2 | 31946 | 11467
Roller Shutters | External Manual Roller Shutter | Town RE | 1 | High | B | 1 | 2025 | 5 | 2 | 2.7 | 18106 | 5235
LV Distribution | Main Distribution Board | Town RD | 1 | High | DX | 1 | 2025 | 1 | 2 | 1.5 | 418 | 372
Local and Special Ventilation | Fan - Window / Wall Mounted | Town QM | 1 | Medium | B | 9 | 2033 | 5 | 3 | 3.2 | 31947 | 21921
Fire Safety Systems | Fire Alarm Panel / Repeater | Town RS | 1 | Urgent | B | 10 | 2034 | 5 | 1 | 2.2 | 9744 | 22180
Emergency Lighting | Self Contained - LED | Town RL | 7 | Urgent | B | 21 | 2045 | 5 | 1 | 2.2 | 9745 | 32482
Fire Safety Systems | Fire Extinguishers - Foam | Town RH | 3 | Urgent | B | 6 | 2030 | 5 | 1 | 2.2 | 9746 | 17260
Barriers & Guardrails | Vehicle Crash Protection Barrier | Town RD | 1 | V Low | B | 1 | 2025 | 5 | 4 | 3.7 | 33614 | 12410
Roller Shutters | Internal Manual Roller Shutter | Town RE | 1 | Medium | B | 11 | 2035 | 5 | 3 | 3.2 | 31948 | 25672
Communication Systems | PA System | Town RG | 1 | Medium | B | 19 | 2043 | 5 | 3 | 3.2 | 31949 | 31380
External Lighting | General - LED | Town QM | 4 | Medium | DX | 1 | 2025 | 1 | 3 | 2 | 1007 | 701
Emergency Lighting | Self Contained - LED | Town RR | 10 | Urgent | B | 22 | 2046 | 5 | 1 | 2.2 | 9747 | 33008
Air Conditioning | Single-Split Condenser - Split Systems/Heat Pumps - Air-cooled with Direct Expansion Evaporator (DX) | Town RH | 1 | Medium | B | 13 | 2037 | 5 | 3 | 3.2 | 31950 | 27266
BMS | BMS Control Panel | Town RU | 1 | High | B | 6 | 2030 | 5 | 2 | 2.7 | 18107 | 17914
Fire Safety Systems | Fire Extinguishers - CO2 | Town RU | 4 | Urgent | B | 6 | 2030 | 5 | 1 | 2.2 | 9748 | 17261
Roller Shutters | External Electric Roller Shutter | Town RH | 1 | High | CX | 6 | 2030 | 2 | 2 | 1.8 | 562 | 15702
Roller Shutters | External Manual Roller Shutter | Town RL | 1 | High | B | 1 | 2025 | 5 | 2 | 2.7 | 18108 | 5236
Barriers & Guardrails | Vehicle Crash Protection Barrier | Town CQ | 4 | V Low | B | 1 | 2025 | 5 | 4 | 3.7 | 33615 | 12411
Emergency Lighting | Self Contained - LED | Town RU | 2 | Urgent | B | 21 | 2045 | 5 | 1 | 2.2 | 9749 | 32483
Local Hot Water | Instantaneous Electric Water Heater - Non-Drinking Water | Town RF | 1 | Medium | C | 14 | 2038 | 4 | 3 | 2.9 | 19053 | 27515
Air Conditioning | Fan - Centrifugal | Town RG | 1 | Medium | C | 1 | 2025 | 4 | 3 | 2.9 | 19054 | 5849
LV Distribution | Sub Distribution Board | Town CQ | 1 | High | B | 2 | 2026 | 5 | 2 | 2.7 | 18109 | 12967
Barriers & Guardrails | Vehicle Crash Protection Barrier | Town RE | 1 | V Low | B | 1 | 2025 | 5 | 4 | 3.7 | 33616 | 12412
Local and Special Ventilation | Fan - Axial | Town RT | 1 | Medium | B | 1 | 2025 | 5 | 3 | 3.2 | 31951 | 11468
Fire Safety Systems | Fire Extinguishers - Foam | Town RP | 2 | Urgent | B | 6 | 2030 | 5 | 1 | 2.2 | 9750 | 17262
Heat Emitters | Gas Fired Natural and Fan Assisted Heaters | Town RD | 1 | Medium | CX | 1 | 2025 | 2 | 3 | 2.3 | 10382 | 2289
Air Conditioning | Single-Split Evaporator - Split Systems/Heat Pumps - Air-cooled with Direct Expansion Evaporator (DX) | Town RO | 1 | Medium | B | 1 | 2025 | 5 | 3 | 3.2 | 31952 | 11469
LV Distribution | Sub Distribution Board | Town RE | 1 | High | B | 18 | 2042 | 5 | 2 | 2.7 | 18110 | 30892
Heat Emitters | Gas Fired Unit Heaters | Town RO | 1 | Medium | B | 11 | 2035 | 5 | 3 | 3.2 | 31953 | 25673
Roller Shutters | External Electric Roller Shutter | Town QM | 1 | High | B | 11 | 2035 | 5 | 2 | 2.7 | 18111 | 24838
Fire Safety Systems | Fire Alarm System | Town RP | 1 | Urgent | B | 9 | 2033 | 5 | 1 | 2.2 | 9751 | 21500
General Lighting | General - LED fittings & Luminaires | Town RD | 76 | Medium | B | 16 | 2040 | 5 | 3 | 3.2 | 31954 | 29886
Access Control | Gate Access - Local Lock / Keypad / Manual (External) | Town RD | 2 | Medium | B | 11 | 2035 | 5 | 3 | 3.2 | 31955 | 25674
Emergency Lighting | Self Contained - Non LED | Town RU | 1 | Urgent | B | 6 | 2030 | 5 | 1 | 2.2 | 9752 | 17263
Fire Safety Systems | Fire Extinguishers - CO2 | Town RJ | 3 | Urgent | B | 8 | 2032 | 5 | 1 | 2.2 | 9753 | 20620
Fire Safety Systems | Fire Alarm System | Town K | 1 | Urgent | B | 1 | 2025 | 5 | 1 | 2.2 | 9754 | 1976
Emergency Lighting | Self Contained - LED | Town K | 4 | Urgent | B | 6 | 2030 | 5 | 1 | 2.2 | 9755 | 17264
Local and Special Ventilation | Fan - Window / Wall Mounted | Town SE | 1 | Medium | C | 7 | 2031 | 4 | 3 | 2.9 | 19055 | 19731
External Doors | Entrance Doors | Town SE | 1 | High | CX | 16 | 2040 | 2 | 2 | 1.8 | 563 | 28596
Multi-System Controls | Instrumental Control Panel | Town RZ | 1 | Medium | B | 16 | 2040 | 5 | 3 | 3.2 | 31956 | 29887
Air Conditioning | Single-Split Condenser - Split Systems/Heat Pumps - Air-cooled with Direct Expansion Evaporator (DX) | Town RZ | 1 | Medium | B | 5 | 2029 | 5 | 3 | 3.2 | 31957 | 15538
LV Distribution | Sub Distribution Board | Town SE | 1 | High | CX | 1 | 2025 | 2 | 2 | 1.8 | 564 | 453
Barriers & Guardrails | Vehicle Crash Protection Barrier | Town RV | 1 | V Low | B | 1 | 2025 | 5 | 4 | 3.7 | 33617 | 12413
LV Distribution | Sub Distribution Board | Town SB | 1 | High | B | 5 | 2029 | 5 | 2 | 2.7 | 18112 | 14762
Roller Shutters | External Manual Roller Shutter - 24 High x 25 Wide | Town RY | 1 | Urgent | B | 11 | 2035 | 5 | 1 | 2.2 | 9756 | 24016
Local Hot Water | Package Electric Water Heaters - Non-Drinking Water | Town SC | 1 | Medium | D | 1 | 2025 | 3 | 3 | 2.6 | 11266 | 2729
Local and Special Ventilation | Fan - Window / Wall Mounted | Town RZ | 1 | Medium | B | 12 | 2036 | 5 | 3 | 3.2 | 31958 | 26775
Fire Safety Systems | Manual and Automatic Doors - Emergency and Panic Escape Doors | Town J | 1 | Urgent | B | 23 | 2047 | 5 | 1 | 2.2 | 9757 | 33154
Roller Shutters | Internal Automatic Fabric Roll Up Door | Town SC | 1 | High | B | 11 | 2035 | 5 | 2 | 2.7 | 18113 | 24839
Fire Safety Systems | Fire Alarm System | Town RZ | 1 | Urgent | B | 1 | 2025 | 5 | 1 | 2.2 | 9758 | 1977
Emergency Lighting | Self Contained - LED | Town RW | 7 | Urgent | B | 21 | 2045 | 5 | 1 | 2.2 | 9759 | 32484
LV Distribution | Main Distribution Board | Town RY | 1 | High | B | 1 | 2025 | 5 | 2 | 2.7 | 18114 | 5237
Roller Shutters | Internal Automatic Fabric Roll Up Door | Town SC | 1 | High | B | 1 | 2025 | 5 | 2 | 2.7 | 18115 | 5238
General Lighting | General - LED fittings & Luminaires | Town RX | 48 | Medium | B | 17 | 2041 | 5 | 3 | 3.2 | 31959 | 30588
Emergency Lighting | Self Contained - LED | Town RZ | 10 | Urgent | B | 22 | 2046 | 5 | 1 | 2.2 | 9760 | 33009
External Lighting | General - LED | Town RW | 1 | Medium | B | 11 | 2035 | 5 | 3 | 3.2 | 31960 | 25675
Emergency Lighting | Illuminated Fire Exit Signage | Town RZ | 4 | Urgent | B | 15 | 2039 | 5 | 1 | 2.2 | 9761 | 28039
Fire Safety Systems | Fire Extinguishers - CO2 | Town RZ | 4 | Urgent | B | 6 | 2030 | 5 | 1 | 2.2 | 9762 | 17265
General Lighting | General - LED fittings & Luminaires | Town J | 9 | Medium | CX | 1 | 2025 | 2 | 3 | 2.3 | 10383 | 2290
External Doors | Manual and Automatic Doors - Auto / Powered Sliding Doors | Town SA | 1 | High | B | 27 | 2051 | 5 | 2 | 2.7 | 18116 | 33589
Fire Safety Systems | Manual and Automatic Doors - Emergency and Panic Escape Doors | Town SB | 1 | Urgent | B | 11 | 2035 | 5 | 1 | 2.2 | 9763 | 24017
Emergency Lighting | Self Contained - LED | Town RZ | 7 | Urgent | B | 23 | 2047 | 5 | 1 | 2.2 | 9764 | 33155
Heat Emitters | Radiators - Steel | Town J | 5 | Medium | B | 14 | 2038 | 5 | 3 | 3.2 | 31961 | 27647
Fire Safety Systems | Manual and Automatic Doors - Emergency and Panic Escape Doors | Town SB | 1 | Urgent | B | 6 | 2030 | 5 | 1 | 2.2 | 9765 | 17266
Boiler | Atmospheric Gas Burner/Condensing Combination Boiler | Town RZ | 1 | Medium | B | 1 | 2025 | 5 | 3 | 3.2 | 31962 | 11470
External Doors | Entrance Doors | Town J | 1 | High | B | 27 | 2051 | 5 | 2 | 2.7 | 18117 | 33590
Roller Shutters | Internal Electric Roller Shutter | Town SC | 1 | Medium | B | 11 | 2035 | 5 | 3 | 3.2 | 31963 | 25676
Fire Safety Systems | Fire Extinguishers - CO2 | Town K | 3 | Urgent | B | 1 | 2025 | 5 | 1 | 2.2 | 9766 | 1978
Heat Emitters | Electric Heaters | Town SB | 1 | Medium | B | 1 | 2025 | 5 | 3 | 3.2 | 31964 | 11471
Roller Shutters | External Manual Roller Shutter | Town RW | 1 | High | B | 1 | 2025 | 5 | 2 | 2.7 | 18118 | 5239
Roller Shutters | External Manual Roller Shutter | Town SB | 1 | High | B | 3 | 2027 | 5 | 2 | 2.7 | 18119 | 13406
Fire Safety Systems | Fire Alarm System | Town SC | 1 | Urgent | B | 7 | 2031 | 5 | 1 | 2.2 | 9767 | 19527
Fire Safety Systems | Fire Extinguishers - Foam | Town J | 5 | Urgent | B | 9 | 2033 | 5 | 1 | 2.2 | 9768 | 21501
Fire Safety Systems | Fire Extinguishers - CO2 | Town SF | 3 | Urgent | B | 8 | 2032 | 5 | 1 | 2.2 | 9769 | 20621
Emergency Lighting | Self Contained - LED | Town RY | 2 | Urgent | DX | 5 | 2029 | 1 | 1 | 1 | 22 | 14268
Emergency Lighting | Self Contained - LED | Town SE | 1 | Urgent | B | 21 | 2045 | 5 | 1 | 2.2 | 9770 | 32485
LV Distribution | Main Distribution Board | Town SB | 1 | High | B | 1 | 2025 | 5 | 2 | 2.7 | 18120 | 5240
Local and Special Ventilation | Fan - Window / Wall Mounted | Town K | 1 | Medium | B | 1 | 2025 | 5 | 3 | 3.2 | 31965 | 11472
Fire Safety Systems | Manual and Automatic Doors - Emergency and Panic Escape Doors | Town RZ | 2 | Urgent | B | 26 | 2050 | 5 | 1 | 2.2 | 9771 | 33473
General Lighting | General - LED fittings & Luminaires | Town RY | 11 | Medium | B | 14 | 2038 | 5 | 3 | 3.2 | 31966 | 27648
Fire Safety Systems | Fire Extinguishers - CO2 | Town RZ | 2 | Urgent | B | 8 | 2032 | 5 | 1 | 2.2 | 9772 | 20622
Air Conditioning | Multi-Split Condenser - Split Systems/Heat Pumps - Air-cooled with Direct Expansion Evaporator (DX) | Town SA | 1 | Medium | B | 10 | 2034 | 5 | 3 | 3.2 | 31967 | 23180
Fire Safety Systems | Manual and Automatic Doors - Emergency and Panic Escape Doors | Town RY | 1 | Urgent | B | 11 | 2035 | 5 | 1 | 2.2 | 9773 | 24018
LV Distribution | Sub Distribution Board | Town SA | 1 | High | B | 12 | 2036 | 5 | 2 | 2.7 | 18121 | 26272
Local and Special Ventilation | Fan - Window / Wall Mounted | Town SE | 1 | Medium | B | 5 | 2029 | 5 | 3 | 3.2 | 31968 | 15539
External Lighting | General - LED | Town I | 1 | Medium | B | 10 | 2034 | 5 | 3 | 3.2 | 31969 | 23181
Roller Shutters | Internal Electric Roller Shutter | Town SE | 1 | Medium | C | 1 | 2025 | 4 | 3 | 2.9 | 19056 | 5850
Barriers & Guardrails | Vehicle Crash Protection Barrier | Town RV | 1 | V Low | B | 1 | 2025 | 5 | 4 | 3.7 | 33618 | 12414
Multi-System Controls | Multi-Input Controllers | Town RZ | 1 | Medium | B | 4 | 2028 | 5 | 3 | 3.2 | 31970 | 14261
Heat Emitters | Radiators - Steel | Town SI | 3 | Medium | B | 11 | 2035 | 5 | 3 | 3.2 | 31971 | 25677
Emergency Lighting | Illuminated Fire Exit Signage | Town SA | 5 | Urgent | B | 16 | 2040 | 5 | 1 | 2.2 | 9774 | 29054
Emergency Lighting | Self Contained - Non LED | Town SE | 6 | Urgent | B | 11 | 2035 | 5 | 1 | 2.2 | 9775 | 24019
LV Distribution | Main Distribution Board | Town SF | 1 | High | C | 1 | 2025 | 4 | 2 | 2.4 | 10787 | 2549
Fire Safety Systems | Manual and Automatic Doors - Emergency and Panic Escape Doors | Town SB | 1 | Urgent | B | 9 | 2033 | 5 | 1 | 2.2 | 9776 | 21502
Fire Safety Systems | Manual and Automatic Doors - Emergency and Panic Escape Doors | Town RZ | 2 | Urgent | B | 21 | 2045 | 5 | 1 | 2.2 | 9777 | 32486
Emergency Lighting | Illuminated Fire Exit Signage | Town RZ | 3 | Urgent | B | 15 | 2039 | 5 | 1 | 2.2 | 9778 | 28040
Fire Safety Systems | Fire Extinguishers - Foam | Town SE | 7 | Urgent | B | 8 | 2032 | 5 | 1 | 2.2 | 9779 | 20623
LV Distribution | Sub Distribution Board | Town SA | 1 | High | B | 16 | 2040 | 5 | 2 | 2.7 | 18122 | 29273
Roller Shutters | External Manual Roller Shutter | Town SC | 1 | High | B | 11 | 2035 | 5 | 2 | 2.7 | 18123 | 24840
General Lighting | General - LED fittings & Luminaires | Town SD | 1 | Medium | B | 1 | 2025 | 5 | 3 | 3.2 | 31972 | 11473
Fire Safety Systems | Fire Extinguishers - Powder | Town RY | 1 | Urgent | B | 8 | 2032 | 5 | 1 | 2.2 | 9780 | 20624
General Lighting | General - LED fittings & Luminaires | Town SD | 1 | Medium | B | 1 | 2025 | 5 | 3 | 3.2 | 31973 | 11474
External Lighting | General - LED | Town SD | 2 | Medium | B | 11 | 2035 | 5 | 3 | 3.2 | 31974 | 25678
Fire Safety Systems | Fire Extinguishers - CO2 | Town RM | 2 | Urgent | B | 6 | 2030 | 5 | 1 | 2.2 | 9781 | 17267
Lifts | Disabled Lift - Electric | Town K | 1 | High | B | 1 | 2025 | 5 | 2 | 2.7 | 18124 | 5241
Air Conditioning | Single-Split Evaporator - Split Systems/Heat Pumps - Air-cooled with Direct Expansion Evaporator (DX) | Town RZ | 1 | Medium | C | 1 | 2025 | 4 | 3 | 2.9 | 19057 | 5851
Air Conditioning | Single-Split Condenser - Split Systems/Heat Pumps - Air-cooled with Direct Expansion Evaporator (DX) | Town RV | 1 | Medium | B | 1 | 2025 | 5 | 3 | 3.2 | 31975 | 11475
Heat Emitters | Gas Fired Natural and Fan Assisted Heaters | Town SB | 1 | Medium | B | 1 | 2025 | 5 | 3 | 3.2 | 31976 | 11476
Security Systems | Manual and Automatic Doors - High Security Door | Town SD | 1 | High | B | 1 | 2025 | 5 | 2 | 2.7 | 18125 | 5242
Fire Safety Systems | Fire Alarm Panel / Repeater | Town RZ | 1 | Urgent | B | 3 | 2027 | 5 | 1 | 2.2 | 9782 | 13313
General Lighting | General - LED fittings & Luminaires | Town RZ | 72 | Medium | B | 17 | 2041 | 5 | 3 | 3.2 | 31977 | 30589
Heat Emitters | Electric Heaters | Town SC | 1 | Medium | B | 1 | 2025 | 5 | 3 | 3.2 | 31978 | 11477
Local and Special Ventilation | Fan - Extract | Town SE | 1 | Medium | B | 1 | 2025 | 5 | 3 | 3.2 | 31979 | 11478
General Lighting | General - LED fittings & Luminaires | Town SC | 11 | Medium | B | 16 | 2040 | 5 | 3 | 3.2 | 31980 | 29888
Air Conditioning | Multi-Split Condenser - Split Systems/Heat Pumps - Air-cooled with Direct Expansion Evaporator (DX) | Town RZ | 1 | Medium | B | 5 | 2029 | 5 | 3 | 3.2 | 31981 | 15540
LV Distribution | Main Distribution Board | Town RX | 1 | High | B | 1 | 2025 | 5 | 2 | 2.7 | 18126 | 5243
LV Distribution | Sub Distribution Board | Town RX | 1 | High | C | 1 | 2025 | 4 | 2 | 2.4 | 10788 | 2550
Fire Safety Systems | Fire Alarm Panel / Repeater | Town RY | 1 | Urgent | B | 1 | 2025 | 5 | 1 | 2.2 | 9783 | 1979
Access Control | Door Lock / Keypad / Manual | Town SF | 1 | Medium | B | 10 | 2034 | 5 | 3 | 3.2 | 31982 | 23182
Access Control | Gate Access - Local Lock / Keypad / Manual (External) | Town SD | 2 | Medium | B | 1 | 2025 | 5 | 3 | 3.2 | 31983 | 11479
Local and Special Ventilation | Fan - Extract | Town SG | 1 | Medium | B | 1 | 2025 | 5 | 3 | 3.2 | 31984 | 11480
Roller Shutters | External Electric Roller Shutter | Town SI | 1 | High | B | 13 | 2037 | 5 | 2 | 2.7 | 18127 | 27042
Barriers & Guardrails | Vehicle Crash Protection Barrier | Town RV | 1 | V Low | B | 1 | 2025 | 5 | 4 | 3.7 | 33619 | 12415
Fire Safety Systems | Fire Extinguishers - Powder | Town SG | 2 | Urgent | B | 9 | 2033 | 5 | 1 | 2.2 | 9784 | 21503
Roller Shutters | External Automatic Roller Shutter | Town SG | 1 | High | B | 22 | 2046 | 5 | 2 | 2.7 | 18128 | 33045
Local and Special Ventilation | Unit extract fans | Town RX | 1 | Medium | B | 1 | 2025 | 5 | 3 | 3.2 | 31985 | 11481
Fire Safety Systems | Fire Extinguishers - Foam | Town SC | 1 | Urgent | B | 6 | 2030 | 5 | 1 | 2.2 | 9785 | 17268
Fire Safety Systems | Fire Extinguishers - Foam | Town SA | 2 | Urgent | B | 7 | 2031 | 5 | 1 | 2.2 | 9786 | 19528
LV Distribution | Sub Distribution Board | Town J | 1 | High | CX | 1 | 2025 | 2 | 2 | 1.8 | 565 | 454
Fire Safety Systems | Manual and Automatic Doors - Emergency and Panic Escape Doors | Town SJ | 1 | Urgent | B | 30 | 2054 | 5 | 1 | 2.2 | 9787 | 33699
Emergency Lighting | Self Contained - LED | Town RZ | 9 | Urgent | B | 23 | 2047 | 5 | 1 | 2.2 | 9788 | 33156
Roller Shutters | External Manual Roller Shutter | Town J | 1 | High | CX | 7 | 2031 | 2 | 2 | 1.8 | 566 | 19124
Fire Safety Systems | Fire Extinguishers - Foam | Town SD | 1 | Urgent | B | 1 | 2025 | 5 | 1 | 2.2 | 9789 | 1980
General Lighting | General - LED fittings & Luminaires | Town SA | 1 | Medium | B | 12 | 2036 | 5 | 3 | 3.2 | 31986 | 26776
Fire Safety Systems | Fire Extinguishers - CO2 | Town SE | 1 | Urgent | B | 6 | 2030 | 5 | 1 | 2.2 | 9790 | 17269
Fire Safety Systems | Fire Extinguishers - CO2 | Town SD | 1 | Urgent | B | 1 | 2025 | 5 | 1 | 2.2 | 9791 | 1981
General Lighting | General - LED fittings & Luminaires | Town RY | 24 | Medium | B | 1 | 2025 | 5 | 3 | 3.2 | 31987 | 11482
General Lighting | General - LED fittings & Luminaires | Town SC | 8 | Medium | B | 16 | 2040 | 5 | 3 | 3.2 | 31988 | 29889
Heat Emitters | Electric Heaters | Town SJ | 1 | Medium | B | 3 | 2027 | 5 | 3 | 3.2 | 31989 | 13703
General Lighting | General - LED fittings & Luminaires | Town RY | 27 | Medium | B | 1 | 2025 | 5 | 3 | 3.2 | 31990 | 11483
AHU - Internal | Central Heating & Cooling - Electric & DX | Town RZ | 1 | Medium | B | 1 | 2025 | 5 | 3 | 3.2 | 31991 | 11484
Roller Shutters | External Manual Roller Shutter | Town RY | 1 | High | B | 16 | 2040 | 5 | 2 | 2.7 | 18129 | 29274
Local Hot Water | Package Electric Water Heaters - Non-Drinking Water | Town RY | 1 | Medium | B | 1 | 2025 | 5 | 3 | 3.2 | 31992 | 11485
Emergency Lighting | Illuminated Fire Exit Signage | Town SB | 2 | Urgent | B | 12 | 2036 | 5 | 1 | 2.2 | 9792 | 26124
General Lighting | General - LED fittings & Luminaires | Town SC | 1 | Medium | B | 16 | 2040 | 5 | 3 | 3.2 | 31993 | 29890
Fire Safety Systems | Manual and Automatic Doors - Emergency and Panic Escape Doors | Town RY | 1 | Urgent | B | 11 | 2035 | 5 | 1 | 2.2 | 9793 | 24020
Roller Shutters | External Manual Roller Shutter | Town RY | 1 | High | B | 11 | 2035 | 5 | 2 | 2.7 | 18130 | 24841
Roller Shutters | Internal Electric Roller Shutter | Town RX | 1 | Medium | B | 11 | 2035 | 5 | 3 | 3.2 | 31994 | 25679
LV Distribution | Main Distribution Board | Town K | 1 | High | B | 1 | 2025 | 5 | 2 | 2.7 | 18131 | 5244
Heat Emitters | Gas Fired Unit Heaters | Town RY | 1 | Medium | B | 1 | 2025 | 5 | 3 | 3.2 | 31995 | 11486
External Doors | Entrance Doors | Town J | 1 | High | B | 25 | 2049 | 5 | 2 | 2.7 | 18132 | 33444
Emergency Lighting | Self Contained - LED | Town K | 2 | Urgent | B | 13 | 2037 | 5 | 1 | 2.2 | 9794 | 26904
Fire Safety Systems | Fire Extinguishers - CO2 | Town RZ | 4 | Urgent | B | 8 | 2032 | 5 | 1 | 2.2 | 9795 | 20625
General Lighting | General - LED fittings & Luminaires | Town RY | 3 | Medium | B | 12 | 2036 | 5 | 3 | 3.2 | 31996 | 26777
Fire Safety Systems | Fire Alarm Panel / Repeater | Town SJ | 1 | Urgent | B | 1 | 2025 | 5 | 1 | 2.2 | 9796 | 1982
General Lighting | General - LED fittings & Luminaires | Town RM | 7 | Medium | B | 4 | 2028 | 5 | 3 | 3.2 | 31997 | 14262
Roller Shutters | External Manual Roller Shutter | Town RY | 1 | High | B | 11 | 2035 | 5 | 2 | 2.7 | 18133 | 24842
Local and Special Ventilation | Fan - Extract | Town SD | 1 | Medium | B | 1 | 2025 | 5 | 3 | 3.2 | 31998 | 11487
Local Hot Water | Package Electric Water Heaters - Non-Drinking Water | Town SJ | 1 | Medium | B | 1 | 2025 | 5 | 3 | 3.2 | 31999 | 11488
Roller Shutters | External Manual Roller Shutter | Town RY | 1 | High | B | 11 | 2035 | 5 | 2 | 2.7 | 18134 | 24843
Local and Special Ventilation | Fan - Extract | Town SD | 1 | Medium | B | 1 | 2025 | 5 | 3 | 3.2 | 32000 | 11489
Heat Emitters | Electric Heaters | Town SB | 1 | Medium | C | 1 | 2025 | 4 | 3 | 2.9 | 19058 | 5852
General Lighting | General - LED fittings & Luminaires | Town RY | 10 | Medium | B | 11 | 2035 | 5 | 3 | 3.2 | 32001 | 25680
Heat Emitters | Gas Fired Unit Heaters | Town SE | 1 | Medium | B | 8 | 2032 | 5 | 3 | 3.2 | 32002 | 21161
Roller Shutters | Internal Manual Roller Shutter | Town SB | 1 | Medium | B | 6 | 2030 | 5 | 3 | 3.2 | 32003 | 19067
Local and Special Ventilation | Fan - Toilet Extract | Town RZ | 1 | Medium | C | 1 | 2025 | 4 | 3 | 2.9 | 19059 | 5853
General Lighting | General - LED fittings & Luminaires | Town J | 11 | Medium | B | 16 | 2040 | 5 | 3 | 3.2 | 32004 | 29891
Emergency Lighting | Illuminated Fire Exit Signage | Town SE | 1 | Urgent | CX | 1 | 2025 | 2 | 1 | 1.3 | 362 | 325
LV Distribution | Sub Distribution Board | Town SB | 1 | High | B | 1 | 2025 | 5 | 2 | 2.7 | 18135 | 5245
Heat Emitters | Gas Fired Natural and Fan Assisted Heaters | Town RX | 1 | Medium | B | 5 | 2029 | 5 | 3 | 3.2 | 32005 | 15541
Local Hot Water | Package Electric Water Heaters - Non-Drinking Water | Town SB | 1 | Medium | B | 1 | 2025 | 5 | 3 | 3.2 | 32006 | 11490
Roller Shutters | Internal Electric Roller Shutter | Town SA | 1 | Medium | B | 17 | 2041 | 5 | 3 | 3.2 | 32007 | 30590
Emergency Lighting | Self Contained - LED | Town SF | 4 | Urgent | B | 23 | 2047 | 5 | 1 | 2.2 | 9797 | 33157
LV Distribution | Main Distribution Board | Town RZ | 1 | High | C | 1 | 2025 | 4 | 2 | 2.4 | 10789 | 2551
Local and Special Ventilation | Fan - Window / Wall Mounted | Town RZ | 1 | Medium | B | 5 | 2029 | 5 | 3 | 3.2 | 32008 | 15542
Fire Safety Systems | Fire Alarm System | Town K | 1 | Urgent | B | 7 | 2031 | 5 | 1 | 2.2 | 9798 | 19529
Heat Emitters | Gas Fired Natural and Fan Assisted Heaters | Town SB | 1 | Medium | B | 1 | 2025 | 5 | 3 | 3.2 | 32009 | 11491
Emergency Lighting | Illuminated Fire Exit Signage | Town J | 3 | Urgent | B | 16 | 2040 | 5 | 1 | 2.2 | 9799 | 29055
Roller Shutters | External Manual Roller Shutter | Town RY | 1 | High | B | 1 | 2025 | 5 | 2 | 2.7 | 18136 | 5246
Roller Shutters | Internal Electric Roller Shutter | Town J | 1 | Medium | B | 17 | 2041 | 5 | 3 | 3.2 | 32010 | 30591
Fire Safety Systems | Fire Alarm Panel / Repeater | Town SF | 1 | Urgent | B | 6 | 2030 | 5 | 1 | 2.2 | 9800 | 17270
General Lighting | General - LED fittings & Luminaires | Town RY | 2 | Medium | B | 6 | 2030 | 5 | 3 | 3.2 | 32011 | 19068
Emergency Lighting | Illuminated Fire Exit Signage | Town SF | 2 | Urgent | B | 15 | 2039 | 5 | 1 | 2.2 | 9801 | 28041
General Lighting | General - LED fittings & Luminaires | Town RZ | 56 | Medium | B | 18 | 2042 | 5 | 3 | 3.2 | 32012 | 31000
Heat Emitters | Electric Overdoor Air Curtain/Heater | Town RV | 1 | Medium | CX | 1 | 2025 | 2 | 3 | 2.3 | 10384 | 2291
Local Hot Water | Package Electric Water Heaters - Non-Drinking Water | Town RW | 1 | Medium | B | 8 | 2032 | 5 | 3 | 3.2 | 32013 | 21162
Barriers & Guardrails | Vehicle Crash Protection Barrier | Town SE | 3 | V Low | B | 1 | 2025 | 5 | 4 | 3.7 | 33620 | 12416
Emergency Lighting | Illuminated Fire Exit Signage | Town SB | 1 | Urgent | B | 8 | 2032 | 5 | 1 | 2.2 | 9802 | 20626
General Lighting | General - LED fittings & Luminaires | Town RW | 2 | Medium | B | 16 | 2040 | 5 | 3 | 3.2 | 32014 | 29892
AHU - Internal | Central Air Conditioning - Gas Fired | Town J | 1 | Medium | B | 1 | 2025 | 5 | 3 | 3.2 | 32015 | 11492
Fire Safety Systems | Fire Dampers - Fusible Link | Town RY | 1 | Urgent | B | 1 | 2025 | 5 | 1 | 2.2 | 9803 | 1983
Fire Safety Systems | Manual and Automatic Doors - Emergency and Panic Escape Doors | Town SF | 1 | Urgent | B | 21 | 2045 | 5 | 1 | 2.2 | 9804 | 32487
Fire Safety Systems | Fire Alarm Panel / Repeater | Town J | 1 | Urgent | B | 11 | 2035 | 5 | 1 | 2.2 | 9805 | 24021
Air Conditioning | Single-Split Evaporator - Split Systems/Heat Pumps - Air-cooled with Direct Expansion Evaporator (DX) | Town RV | 1 | Medium | B | 11 | 2035 | 5 | 3 | 3.2 | 32016 | 25681
External Doors | Entrance Doors | Town SA | 1 | High | B | 27 | 2051 | 5 | 2 | 2.7 | 18137 | 33591
Heat Emitters | Radiators - Steel | Town SF | 3 | Medium | B | 6 | 2030 | 5 | 3 | 3.2 | 32017 | 19069
Air Conditioning | Single-Split Condenser - Split Systems/Heat Pumps - Air-cooled with Direct Expansion Evaporator (DX) | Town RX | 1 | Medium | B | 8 | 2032 | 5 | 3 | 3.2 | 32018 | 21163
Lifts | Disabled Lift - Electric | Town SA | 1 | High | C | 7 | 2031 | 4 | 2 | 2.4 | 10790 | 19552
Local and Special Ventilation | Fan - Window / Wall Mounted | Town SB | 1 | Medium | B | 1 | 2025 | 5 | 3 | 3.2 | 32019 | 11493
Fire Safety Systems | Fire Extinguishers - CO2 | Town SB | 2 | Urgent | B | 8 | 2032 | 5 | 1 | 2.2 | 9806 | 20627
Emergency Lighting | Self Contained - Non LED | Town SD | 1 | Urgent | B | 1 | 2025 | 5 | 1 | 2.2 | 9807 | 1984
LV Distribution | Main Distribution Board | Town RZ | 1 | High | B | 1 | 2025 | 5 | 2 | 2.7 | 18138 | 5247
Roller Shutters | External Manual Roller Shutter | Town RY | 1 | High | B | 11 | 2035 | 5 | 2 | 2.7 | 18139 | 24844
External Doors | Entrance Doors | Town SF | 1 | High | B | 21 | 2045 | 5 | 2 | 2.7 | 18140 | 32773
Emergency Lighting | Self Contained - LED | Town RY | 2 | Urgent | DX | 5 | 2029 | 1 | 1 | 1 | 23 | 14269
Air Conditioning | Single-Split Condenser - Split Systems/Heat Pumps - Air-cooled with Direct Expansion Evaporator (DX) | Town RZ | 1 | Medium | B | 13 | 2037 | 5 | 3 | 3.2 | 32020 | 27267
Heat Emitters | Gas Fired Natural and Fan Assisted Heaters | Town RW | 1 | Medium | B | 6 | 2030 | 5 | 3 | 3.2 | 32021 | 19070
Local and Special Ventilation | Fan - Toilet Extract | Town RZ | 1 | Medium | B | 12 | 2036 | 5 | 3 | 3.2 | 32022 | 26778
Fire Safety Systems | Manual and Automatic Doors - Emergency and Panic Escape Doors | Town RZ | 4 | Urgent | B | 25 | 2049 | 5 | 1 | 2.2 | 9808 | 33348
Emergency Lighting | Illuminated Fire Exit Signage | Town RZ | 6 | Urgent | B | 15 | 2039 | 5 | 1 | 2.2 | 9809 | 28042
Emergency Lighting | Self Contained - LED | Town SA | 20 | Urgent | B | 21 | 2045 | 5 | 1 | 2.2 | 9810 | 32488
Roller Shutters | Internal Electric Roller Shutter | Town RV | 1 | Medium | B | 1 | 2025 | 5 | 3 | 3.2 | 32023 | 11494
Fire Safety Systems | Manual and Automatic Doors - Emergency and Panic Escape Doors | Town RZ | 1 | Urgent | B | 30 | 2054 | 5 | 1 | 2.2 | 9811 | 33700
Emergency Lighting | Illuminated Fire Exit Signage | Town RM | 3 | Urgent | B | 14 | 2038 | 5 | 1 | 2.2 | 9812 | 27400
External Doors | Entrance Doors | Town K | 1 | High | B | 11 | 2035 | 5 | 2 | 2.7 | 18141 | 24845
Barriers & Guardrails | Vehicle Crash Protection Barrier | Town RV | 1 | V Low | B | 1 | 2025 | 5 | 4 | 3.7 | 33621 | 12417
Access Control | Door Lock / Keypad / Manual | Town RZ | 1 | Medium | B | 11 | 2035 | 5 | 3 | 3.2 | 32024 | 25682
Emergency Lighting | Self Contained - LED | Town SD | 1 | Urgent | B | 21 | 2045 | 5 | 1 | 2.2 | 9813 | 32489
General Lighting | General - LED fittings & Luminaires | Town SD | 2 | Medium | B | 16 | 2040 | 5 | 3 | 3.2 | 32025 | 29893
Air Conditioning | Multi-Split Evaporator - Split Systems/Heat Pumps - Air-cooled with Direct Expansion Evaporator (DX) | Town RZ | 1 | Medium | B | 5 | 2029 | 5 | 3 | 3.2 | 32026 | 15543
Air Conditioning | Single-Split Condenser - Split Systems/Heat Pumps - Air-cooled with Direct Expansion Evaporator (DX) | Town RV | 1 | Medium | B | 1 | 2025 | 5 | 3 | 3.2 | 32027 | 11495
Local and Special Ventilation | Fan - Extract | Town RV | 1 | Medium | C | 8 | 2032 | 4 | 3 | 2.9 | 19060 | 20788
Air Conditioning | Multi-Split Evaporator - Split Systems/Heat Pumps - Air-cooled with Direct Expansion Evaporator (DX) | Town RZ | 1 | Medium | B | 5 | 2029 | 5 | 3 | 3.2 | 32028 | 15544
Boiler | Atmospheric Gas Burner - Condensing Boiler | Town RX | 1 | High | B | 8 | 2032 | 5 | 2 | 2.7 | 18142 | 20779
External Doors | Entrance Doors | Town J | 1 | High | B | 27 | 2051 | 5 | 2 | 2.7 | 18143 | 33592
Roller Shutters | External Electric Roller Shutter | Town SG | 1 | High | B | 22 | 2046 | 5 | 2 | 2.7 | 18144 | 33046
Fire Safety Systems | Manual and Automatic Doors - Emergency and Panic Escape Doors | Town RZ | 1 | Urgent | B | 25 | 2049 | 5 | 1 | 2.2 | 9814 | 33349
Heat Emitters | Electric Heaters | Town SB | 1 | Medium | B | 1 | 2025 | 5 | 3 | 3.2 | 32029 | 11496
Fire Safety Systems | Fire Extinguishers - Foam | Town SC | 1 | Urgent | B | 6 | 2030 | 5 | 1 | 2.2 | 9815 | 17271
LV Distribution | Sub Distribution Board | Town J | 1 | High | B | 10 | 2034 | 5 | 2 | 2.7 | 18145 | 22522
Heat Emitters | Gas Fired Unit Heaters | Town RZ | 1 | Medium | B | 6 | 2030 | 5 | 3 | 3.2 | 32030 | 19071
Local and Special Ventilation | Fan - Kitchen Window / Wall Mounted | Town RZ | 1 | Medium | B | 10 | 2034 | 5 | 3 | 3.2 | 32031 | 23183
Fire Safety Systems | Fire Alarm Panel / Repeater | Town RV | 1 | Urgent | B | 11 | 2035 | 5 | 1 | 2.2 | 9816 | 24022
Local Hot Water | Package Electric Water Heaters - Non-Drinking Water | Town I | 1 | Medium | CX | 1 | 2025 | 2 | 3 | 2.3 | 10385 | 2292
Fire Safety Systems | Fire Alarm Panel / Repeater | Town RZ | 1 | Urgent | B | 6 | 2030 | 5 | 1 | 2.2 | 9817 | 17272
LV Distribution | Sub Distribution Board | Town RY | 1 | High | B | 1 | 2025 | 5 | 2 | 2.7 | 18146 | 5248
Roller Shutters | External Electric Roller Shutter | Town SN | 1 | High | B | 1 | 2025 | 5 | 2 | 2.7 | 18147 | 5249
External Doors | Entrance Doors | Town AH | 1 | High | C | 6 | 2030 | 4 | 2 | 2.4 | 10791 | 17341
Local and Special Ventilation | Fan - Window / Wall Mounted | Town SQ | 1 | Medium | B | 11 | 2035 | 5 | 3 | 3.2 | 32032 | 25683
Local and Special Ventilation | Fan - Extract | Town SO | 1 | Medium | B | 1 | 2025 | 5 | 3 | 3.2 | 32033 | 11497
Roller Shutters | External Manual Roller Shutter | Town SS | 1 | High | B | 1 | 2025 | 5 | 2 | 2.7 | 18148 | 5250
LV Distribution | Sub Distribution Board | Town RX | 1 | High | B | 1 | 2025 | 5 | 2 | 2.7 | 18149 | 5251
Local Hot Water | Instantaneous Electric Water Heater - Non-Drinking Water | Town SR | 1 | Medium | B | 1 | 2025 | 5 | 3 | 3.2 | 32034 | 11498
Roller Shutters | External Manual Roller Shutter | Town L | 1 | High | B | 1 | 2025 | 5 | 2 | 2.7 | 18150 | 5252
Local and Special Ventilation | Fan - Axial | Town SO | 1 | Medium | B | 1 | 2025 | 5 | 3 | 3.2 | 32035 | 11499
Air Conditioning | Single-Split Condenser - Split Systems/Heat Pumps - Air-cooled with Direct Expansion Evaporator (DX) | Town AH | 1 | Medium | B | 7 | 2031 | 5 | 3 | 3.2 | 32036 | 20202
External Drainage | Pump Drainage-Dry Well | Town SQ | 1 | High | B | 11 | 2035 | 5 | 2 | 2.7 | 18151 | 24846
Local and Special Ventilation | Fan - Window / Wall Mounted | Town RX | 1 | Medium | B | 13 | 2037 | 5 | 3 | 3.2 | 32037 | 27268
Local and Special Ventilation | Fan - Extract | Town SX | 1 | Medium | B | 1 | 2025 | 5 | 3 | 3.2 | 32038 | 11500
External Doors | Manual and Automatic Doors - Auto / Powered Sliding Doors | Town SW | 1 | High | B | 30 | 2054 | 5 | 2 | 2.7 | 18152 | 33731
Fire Safety Systems | Fire Alarm System | Town SW | 1 | Urgent | B | 5 | 2029 | 5 | 1 | 2.2 | 9818 | 14518
Roller Shutters | Internal Automatic Roller Shutter | Town EN | 1 | High | B | 11 | 2035 | 5 | 2 | 2.7 | 18153 | 24847
Fire Safety Systems | Manual and Automatic Doors - Emergency and Panic Escape Doors | Town SO | 1 | Urgent | B | 1 | 2025 | 5 | 1 | 2.2 | 9819 | 1985
Fire Safety Systems | Manual and Automatic Doors - Emergency and Panic Escape Doors | Town SK | 1 | Urgent | B | 18 | 2042 | 5 | 1 | 2.2 | 9820 | 30726
Fire Safety Systems | Manual and Automatic Doors - Emergency and Panic Escape Doors | Town AH | 1 | Urgent | B | 6 | 2030 | 5 | 1 | 2.2 | 9821 | 17273
Solar Power Generation | Photovoltaics - Building Connected | Town SQ | 1 | Medium | B | 21 | 2045 | 5 | 3 | 3.2 | 32039 | 32812
Roller Shutters | External Electric Roller Shutter | Town SL | 1 | High | A | 23 | 2047 | 6 | 2 | 3 | 19640 | 33229
General Lighting | General - LED fittings & Luminaires | Town SQ | 20 | Medium | B | 1 | 2025 | 5 | 3 | 3.2 | 32040 | 11501
Emergency Lighting | Illuminated Fire Exit Signage | Town SW | 1 | Urgent | B | 15 | 2039 | 5 | 1 | 2.2 | 9822 | 28043
Fire Safety Systems | Fire Extinguishers - CO2 | Town EN | 3 | Urgent | B | 7 | 2031 | 5 | 1 | 2.2 | 9823 | 19530
General Lighting | General - LED fittings & Luminaires | Town CA | 4 | Medium | B | 16 | 2040 | 5 | 3 | 3.2 | 32041 | 29894
Emergency Lighting | Illuminated Fire Exit Signage | Town SQ | 3 | Urgent | B | 16 | 2040 | 5 | 1 | 2.2 | 9824 | 29056
Roller Shutters | External Manual Roller Shutter | Town SQ | 1 | High | B | 11 | 2035 | 5 | 2 | 2.7 | 18154 | 24848
Fire Safety Systems | Manual and Automatic Doors - Emergency and Panic Escape Doors | Town SL | 1 | Urgent | B | 1 | 2025 | 5 | 1 | 2.2 | 9825 | 1986
Emergency Lighting | Self Contained - LED | Town CA | 2 | Urgent | B | 20 | 2044 | 5 | 1 | 2.2 | 9826 | 31574
General Lighting | General - LED fittings & Luminaires | Town SR | 23 | Medium | B | 6 | 2030 | 5 | 3 | 3.2 | 32042 | 19072
General Lighting | General - LED fittings & Luminaires | Town SQ | 66 | Medium | B | 16 | 2040 | 5 | 3 | 3.2 | 32043 | 29895
Fire Safety Systems | Fire Extinguishers - Foam | Town AH | 5 | Urgent | B | 9 | 2033 | 5 | 1 | 2.2 | 9827 | 21504
Fire Safety Systems | Fire Extinguishers - Foam | Town SO | 6 | Urgent | B | 5 | 2029 | 5 | 1 | 2.2 | 9828 | 14519
LV Distribution | Sub Distribution Board | Town SW | 1 | High | B | 1 | 2025 | 5 | 2 | 2.7 | 18155 | 5253
General Lighting | General - LED fittings & Luminaires | Town CA | 24 | Medium | B | 1 | 2025 | 5 | 3 | 3.2 | 32044 | 11502
Emergency Lighting | Illuminated Fire Exit Signage | Town SP | 5 | Urgent | B | 17 | 2041 | 5 | 1 | 2.2 | 9829 | 30257
Multi-System Controls | Motor Control Centre | Town SK | 1 | Low | B | 3 | 2027 | 5 | 4 | 3.7 | 33622 | 13732
Heat Emitters | Gas Fired Natural and Fan Assisted Heaters | Town SO | 1 | Medium | B | 1 | 2025 | 5 | 3 | 3.2 | 32045 | 11503
LV Distribution | Sub Distribution Board | Town SO | 1 | High | B | 1 | 2025 | 5 | 2 | 2.7 | 18156 | 5254
Local and Special Ventilation | Fan - Toilet Extract | Town SW | 1 | Medium | B | 12 | 2036 | 5 | 3 | 3.2 | 32046 | 26779
Local and Special Ventilation | Fan - Centrifugal | Town SO | 1 | Medium | B | 1 | 2025 | 5 | 3 | 3.2 | 32047 | 11504
Roller Shutters | External Manual Roller Shutter | Town AH | 1 | High | B | 11 | 2035 | 5 | 2 | 2.7 | 18157 | 24849
Emergency Lighting | Illuminated Fire Exit Signage | Town SK | 2 | Urgent | B | 14 | 2038 | 5 | 1 | 2.2 | 9830 | 27401
General Lighting | General - LED fittings & Luminaires | Town SU | 1 | Medium | B | 1 | 2025 | 5 | 3 | 3.2 | 32048 | 11505
Fire Safety Systems | Fire Extinguishers - Foam | Town SM | 6 | Urgent | B | 9 | 2033 | 5 | 1 | 2.2 | 9831 | 21505
Roller Shutters | External Manual Roller Shutter | Town AH | 1 | High | B | 11 | 2035 | 5 | 2 | 2.7 | 18158 | 24850
Fire Safety Systems | Manual and Automatic Doors - Emergency and Panic Escape Doors | Town SU | 1 | Urgent | B | 21 | 2045 | 5 | 1 | 2.2 | 9832 | 32490
Local and Special Ventilation | Fan - Centrifugal | Town SO | 1 | Medium | B | 1 | 2025 | 5 | 3 | 3.2 | 32049 | 11506
Fire Safety Systems | Fire Extinguishers - Water | Town CA | 2 | Urgent | B | 5 | 2029 | 5 | 1 | 2.2 | 9833 | 14520
Fire Safety Systems | Fire Extinguishers - Foam | Town SK | 7 | Urgent | B | 9 | 2033 | 5 | 1 | 2.2 | 9834 | 21506
Local and Special Ventilation | Fan - Extract | Town SV | 1 | Medium | B | 1 | 2025 | 5 | 3 | 3.2 | 32050 | 11507
Roller Shutters | External Manual Roller Shutter | Town SL | 1 | High | B | 1 | 2025 | 5 | 2 | 2.7 | 18159 | 5255
Roller Shutters | External Manual Roller Shutter | Town SL | 1 | High | B | 1 | 2025 | 5 | 2 | 2.7 | 18160 | 5256
Fire Safety Systems | Fire Extinguishers - CO2 | Town SK | 3 | Urgent | B | 8 | 2032 | 5 | 1 | 2.2 | 9835 | 20628
Fire Safety Systems | Fire Extinguishers - CO2 | Town EN | 3 | Urgent | B | 9 | 2033 | 5 | 1 | 2.2 | 9836 | 21507
General Lighting | General - LED fittings & Luminaires | Town SX | 25 | Medium | B | 16 | 2040 | 5 | 3 | 3.2 | 32051 | 29896
Heat Emitters | Electric Heaters | Town SX | 3 | Medium | B | 1 | 2025 | 5 | 3 | 3.2 | 32052 | 11508
Emergency Lighting | Illuminated Fire Exit Signage | Town CA | 4 | Urgent | B | 12 | 2036 | 5 | 1 | 2.2 | 9837 | 26125
Emergency Lighting | Illuminated Fire Exit Signage | Town SK | 4 | Urgent | B | 14 | 2038 | 5 | 1 | 2.2 | 9838 | 27402
Fire Safety Systems | Fire Extinguishers - Foam | Town SR | 3 | Urgent | A | 10 | 2034 | 6 | 1 | 2.5 | 11012 | 22236
Heat Emitters | Radiators - Steel | Town SS | 2 | Medium | B | 1 | 2025 | 5 | 3 | 3.2 | 32053 | 11509
Emergency Lighting | Illuminated Fire Exit Signage | Town SO | 2 | Urgent | B | 16 | 2040 | 5 | 1 | 2.2 | 9839 | 29057
General Lighting | General - LED fittings & Luminaires | Town SP | 4 | Medium | B | 1 | 2025 | 5 | 3 | 3.2 | 32054 | 11510
Emergency Lighting | Illuminated Fire Exit Signage | Town SL | 2 | Urgent | A | 18 | 2042 | 6 | 1 | 2.5 | 11013 | 30753
Fire Safety Systems | Fire Extinguishers - CO2 | Town SW | 1 | Urgent | B | 8 | 2032 | 5 | 1 | 2.2 | 9840 | 20629
Fire Safety Systems | Fire Alarm Panel / Repeater | Town SK | 1 | Urgent | B | 1 | 2025 | 5 | 1 | 2.2 | 9841 | 1987
LV Distribution | Main Distribution Board | Town EN | 1 | High | B | 6 | 2030 | 5 | 2 | 2.7 | 18161 | 17915
Fire Safety Systems | Fire Alarm Panel / Repeater | Town SV | 1 | Urgent | B | 10 | 2034 | 5 | 1 | 2.2 | 9842 | 22181
General Lighting | General - LED fittings & Luminaires | Town CA | 2 | Medium | B | 1 | 2025 | 5 | 3 | 3.2 | 32055 | 11511
LV Distribution | Sub Distribution Board | Town SS | 1 | High | B | 1 | 2025 | 5 | 2 | 2.7 | 18162 | 5257
LV Distribution | Main Distribution Board | Town SQ | 1 | High | B | 1 | 2025 | 5 | 2 | 2.7 | 18163 | 5258
Local and Special Ventilation | Fan - Axial | Town SO | 1 | Medium | B | 1 | 2025 | 5 | 3 | 3.2 | 32056 | 11512
General Lighting | General - LED fittings & Luminaires | Town SK | 9 | Medium | B | 3 | 2027 | 5 | 3 | 3.2 | 32057 | 13704
Heat Emitters | Gas Fired Unit Heaters | Town SV | 1 | Medium | B | 1 | 2025 | 5 | 3 | 3.2 | 32058 | 11513
LV Distribution | Sub Distribution Board | Town SS | 1 | High | B | 1 | 2025 | 5 | 2 | 2.7 | 18164 | 5259
External Doors | Manual and Automatic Doors - Auto / Powered Sliding Doors | Town SQ | 1 | High | B | 31 | 2055 | 5 | 2 | 2.7 | 18165 | 33809
Local and Special Ventilation | Fan - Toilet Extract | Town SW | 1 | Medium | B | 12 | 2036 | 5 | 3 | 3.2 | 32059 | 26780
Emergency Lighting | Illuminated Fire Exit Signage | Town AH | 2 | Urgent | B | 10 | 2034 | 5 | 1 | 2.2 | 9843 | 22182
General Lighting | General - LED fittings & Luminaires | Town SW | 12 | Medium | B | 15 | 2039 | 5 | 3 | 3.2 | 32060 | 28550
Heat Emitters | Gas Fired Unit Heaters | Town M | 1 | Medium | B | 1 | 2025 | 5 | 3 | 3.2 | 32061 | 11514
Heat Emitters | Gas Fired Natural and Fan Assisted Heaters | Town EN | 1 | Medium | B | 1 | 2025 | 5 | 3 | 3.2 | 32062 | 11515
Barriers & Guardrails | Vehicle Crash Protection Barrier | Town SO | 1 | V Low | B | 1 | 2025 | 5 | 4 | 3.7 | 33623 | 12418
Barriers & Guardrails | Vehicle Crash Protection Barrier | Town SO | 1 | V Low | B | 1 | 2025 | 5 | 4 | 3.7 | 33624 | 12419
External Doors | Entrance Doors | Town SQ | 1 | High | B | 19 | 2043 | 5 | 2 | 2.7 | 18166 | 31273
Emergency Lighting | Self Contained - LED | Town SK | 15 | Urgent | B | 19 | 2043 | 5 | 1 | 2.2 | 9844 | 31119
LV Distribution | Sub Distribution Board | Town SS | 1 | High | B | 1 | 2025 | 5 | 2 | 2.7 | 18167 | 5260
Fire Safety Systems | Fire Extinguishers - Foam | Town CA | 2 | Urgent | B | 2 | 2026 | 5 | 1 | 2.2 | 9845 | 12821
Fire Safety Systems | Fire Extinguishers - CO2 | Town SS | 5 | Urgent | B | 6 | 2030 | 5 | 1 | 2.2 | 9846 | 17274
Barriers & Guardrails | Vehicle Crash Protection Barrier | Town SQ | 4 | V Low | B | 11 | 2035 | 5 | 4 | 3.7 | 33625 | 25730
Barriers & Guardrails | Vehicle Crash Protection Barrier | Town SO | 1 | V Low | B | 1 | 2025 | 5 | 4 | 3.7 | 33626 | 12420
Fire Safety Systems | Fire Extinguishers - CO2 | Town SW | 3 | Urgent | B | 7 | 2031 | 5 | 1 | 2.2 | 9847 | 19531
Fire Safety Systems | Fire Extinguishers - Foam | Town SX | 4 | Urgent | B | 6 | 2030 | 5 | 1 | 2.2 | 9848 | 17275
General Lighting | General - LED fittings & Luminaires | Town CA | 4 | Medium | B | 6 | 2030 | 5 | 3 | 3.2 | 32063 | 19073
General Lighting | General - LED fittings & Luminaires | Town CA | 2 | Medium | B | 16 | 2040 | 5 | 3 | 3.2 | 32064 | 29897
Local and Special Ventilation | Fan - Kitchen Window / Wall Mounted | Town L | 1 | Medium | B | 12 | 2036 | 5 | 3 | 3.2 | 32065 | 26781
AHU - Internal | Central Heating & Cooling - LTHW & DX | Town SP | 1 | High | B | 5 | 2029 | 5 | 2 | 2.7 | 18168 | 14763
Boiler | Combination Atmospheric Burner Gas Boiler | Town SO | 1 | High | B | 7 | 2031 | 5 | 2 | 2.7 | 18169 | 19710
Roller Shutters | Internal Manual Roller Shutter | Town SK | 1 | Medium | B | 1 | 2025 | 5 | 3 | 3.2 | 32066 | 11516
General Lighting | General - LED fittings & Luminaires | Town RX | 10 | Medium | B | 9 | 2033 | 5 | 3 | 3.2 | 32067 | 21922
General Lighting | General - LED fittings & Luminaires | Town EN | 27 | Medium | B | 14 | 2038 | 5 | 3 | 3.2 | 32068 | 27649
Fire Safety Systems | Fire Extinguishers - Powder | Town RX | 1 | Urgent | B | 6 | 2030 | 5 | 1 | 2.2 | 9849 | 17276
Emergency Lighting | Self Contained - LED | Town SW | 17 | Urgent | B | 20 | 2044 | 5 | 1 | 2.2 | 9850 | 31575
Multi-System Controls | Control Panel - Electrical Services (excluding Electrical Controllers and Pneumatic Relays) | Town RX | 1 | Medium | B | 1 | 2025 | 5 | 3 | 3.2 | 32069 | 11517
Local Hot Water | Package Electric Water Heaters - Non-Drinking Water | Town SQ | 1 | Medium | B | 1 | 2025 | 5 | 3 | 3.2 | 32070 | 11518
Fire Safety Systems | Manual and Automatic Doors - Emergency and Panic Escape Doors | Town M | 1 | Urgent | B | 11 | 2035 | 5 | 1 | 2.2 | 9851 | 24023
LV Distribution | Sub Distribution Board | Town SX | 1 | High | B | 6 | 2030 | 5 | 2 | 2.7 | 18170 | 17916
Local Hot Water | Instantaneous Electric Water Heater - Non-Drinking Water | Town ST | 1 | Medium | B | 1 | 2025 | 5 | 3 | 3.2 | 32071 | 11519
Fire Safety Systems | Sprinkler System - Control Pump | Town SW | 1 | Medium | B | 13 | 2037 | 5 | 3 | 3.2 | 32072 | 27269
Emergency Lighting | Self Contained - LED | Town SK | 7 | Urgent | B | 19 | 2043 | 5 | 1 | 2.2 | 9852 | 31120
Emergency Lighting | Illuminated Fire Exit Signage | Town M | 6 | Urgent | B | 16 | 2040 | 5 | 1 | 2.2 | 9853 | 29058
Heat Emitters | Electric Heaters | Town CA | 1 | Medium | B | 1 | 2025 | 5 | 3 | 3.2 | 32073 | 11520
Roller Shutters | External Electric Roller Shutter | Town SX | 1 | High | B | 1 | 2025 | 5 | 2 | 2.7 | 18171 | 5261
Local and Special Ventilation | Unit extract fans | Town SK | 1 | Medium | B | 1 | 2025 | 5 | 3 | 3.2 | 32074 | 11521
Fire Safety Systems | Fire Alarm Panel / Repeater | Town AH | 1 | Urgent | B | 11 | 2035 | 5 | 1 | 2.2 | 9854 | 24024
Fire Safety Systems | Fire Alarm Panel / Repeater | Town AH | 1 | Urgent | B | 11 | 2035 | 5 | 1 | 2.2 | 9855 | 24025
Multi-System Controls | Instrumental Control Panel | Town SW | 1 | Medium | B | 11 | 2035 | 5 | 3 | 3.2 | 32075 | 25684
AHU - External | Central Heating & Cooling - Electric & DX | Town SW | 1 | Medium | B | 6 | 2030 | 5 | 3 | 3.2 | 32076 | 19074
Local and Special Ventilation | Unit extract fans | Town SW | 1 | Medium | B | 5 | 2029 | 5 | 3 | 3.2 | 32077 | 15545
LV Distribution | Sub Distribution Board | Town SL | 1 | High | B | 1 | 2025 | 5 | 2 | 2.7 | 18172 | 5262
Roller Shutters | External Electric Roller Shutter | Town SL | 1 | High | B | 1 | 2025 | 5 | 2 | 2.7 | 18173 | 5263
Local and Special Ventilation | Fan - Axial | Town SK | 1 | Medium | B | 1 | 2025 | 5 | 3 | 3.2 | 32078 | 11522
Fire Safety Systems | Fire Alarm Panel / Repeater | Town SM | 1 | Urgent | B | 5 | 2029 | 5 | 1 | 2.2 | 9856 | 14521
Local Hot Water | Instantaneous Electric Water Heater - Non-Drinking Water | Town SK | 1 | Medium | B | 13 | 2037 | 5 | 3 | 3.2 | 32079 | 27270
Local Hot Water | Instantaneous Electric Water Heater - Non-Drinking Water | Town EN | 1 | Medium | B | 5 | 2029 | 5 | 3 | 3.2 | 32080 | 15546
Emergency Lighting | Self Contained - LED | Town SS | 4 | Urgent | B | 21 | 2045 | 5 | 1 | 2.2 | 9857 | 32491
Emergency Lighting | Self Contained - LED | Town SV | 9 | Urgent | B | 21 | 2045 | 5 | 1 | 2.2 | 9858 | 32492
External Lighting | General - LED | Town SS | 3 | Medium | C | 11 | 2035 | 4 | 3 | 2.9 | 19061 | 24882
Roller Shutters | Internal Manual Roller Shutter - 24 High x 25 Wide | Town M | 1 | Medium | B | 1 | 2025 | 5 | 3 | 3.2 | 32081 | 11523
LV Distribution | Sub Distribution Board | Town AH | 1 | High | B | 1 | 2025 | 5 | 2 | 2.7 | 18174 | 5264
Local Hot Water | Instantaneous Electric Water Heater - Non-Drinking Water | Town SO | 1 | Medium | B | 1 | 2025 | 5 | 3 | 3.2 | 32082 | 11524
General Lighting | General - LED fittings & Luminaires | Town CA | 2 | Medium | B | 1 | 2025 | 5 | 3 | 3.2 | 32083 | 11525
Emergency Lighting | Self Contained - Non LED | Town ST | 4 | Urgent | B | 15 | 2039 | 5 | 1 | 2.2 | 9859 | 28044
Boiler | Atmospheric Gas Burner/Condensing Combination Boiler (domestic type) | Town AH | 1 | High | B | 7 | 2031 | 5 | 2 | 2.7 | 18175 | 19711
Local and Special Ventilation | Fan - Extract | Town SS | 1 | Medium | B | 1 | 2025 | 5 | 3 | 3.2 | 32084 | 11526
Hot Water Distribution | Hot water cylinders | Town SL | 1 | High | A | 23 | 2047 | 6 | 2 | 3 | 19641 | 33230
Heat Emitters | Radiators - Steel | Town SS | 12 | Medium | B | 1 | 2025 | 5 | 3 | 3.2 | 32085 | 11527
Local Hot Water | Instantaneous Electric Water Heater - Non-Drinking Water | Town SO | 1 | Medium | B | 1 | 2025 | 5 | 3 | 3.2 | 32086 | 11528
Local Hot Water | Instantaneous Electric Water Heater - Non-Drinking Water | Town SK | 1 | Medium | B | 1 | 2025 | 5 | 3 | 3.2 | 32087 | 11529
Fire Safety Systems | Fire Alarm Panel / Repeater (Vesda) | Town SX | 1 | Urgent | B | 6 | 2030 | 5 | 1 | 2.2 | 9860 | 17277
Fire Safety Systems | Fire Alarm Panel / Repeater | Town SO | 1 | Urgent | B | 1 | 2025 | 5 | 1 | 2.2 | 9861 | 1988
General Lighting | General - LED fittings & Luminaires | Town SK | 35 | Medium | B | 14 | 2038 | 5 | 3 | 3.2 | 32088 | 27650
Specialist Lighting | Illuminated External Signs | Town L | 4 | Medium | B | 11 | 2035 | 5 | 3 | 3.2 | 32089 | 25685
Air Conditioning | Multi-Split Evaporator - Split Systems/Heat Pumps - Air-cooled with Direct Expansion Evaporator (DX) | Town SQ | 1 | Medium | B | 11 | 2035 | 5 | 3 | 3.2 | 32090 | 25686
External Doors | Entrance Doors | Town AH | 1 | High | B | 6 | 2030 | 5 | 2 | 2.7 | 18176 | 17917
Emergency Lighting | Self Contained - LED | Town SQ | 21 | Urgent | B | 21 | 2045 | 5 | 1 | 2.2 | 9862 | 32493
Fire Safety Systems | Fire Extinguishers - Foam | Town CA | 3 | Urgent | B | 1 | 2025 | 5 | 1 | 2.2 | 9863 | 1989
Local Hot Water | Instantaneous Electric Water Heater - Non-Drinking Water | Town SK | 1 | Medium | B | 1 | 2025 | 5 | 3 | 3.2 | 32091 | 11530
Roller Shutters | Internal Manual Roller Shutter | Town SK | 1 | Medium | B | 1 | 2025 | 5 | 3 | 3.2 | 32092 | 11531
General Lighting | General - LED fittings & Luminaires | Town SO | 14 | Medium | B | 16 | 2040 | 5 | 3 | 3.2 | 32093 | 29898
Emergency Lighting | Self Contained - LED | Town SQ | 8 | Urgent | B | 21 | 2045 | 5 | 1 | 2.2 | 9864 | 32494
Barriers & Guardrails | Manual Vehicle Barrier | Town SP | 1 | Medium | B | 1 | 2025 | 5 | 3 | 3.2 | 32094 | 11532
Roller Shutters | External Electric Roller Shutter | Town SL | 1 | High | B | 21 | 2045 | 5 | 2 | 2.7 | 18177 | 32774
Local and Special Ventilation | Fan - Extract | Town SS | 1 | Medium | B | 1 | 2025 | 5 | 3 | 3.2 | 32095 | 11533
LV Distribution | Sub Distribution Board | Town AH | 1 | High | B | 16 | 2040 | 5 | 2 | 2.7 | 18178 | 29275
External Doors | Entrance Doors | Town SM | 1 | High | B | 6 | 2030 | 5 | 2 | 2.7 | 18179 | 17918
Roller Shutters | External Manual Roller Shutter | Town AH | 1 | High | B | 1 | 2025 | 5 | 2 | 2.7 | 18180 | 5265
LV Distribution | Feeder Pillar | Town SP | 1 | Urgent | B | 1 | 2025 | 5 | 1 | 2.2 | 9865 | 1990
Emergency Lighting | Self Contained - LED | Town CA | 1 | Urgent | B | 11 | 2035 | 5 | 1 | 2.2 | 9866 | 24026
Emergency Lighting | Self Contained - LED | Town SP | 3 | Urgent | B | 22 | 2046 | 5 | 1 | 2.2 | 9867 | 33010
LV Distribution | Main Distribution Board | Town SL | 1 | High | B | 1 | 2025 | 5 | 2 | 2.7 | 18181 | 5266
Fire Safety Systems | Manual and Automatic Doors - Emergency and Panic Escape Doors | Town SX | 1 | Urgent | B | 21 | 2045 | 5 | 1 | 2.2 | 9868 | 32495
Fire Safety Systems | Fire Extinguishers - Foam - P50 | Town EN | 3 | Urgent | B | 6 | 2030 | 5 | 1 | 2.2 | 9869 | 17278
Fire Safety Systems | Fire Extinguishers - CO2 | Town CA | 1 | Urgent | B | 5 | 2029 | 5 | 1 | 2.2 | 9870 | 14522
Fire Safety Systems | Fire Extinguishers - Powder | Town ST | 1 | Urgent | B | 10 | 2034 | 5 | 1 | 2.2 | 9871 | 22183
Air Conditioning | Single-Split Condenser - Split Systems/Heat Pumps - Air-cooled with Direct Expansion Evaporator (DX) | Town SO | 1 | Medium | B | 1 | 2025 | 5 | 3 | 3.2 | 32096 | 11534
Fire Safety Systems | Manual and Automatic Doors - Emergency and Panic Escape Doors | Town SK | 1 | Urgent | B | 18 | 2042 | 5 | 1 | 2.2 | 9872 | 30727
Fire Safety Systems | Fire Extinguishers - Foam | Town SP | 2 | Urgent | B | 7 | 2031 | 5 | 1 | 2.2 | 9873 | 19532
Barriers & Guardrails | Vehicle Crash Protection Barrier | Town SO | 1 | V Low | B | 1 | 2025 | 5 | 4 | 3.7 | 33627 | 12421
Fire Safety Systems | Fire Alarm System | Town EN | 1 | Urgent | B | 9 | 2033 | 5 | 1 | 2.2 | 9874 | 21508
Emergency Lighting | Illuminated Fire Exit Signage | Town SS | 1 | Urgent | B | 16 | 2040 | 5 | 1 | 2.2 | 9875 | 29059
Heat Emitters | Gas Fired Unit Heaters | Town SL | 1 | Medium | DX | 1 | 2025 | 1 | 3 | 2 | 1008 | 702
Fire Safety Systems | Fire Alarm Panel / Repeater (Vesda) | Town M | 1 | Urgent | B | 11 | 2035 | 5 | 1 | 2.2 | 9876 | 24027
Boiler | Boiler Superheaters Commercial | Town SW | 1 | Medium | B | 11 | 2035 | 5 | 3 | 3.2 | 32097 | 25687
Roller Shutters | External Manual Roller Shutter | Town SS | 1 | High | B | 1 | 2025 | 5 | 2 | 2.7 | 18182 | 5267
Roller Shutters | External Electric Roller Shutter | Town SQ | 1 | High | B | 11 | 2035 | 5 | 2 | 2.7 | 18183 | 24851
Fire Safety Systems | Fire Extinguishers - CO2 | Town SQ | 3 | Urgent | B | 6 | 2030 | 5 | 1 | 2.2 | 9877 | 17279
Roller Shutters | External Manual Roller Shutter | Town SO | 1 | High | B | 1 | 2025 | 5 | 2 | 2.7 | 18184 | 5268
Heat Emitters | Radiators - Steel | Town EN | 6 | Medium | B | 10 | 2034 | 5 | 3 | 3.2 | 32098 | 23184
Roller Shutters | External Manual Roller Shutter | Town J | 1 | High | C | 25 | 2049 | 4 | 2 | 2.4 | 10792 | 33355
Central Heating | Fan - Axial | Town E | 1 | High | B | 1 | 2025 | 5 | 2 | 2.7 | 18185 | 5269
LV Distribution | Main Distribution Board | Town CU | 1 | High | B | 19 | 2043 | 5 | 2 | 2.7 | 18186 | 31274
Air Conditioning | Multi-Split Condenser - Split Systems/Heat Pumps - Air-cooled with Direct Expansion Evaporator (DX) | Town NM | 1 | Medium | B | 3 | 2027 | 5 | 3 | 3.2 | 32099 | 13705
Lifts | Disabled Lift - Electric | Town TC | 1 | High | B | 10 | 2034 | 5 | 2 | 2.7 | 18187 | 22523
LV Distribution | Sub Distribution Board | Town CA | 1 | High | D | 5 | 2029 | 3 | 2 | 2.1 | 1363 | 14298
LV Distribution | Main Distribution Board | Town QO | 1 | High | B | 15 | 2039 | 5 | 2 | 2.7 | 18188 | 28330
Heat Emitters | Gas Fired Unit Heaters | Town TF | 1 | Medium | B | 8 | 2032 | 5 | 3 | 3.2 | 32100 | 21164
LV Distribution | Main Distribution Board | Town NK | 1 | High | C | 1 | 2025 | 4 | 2 | 2.4 | 10793 | 2552
Heat Emitters | Electric Heaters | Town TI | 1 | Medium | CX | 1 | 2025 | 2 | 3 | 2.3 | 10386 | 2293
Local and Special Ventilation | Fan - Window / Wall Mounted | Town TA | 1 | Medium | B | 1 | 2025 | 5 | 3 | 3.2 | 32101 | 11535
Roller Shutters | External Window Shutters - Manual | Town M | 1 | Medium | B | 1 | 2025 | 5 | 3 | 3.2 | 32102 | 11536
Roller Shutters | External Manual Roller Shutter | Town CU | 1 | High | B | 1 | 2025 | 5 | 2 | 2.7 | 18189 | 5270
Roller Shutters | External Manual Roller Shutter | Town QO | 1 | High | B | 11 | 2035 | 5 | 2 | 2.7 | 18190 | 24852
Access Control | Gate Access - Local Lock / Keypad / Manual (External) | Town NM | 1 | Medium | B | 1 | 2025 | 5 | 3 | 3.2 | 32103 | 11537
Fire Safety Systems | Manual and Automatic Doors - Emergency and Panic Escape Doors | Town NM | 1 | Urgent | B | 21 | 2045 | 5 | 1 | 2.2 | 9878 | 32496
Fire Safety Systems | Manual and Automatic Doors - Emergency and Panic Escape Doors | Town DH | 1 | Urgent | B | 18 | 2042 | 5 | 1 | 2.2 | 9879 | 30728
Heat Emitters | Gas Fired Unit Heaters | Town DH | 1 | Medium | B | 1 | 2025 | 5 | 3 | 3.2 | 32104 | 11538
General Lighting | General - LED fittings & Luminaires | Town M | 24 | Medium | B | 16 | 2040 | 5 | 3 | 3.2 | 32105 | 29899
Fire Safety Systems | Fire Extinguishers - Foam | Town TA | 2 | Urgent | B | 1 | 2025 | 5 | 1 | 2.2 | 9880 | 1991
Fire Safety Systems | Fire Extinguishers - Foam | Town M | 4 | Urgent | B | 6 | 2030 | 5 | 1 | 2.2 | 9881 | 17280
Fire Safety Systems | Fire Extinguishers - CO2 | Town TD | 1 | Urgent | B | 6 | 2030 | 5 | 1 | 2.2 | 9882 | 17281
Heat Emitters | Gas Fired Unit Heaters | Town TC | 1 | Medium | DX | 1 | 2025 | 1 | 3 | 2 | 1009 | 703
Roller Shutters | Internal Electric Roller Shutter | Town TH | 1 | Medium | B | 2 | 2026 | 5 | 3 | 3.2 | 32106 | 13219
Emergency Lighting | Self Contained - LED | Town DH | 10 | Urgent | B | 15 | 2039 | 5 | 1 | 2.2 | 9883 | 28045
Roller Shutters | External Manual Roller Shutter | Town TE | 1 | High | B | 1 | 2025 | 5 | 2 | 2.7 | 18191 | 5271
General Lighting | General - LED fittings & Luminaires | Town TA | 1 | Medium | B | 16 | 2040 | 5 | 3 | 3.2 | 32107 | 29900
Fire Safety Systems | Fire Extinguishers - Foam | Town QO | 5 | Urgent | B | 6 | 2030 | 5 | 1 | 2.2 | 9884 | 17282
LV Distribution | Sub Distribution Board | Town TH | 1 | High | B | 1 | 2025 | 5 | 2 | 2.7 | 18192 | 5272
LV Distribution | Main Distribution Board | Town QO | 1 | High | B | 11 | 2035 | 5 | 2 | 2.7 | 18193 | 24853
Local Hot Water | Package Electric Water Heaters - Non-Drinking Water | Town TF | 1 | Medium | B | 5 | 2029 | 5 | 3 | 3.2 | 32108 | 15547
Local and Special Ventilation | Fan - Axial | Town TF | 1 | Medium | B | 1 | 2025 | 5 | 3 | 3.2 | 32109 | 11539
Emergency Lighting | Self Contained - LED | Town II | 1 | Urgent | B | 13 | 2037 | 5 | 1 | 2.2 | 9885 | 26905
Roller Shutters | Internal Electric Roller Shutter | Town CA | 1 | Medium | B | 17 | 2041 | 5 | 3 | 3.2 | 32110 | 30592
External Doors | Entrance Doors | Town NK | 1 | High | B | 1 | 2025 | 5 | 2 | 2.7 | 18194 | 5273
Fire Safety Systems | Fire Extinguishers - CO2 | Town TA | 1 | Urgent | B | 2 | 2026 | 5 | 1 | 2.2 | 9886 | 12822
General Lighting | General - LED fittings & Luminaires | Town NK | 2 | Medium | B | 19 | 2043 | 5 | 3 | 3.2 | 32111 | 31381
General Lighting | General - LED fittings & Luminaires | Town TH | 3 | Medium | B | 1 | 2025 | 5 | 3 | 3.2 | 32112 | 11540
Air Conditioning | Multi-Split Condenser - Split Systems/Heat Pumps - Air-cooled with Direct Expansion Evaporator (DX) | Town QO | 1 | Medium | B | 10 | 2034 | 5 | 3 | 3.2 | 32113 | 23185
Fire Safety Systems | Fire Extinguishers - Foam | Town NM | 3 | Urgent | B | 8 | 2032 | 5 | 1 | 2.2 | 9887 | 20630
LV Distribution | Sub Distribution Board | Town TH | 1 | High | B | 1 | 2025 | 5 | 2 | 2.7 | 18195 | 5274
Fire Safety Systems | Manual and Automatic Doors - Emergency and Panic Escape Doors | Town NM | 1 | Urgent | B | 21 | 2045 | 5 | 1 | 2.2 | 9888 | 32497
General Lighting | General - LED fittings & Luminaires | Town TA | 1 | Medium | B | 16 | 2040 | 5 | 3 | 3.2 | 32114 | 29901
External Lighting | General - LED | Town TJ | 3 | Medium | B | 11 | 2035 | 5 | 3 | 3.2 | 32115 | 25688
General Lighting | General - LED fittings & Luminaires | Town TJ | 25 | Medium | C | 1 | 2025 | 4 | 3 | 2.9 | 19062 | 5854
General Lighting | General - LED fittings & Luminaires | Town CU | 32 | Medium | B | 1 | 2025 | 5 | 3 | 3.2 | 32116 | 11541
LV Distribution | Sub Distribution Board | Town DH | 1 | High | B | 3 | 2027 | 5 | 2 | 2.7 | 18196 | 13407
Fire Safety Systems | Manual and Automatic Doors - Emergency and Panic Escape Doors | Town CU | 1 | Urgent | B | 1 | 2025 | 5 | 1 | 2.2 | 9889 | 1992
Heat Emitters | Electric Heaters | Town TE | 3 | Medium | B | 1 | 2025 | 5 | 3 | 3.2 | 32117 | 11542
Fire Safety Systems | Fire Extinguishers - CO2 | Town TG | 1 | Urgent | B | 2 | 2026 | 5 | 1 | 2.2 | 9890 | 12823
Access Control | Door Lock / Keypad / Manual | Town QO | 1 | Medium | B | 10 | 2034 | 5 | 3 | 3.2 | 32118 | 23186
LV Distribution | Sub Distribution Board | Town DH | 1 | High | B | 3 | 2027 | 5 | 2 | 2.7 | 18197 | 13408
Roller Shutters | External Manual Roller Shutter | Town TE | 1 | High | B | 1 | 2025 | 5 | 2 | 2.7 | 18198 | 5275
Emergency Lighting | Self Contained - Non LED | Town TF | 3 | Urgent | B | 9 | 2033 | 5 | 1 | 2.2 | 9891 | 21509
External Doors | Entrance Doors | Town SZ | 1 | High | B | 18 | 2042 | 5 | 2 | 2.7 | 18199 | 30893
Specialist Lighting | Illuminated External Signs | Town TB | 2 | Medium | B | 10 | 2034 | 5 | 3 | 3.2 | 32119 | 23187
General Lighting | General - LED fittings & Luminaires | Town TA | 2 | Medium | B | 16 | 2040 | 5 | 3 | 3.2 | 32120 | 29902
General Lighting | General - LED fittings & Luminaires | Town TG | 2 | Medium | B | 1 | 2025 | 5 | 3 | 3.2 | 32121 | 11543
Fire Safety Systems | Fire Extinguishers - Foam | Town TG | 1 | Urgent | B | 6 | 2030 | 5 | 1 | 2.2 | 9892 | 17283
Air Conditioning | Single-Split Evaporator - Split Systems/Heat Pumps - Air-cooled with Direct Expansion Evaporator (DX) | Town E | 1 | Medium | D | 1 | 2025 | 3 | 3 | 2.6 | 11267 | 2730
Air Conditioning | Single-Split Evaporator - Split Systems/Heat Pumps - Air-cooled with Direct Expansion Evaporator (DX) | Town TE | 1 | Medium | C | 1 | 2025 | 4 | 3 | 2.9 | 19063 | 5855
Heat Emitters | Gas Fired Unit Heaters | Town NM | 1 | Medium | B | 1 | 2025 | 5 | 3 | 3.2 | 32122 | 11544
Air Conditioning | Multi-Split Evaporator - Split Systems/Heat Pumps - Air-cooled with Direct Expansion Evaporator (DX) | Town TF | 1 | Medium | B | 6 | 2030 | 5 | 3 | 3.2 | 32123 | 19075
Emergency Lighting | Illuminated Fire Exit Signage | Town II | 1 | Urgent | B | 8 | 2032 | 5 | 1 | 2.2 | 9893 | 20631
Local and Special Ventilation | Fan - Window / Wall Mounted | Town TA | 1 | Medium | B | 1 | 2025 | 5 | 3 | 3.2 | 32124 | 11545
Local and Special Ventilation | Fan - Window / Wall Mounted | Town TA | 1 | Medium | B | 1 | 2025 | 5 | 3 | 3.2 | 32125 | 11546
Heat Emitters | Gas Fired Unit Heaters | Town DH | 1 | Medium | B | 1 | 2025 | 5 | 3 | 3.2 | 32126 | 11547
Fire Safety Systems | Manual and Automatic Doors - Emergency and Panic Escape Doors | Town TC | 1 | Urgent | B | 30 | 2054 | 5 | 1 | 2.2 | 9894 | 33701
Roller Shutters | External Manual Roller Shutter | Town TJ | 1 | High | B | 1 | 2025 | 5 | 2 | 2.7 | 18200 | 5276
External Lighting | General - Non LED | Town TG | 1 | Medium | B | 1 | 2025 | 5 | 3 | 3.2 | 32127 | 11548
Emergency Lighting | Self Contained - LED | Town II | 1 | Urgent | B | 16 | 2040 | 5 | 1 | 2.2 | 9895 | 29060
BMS | BMS Control Panel | Town TD | 1 | High | B | 8 | 2032 | 5 | 2 | 2.7 | 18201 | 20780
External Lighting | General - LED | Town DH | 1 | Medium | B | 5 | 2029 | 5 | 3 | 3.2 | 32128 | 15548
LV Distribution | Main Distribution Board | Town QO | 1 | High | B | 15 | 2039 | 5 | 2 | 2.7 | 18202 | 28331
External Doors | Manual and Automatic Doors - Auto / Powered Sliding Doors | Town TF | 1 | High | B | 27 | 2051 | 5 | 2 | 2.7 | 18203 | 33593
Roller Shutters | External Manual Roller Shutter | Town TJ | 1 | High | B | 1 | 2025 | 5 | 2 | 2.7 | 18204 | 5277
Emergency Lighting | Illuminated Fire Exit Signage | Town M | 4 | Urgent | B | 16 | 2040 | 5 | 1 | 2.2 | 9896 | 29061
Fire Safety Systems | Fire Extinguishers - Foam | Town II | 1 | Urgent | B | 8 | 2032 | 5 | 1 | 2.2 | 9897 | 20632
Local and Special Ventilation | Fan - General Ventilation | Town SY | 1 | Medium | B | 5 | 2029 | 5 | 3 | 3.2 | 32129 | 15549
External Lighting | General - LED | Town CA | 2 | Medium | B | 1 | 2025 | 5 | 3 | 3.2 | 32130 | 11549
Fire Safety Systems | Manual and Automatic Doors - Emergency and Panic Escape Doors | Town TJ | 1 | Urgent | B | 11 | 2035 | 5 | 1 | 2.2 | 9898 | 24028
Local and Special Ventilation | Fan - Centrifugal | Town TH | 1 | Medium | B | 1 | 2025 | 5 | 3 | 3.2 | 32131 | 11550
General Lighting | General - LED fittings & Luminaires | Town M | 1 | Medium | B | 1 | 2025 | 5 | 3 | 3.2 | 32132 | 11551
Fire Safety Systems | Fire Extinguishers - Foam | Town QO | 1 | Urgent | B | 6 | 2030 | 5 | 1 | 2.2 | 9899 | 17284
Heat Emitters | Electric Heaters | Town CU | 5 | Medium | B | 1 | 2025 | 5 | 3 | 3.2 | 32133 | 11552
Fire Safety Systems | Fire Extinguishers - CO2 | Town TD | 2 | Urgent | B | 6 | 2030 | 5 | 1 | 2.2 | 9900 | 17285
General Lighting | General - LED fittings & Luminaires | Town M | 21 | Medium | B | 16 | 2040 | 5 | 3 | 3.2 | 32134 | 29903
Heat Emitters | Radiators - Steel | Town TA | 1 | Medium | B | 6 | 2030 | 5 | 3 | 3.2 | 32135 | 19076
General Lighting | General - LED fittings & Luminaires | Town II | 14 | Medium | B | 1 | 2025 | 5 | 3 | 3.2 | 32136 | 11553
Fire Safety Systems | Fire Extinguishers - Foam | Town II | 4 | Urgent | B | 8 | 2032 | 5 | 1 | 2.2 | 9901 | 20633
Fire Safety Systems | Fire Extinguishers - Foam | Town NM | 2 | Urgent | B | 8 | 2032 | 5 | 1 | 2.2 | 9902 | 20634
Fire Safety Systems | Fire Extinguishers - CO2 | Town II | 1 | Urgent | B | 6 | 2030 | 5 | 1 | 2.2 | 9903 | 17286
Roller Shutters | Internal Electric Roller Shutter | Town QO | 1 | Medium | B | 21 | 2045 | 5 | 3 | 3.2 | 32137 | 32813
Fire Safety Systems | Fire Alarm Panel / Repeater | Town TH | 1 | Urgent | B | 14 | 2038 | 5 | 1 | 2.2 | 9904 | 27403
Roller Shutters | External Manual Roller Shutter | Town N | 1 | High | B | 1 | 2025 | 5 | 2 | 2.7 | 18205 | 5278
Local Hot Water | Instantaneous Electric Water Heater - Non-Drinking Water | Town TB | 1 | Medium | D | 5 | 2029 | 3 | 3 | 2.6 | 11268 | 14568
Local and Special Ventilation | Fan - Window / Wall Mounted | Town TC | 1 | Medium | B | 1 | 2025 | 5 | 3 | 3.2 | 32138 | 11554
Emergency Lighting | Self Contained - LED | Town M | 7 | Urgent | B | 21 | 2045 | 5 | 1 | 2.2 | 9905 | 32498
Fire Safety Systems | Fire Extinguishers - CO2 | Town TG | 1 | Urgent | B | 6 | 2030 | 5 | 1 | 2.2 | 9906 | 17287
Emergency Lighting | Self Contained - LED | Town QO | 1 | Urgent | B | 22 | 2046 | 5 | 1 | 2.2 | 9907 | 33011
Heat Emitters | Gas Fired Natural and Fan Assisted Heaters | Town TH | 1 | Medium | B | 1 | 2025 | 5 | 3 | 3.2 | 32139 | 11555
Fire Safety Systems | Manual and Automatic Doors - Emergency and Panic Escape Doors | Town NM | 1 | Urgent | B | 21 | 2045 | 5 | 1 | 2.2 | 9908 | 32499
Fire Safety Systems | Fire Extinguishers - Foam | Town TI | 8 | Urgent | B | 5 | 2029 | 5 | 1 | 2.2 | 9909 | 14523
Air Conditioning | Multi-Split Condenser - Split Systems/Heat Pumps - Air-cooled with Direct Expansion Evaporator (DX) | Town TC | 1 | Medium | B | 1 | 2025 | 5 | 3 | 3.2 | 32140 | 11556
LV Distribution | Sub Distribution Board | Town TF | 1 | High | CX | 1 | 2025 | 2 | 2 | 1.8 | 567 | 455
Local and Special Ventilation | Fan - Extract | Town M | 1 | Medium | B | 11 | 2035 | 5 | 3 | 3.2 | 32141 | 25689
Roller Shutters | External Manual Roller Shutter | Town TI | 1 | High | B | 1 | 2025 | 5 | 2 | 2.7 | 18206 | 5279
Fire Safety Systems | Fire Alarm Panel / Repeater | Town E | 1 | Urgent | B | 11 | 2035 | 5 | 1 | 2.2 | 9910 | 24029
Access Control | Gate Access - Local Lock / Keypad / Manual (External) | Town TH | 2 | Medium | B | 1 | 2025 | 5 | 3 | 3.2 | 32142 | 11557
General Lighting | General - LED fittings & Luminaires | Town II | 3 | Medium | B | 6 | 2030 | 5 | 3 | 3.2 | 32143 | 19077
LV Distribution | Sub Distribution Board | Town E | 1 | High | C | 1 | 2025 | 4 | 2 | 2.4 | 10794 | 2553
LV Distribution | Sub Distribution Board | Town E | 1 | High | B | 1 | 2025 | 5 | 2 | 2.7 | 18207 | 5280
Access Control | Gate Access - Local Lock / Keypad / Manual (External) | Town NM | 1 | Medium | B | 1 | 2025 | 5 | 3 | 3.2 | 32144 | 11558
Fire Safety Systems | Fire Extinguishers - CO2 | Town TH | 1 | Urgent | B | 9 | 2033 | 5 | 1 | 2.2 | 9911 | 21510
Emergency Lighting | Self Contained - LED | Town QO | 1 | Urgent | B | 20 | 2044 | 5 | 1 | 2.2 | 9912 | 31576
Emergency Lighting | Self Contained - LED | Town II | 2 | Urgent | B | 21 | 2045 | 5 | 1 | 2.2 | 9913 | 32500
Fire Safety Systems | Fire Extinguishers - Foam | Town II | 1 | Urgent | B | 4 | 2028 | 5 | 1 | 2.2 | 9914 | 13881
Air Conditioning | Single-Split Condenser - Split Systems/Heat Pumps - Air-cooled with Direct Expansion Evaporator (DX) | Town TF | 1 | Medium | B | 6 | 2030 | 5 | 3 | 3.2 | 32145 | 19078
LV Distribution | Sub Distribution Board | Town TD | 1 | High | D | 19 | 2043 | 3 | 2 | 2.1 | 1364 | 31036
Local and Special Ventilation | Fan - Axial | Town TF | 1 | Medium | B | 5 | 2029 | 5 | 3 | 3.2 | 32146 | 15550
Lifts | Disabled Lift - Electric | Town TD | 1 | High | B | 6 | 2030 | 5 | 2 | 2.7 | 18208 | 17919
Local and Special Ventilation | Fan - Extract | Town TD | 1 | Medium | B | 6 | 2030 | 5 | 3 | 3.2 | 32147 | 19079
General Lighting | General - LED fittings & Luminaires | Town NK | 46 | Medium | CX | 1 | 2025 | 2 | 3 | 2.3 | 10387 | 2294
External Doors | Entrance Doors | Town II | 1 | High | B | 21 | 2045 | 5 | 2 | 2.7 | 18209 | 32775
Communication Systems | PA System | Town TH | 1 | Medium | B | 16 | 2040 | 5 | 3 | 3.2 | 32148 | 29904
Heat Emitters | Electric Heaters | Town II | 1 | Medium | B | 1 | 2025 | 5 | 3 | 3.2 | 32149 | 11559
Air Conditioning | Single-Split Condenser - Split Systems/Heat Pumps - Air-cooled with Direct Expansion Evaporator (DX) | Town TE | 1 | Medium | DX | 1 | 2025 | 1 | 3 | 2 | 1010 | 704
LV Distribution | Sub Distribution Board | Town TE | 1 | High | B | 1 | 2025 | 5 | 2 | 2.7 | 18210 | 5281
Fire Safety Systems | Fire Blanket | Town NM | 1 | Urgent | B | 6 | 2030 | 5 | 1 | 2.2 | 9915 | 17288
General Lighting | General - LED fittings & Luminaires | Town J | 41 | Medium | B | 16 | 2040 | 5 | 3 | 3.2 | 32150 | 29905
Local Hot Water | Package Electric Water Heaters - Non-Drinking Water | Town TF | 1 | Medium | B | 10 | 2034 | 5 | 3 | 3.2 | 32151 | 23188
Boiler | Electric Boilers | Town TH | 1 | Medium | B | 1 | 2025 | 5 | 3 | 3.2 | 32152 | 11560
Access Control | Door Lock / Keypad / Manual | Town TC | 1 | Medium | B | 10 | 2034 | 5 | 3 | 3.2 | 32153 | 23189
Heat Emitters | Electric Heaters | Town II | 1 | Medium | B | 1 | 2025 | 5 | 3 | 3.2 | 32154 | 11561
Air Conditioning | Single-Split Condenser - Split Systems/Heat Pumps - Air-cooled with Direct Expansion Evaporator (DX) | Town TH | 1 | Medium | B | 9 | 2033 | 5 | 3 | 3.2 | 32155 | 21923
Fire Safety Systems | Manual and Automatic Doors - Emergency and Panic Escape Doors | Town TF | 1 | Urgent | B | 11 | 2035 | 5 | 1 | 2.2 | 9916 | 24030
External Doors | Entrance Doors | Town TE | 1 | High | B | 26 | 2050 | 5 | 2 | 2.7 | 18211 | 33533
Local and Special Ventilation | Fan - Extract | Town M | 1 | Medium | B | 11 | 2035 | 5 | 3 | 3.2 | 32156 | 25690
Emergency Lighting | Illuminated Fire Exit Signage | Town TG | 1 | Urgent | B | 6 | 2030 | 5 | 1 | 2.2 | 9917 | 17289
LV Distribution | Main Distribution Board | Town QO | 1 | High | B | 15 | 2039 | 5 | 2 | 2.7 | 18212 | 28332
Roller Shutters | External Manual Roller Shutter | Town J | 1 | High | C | 25 | 2049 | 4 | 2 | 2.4 | 10795 | 33356
Roller Shutters | Internal Electric Roller Shutter | Town TA | 1 | Medium | B | 1 | 2025 | 5 | 3 | 3.2 | 32157 | 11562
Roller Shutters | External Manual Roller Shutter | Town CU | 1 | High | B | 1 | 2025 | 5 | 2 | 2.7 | 18213 | 5282
Heat Emitters | Electric Heaters | Town TF | 2 | Medium | C | 1 | 2025 | 4 | 3 | 2.9 | 19064 | 5856
Boiler | Atmospheric Gas Burner/Condensing Combination Boiler (domestic type) | Town QO | 1 | High | B | 5 | 2029 | 5 | 2 | 2.7 | 18214 | 14764
Local and Special Ventilation | Fan - Axial | Town TF | 1 | Medium | B | 5 | 2029 | 5 | 3 | 3.2 | 32158 | 15551
External Lighting | General - LED | Town M | 4 | Medium | B | 11 | 2035 | 5 | 3 | 3.2 | 32159 | 25691
Access Control | Door Lock / Keypad / Manual | Town E | 1 | Medium | B | 1 | 2025 | 5 | 3 | 3.2 | 32160 | 11563
LV Distribution | Main Distribution Board | Town TC | 1 | High | C | 10 | 2034 | 4 | 2 | 2.4 | 10796 | 22198
Local Hot Water | Package Electric Water Heaters - Non-Drinking Water | Town TJ | 1 | Medium | B | 6 | 2030 | 5 | 3 | 3.2 | 32161 | 19080
External Doors | Entrance Doors | Town TB | 1 | High | B | 25 | 2049 | 5 | 2 | 2.7 | 18215 | 33445
Roller Shutters | External Window Shutters - Manual | Town M | 1 | Medium | B | 1 | 2025 | 5 | 3 | 3.2 | 32162 | 11564
Fire Safety Systems | Fire Extinguishers - Foam | Town TJ | 3 | Urgent | B | 6 | 2030 | 5 | 1 | 2.2 | 9918 | 17290
Local and Special Ventilation | Unit extract fans | Town DH | 1 | Medium | C | 1 | 2025 | 4 | 3 | 2.9 | 19065 | 5857
LV Distribution | Main Distribution Board | Town QO | 1 | High | D | 15 | 2039 | 3 | 2 | 2.1 | 1365 | 27726
Roller Shutters | External Manual Roller Shutter - 24 High x 25 Wide | Town II | 1 | Urgent | C | 1 | 2025 | 4 | 1 | 1.9 | 757 | 487
LV Distribution | Main Distribution Board | Town N | 1 | High | B | 13 | 2037 | 5 | 2 | 2.7 | 18216 | 27043
Roller Shutters | External Manual Roller Shutter | Town QO | 1 | High | B | 11 | 2035 | 5 | 2 | 2.7 | 18217 | 24854
Emergency Lighting | Self Contained - LED | Town SZ | 5 | Urgent | B | 15 | 2039 | 5 | 1 | 2.2 | 9919 | 28046
Access Control | Door Lock / Keypad / Manual | Town SY | 1 | Medium | B | 10 | 2034 | 5 | 3 | 3.2 | 32163 | 23190
LV Distribution | Main Distribution Board | Town TD | 1 | High | CX | 1 | 2025 | 2 | 2 | 1.8 | 568 | 456
Heat Emitters | LTHW Overdoor Air Curtain/Heater | Town II | 1 | High | B | 12 | 2036 | 5 | 2 | 2.7 | 18218 | 26273
Local and Special Ventilation | Fan - Extract | Town TD | 1 | Medium | B | 1 | 2025 | 5 | 3 | 3.2 | 32164 | 11565
Multi-System Controls | Instrumental Control Panel | Town TA | 1 | Medium | B | 1 | 2025 | 5 | 3 | 3.2 | 32165 | 11566
Access Control | Door Lock / Keypad / Manual | Town TD | 1 | Medium | B | 13 | 2037 | 5 | 3 | 3.2 | 32166 | 27271
LV Distribution | Sub Distribution Board | Town CA | 1 | High | D | 1 | 2025 | 3 | 2 | 2.1 | 1366 | 914
Local Hot Water | Package Electric Water Heaters - Non-Drinking Water | Town TJ | 1 | Medium | B | 6 | 2030 | 5 | 3 | 3.2 | 32167 | 19081
Roller Shutters | External Manual Roller Shutter | Town J | 1 | High | C | 25 | 2049 | 4 | 2 | 2.4 | 10797 | 33357
Local and Special Ventilation | Fan - Extract | Town TB | 1 | Medium | B | 5 | 2029 | 5 | 3 | 3.2 | 32168 | 15552
Local Hot Water | Instantaneous Electric Water Heater - Non-Drinking Water | Town QO | 1 | Medium | B | 11 | 2035 | 5 | 3 | 3.2 | 32169 | 25692
Local and Special Ventilation | Fan - Window / Wall Mounted | Town QO | 1 | Medium | B | 10 | 2034 | 5 | 3 | 3.2 | 32170 | 23191
Fire Safety Systems | Fire Extinguishers - Powder | Town QO | 1 | Urgent | B | 5 | 2029 | 5 | 1 | 2.2 | 9920 | 14524
Local and Special Ventilation | Fan - Window / Wall Mounted | Town TA | 1 | Medium | C | 1 | 2025 | 4 | 3 | 2.9 | 19066 | 5858
Local Hot Water | Instantaneous Electric Water Heater - Non-Drinking Water | Town CU | 1 | Medium | B | 11 | 2035 | 5 | 3 | 3.2 | 32171 | 25693
LV Distribution | Main Distribution Board | Town II | 1 | High | B | 1 | 2025 | 5 | 2 | 2.7 | 18219 | 5283
Local and Special Ventilation | Unit extract fans | Town DH | 1 | Medium | C | 1 | 2025 | 4 | 3 | 2.9 | 19067 | 5859
Barriers & Guardrails | Vehicle Crash Protection Barrier | Town NK | 1 | V Low | B | 14 | 2038 | 5 | 4 | 3.7 | 33628 | 27704
External Lighting | General - Non LED | Town J | 4 | Medium | B | 1 | 2025 | 5 | 3 | 3.2 | 32172 | 11567
LV Distribution | Main Distribution Board | Town TJ | 1 | High | B | 13 | 2037 | 5 | 2 | 2.7 | 18220 | 27044
Local and Special Ventilation | Fan - Window / Wall Mounted | Town QO | 1 | Medium | B | 10 | 2034 | 5 | 3 | 3.2 | 32173 | 23192
Central Heating | Fan - Axial | Town E | 1 | High | B | 1 | 2025 | 5 | 2 | 2.7 | 18221 | 5284
Heat Emitters | Gas Fired Natural and Fan Assisted Heaters | Town CA | 1 | Medium | B | 1 | 2025 | 5 | 3 | 3.2 | 32174 | 11568
Local and Special Ventilation | Unit extract fans | Town TI | 1 | Medium | B | 6 | 2030 | 5 | 3 | 3.2 | 32175 | 19082
Local and Special Ventilation | Fan - Extract | Town M | 1 | Medium | B | 1 | 2025 | 5 | 3 | 3.2 | 32176 | 11569
Roller Shutters | External Manual Roller Shutter | Town QO | 1 | High | B | 20 | 2044 | 5 | 2 | 2.7 | 18222 | 31662
Fire Safety Systems | Fire Extinguishers - Foam | Town E | 4 | Urgent | B | 6 | 2030 | 5 | 1 | 2.2 | 9921 | 17291
Access Control | Gate Access - Local Lock / Keypad / Manual (External) | Town CA | 1 | Medium | B | 1 | 2025 | 5 | 3 | 3.2 | 32177 | 11570
LV Distribution | Main Distribution Board | Town TC | 1 | High | C | 10 | 2034 | 4 | 2 | 2.4 | 10798 | 22199
Roller Shutters | External Manual Roller Shutter | Town QO | 1 | High | B | 20 | 2044 | 5 | 2 | 2.7 | 18223 | 31663
Roller Shutters | External Manual Roller Shutter | Town QO | 1 | High | B | 20 | 2044 | 5 | 2 | 2.7 | 18224 | 31664
External Lighting | General - Non LED | Town DH | 2 | Medium | B | 1 | 2025 | 5 | 3 | 3.2 | 32178 | 11571
Emergency Lighting | Self Contained - Non LED | Town TA | 1 | Urgent | D | 1 | 2025 | 3 | 1 | 1.6 | 476 | 386
Fire Safety Systems | Fire Extinguishers - CO2 | Town M | 4 | Urgent | B | 6 | 2030 | 5 | 1 | 2.2 | 9922 | 17292
Local and Special Ventilation | Fan - Kitchen Extract | Town TP | 1 | Low | B | 10 | 2034 | 5 | 4 | 3.7 | 33629 | 23234
Boiler | Atmospheric Gas Burner/Condensing Combination Boiler (domestic type) | Town TO | 1 | High | B | 4 | 2028 | 5 | 2 | 2.7 | 18225 | 14012
Air Conditioning | Multi-Split Evaporator - Split Systems/Heat Pumps - Air-cooled with Direct Expansion Evaporator (DX) | Town TQ | 1 | Medium | B | 7 | 2031 | 5 | 3 | 3.2 | 32179 | 20203
AHU - Internal | Central Heating & Cooling - Electric & DX | Town TL | 1 | Medium | B | 1 | 2025 | 5 | 3 | 3.2 | 32180 | 11572
Roller Shutters | External Window Shutters - Electric | Town TO | 1 | Medium | B | 6 | 2030 | 5 | 3 | 3.2 | 32181 | 19083
Local and Special Ventilation | Fan - Extract | Town TS | 1 | Medium | B | 6 | 2030 | 5 | 3 | 3.2 | 32182 | 19084
LV Distribution | Main Distribution Board | Town FM | 1 | High | B | 15 | 2039 | 5 | 2 | 2.7 | 18226 | 28333
External Doors | Entrance Doors | Town TQ | 1 | High | B | 11 | 2035 | 5 | 2 | 2.7 | 18227 | 24855
Fire Safety Systems | Fire Extinguishers - Foam | Town TP | 1 | Urgent | B | 6 | 2030 | 5 | 1 | 2.2 | 9923 | 17293
Heat Emitters | Electric Heaters | Town TS | 1 | Medium | B | 1 | 2025 | 5 | 3 | 3.2 | 32183 | 11573
Fire Safety Systems | Fire Extinguishers - CO2 | Town TO | 2 | Urgent | B | 2 | 2026 | 5 | 1 | 2.2 | 9924 | 12824
Fire Safety Systems | Fire Extinguishers - CO2 | Town TM | 2 | Urgent | B | 2 | 2026 | 5 | 1 | 2.2 | 9925 | 12825
LV Distribution | Main Distribution Board | Town TP | 1 | High | D | 1 | 2025 | 3 | 2 | 2.1 | 1367 | 915
Local and Special Ventilation | Fan - Window / Wall Mounted | Town TS | 1 | Medium | B | 1 | 2025 | 5 | 3 | 3.2 | 32184 | 11574
Heat Emitters | Gas Fired Natural and Fan Assisted Heaters | Town TK | 1 | Medium | B | 3 | 2027 | 5 | 3 | 3.2 | 32185 | 13706
General Lighting | General - LED fittings & Luminaires | Town FM | 13 | Medium | B | 16 | 2040 | 5 | 3 | 3.2 | 32186 | 29906
Fire Safety Systems | Fire Extinguishers - CO2 | Town TL | 1 | Urgent | B | 6 | 2030 | 5 | 1 | 2.2 | 9926 | 17294
Fire Safety Systems | Fire Extinguishers - CO2 | Town TQ | 3 | Urgent | B | 9 | 2033 | 5 | 1 | 2.2 | 9927 | 21511
Heat Emitters | Fan Convector - Electric | Town TS | 1 | Medium | B | 1 | 2025 | 5 | 3 | 3.2 | 32187 | 11575
Boiler | Atmospheric Gas Burner/Condensing Combination Boiler (domestic type) | Town TL | 1 | High | A | 9 | 2033 | 6 | 2 | 3 | 19642 | 21675
Security Systems | Manual and Automatic Doors - High Security Door | Town TK | 1 | High | B | 31 | 2055 | 5 | 2 | 2.7 | 18228 | 33810
Fire Safety Systems | Fire Extinguishers - CO2 | Town TP | 5 | Urgent | B | 6 | 2030 | 5 | 1 | 2.2 | 9928 | 17295
Heat Emitters | Electric Heaters | Town TQ | 1 | Medium | B | 1 | 2025 | 5 | 3 | 3.2 | 32188 | 11576
Central Ventilation Systems | Fan - General Ventilation | Town TL | 1 | Low | B | 1 | 2025 | 5 | 4 | 3.7 | 33630 | 12422
Fire Safety Systems | Manual and Automatic Doors - Emergency and Panic Escape Doors | Town TN | 1 | Urgent | C | 15 | 2039 | 4 | 1 | 1.9 | 758 | 27721
Roller Shutters | External Manual Roller Shutter | Town TO | 1 | High | B | 11 | 2035 | 5 | 2 | 2.7 | 18229 | 24856
Local and Special Ventilation | Fan - Extract | Town TK | 1 | Medium | CX | 1 | 2025 | 2 | 3 | 2.3 | 10388 | 2295
Access Control | Door Lock / Keypad / Manual | Town TQ | 1 | Medium | B | 1 | 2025 | 5 | 3 | 3.2 | 32189 | 11577
Fire Safety Systems | Fire Extinguishers - Foam | Town TQ | 4 | Urgent | A | 10 | 2034 | 6 | 1 | 2.5 | 11014 | 22237
Fire Safety Systems | Manual and Automatic Doors - Emergency and Panic Escape Doors | Town TP | 1 | Urgent | A | 33 | 2057 | 6 | 1 | 2.5 | 11015 | 33850
Fire Safety Systems | Fire Extinguishers - CO2 | Town FM | 4 | Urgent | B | 6 | 2030 | 5 | 1 | 2.2 | 9929 | 17296
Roller Shutters | External Manual Roller Shutter | Town TO | 1 | High | B | 11 | 2035 | 5 | 2 | 2.7 | 18230 | 24857
Fire Safety Systems | Fire Extinguishers - Foam | Town TR | 2 | Urgent | B | 6 | 2030 | 5 | 1 | 2.2 | 9930 | 17297
Fire Safety Systems | Fire Extinguishers - Foam | Town TR | 5 | Urgent | B | 6 | 2030 | 5 | 1 | 2.2 | 9931 | 17298
Emergency Lighting | Self Contained - LED | Town TO | 1 | Urgent | B | 20 | 2044 | 5 | 1 | 2.2 | 9932 | 31577
External Doors | Entrance Doors | Town TP | 1 | High | B | 15 | 2039 | 5 | 2 | 2.7 | 18231 | 28334
LV Distribution | Main Distribution Board | Town TN | 1 | High | B | 1 | 2025 | 5 | 2 | 2.7 | 18232 | 5285
Fire Safety Systems | Internal Roller Shutter- Fire Rated | Town TQ | 1 | Urgent | B | 11 | 2035 | 5 | 1 | 2.2 | 9933 | 24031
Security Systems | Manual and Automatic Doors - High Security Door | Town TS | 1 | High | B | 16 | 2040 | 5 | 2 | 2.7 | 18233 | 29276
Fire Safety Systems | Manual and Automatic Doors - Emergency and Panic Escape Doors | Town TR | 1 | Urgent | B | 11 | 2035 | 5 | 1 | 2.2 | 9934 | 24032
Fire Safety Systems | Manual and Automatic Doors - Emergency and Panic Escape Doors | Town FM | 1 | Urgent | B | 11 | 2035 | 5 | 1 | 2.2 | 9935 | 24033
External Doors | Entrance Doors | Town FM | 1 | High | B | 17 | 2041 | 5 | 2 | 2.7 | 18234 | 30387
Roller Shutters | External Electric Roller Shutter | Town FM | 1 | High | B | 7 | 2031 | 5 | 2 | 2.7 | 18235 | 19712
Emergency Lighting | Self Contained - LED | Town TK | 5 | Urgent | B | 19 | 2043 | 5 | 1 | 2.2 | 9936 | 31121
Heat Emitters | Electric Heaters | Town TQ | 1 | Medium | B | 3 | 2027 | 5 | 3 | 3.2 | 32190 | 13707
Heat Emitters | Gas Fired Natural and Fan Assisted Heaters | Town TK | 1 | Medium | B | 1 | 2025 | 5 | 3 | 3.2 | 32191 | 11578
Fire Safety Systems | Fire Extinguishers - CO2 | Town TQ | 4 | Urgent | B | 9 | 2033 | 5 | 1 | 2.2 | 9937 | 21512
Fire Safety Systems | Fire Extinguishers - CO2 | Town TO | 2 | Urgent | B | 2 | 2026 | 5 | 1 | 2.2 | 9938 | 12826
Emergency Lighting | Illuminated Fire Exit Signage | Town TR | 5 | Urgent | B | 17 | 2041 | 5 | 1 | 2.2 | 9939 | 30258
Emergency Lighting | Illuminated Fire Exit Signage | Town FM | 2 | Urgent | B | 16 | 2040 | 5 | 1 | 2.2 | 9940 | 29062
General Lighting | General - LED fittings & Luminaires | Town FM | 60 | Medium | B | 16 | 2040 | 5 | 3 | 3.2 | 32192 | 29907
Multi-System Controls | Instrumental Control Panel | Town TR | 1 | Medium | B | 17 | 2041 | 5 | 3 | 3.2 | 32193 | 30593
Roller Shutters | External Manual Roller Shutter | Town TM | 1 | High | B | 7 | 2031 | 5 | 2 | 2.7 | 18236 | 19713
General Lighting | General - LED fittings & Luminaires | Town TK | 30 | Medium | B | 14 | 2038 | 5 | 3 | 3.2 | 32194 | 27651
Fire Safety Systems | Fire Extinguishers - CO2 | Town TK | 4 | Urgent | B | 2 | 2026 | 5 | 1 | 2.2 | 9941 | 12827
Air Conditioning | Multi-Split Condenser - Split Systems/Heat Pumps - Air-cooled with Direct Expansion Evaporator (DX) | Town TQ | 1 | Medium | B | 7 | 2031 | 5 | 3 | 3.2 | 32195 | 20204
LV Distribution | Sub Distribution Board | Town TM | 1 | High | B | 12 | 2036 | 5 | 2 | 2.7 | 18237 | 26274
Heat Emitters | Gas Fired Natural and Fan Assisted Heaters | Town TK | 1 | Medium | B | 1 | 2025 | 5 | 3 | 3.2 | 32196 | 11579
Boiler | Atmospheric Gas Burner/Condensing Combination Boiler (domestic type) | Town FM | 1 | High | A | 8 | 2032 | 6 | 2 | 3 | 19643 | 20793
Burner | Forced draft gas burner | Town TR | 1 | Medium | B | 7 | 2031 | 5 | 3 | 3.2 | 32197 | 20205
Multi-System Controls | Instrumental Control Panel | Town TP | 1 | Medium | B | 14 | 2038 | 5 | 3 | 3.2 | 32198 | 27652
Fire Safety Systems | Fire Extinguishers - CO2 | Town TK | 4 | Urgent | B | 2 | 2026 | 5 | 1 | 2.2 | 9942 | 12828
LV Distribution | Main Distribution Board | Town FM | 1 | High | D | 1 | 2025 | 3 | 2 | 2.1 | 1368 | 916
LV Distribution | Sub Distribution Board | Town TO | 1 | High | B | 12 | 2036 | 5 | 2 | 2.7 | 18238 | 26275
Multi-System Controls | Control Panel - Electrical Services (excluding Electrical Controllers and Pneumatic Relays) | Town TQ | 1 | Medium | B | 11 | 2035 | 5 | 3 | 3.2 | 32199 | 25694
Roller Shutters | External Window Shutters - Electric | Town TO | 1 | Medium | B | 6 | 2030 | 5 | 3 | 3.2 | 32200 | 19085
General Lighting | General - LED fittings & Luminaires | Town TR | 82 | Medium | B | 18 | 2042 | 5 | 3 | 3.2 | 32201 | 31001
LV Distribution | Sub Distribution Board | Town TO | 1 | High | B | 12 | 2036 | 5 | 2 | 2.7 | 18239 | 26276
Fire Safety Systems | Manual and Automatic Doors - Emergency and Panic Escape Doors | Town TR | 1 | Urgent | B | 11 | 2035 | 5 | 1 | 2.2 | 9943 | 24034
Fire Safety Systems | Fire Extinguishers - Water | Town TK | 1 | Urgent | B | 2 | 2026 | 5 | 1 | 2.2 | 9944 | 12829
Roller Shutters | External Manual Roller Shutter | Town TQ | 1 | High | B | 1 | 2025 | 5 | 2 | 2.7 | 18240 | 5286
Roller Shutters | Internal Electric Roller Shutter | Town TQ | 1 | Medium | B | 1 | 2025 | 5 | 3 | 3.2 | 32202 | 11580
Central Ventilation Systems | Fan - General Ventilation | Town TR | 1 | Low | B | 1 | 2025 | 5 | 4 | 3.7 | 33631 | 12423
Heat Emitters | Fan Convector - Electric | Town TK | 1 | Medium | B | 1 | 2025 | 5 | 3 | 3.2 | 32203 | 11581
Fire Safety Systems | Fire Alarm System | Town TL | 1 | Urgent | A | 14 | 2038 | 6 | 1 | 2.5 | 11016 | 27430
Multi-System Controls | Instrumental Control Panel | Town TR | 1 | Medium | B | 17 | 2041 | 5 | 3 | 3.2 | 32204 | 30594
Roller Shutters | External Electric Roller Shutter | Town FM | 1 | High | B | 7 | 2031 | 5 | 2 | 2.7 | 18241 | 19714
Emergency Lighting | Self Contained - LED | Town TO | 10 | Urgent | B | 19 | 2043 | 5 | 1 | 2.2 | 9945 | 31122
Emergency Lighting | Illuminated Fire Exit Signage | Town FM | 3 | Urgent | B | 16 | 2040 | 5 | 1 | 2.2 | 9946 | 29063
Emergency Lighting | Illuminated Fire Exit Signage | Town TK | 4 | Urgent | B | 1 | 2025 | 5 | 1 | 2.2 | 9947 | 1993
Emergency Lighting | Self Contained - LED | Town TS | 1 | Urgent | B | 21 | 2045 | 5 | 1 | 2.2 | 9948 | 32501
Central Ventilation Systems | Fan - General Ventilation | Town TP | 1 | Low | B | 1 | 2025 | 5 | 4 | 3.7 | 33632 | 12424
Roller Shutters | External Window Shutters - Electric | Town TM | 1 | Medium | C | 6 | 2030 | 4 | 3 | 2.9 | 19068 | 17951
Hot Water Distribution | Tank - Break Tank and Pump (Fluid Category 5 Backflow Protection) | Town TQ | 1 | Urgent | B | 1 | 2025 | 5 | 1 | 2.2 | 9949 | 1994
LV Distribution | Sub Distribution Board | Town TP | 1 | High | A | 19 | 2043 | 6 | 2 | 3 | 19644 | 31341
Roller Shutters | External Manual Roller Shutter | Town FM | 1 | High | B | 15 | 2039 | 5 | 2 | 2.7 | 18242 | 28335
Central Ventilation Systems | Fan - Axial | Town TQ | 1 | Medium | B | 1 | 2025 | 5 | 3 | 3.2 | 32205 | 11582
Air Conditioning | Single-Split Condenser - Split Systems/Heat Pumps - Air-cooled with Direct Expansion Evaporator (DX) | Town TO | 1 | Medium | B | 12 | 2036 | 5 | 3 | 3.2 | 32206 | 26782
Roller Shutters | Internal Electric Roller Shutter | Town TK | 1 | Medium | B | 15 | 2039 | 5 | 3 | 3.2 | 32207 | 28551
Roller Shutters | Internal Electric Roller Shutter | Town TR | 1 | Medium | B | 1 | 2025 | 5 | 3 | 3.2 | 32208 | 11583
Roller Shutters | Internal Electric Roller Shutter | Town TL | 1 | Medium | B | 4 | 2028 | 5 | 3 | 3.2 | 32209 | 14263
Local and Special Ventilation | Fan - Window / Wall Mounted | Town TQ | 1 | Medium | CX | 12 | 2036 | 2 | 3 | 2.3 | 10389 | 26127
Access Control | Door Lock / Keypad / Manual | Town TK | 2 | Medium | B | 1 | 2025 | 5 | 3 | 3.2 | 32210 | 11584
Heat Emitters | Electric Heaters | Town TQ | 1 | Medium | B | 1 | 2025 | 5 | 3 | 3.2 | 32211 | 11585
Air Conditioning | Single-Split Evaporator - Split Systems/Heat Pumps - Air-cooled with Direct Expansion Evaporator (DX) | Town TK | 1 | Medium | B | 9 | 2033 | 5 | 3 | 3.2 | 32212 | 21924
General Lighting | General - LED fittings & Luminaires | Town UC | 46 | Medium | C | 10 | 2034 | 4 | 3 | 2.9 | 19069 | 22540
Heat Emitters | Electric Overdoor Air Curtain/Heater | Town LQ | 1 | Medium | B | 1 | 2025 | 5 | 3 | 3.2 | 32213 | 11586
LV Distribution | Sub Distribution Board | Town TW | 1 | High | B | 8 | 2032 | 5 | 2 | 2.7 | 18243 | 20781
Local and Special Ventilation | Fan - Axial | Town TT | 1 | Medium | B | 1 | 2025 | 5 | 3 | 3.2 | 32214 | 11587
Air Conditioning | Single-Split Condenser - Split Systems/Heat Pumps - Air-cooled with Direct Expansion Evaporator (DX) | Town TU | 1 | Medium | B | 7 | 2031 | 5 | 3 | 3.2 | 32215 | 20206
Air Conditioning | Single-Split Evaporator - Split Systems/Heat Pumps - Air-cooled with Direct Expansion Evaporator (DX) | Town DE | 1 | Medium | B | 5 | 2029 | 5 | 3 | 3.2 | 32216 | 15553
Local and Special Ventilation | Fan - Window / Wall Mounted | Town TY | 1 | Medium | B | 1 | 2025 | 5 | 3 | 3.2 | 32217 | 11588
LV Distribution | Sub Distribution Board | Town TV | 1 | High | B | 1 | 2025 | 5 | 2 | 2.7 | 18244 | 5287
LV Distribution | Sub Distribution Board | Town DG | 1 | High | B | 19 | 2043 | 5 | 2 | 2.7 | 18245 | 31275
LV Distribution | Sub Distribution Board | Town TY | 1 | High | B | 6 | 2030 | 5 | 2 | 2.7 | 18246 | 17920
Local and Special Ventilation | Fan - Window / Wall Mounted | Town CZ | 1 | Medium | B | 10 | 2034 | 5 | 3 | 3.2 | 32218 | 23193
Local and Special Ventilation | Fan - Extract | Town TU | 1 | Medium | B | 1 | 2025 | 5 | 3 | 3.2 | 32219 | 11589
Local and Special Ventilation | Fan - Extract | Town UB | 1 | Medium | B | 1 | 2025 | 5 | 3 | 3.2 | 32220 | 11590
Local Hot Water | Instantaneous Electric Water Heater - Non-Drinking Water | Town DE | 1 | Medium | B | 12 | 2036 | 5 | 3 | 3.2 | 32221 | 26783
Local and Special Ventilation | Fan - Axial | Town LQ | 1 | Medium | B | 1 | 2025 | 5 | 3 | 3.2 | 32222 | 11591
Local and Special Ventilation | Fan - Extract | Town DG | 1 | Medium | CX | 1 | 2025 | 2 | 3 | 2.3 | 10390 | 2296
Local and Special Ventilation | Fan - Axial | Town LQ | 1 | Medium | B | 1 | 2025 | 5 | 3 | 3.2 | 32223 | 11592
Local and Special Ventilation | Fan - Axial | Town DE | 1 | Medium | B | 5 | 2029 | 5 | 3 | 3.2 | 32224 | 15554
Fire Safety Systems | Manual and Automatic Doors - Emergency and Panic Escape Doors | Town UB | 1 | Urgent | B | 15 | 2039 | 5 | 1 | 2.2 | 9950 | 28047
Fire Safety Systems | Manual and Automatic Doors - Emergency and Panic Escape Doors | Town TY | 1 | Urgent | B | 21 | 2045 | 5 | 1 | 2.2 | 9951 | 32502
External Lighting | General - Non LED | Town TW | 7 | Medium | B | 1 | 2025 | 5 | 3 | 3.2 | 32225 | 11593
Heat Emitters | Radiators - Steel | Town TW | 5 | Medium | B | 1 | 2025 | 5 | 3 | 3.2 | 32226 | 11594
Emergency Lighting | Illuminated Fire Exit Signage | Town LQ | 2 | Urgent | B | 6 | 2030 | 5 | 1 | 2.2 | 9952 | 17299
Air Conditioning | Single-Split Evaporator - Split Systems/Heat Pumps - Air-cooled with Direct Expansion Evaporator (DX) | Town DE | 1 | Medium | B | 5 | 2029 | 5 | 3 | 3.2 | 32227 | 15555
Heat Emitters | Gas Fired Natural and Fan Assisted Heaters | Town TY | 1 | Medium | B | 1 | 2025 | 5 | 3 | 3.2 | 32228 | 11595
Emergency Lighting | Self Contained - Non LED | Town TU | 1 | Urgent | B | 11 | 2035 | 5 | 1 | 2.2 | 9953 | 24035
Heat Emitters | Radiators - Steel | Town TW | 6 | Medium | B | 1 | 2025 | 5 | 3 | 3.2 | 32229 | 11596
Emergency Lighting | Self Contained - LED | Town UA | 5 | Urgent | B | 24 | 2048 | 5 | 1 | 2.2 | 9954 | 33251
Fire Safety Systems | Fire Extinguishers - CO2 | Town DE | 5 | Urgent | B | 6 | 2030 | 5 | 1 | 2.2 | 9955 | 17300
Barriers & Guardrails | Vehicle Crash Protection Barrier | Town CZ | 9 | V Low | B | 1 | 2025 | 5 | 4 | 3.7 | 33633 | 12425
General Lighting | General - LED fittings & Luminaires | Town TT | 10 | Medium | B | 16 | 2040 | 5 | 3 | 3.2 | 32230 | 29908
General Lighting | General - LED fittings & Luminaires | Town TW | 44 | Medium | B | 17 | 2041 | 5 | 3 | 3.2 | 32231 | 30595
Heat Emitters | Electric Heaters | Town TW | 1 | Medium | B | 1 | 2025 | 5 | 3 | 3.2 | 32232 | 11597
Fire Safety Systems | Fire Extinguishers - CO2 | Town TV | 4 | Urgent | B | 6 | 2030 | 5 | 1 | 2.2 | 9956 | 17301
General Lighting | General - LED fittings & Luminaires | Town UB | 22 | Medium | B | 17 | 2041 | 5 | 3 | 3.2 | 32233 | 30596
Central Ventilation Systems | Fan - General Ventilation | Town TT | 1 | Low | B | 1 | 2025 | 5 | 4 | 3.7 | 33634 | 12426
Central Heating | Fan - Axial | Town UC | 1 | High | B | 1 | 2025 | 5 | 2 | 2.7 | 18247 | 5288
Emergency Lighting | Self Contained - LED | Town TW | 2 | Urgent | B | 15 | 2039 | 5 | 1 | 2.2 | 9957 | 28048
Emergency Lighting | Self Contained - LED | Town TX | 1 | Urgent | DX | 21 | 2045 | 1 | 1 | 1 | 24 | 31700
Emergency Lighting | Self Contained - LED | Town CW | 3 | Urgent | B | 21 | 2045 | 5 | 1 | 2.2 | 9958 | 32503
Air Conditioning | Single-Split Condenser - Split Systems/Heat Pumps - Air-cooled with Direct Expansion Evaporator (DX) | Town TV | 1 | Medium | B | 9 | 2033 | 5 | 3 | 3.2 | 32234 | 21925
Heat Emitters | Gas Fired Natural and Fan Assisted Heaters | Town ST | 1 | Medium | B | 5 | 2029 | 5 | 3 | 3.2 | 32235 | 15556
General Lighting | General - LED fittings & Luminaires | Town UC | 1 | Medium | B | 1 | 2025 | 5 | 3 | 3.2 | 32236 | 11598
Fire Safety Systems | Fire Extinguishers - CO2 | Town TZ | 1 | Urgent | B | 2 | 2026 | 5 | 1 | 2.2 | 9959 | 12830
Boiler | Atmospheric Gas Burner/Condensing Combination Boiler (domestic type) | Town UB | 1 | High | DX | 1 | 2025 | 1 | 2 | 1.5 | 419 | 373
LV Distribution | Sub Distribution Board | Town DE | 1 | High | B | 10 | 2034 | 5 | 2 | 2.7 | 18248 | 22524
External Doors | Manual and Automatic Doors - Auto / Powered Sliding Doors | Town ST | 1 | High | B | 6 | 2030 | 5 | 2 | 2.7 | 18249 | 17921
Boiler | Atmospheric Gas Burner Boiler - Small and/or Wall Hung for Domestic Installation | Town CW | 1 | Medium | B | 4 | 2028 | 5 | 3 | 3.2 | 32237 | 14264
Central Heating | Fan - Axial | Town UB | 1 | High | B | 1 | 2025 | 5 | 2 | 2.7 | 18250 | 5289
Local and Special Ventilation | Fan - Extract | Town TV | 1 | Medium | B | 11 | 2035 | 5 | 3 | 3.2 | 32238 | 25695
Roller Shutters | Internal Electric Roller Shutter | Town TY | 1 | Medium | B | 11 | 2035 | 5 | 3 | 3.2 | 32239 | 25696
Access Control | Gate Access - Local Lock / Keypad / Manual (External) | Town TW | 1 | Medium | B | 1 | 2025 | 5 | 3 | 3.2 | 32240 | 11599
External Lighting | General - Non LED | Town ST | 1 | Medium | B | 5 | 2029 | 5 | 3 | 3.2 | 32241 | 15557
External Lighting | General - LED | Town UB | 2 | Medium | B | 9 | 2033 | 5 | 3 | 3.2 | 32242 | 21926
Heat Emitters | Gas Fired Unit Heaters | Town UB | 1 | Medium | B | 1 | 2025 | 5 | 3 | 3.2 | 32243 | 11600
Fire Safety Systems | Manual and Automatic Doors - Emergency and Panic Escape Doors | Town TU | 1 | Urgent | B | 26 | 2050 | 5 | 1 | 2.2 | 9960 | 33474
Local and Special Ventilation | Fan - Axial | Town CZ | 1 | Medium | B | 4 | 2028 | 5 | 3 | 3.2 | 32244 | 14265
Roller Shutters | External Manual Roller Shutter | Town UE | 1 | High | B | 11 | 2035 | 5 | 2 | 2.7 | 18251 | 24858
Fire Safety Systems | Fire Alarm Panel / Repeater | Town TT | 1 | Urgent | B | 1 | 2025 | 5 | 1 | 2.2 | 9961 | 1995
Local and Special Ventilation | Fan - Extract | Town TV | 1 | Medium | B | 1 | 2025 | 5 | 3 | 3.2 | 32245 | 11601
LV Distribution | Sub Distribution Board | Town TU | 1 | High | B | 16 | 2040 | 5 | 2 | 2.7 | 18252 | 29277